## Sheet1
SN | KFSHRC IC | Item Specification | UNIT | Quantity | Manufacturer | Country Of Origin | Supplier | SFDA. NO | Trade Name | Item Validity Total Shelf Life (months) | Catalog Number | Volume/ Package Size | Quantity Quoted | Unit Price (SR) | Unit Price In Writing (SR) | Total Price (SR) | Free Of Charge % | Company Comments & Remarks | Delivery Period | First Shipment Quantity | First Shipment Delivery Period | prefered CAT
1 | 333294106 | CATHETER GUIDER SOFT TIP SIZE 5F X 90CM, 40 DEGREES ANGLE XF | EACH | 30 | [11 empty] | 0 | [5 empty] | 10062 (or equivalent )
2 | 333294107 | CATHETER GUIDER SOFT TIP SIZE 6F X 90CM, 40 DEGREES ANGLE XF | EACH | 60 | [11 empty] | 0 | [5 empty] | 10042 (or equivalent )
3 | 333294108 | CATHETER GUIDER SOFT TIP SIZE 7F X 90CM, 40 DEGREES ANGLE XF | EACH | 15 | [11 empty] | 0 | [5 empty] | 10043 (or equivalent )
4 | 333294109 | CATHETER GUIDER SOFT TIP SIZE 8F X 90CM, 40 DEGREES ANGLE XF | EACH | 80 | [11 empty] | 0 | [5 empty] | 10044 (or equivalent )
5 | 333294117 | CATHETER BALLOON BERMAN WEDGE 4FR, 60CM STERILE | EACH | 90 | [11 empty] | 0
6 | 333294118 | CATHETER BERMAN ANGIOGRAPHY 4FR, 50CM STERILE | EACH | 90 | [11 empty] | 0
7 | 333294119 | (RPD-CATH LAB) CATHETER 5F PIGTAIL STERILE | EACH | 270 | [11 empty] | 0 | [5 empty] | 7602-2M (or equivalent )
8 | 333294121 | (RPD-CATH LAB) CATHETER BALLOON WEDGE 6FR, 110CM STERILE | EACH | 360 | [11 empty] | 0
9 | 333294123 | (RPD-CATH LAB) SUPER SOFT STABILIZER 0.014 INCH WIRE 190CM STERILE | EACH | 180 | [11 empty] | 0
10 | 333294125 | CATHETER 6F NO TORQUE RIGHT STERILE | EACH | 36 | [11 empty] | 0 | [5 empty] | DXT6NOTO (or equivalent )
11 | 333294126 | (CATH LAB) GUIDE CATHETER 7F JUDKINS LEFT 4 STERILE | EACH | 18 | [11 empty] | 0
12 | 333294127 | GUIDE CATHETER 7F JUDKINS RIGHT 4 W/SH STERILE | EACH | 36 | [11 empty] | 0
13 | 333294128 | (CATH LAB) GUIDEWIRE ANGLED 260CM STERILE | EACH | 90 | [11 empty] | 0 | [5 empty] | RF*GA18263 (or equivalent )
14 | 333294129 | GUIDEWIRE STANDARD TYPE 150CM REGULAR STERILE | EACH | 90 | [11 empty] | 0
15 | 333294134 | CATHETER 6F QUADRIPOLAR STERILE | EACH | 36 | [11 empty] | 0 | [5 empty] | 401451 (or equivalent )
16 | 337222102 | PRECUTS P-PR-5 POINT HEAD AND SHOULDER MASK THERMOPLASTIC 10/SET | EACH | 150 | [11 empty] | 0 | [5 empty] | 920145 (or equivalent )
17 | 337222105 | PRECUTS P-PR-44- 3 POINT HEAD MASK WITH LARYNX EXTENSION 10/SET | SET | 24 | [11 empty] | 0 | [5 empty] | 920044 (or equivalent )
18 | 337888100 | (RPD-CATH LAB) TEMPORARY PACING LEAD 5FR 100CM STERILE | EACH | 180 | [11 empty] | 0
19 | 339601 | ARMBOARD NEWBORN PADDED VINYL 2X5" (62) | EACH | 8400 | [11 empty] | 0 | [5 empty] | 651 (or equivalent )
20 | 339606 | ARMBOARD ADULT 3 1/8X9" DISPOSABLE (62) | EACH | 4800 | [11 empty] | 0 | [5 empty] | H84106501 (or equivalent )
21 | 341661100 | MICROSPHERE EMBOLIZATION SIR-SPHERES Y-90 RESIN FOR SELECTIVE INTERNAL RADIATION THERAPHY (SIRT) | EACH | 20 | [11 empty] | 0 | [5 empty] | SIR-Y001 (or equivalent )
22 | 348282113 | BALLOON AMPHIRION DEEP 2MM X 40MM X 150CM | EACH | 10 | [11 empty] | 0 | [5 empty] | AMD020040152 (or equivalent )
23 | 348897101 | SKIN MARKING LABEL SURE MARK | BOX | 30 | [11 empty] | 0 | [5 empty] | MT-SL-W8 (or equivalent )
24 | 349889120 | CATHETER PERITONEAL ADDITIONAL PLEUR X PRODUCTS KIT | EACH | 30 | [11 empty] | 0 | [5 empty] | 50-7050 (or equivalent )
25 | 349889188 | CATHETER VERTEBRAL 4FR X 100CM STERILE | EACH | 150 | [11 empty] | 0
26 | 351185101 | MASK FRAME RADIOTHERAPY TYPE-S™ THERMOPLASTIC HEAD ONLY 2.44MM DISPOSABLE | EACH | 100 | [11 empty] | 0 | [5 empty] | MT-APUID-20-24 (or equivalent )
27 | 351185103 | MASK FRAME RADIOTHERAPY TYPE-S™ THERMOPLASTIC HEAD, NECK AND SHOULDER 3.2MM DISPOSABLE | EACH | 400 | [11 empty] | 0 | [5 empty] | MT-APSID-29NR-32 (or equivalent )
28 | 358635 | CATH CENTRAL VENOUS 4FR 8CM 2 LUMEN INDWELING CATH 22G .018"45CM SGW PED KIT STERILE (54) | EACH | 450 | [11 empty] | 0 | [5 empty] | D4166906 (or equivalent )
29 | 358656 | CATHETER CENTRAL VENOUS ANTIMICROBIAL IMPREGNATED (W/CHLORHEXIDINE 2%) 3-LUMEN 13CM 5.5FR STERILE KIT (54) | EACH | 160 | [11 empty] | 0 | [5 empty] | TI-26553-ME (or equivalent )
30 | 358675 | CATH RADIAL ARTERY 22G1-3/8" INDWELING 23G TW-NDLE.015" SGW KIT STERILE (54) | EACH | 800 | [11 empty] | 0 | [5 empty] | RA-04122 (or equivalent )
31 | 362192 | CATHETERS POWER PICC 4FR DOUBLE BARD (48) | EACH | 936 | [11 empty] | 0 | [5 empty] | 1274108D (or equivalent )
32 | 362193 | CATHETERS POWER PICC 5FR TRIBLE BARD (48) | EACH | 1116 | [11 empty] | 0
33 | 362507 | UNIVERSAL SECUREMENT DEVICE SMALL 100/BOX STERILE (50) | EACH | 36000 | [11 empty] | 0 | [5 empty] | 3200S (or equivalent )
34 | 362509 | UNIVERSAL SECUREMENT DEVICE LARGE 100/BOX STERILE (50) | EACH | 24000 | [11 empty] | 0 | [5 empty] | 3400L (or equivalent )
35 | 376001 | UMBILICAL VESSEL CATHETER UVC 3.5FR SINGLE LUMEN POLYURETHANE MARKED TO 34 CM, 21 GAUGE STERILE, BOX/10, (62) | EACH | 360 | [11 empty] | 0
36 | 381805 | CATHETER LEADER 18G 10CM 8-12MM DIA NDL 19G 54MM 0.8-1.1MM DIA STERILE DISPOSABLE (60) | EACH | 1920 | [11 empty] | 0 | [5 empty] | FRANCE;115.11 (or equivalent )
37 | 388700 | CONNECTOR-T DOUBLE TO USE WITH MX596 TUBING STERILE (62) | EACH | 25800 | [11 empty] | 0 | [5 empty] | IC-011-CT3307 (or equivalent )
38 | 418112 | CATHETER IV 18G2"CATH 20G NEEDLE RADIOPAQUE VIALON NON PYROGENIC NON LATEX INSYTE AUTOGUARD SAFETY STERILE DISPOSABLE (62) | EACH | 4800 | [11 empty] | 0 | [5 empty] | 381847 (or equivalent )
39 | 418115 | CATHETER IV 24G9/16"NEEDLE WITHOUT WING INSYTE AUTOGUARD VIALON SAFETY STERILE DISPOSABLE (62) | EACH | 105600 | [11 empty] | 0 | [5 empty] | 381811 (or equivalent )
40 | 418118 | CATHETER IV 18G 1 1/4", NEEDLE 20G RADIOPAQUE VIALON INSIGHT AUTOGARD BLOOD CONTROL SAFETY NEEDLE STERILE DISPOSABLE (62) | EACH | 33600 | [11 empty] | 0 | [5 empty] | 381044 (or equivalent )
41 | 418123 | CATHETER IV 24G 3/4" NEEDLE RADIOPAQUE VIALON INSIGHT AUTOGUARD BLOOD NEEDLE SAFETY STERILE DISPOSABLE (62) | EACH | 76800 | [11 empty] | 0 | [5 empty] | 381012 (or equivalent )
42 | 418126 | CATHETER IV 24G X 19MM NEEDLE RADIOGRAPHIC POWER INJECTION /W CLOSED SYSTEM STERILE DISPOSABLE (62) | BOX | 36 | [11 empty] | 0 | [5 empty] | 383691 (or equivalent )
43 | 418127 | CATHETER IV 22G X 25MM NEEDLE RADIOGRAPHIC POWER INJECTION /W CLOSED SYSTEM STERILE DISPOSABLE (62) | CASE | 12 | [11 empty] | 0 | [5 empty] | 071-383692 (or equivalent )
44 | 94033 | ADAPTER KIDNEY BACK TABLE FLUSH CANNULA | EACH | 200 | [11 empty] | 0 | [5 empty] | KP 16-32A (or equivalent )
45 | 112690 | POSITIONING AID CUSHION SUPPORT URETHANE | EACH | 250 | [11 empty] | 0 | [5 empty] | MT-ACL-14242 (or equivalent )
46 | 247873100 | CASSETTE MILLIFLEX (CETRIMIDE) STERILE | PACK | 36 | [11 empty] | 0 | [5 empty] | MXSM CET 48 (or equivalent )
47 | 310381016 | CUSTOM DRESSING KIT FOR LEFT VENTRICULAR ASSIST DEVICE | EACH | 8000 | [11 empty] | 0 | [5 empty] | CPT-01000-019 (or equivalent )
48 | 311561652 | STENT ORSIRO DRUG-ELUTING 2.25MM X 13MM | EACH | 12 | [11 empty] | 0
49 | 311561653 | STENT ORSIRO DRUG-ELUTING 2.25MM X 18MM | EACH | 12 | [11 empty] | 0
50 | 311561654 | STENT ORSIRO DRUG-ELUTING 2.25MM X 26MM | EACH | 12 | [11 empty] | 0
51 | 311561655 | STENT ORSIRO DRUG-ELUTING 2.25MM X 35MM | EACH | 12 | [11 empty] | 0
52 | 311561656 | STENT ORSIRO DRUG-ELUTING 4.00MM X 26MM | EACH | 12 | [11 empty] | 0
53 | 311561657 | STENT ORSIRO DRUG-ELUTING 4.00MM X 22MM | EACH | 12 | [11 empty] | 0
54 | 311561658 | STENT ORSIRO DRUG-ELUTING 3.00MM X 35MM | EACH | 12 | [11 empty] | 0
55 | 311561659 | STENT ORSIRO DRUG-ELUTING 2.50MM X 18MM | EACH | 12 | [11 empty] | 0
56 | 311561660 | STENT ORSIRO DRUG-ELUTING 2.50MM X 22MM | EACH | 12 | [11 empty] | 0
57 | 311561661 | STENT ORSIRO DRUG-ELUTING 2.75MM X 18MM | EACH | 12 | [11 empty] | 0
58 | 311561662 | STENT ORSIRO DRUG-ELUTING 2.75MM X 22MM | EACH | 12 | [11 empty] | 0
59 | 311561663 | STENT ORSIRO DRUG-ELUTING 3.00MM X 18MM | EACH | 12 | [11 empty] | 0
60 | 311561664 | STENT ORSIRO DRUG-ELUTING 3.00MM X 22MM | EACH | 12 | [11 empty] | 0
61 | 311561665 | STENT ORSIRO DRUG-ELUTING 3.50MM X 18MM | EACH | 12 | [11 empty] | 0
62 | 311561666 | STENT ORSIRO DRUG-ELUTING 3.50MM X 22MM | EACH | 12 | [11 empty] | 0
63 | 311561667 | STENT ORSIRO DRUG-ELUTING 4.00MM X 18 MM | EACH | 12 | [11 empty] | 0
64 | 311561731 | CATHETER CATHETER CP 3.5L AND CONSOLE IMPELLA CP PUMP FOR USE WITH IMPELLA CONTROLLER | EACH | 8 | [11 empty] | 0
65 | 311561739 | DEVICE ENDOVASCULAR INFUSION CATHETER WORKING LENGTH 106CM TREATMENT ZONE 6CM | EACH | 1 | [11 empty] | 0 | [5 empty] | 500-55106 (or equivalent )
66 | 311561740 | DEVICE ENDOVASCULAR INFUSION CATHETER WORKING LENGTH 106CM TREATMENT ZONE 12CM | EACH | 1 | [11 empty] | 0 | [5 empty] | 500-55112 (or equivalent )
67 | 311561741 | DEVICE ENDOVASCULAR INFUSION CATHETER WORKING LENGTH 106CM TREATMENT ZONE 18CM | EACH | 1 | [11 empty] | 0 | [5 empty] | 500-55118 (or equivalent )
68 | 311561742 | DEVICE ENDOVASCULAR INFUSION CATHETER WORKING LENGTH 106CM TREATMENT ZONE 24CM | EACH | 1 | [11 empty] | 0 | [5 empty] | 500-55124 (or equivalent )
69 | 311561743 | DEVICE ENDOVASCULAR INFUSION CATHETER WORKING LENGTH 106CM TREATMENT ZONE 30CM | EACH | 1 | [11 empty] | 0 | [5 empty] | 500-55130 (or equivalent )
70 | 311561744 | DEVICE ENDOVASCULAR INFUSION CATHETER WORKING LENGTH 106CM TREATMENT ZONE 40CM | EACH | 1 | [11 empty] | 0 | [5 empty] | 500-55140 (or equivalent )
71 | 311561745 | DEVICE ENDOVASCULAR INFUSION CATHETER WORKING LENGTH 106CM TREATMENT ZONE 50CM | EACH | 1 | [11 empty] | 0 | [5 empty] | 500-55150 (or equivalent )
72 | 311561901 | GUIDEWIRE PERIPHERAL GLIDEWIRE ADVANTAGE 0.035 - 260CM | EACH | 400 | [11 empty] | 0 | [5 empty] | RA*CA35265CM (or equivalent )
73 | 311562030 | CATHETER BALLOON DILATATION, PACIFIC PLUS 018, 5MM/20MM/130CM | EACH | 18 | [11 empty] | 0
74 | 311562031 | CATHETER BALLOON DILATATION, PACIFIC PLUS 018, 5MM/40MM/130CM | EACH | 18 | [11 empty] | 0
75 | 311562032 | CATHETER BALLOON DILATATION, PACIFIC PLUS 018, 6MM/20MM/130CM | EACH | 18 | [11 empty] | 0
76 | 311562033 | CATHETER BALLOON DILATATION, PACIFIC PLUS 018, 6MM/40MM/130CM | EACH | 18 | [11 empty] | 0
77 | 311562034 | CATHETER BALLOON DILATATION, PACIFIC PLUS 018, 7MM/20MM/130CM | EACH | 18 | [11 empty] | 0
78 | 311562035 | CATHETER BALLOON DILATATION, PACIFIC PLUS 018, 7MM/40MM/130CM | EACH | 18 | [11 empty] | 0
79 | 311562745 | CATHETER PACING BI POLAR 5FR 90CM J-TIP | EACH | 108 | [11 empty] | 0 | [5 empty] | D97130F5 (or equivalent )
80 | 311562746 | CATHETER BALLOON DILATATION 1 MM X 8 MM | EACH | 18 | [11 empty] | 0 | [5 empty] | 234-R-1008 (or equivalent )
81 | 311562747 | CATHETER BALLOON DILATATION 1 MM X 10 MM | EACH | 18 | [11 empty] | 0 | [5 empty] | 234-R-1010 (or equivalent )
82 | 311562748 | CATHETER BALLOON DILATATION 1.25 MM X 8 MM | EACH | 18 | [11 empty] | 0 | [5 empty] | 234-R-1208 (or equivalent )
83 | 311562749 | CATHETER BALLOON DILATATION 1.25 MM X 10 MM | EACH | 18 | [11 empty] | 0 | [5 empty] | 234-R-1210 (or equivalent )
84 | 311564104 | POSITIONING AID CUSHION SUPPORT URETHANE BLUE | EACH | 250 | [11 empty] | 0 | [5 empty] | MTACL-1520 (or equivalent )
85 | 311564130 | (OTP) MASK S-TYPE THERMOPLASTIC HEAD NECK AND SHOULDER 3 2MM DISPOSABLE BLUE | EACH | 50 | [11 empty] | 0 | [5 empty] | TSRP3-HNS-363430 (or equivalent )
86 | 311579104 | CATHETER RCB 5FR 100 CM STERILE | EACH | 36 | [11 empty] | 0
87 | 311579108 | GUIDEWIRE GAIA THIRD 190 CM | EACH | 36 | [11 empty] | 0
88 | 311579109 | GUIDEWIRE GAIA SECOND 190 CM | EACH | 36 | [11 empty] | 0
89 | 311622770 | STENT HYBRID DRUG-ELUTING 2.25MM X 22MM | EACH | 12 | [11 empty] | 0
90 | 311622771 | STENT HYBRID DRUG-ELUTING 2.50MM X 13MM | EACH | 12 | [11 empty] | 0
91 | 311622772 | STENT HYBRID DRUG-ELUTING 2.50MM X 26MM | EACH | 12 | [11 empty] | 0
92 | 311622773 | STENT HYBRID DRUG-ELUTING 2.75MM X 13MM | EACH | 12 | [11 empty] | 0
93 | 311622774 | STENT HYBRID DRUG-ELUTING 2.75MM X 26MM | EACH | 12 | [11 empty] | 0
94 | 311622775 | STENT HYBRID DRUG-ELUTING 3.00MM X 13MM | EACH | 12 | [11 empty] | 0
95 | 311622776 | STENT HYBRID DRUG-ELUTING 3.00MM X 26MM | EACH | 12 | [11 empty] | 0
96 | 311622777 | STENT HYBRID DRUG-ELUTING 3.50MM X 13MM | EACH | 12 | [11 empty] | 0
97 | 311622778 | STENT HYBRID DRUG-ELUTING 3.50MM X 26MM | EACH | 12 | [11 empty] | 0
98 | 311622779 | STENT HYBRID DRUG-ELUTING 4.00MM X 13MM | EACH | 12 | [11 empty] | 0
99 | 311649010 | GUIDEWIRE CORONARY PTCA ASAHI SION .014"X 300CM | EACH | 36 | [11 empty] | 0 | [5 empty] | AHW14R301S (or equivalent )
100 | 313696220 | CATHETER ROTABLATOR 1.50MM BURR | EACH | 12 | [11 empty] | 0 | [5 empty] | H749236310030 (or equivalent )
101 | 314259400 | RADIOPHARMACEUTICAL PRECURSOR LUTETIUM 177 | EACH | 40 | [11 empty] | 0 | [5 empty] | LU-177 CHLORIDE (or equivalent )
102 | 314259401 | RADIOPHARMACEUTICAL SOLUTION PYROSCINT PYP KIT | KIT | 30 | [11 empty] | 0 | [5 empty] | TC-MR-9 (or equivalent )
103 | 314259404 | KIT ACIDUM DIAETHYLENTRIAMINO-PENTAACETICUM DTPA 10.0 MG | KIT | 20 | [11 empty] | 0 | [5 empty] | TC-MR-11 (or equivalent )
104 | 314259406 | SOLUTION KIT MAA HUMAN SERUM ALBUMIN MACROAGGREGATE 2.0MG | KIT | 30 | [11 empty] | 0 | [5 empty] | TC-MR-2 (or equivalent )
105 | 314259407 | KIT DMSA DIMERCAPTOSUCCINIC ACID SUCCIMER 6 VIALS/KIT | KIT | 30 | [11 empty] | 0 | [5 empty] | TC-MR-13 (or equivalent )
106 | 314259409 | KIT MYOCARDIAL PERFUSION SCINTIGRAPHY FOR THE DETECTION AND LOCALISATION OF CORONARY ARTERY DISEASE | KIT | 35 | [11 empty] | 0 | [5 empty] | TC-MR-1 (or equivalent )
107 | 314259410 | KIT RADIOPHARMACEUTICALS FIRST GENERATION COMMERCIAL SKELETON (MDP) | KIT | 44 | [11 empty] | 0 | [5 empty] | TC-MR-10 (or equivalent )
108 | 314259411 | KIT BRIDA HYDROXY IMINODIACETIC ACID HIDA | KIT | 10 | [11 empty] | 0 | [5 empty] | TC-MR-12 (or equivalent )
109 | 314259413 | KIT HMPAO MEDI-EXAMETAZIME 0.5MG | KIT | 44 | [11 empty] | 0 | [5 empty] | TC-MR-14 (or equivalent )
110 | 314259415 | KIT RENOSCINT MAG3 TECHNETIUM TIATIDE 1MG | KIT | 50 | [11 empty] | 0 | [5 empty] | TC-MR-16 (or equivalent )
111 | 314262007 | INFUSION SET FOR INSULIN PUMP | EACH | 25 | [11 empty] | 0 | [5 empty] | MMT-305QS (or equivalent )
112 | 314262008 | TRANSMITTER KIT GUARDIAN 2 LINK FOR INSULIN PUMP | PACK | 25 | [11 empty] | 0 | [5 empty] | MMT-7730 (or equivalent )
113 | 314262009 | ENLITE SENSOR ONE PRESS SERTER FOR INSULIN PUMP | EACH | 25 | [11 empty] | 0 | [5 empty] | MMT-7512EEA (or equivalent )
114 | 314262010 | METER BAYER CONTOUR NEXT FOR INSULIN PUMP | EACH | 25 | [11 empty] | 0 | [5 empty] | MMT-1152SA (or equivalent )
115 | 314348742 | STENT VENOVO VENOUS 10MM X 40MM X 80CM | EACH | 8 | [11 empty] | 0 | [5 empty] | VENEM10040 (or equivalent )
116 | 314348743 | STENT VENOVO VENOUS 12MM X 40MM X 80CM | EACH | 8 | [11 empty] | 0 | [5 empty] | VENEM12040 (or equivalent )
117 | 314348744 | STENT VENOVO VENOUS 12MM X 100MM X 80CM | EACH | 10 | [11 empty] | 0 | [5 empty] | VENEM120100 (or equivalent )
118 | 314348745 | STENT VENOVO VENOUS 14MM X 40MM X 80CM | EACH | 8 | [11 empty] | 0 | [5 empty] | VENEM14040 (or equivalent )
119 | 314348746 | STENT VENOVO VENOUS 14MM X 100MM X 80CM | EACH | 12 | [11 empty] | 0 | [5 empty] | VENEM14100 (or equivalent )
120 | 314348747 | STENT VENOVO VENOUS 16MM X 60MM X 80CM | EACH | 2 | [11 empty] | 0 | [5 empty] | VENEM16060 (or equivalent )
121 | 314348748 | STENT VENOVO VENOUS 18MM X 60MM X 80CM | EACH | 2 | [11 empty] | 0 | [5 empty] | VENEM18060 (or equivalent )
122 | 314348749 | STENT VENOVO VENOUS 20MM X 100MM X 80CM | EACH | 10 | [11 empty] | 0 | [5 empty] | VENEM20100 (or equivalent )
123 | 314348783 | STENT VENOUS 12MM X 60MM X 80CM | EACH | 2 | [11 empty] | 0 | [5 empty] | VENEM12060 (or equivalent )
124 | 314348784 | STENT VENOUS 12MM X 80MM X 80CM | EACH | 2 | [11 empty] | 0 | [5 empty] | VENEM12080 (or equivalent )
125 | 314348785 | STENT VENOUS 14MM X 60MM X 80CM | EACH | 2 | [11 empty] | 0 | [5 empty] | VENEM14060 (or equivalent )
126 | 314348786 | STENT VENOUS 14MM X 80MM X 80CM | EACH | 2 | [11 empty] | 0 | [5 empty] | VENEM14080 (or equivalent )
127 | 314348787 | STENT VENOUS 16MM X 40MM X 80CM | EACH | 10 | [11 empty] | 0 | [5 empty] | VENEM16040 (or equivalent )
128 | 314348788 | STENT VENOUS 16MM X 80MM X 80CM | EACH | 2 | [11 empty] | 0 | [5 empty] | VENEM16080 (or equivalent )
129 | 314348789 | STENT VENOUS 16MM X 100MM X 80CM | EACH | 14 | [11 empty] | 0 | [5 empty] | VENEM16100 (or equivalent )
130 | 314348790 | STENT VENOUS 18MM X 40MM X 80CM | EACH | 10 | [11 empty] | 0 | [5 empty] | VENEM18040 (or equivalent )
131 | 314348791 | STENT VENOUS 18MM X 80MM X 80CM | EACH | 2 | [11 empty] | 0 | [5 empty] | VENEM18080 (or equivalent )
132 | 314348792 | STENT VENOUS 18MM X 100MM X 80CM | EACH | 14 | [11 empty] | 0 | [5 empty] | VENEM18100 (or equivalent )
133 | 314348793 | STENT VENOUS 20MM X 40MM X 80CM | EACH | 6 | [11 empty] | 0 | [5 empty] | VENEM20040 (or equivalent )
134 | 314614502 | MICROSPHERE EMBOLIZATION SIR-SPHERES Y-90 RESIN FOR SELECTIVE INTERNAL RADIATION THERAPHY (SIRT) | EACH | 60 | [11 empty] | 0 | [5 empty] | TheraSphere® (or equivalent )
135 | 69900820 | TUBING BLOOD/FLUID WARMING RANGER STANDARD FLOW STERILE DISPOSABLE SET (54) | EACH | 4920 | [11 empty] | 0
136 | 69905435 | CATHETER OUTBACK LTD RE-ENTRY 120CM STERILE | EACH | 37 | [11 empty] | 0
137 | 69911522 | HEMOSTATIC AGENT BLOODSTOP®iX SIZE 4" X 8" (10 X 20CM) | BOX | 25 | [11 empty] | 0 | [5 empty] | BS-IX-17 (or equivalent )
138 | 69911523 | HEMOSTATIC AGENT BLOODSTOP®iX SIZE 2" X 4" (5 X 10CM) | EACH | 250 | [11 empty] | 0 | [5 empty] | BS-IX-15 (or equivalent )
139 | 69911524 | BLOODSTOP IX HEMOSTAT SURGICAL 2 INCH X 14 INCH (5CMX35CM) STERILE | EACH | 250 | [11 empty] | 0 | [5 empty] | BS-IX-20 (or equivalent )
140 | 69913808 | EMBOSHIELD® NAV6 EMBOLIC PROTECTION SYSTEM 7.2 MM X 190 CM | EACH | 10 | [11 empty] | 0 | [5 empty] | 22438-19 (or equivalent )
141 | 69916299 | IMPLANT GRAFT GORETEX STRAIGHT SIZE 16MM X 20CM STERILE | EACH | 10 | [11 empty] | 0 | [5 empty] | SA1602 (or equivalent )
142 | 69916468 | CATHETER BALLOON DILATATION ADMIRAL XTREME 035 7MM/40MM/80CM,STERILE | EACH | 10 | [11 empty] | 0 | [5 empty] | SBI070040080 (or equivalent )
143 | 69916469 | CATHETER BALLOON DILATATION ADMIRAL XTREME 035 8MM/60MM/80CM,STERILE | EACH | 10 | [11 empty] | 0 | [5 empty] | SBI080060080 (or equivalent )
144 | 69916471 | CATHETER BALLOON DILATATION DRUG ELUTING INPACT ADMIRAL 0356MM/60MM/130CM,STERILE | EACH | 10 | [11 empty] | 0 | [5 empty] | SBI06006013P (or equivalent )
145 | 69916472 | CATHETER BALLOON DILATATION DRUG ELUTING INPACT ADMIRAL 0356MM/80MM/130CM,STERILE | EACH | 10 | [11 empty] | 0 | [5 empty] | SBI06008013P (or equivalent )
146 | 69976557 | IMPLANT HERO GRAFT (HEMODIALYSIS RELIABLE OUTFLOW) COMPONENTS STERILE, # HERO1001 | EACH | 4 | [11 empty] | 0 | [5 empty] | HERO1001 (or equivalent )
147 | 69978003 | IMPLANT STENT GRAFT BE, PERIPHERAL COVERED 6.0 MM X 28MM 120 CM, STERILE | EACH | 2 | [11 empty] | 0 | [5 empty] | BGP2806_2 (or equivalent )
148 | 69978004 | IMPLANT STENT GRAFT BE, PERIPHERAL COVERED 6.0 MM X 38 MM 120 CM, STERILE | EACH | 2 | [11 empty] | 0 | [5 empty] | BGP3806_2 (or equivalent )
149 | 69978005 | IMPLANT STENT GRAFT BE, PERIPHERAL COVERED 6.0 MM X 58 MM 120 CM, STERILE | EACH | 2 | [11 empty] | 0 | [5 empty] | BGP5806_2 (or equivalent )
150 | 69978009 | IMPLANT STENT GRAFT BE, PERIPHERAL COVERED 7.0 MM X 37 MM 120 CM, STERILE | EACH | 4 | [11 empty] | 0 | [5 empty] | BGP3707_2 (or equivalent )
151 | 69978010 | IMPLANT STENT GRAFT BE, PERIPHERAL COVERED 7.0 MM X 57 MM 120 CM, STERILE | EACH | 2 | [11 empty] | 0 | [5 empty] | BGP5707_2 (or equivalent )
152 | 69978011 | IMPLANT STENT GRAFT BE, PERIPHERAL COVERED 8.0 MM X 27 MM 120 CM, STERILE | EACH | 3 | [11 empty] | 0 | [5 empty] | BGP2708_2 (or equivalent )
153 | 428211 | NEEDLE TWO 26G 6MM BX/10 (47) | BOX | 96 | [11 empty] | 0 | [5 empty] | RMS22606 (or equivalent )
154 | 428212 | NEEDLE TWO 26G 9MM BX/10 (47) | BOX | 96 | [11 empty] | 0 | [5 empty] | RMS22609 (or equivalent )
155 | 428213 | NEEDLE TWO 26G 12MM BX/10 (47) | BOX | 240 | [11 empty] | 0 | [5 empty] | RMS22612 (or equivalent )
156 | 518665 | CATH CENTRAL VEIN 24G9CM 1 LUMEN INDWELING CATH.018"35CM SGW PED STER (54) | EACH | 225 | [11 empty] | 0 | [5 empty] | AK-04650-ES (or equivalent )
157 | 535950 | TUBING EXTENSION PVC 205CM MALE LUER-LOCK W/STOPCOCK STERILE DISPOSABLE (62) | EACH | 5760 | [11 empty] | 0 | [5 empty] | 4100020162 (or equivalent )
158 | 546500 | TUBE SET FLOWRATE 600ML/HOUR BX/50 (50) | BOX | 84 | [11 empty] | 0 | [5 empty] | F600 (or equivalent )
159 | 546501 | TUBE SET FLOWRATE 900ML/HOUR BX/50 (50) | BOX | 72 | [11 empty] | 0 | [5 empty] | F900 (or equivalent )
160 | 605700 | CASSETTE MEDICATION RESERVOIR FOR CADD-LEGACY PUMP 100ML WITH FEMALE LUER (62) | EACH | 720 | [11 empty] | 0 | [5 empty] | 21-7002-24 (or equivalent )
161 | 611320 | SAVER FILTER ENDOTOXIN SET WITH MICROBORE EXTENSION TUBING (ELD96LLCE) (72) | EACH | 11400 | [11 empty] | 0 | [5 empty] | ELD96LLCE (or equivalent )
162 | 611501 | BAG EMPTY EVA TPN 1000ML (BAXA) (72) | BAG | 3600 | [11 empty] | 0 | [5 empty] | E-1310-OD (or equivalent )
163 | 611502 | BAG EMPTY EVA TPN 2000ML (BAXA) (72) | BAG | 5460 | [11 empty] | 0 | [5 empty] | E-1320-OD (or equivalent )
164 | 611513 | VALVE SET FOR EXACTAMIX (EM2400) COMPOUNDING SYSTEM (72) | EACH | 360 | [11 empty] | 0
165 | 71800315 | CATHETER BALLOON DILATATION 035" GUIDEWIRE 14MM DIAMETER 6CM LENGTH 80CM SHAFT LENGTH | EACH | 30 | [11 empty] | 0 | [5 empty] | ATG80146 (or equivalent )
166 | 71800316 | CATHETER BALLOON DILATATION 035" GUIDEWIRE 16MM DIAMETER 4CM LENGTH 80CM SHAFT LENGTH | EACH | 25 | [11 empty] | 0 | [5 empty] | ATG80164 (or equivalent )
167 | 71800317 | CATHETER BALLOON DILATATION 035" GUIDEWIRE 16MM DIAMETER 6CM LENGTH 80CM SHAFT LENGTH | EACH | 25 | [11 empty] | 0 | [5 empty] | ATG80166 (or equivalent )
168 | 71800318 | CATHETER BALLOON DILATATION 035" GUIDEWIRE 18MM DIAMETER 4CM LENGTH 80CM SHAFT LENGTH | EACH | 15 | [11 empty] | 0 | [5 empty] | ATG80184 (or equivalent )
169 | 71800319 | CATHETER BALLOON DILATATION 035" GUIDEWIRE 18MM DIAMETER 6CM LENGTH 80CM SHAFT LENGTH | EACH | 15 | [11 empty] | 0 | [5 empty] | ATG80186 (or equivalent )
170 | 71800320 | CATHETER BALLOON DILATATION 035" GUIDEWIRE 20MM DIAMETER 4CM LENGTH 80CM SHAFT LENGTH | EACH | 15 | [11 empty] | 0 | [5 empty] | ATG80204 (or equivalent )
171 | 71800321 | CATHETER BALLOON DILATATION 035" GUIDEWIRE 22MM DIAMETER 4CM LENGTH 80CM SHAFT LENGTH | EACH | 15 | [11 empty] | 0 | [5 empty] | ATG80224 (or equivalent )
172 | 71800322 | CATHETER BALLOON DILATATION 035" GUIDEWIRE 24MM DIAMETER 4CM LENGTH 80CM SHAFT LENGTH | EACH | 20 | [11 empty] | 0 | [5 empty] | ATG80244 (or equivalent )
173 | 71800323 | CATHETER BALLOON DILATATION 035" GUIDEWIRE 26MM DIAMETER 4CM LENGTH 80CM SHAFT LENGTH | EACH | 20 | [11 empty] | 0 | [5 empty] | ATG80264 (or equivalent )
174 | 71800353 | SUPPORT CATHETER CXI, 018/150CM | EACH | 100 | [11 empty] | 0
175 | 71800363 | CATHETER BALLOON DILATATION, DORADO 035,10MM/4CM/80CM | EACH | 30 | [11 empty] | 0 | [5 empty] | DR80104 (or equivalent )
176 | 71800364 | CATHETER BALLOON DILATATION, DORADO 035,6MM/4CM/80CM | EACH | 25 | [11 empty] | 0 | [5 empty] | DR8064 (or equivalent )
177 | 71800365 | CATHETER BALLOON DILATATION, DORADO 035,8MM/4CM/80CM | EACH | 20 | [11 empty] | 0 | [5 empty] | DR8084 (or equivalent )
178 | 71800372 | DEVICE CLOSURE VASCULAR EXOSEAL MODEL EX600CE | EACH | 150 | [11 empty] | 0
179 | 71800411 | CATHETER DIAGNOSTIC, 5FR/40CM BILIARY MANIPULATION BMC | EACH | 120 | [11 empty] | 0
180 | 71800425 | COIL EMBOLIZATION IMWCE 35-5-6 | EACH | 20 | [11 empty] | 0
181 | 71800427 | COIL EMBOLIZATION IMWCE 35-8-12 | EACH | 20 | [11 empty] | 0
182 | 71800429 | COIL EMBOLIZATION IMWCE 35-8-8 | EACH | 30 | [11 empty] | 0
183 | 71800430 | COIL EMBOLIZATION IMWCE 35-10-15 | EACH | 25 | [11 empty] | 0
184 | 71800432 | COIL EMBOLIZATION IMWCE 35-15-10 | EACH | 10 | [11 empty] | 0
185 | 71800433 | COIL EMBOLIZATION IMWCE 35-15-20 | EACH | 40 | [11 empty] | 0
186 | 71800439 | COIL EMBOLIZATION IMWCE 35-5-10 | EACH | 10 | [11 empty] | 0
187 | 71800440 | COIL EMBOLIZATION IMWCE 35-5-15 | EACH | 20 | [11 empty] | 0
188 | 71800442 | COIL EMBOLIZATION IMWCE 35-5-5 | EACH | 20 | [11 empty] | 0
189 | 71800443 | COIL EMBOLIZATION IMWCE 35-5-7 | EACH | 10 | [11 empty] | 0
190 | 71800444 | COIL EMBOLIZATION IMWCE 35-8-10 | EACH | 15 | [11 empty] | 0
191 | 71800467 | GUIDEWIRE, MANDRIL, 0.18"/60CM | EACH | 180 | [11 empty] | 0 | [5 empty] | MAK001N-60 (or equivalent )
192 | 71800471 | CATHETER MICRO PROGREAT 2.8 130CM, 0.021 GUIDEWIRE | EACH | 100 | [11 empty] | 0 | [5 empty] | MC-PE28131 (or equivalent )
193 | 71800477 | MICROPUNCATURE ACCESS SET SILHOUETTE TRANSITIONLESS, 4FR | EACH | 600 | [11 empty] | 0
194 | 71800478 | PEDAL ACCESS SET, 4FR | EACH | 100 | [11 empty] | 0
195 | 71800482 | INTRODUCER MICROPUNCTURE 4FR STIFF | EACH | 400 | [11 empty] | 0 | [5 empty] | MR190411 (or equivalent )
196 | 71800488 | MICROCOIL EMBOLIZATION IMWCE -18S-0.7-0-HILAL | EACH | 25 | [11 empty] | 0
197 | 71800489 | MICROCOIL EMBOLIZATION IMWCE -18S-2.0-2-HILAL | EACH | 65 | [11 empty] | 0
198 | 71800490 | MICROCOIL EMBOLIZATION IMWCE -18S-2.0-4-HILAL | EACH | 50 | [11 empty] | 0
199 | 71800491 | MICROCOIL EMBOLIZATION IMWCE -18S-3.0-10-HILAL | EACH | 25 | [11 empty] | 0
200 | 71800492 | MICROCOIL EMBOLIZATION IMWCE -18S-3.0-3-HILAL | EACH | 50 | [11 empty] | 0
201 | 71800493 | MICROCOIL EMBOLIZATION IMWCE -18S-3.0-4-HILAL | EACH | 50 | [11 empty] | 0
202 | 71800494 | MICROCOIL EMBOLIZATION IMWCE -18S-4.0-6-HILAL | EACH | 40 | [11 empty] | 0
203 | 71800495 | MICROCOIL EMBOLIZATION IMWCE -18S-4.0-7-HILAL | EACH | 30 | [11 empty] | 0
204 | 71800496 | MICROCOIL EMBOLIZATION IMWCE -18S-6.0-5-HILAL | EACH | 50 | [11 empty] | 0
205 | 71800497 | MICROCOIL EMBOLIZATION IMWCE -18S-6.0-7-HILAL | EACH | 30 | [11 empty] | 0
206 | 71800498 | DRAINAGE CATHETER NAVARRE UNIVERSAL WITH NITINOL 6FR/15CM | EACH | 75 | [11 empty] | 0 | [5 empty] | NNU6LP15 (or equivalent )
207 | 71800499 | DRAINAGE CATHETER NAVARRE UNIVERSAL WITH NITINOL 6FR/30CM | EACH | 100 | [11 empty] | 0 | [5 empty] | NNU6LPT (or equivalent )
208 | 71800500 | DRAINAGE CATHETER NAVARRE UNIVERSAL WITH NITINOL 8FR/15CM | EACH | 150 | [11 empty] | 0 | [5 empty] | NNU8LP15 (or equivalent )
209 | 71800501 | DRAINAGE CATHETER NAVARRE UNIVERSAL WITH NITINOL 8FR/30CM | EACH | 400 | [11 empty] | 0 | [5 empty] | NNU8LPT (or equivalent )
210 | 71800502 | DRAINAGE CATHETER NAVARRE UNIVERSAL WITH NITINOL 10FR/30CM | EACH | 100 | [11 empty] | 0 | [5 empty] | NOD10LPT (or equivalent )
211 | 71800503 | PERCUTANEOUS NEFF ACCESS SET | EACH | 250 | [11 empty] | 0
212 | 71800531 | SHEATH PEEL AWAY SHORT 13FR/15.5CM | EACH | 25 | [11 empty] | 0
213 | 71800545 | GUIDEWIRE COPE MANDIL WIRE NITINOL 018/60CM | EACH | 500 | [11 empty] | 0
214 | 71800595 | SNARE RETRIEVAL KIT DUAL SHEATH 20 MM | EACH | 25 | [11 empty] | 0 | [5 empty] | SRK35 (or equivalent )
215 | 71800597 | GUIDEWIRE ANGLED J 0.018X260CM TERUMO | EACH | 200 | [11 empty] | 0 | [5 empty] | RF*GA18263M (or equivalent )
216 | 71800599 | GUIDEWIRE ANGLED EXCHANGE 0.035 /260CM TERUMO | EACH | 500 | [11 empty] | 0
217 | 71800600 | GUIDEWIRE ,0.035/150CM STRAIGHT | EACH | 250 | [11 empty] | 0 | [5 empty] | RF*GS35153M (or equivalent )
218 | 71800601 | GUIDEWIRE ANGLED STIFF 0.035/150CM TERUMO | EACH | 2500 | [11 empty] | 0 | [5 empty] | RF*PA35153M (or equivalent )
219 | 71800602 | GUIDEWIRE ,0.035/260CM ANGLED STIFF EXCHANGE | EACH | 700 | [11 empty] | 0
220 | 71800603 | GUIDEWIRE STRAIGHT STIFF 0.035/150CM TERUMO | EACH | 200 | [11 empty] | 0
221 | 71800604 | GUIDEWIRE MICRO SIZE 0.014/180CM TERUMO | EACH | 150 | [11 empty] | 0 | [5 empty] | RF*RB14188TM (or equivalent )
222 | 71800606 | CATHETER DIAGNOSTIC,TERUMO,COBRA (C2) 5FR/100CM | EACH | 200 | [11 empty] | 0 | [5 empty] | RF*XB55110M (or equivalent )
223 | 71800607 | CATHETER DIAGNOSTIC ANGLE TAPER 5FR /65CM TERUMO | EACH | 500 | [11 empty] | 0 | [5 empty] | RF*XL9510GM (or equivalent )
224 | 71800608 | CATHETER DIAGNOSTIC,TERUMO,COBRA (C2) 4FR /65CM | EACH | 100 | [11 empty] | 0
225 | 71800609 | CATHETER DIAGNOSTIC,TERUMO,COBRA (C2) 4FR/100CM | EACH | 120 | [11 empty] | 0
226 | 71800610 | FILTER IVC PLACEMENT DENALI FILTER SYSTEM FEMORAL | EACH | 20 | [11 empty] | 0
227 | 71800611 | FILTER IVC PLACEMENT DENALI FILTER SYSTEM JUGULAR | EACH | 15 | [11 empty] | 0 | [5 empty] | DL950J (or equivalent )
228 | 71800612 | INTRODUCER SHEATH,STANDARD A-KIT 5FR/ 10CM | EACH | 18 | [11 empty] | 0 | [5 empty] | RS*A50K10SQ (or equivalent )
229 | 71800613 | INTRODUCER SHEATH, STANDARD A-KIT 6FR/ 10CM | EACH | 18 | [11 empty] | 0 | [5 empty] | RS*A60K10SQ (or equivalent )
230 | 71800635 | CATHETER BALLOON DILATATION, ADMIRAL XTREME 035, 6MM/40MM/130CM | EACH | 10 | [11 empty] | 0 | [5 empty] | SBI 060 040 130 (or equivalent )
231 | 71800656 | VASCULAR ACCESS TEMPORARY DIALYSIS CATHETER (QUINTON)35CM | EACH | 50 | [11 empty] | 0 | [5 empty] | SDL1314E (or equivalent )
232 | 71800660 | VASCULAR ACCESS NEEDLE. 18G /7CM | EACH | 150 | [11 empty] | 0
233 | 71800677 | GUIDEWIRE,ROSEN HEAVY DUTY EXCHANGE.035/260CM | EACH | 100 | [11 empty] | 0
234 | 71800679 | GUIDEWIRE,LUNDERQUIST EXTRA STIFF .035 /300CM | EACH | 180 | [11 empty] | 0
235 | 71800680 | DRAINAGE CATHETER,10.2FR NEPHROSTOMY | EACH | 80 | [11 empty] | 0
236 | 71800681 | DRAINAGE CATHETER,10.2FR BILIARY DRAINAGE. | EACH | 60 | [11 empty] | 0
237 | 71800682 | DRAINAGE CATHETER,12.0FR NEPHROSTOMY | EACH | 30 | [11 empty] | 0
238 | 71800683 | DRAINAGE CATHETER,12.0FR BILIARY DRAINAGE. | EACH | 30 | [11 empty] | 0
239 | 71800685 | DRAINAGE CATHETER,5.0FR NEPHROSTOMY | EACH | 30 | [11 empty] | 0
240 | 71800686 | DRAINAGE CATHETER,6.3FR NEPHROSTOMY | EACH | 70 | [11 empty] | 0
241 | 71800687 | DRAINAGE CATHETER,8.5FR NEPHROSTOMY (5S) | EACH | 200 | [11 empty] | 0
242 | 71800688 | DRAINAGE CATHETER,8.5FR NEPHROSTOMY (6S) | EACH | 300 | [11 empty] | 0
243 | 71800689 | DRAINAGE CATHETER,8.5FR BILIARY DRAINAGE. | EACH | 80 | [11 empty] | 0
244 | 71800753 | CATHETER DIAGNOSTIC GLIDE COBRA (C1) 5FR /65CM | EACH | 200 | [11 empty] | 0 | [5 empty] | RF*XB4510GM (or equivalent )
245 | 71800882 | INTRODUCER SHEATH, BRITE TIP -REGULAR 10FRX11CM, # 401-011M | EACH | 120 | [11 empty] | 0
246 | 71801096 | DEVICE CLOSURE VASCULAR EXOSEAL MODEL EX500CE, BOX/5 | EACH | 180 | [11 empty] | 0 | [5 empty] | EX500CE (or equivalent )
247 | 71801100 | INTRODUCER GUIDING SHEATH CATHETER BALLOON FLEXOR ANSEL, SIZE 6FR/45CM WITH CHECK FLO-VALVE, (REF#: KCFW-6.0-18/38-45-RB-ANL0-HC) STERILE | EACH | 30 | [11 empty] | 0
248 | 71801101 | INTRODUCER GUIDING SHEATH CATHETER BALLOON FLEXOR ANSEL, SIZE 6FR/45CM WITH CHECK FLO-VALVE (REF#: KCFW-6.0-18/38-45-RB-ANL2-HC) STERILE | EACH | 15 | [11 empty] | 0
249 | 71801102 | INTRODUCER GUIDING SHEATH CATHETER BALLOON FLEXOR ANSEL, SIZE 6FR/90CM WITH CHECK FLO-VALVE (REF#:KCFW-6.0-18/38-90-RB-ANL1-HC) STERILE | EACH | 15 | [11 empty] | 0
250 | 71801262 | CATHETER BALLOON PTA DRUG COATED LUTONIX 035" GUIDEWIRE COMPATIBLE, DIAMETER 4.0MM X 80MM LENGTH | EACH | 7 | [11 empty] | 0 | [5 empty] | 9020413400080 (or equivalent )
251 | 71801263 | CATHETER BALLOON PTA DRUG COATED LUTONIX 035" GUIDEWIRE COMPATIBLE, DIAMETER 5.0MM X 80MM LENGTH | EACH | 7 | [11 empty] | 0 | [5 empty] | 9090413500080 (or equivalent )
252 | 71801264 | CATHETER BALLOON PTA DRUG COATED LUTONIX 035" GUIDEWIRE COMPATIBLE, DIAMETER 5.0MM X 120MM LENGTH | EACH | 7 | [11 empty] | 0 | [5 empty] | 9090413500120 (or equivalent )
253 | 71801265 | CATHETER BALLOON PTA DRUG COATED LUTONIX 014" GUIDEWIRE COMPATIBLE, DIAMETER 2.0MM X 80MM LENGTH | EACH | 7 | [11 empty] | 0 | [5 empty] | 9020515200080 (or equivalent )
254 | 71801267 | CATHETER BALLOON PTA DRUG COATED LUTONIX 014" GUIDEWIRE COMPATIBLE, DIAMETER 2.0MM X 120MM LENGTH | EACH | 7 | [11 empty] | 0 | [5 empty] | 9020515250080 (or equivalent )
255 | 71801269 | CATHETER BALLOON PTA DRUG COATED LUTONIX 014" GUIDEWIRE COMPATIBLE, DIAMETER 3.0MM X 80MM LENGTH | EACH | 7 | [11 empty] | 0 | [5 empty] | 9020515300080 (or equivalent )
256 | 71801270 | CATHETER BALLOON PTA DRUG COATED LUTONIX 014" GUIDEWIRE COMPATIBLE, DIAMETER 3.5MM X 80MM LENGTH | EACH | 7 | [11 empty] | 0 | [5 empty] | 9020515350080 (or equivalent )
257 | 71801275 | COIL EMBOLIZATION NESTER LENGTH 7CM DIA 14MM | EACH | 15 | [11 empty] | 0
258 | 71801276 | COIL EMBOLIZATION NESTER LENGTH 14CM DIA 12MM | EACH | 15 | [11 empty] | 0
259 | 71801277 | COIL EMBOLIZATION NESTER LENGTH 7CM DIA 12MM | EACH | 15 | [11 empty] | 0
260 | 71801278 | COIL EMBOLIZATION NESTER LENGTH 14CM DIA 10MM | EACH | 15 | [11 empty] | 0
261 | 71801280 | COIL EMBOLIZATION NESTER LENGTH 14CM DIA 8MM | EACH | 15 | [11 empty] | 0
262 | 71801281 | COIL EMBOLIZATION NESTER LENGTH 7CM DIA 8MM | EACH | 20 | [11 empty] | 0
263 | 71801282 | COIL EMBOLIZATION NESTER LENGTH 14CM DIA 6MM | EACH | 15 | [11 empty] | 0
264 | 71801283 | COIL EMBOLIZATION NESTER LENGTH 7CM DIA 6MM | EACH | 25 | [11 empty] | 0
265 | 71801284 | COIL EMBOLIZATION NESTER LENGTH 7CM DIA 5MM | EACH | 25 | [11 empty] | 0
266 | 71801285 | COIL EMBOLIZATION NESTER LENGTH 14CM DIA 4MM | EACH | 15 | [11 empty] | 0
267 | 71801954 | CATHETER BALLOON PTA DRUG COATED LUTONIX 014" GUIDEWIRE COMPATIBLE, DIAMETER 2.0MM X 40MM LENGTH # 9020515200040 | EACH | 7 | [11 empty] | 0 | [5 empty] | 9020515200040 (or equivalent )
268 | 71801956 | CATHETER BALLOON PTA DRUG COATED LUTONIX 014" GUIDEWIRE COMPATIBLE, DIAMETER 2.5MM X 40MM LENGTH # 9020515250040 | EACH | 7 | [11 empty] | 0 | [5 empty] | 9020515250040 (or equivalent )
269 | 71801957 | CATHETER BALLOON PTA DRUG COATED LUTONIX 014" GUIDEWIRE COMPATIBLE, DIAMETER 3.0MM X 40MM LENGTH # 9020515300040 | EACH | 7 | [11 empty] | 0 | [5 empty] | 9020515300040 (or equivalent )
270 | 71802025 | NEUROVASCULAR TARGET® COIL STRYKER, 360 ULTRA 1.5 MM X 2 CM #M0035421520 | EACH | 4 | [11 empty] | 0 | [5 empty] | M0035421520 (or equivalent )
271 | 71802026 | NEUROVASCULAR TARGET® COIL STRYKER, 360 ULTRA 1.5 MM X 3 CM #M0035421530 | EACH | 4 | [11 empty] | 0 | [5 empty] | M0035421530 (or equivalent )
272 | 71802116 | NEUROVASCULAR TARGET® COIL STRYKER, 360 SOFT 3.5MM X 10CM #M0035473510 | EACH | 8 | [11 empty] | 0 | [5 empty] | M0035473510 (or equivalent )
273 | 71802230 | CATHETER VASCULAR 2CM FROM HUB, BASIC SET 3F X 60CM VASCU-LINE SINGLE LUMEN | EACH | 60 | [11 empty] | 0 | [5 empty] | MR28013121 (or equivalent )
274 | 72200107 | CATHETER PRESSURE PLACEMENT PCP 3FR 17G NEEDLE 24" STERILE | EACH | 36 | [11 empty] | 0 | [5 empty] | 50010-DLP (or equivalent )
275 | 733260 | TUBING INFUSION W/15UM FILTER W/O NEEDLE LUER LOCK CONNECTOR STERILE (62) | EACH | 26400 | [11 empty] | 0 | [5 empty] | D4062957-B.BRAUN (or equivalent )
276 | 733290 | TUBING PRIMARY 100" NON-VENTED 'Y' INJ SITE 15 DROPS/ML CAIR CLAMP STERILE CS/48 (62) | EACH | 18000 | [11 empty] | 0 | [5 empty] | D4062158 (or equivalent )
277 | 733722 | TUBING 'Y'TYPE CONNECTING 6"W/MALE/FEMALE ADAPTER PROXIMAL END STERILE (62) | EACH | 48000 | [11 empty] | 0 | [5 empty] | 4097145 (or equivalent )
278 | 733813 | TUBING BLOOD'Y'SET VENTED 100-SL 100"W/CAIR CLAMP FILTER TWINSITE 30-6"STERILE (62) | EACH | 12000 | [11 empty] | 0 | [5 empty] | 011-C6019 (or equivalent )
279 | 733820 | PRIMARY INFUSION SET WITH NEEDLE FREE SYSTEM PRIMING VOLUME 18 ML, SMART SITE VALVE Y PORT, MALE LUER, DEHP-FREE LATEX-FREE (62) | EACH | 1260000 | [11 empty] | 0 | [5 empty] | 2420-0007 (or equivalent )
280 | 733821 | SECONDARY SET PRIMING VOLUME 7 ML BORE 2.7 MM HYDROPHOBIC AIR INLET FILTER (PVC) CONTAINS HANGER LATEX-FREE (62) | EACH | 840000 | [11 empty] | 0 | [5 empty] | MS3500-15 (or equivalent )
281 | 733823 | INFUSION SET NEEDLE FREE VALVE PRIMING VOLUME 21ML SMALL BORE TUBING SEGMENT MALE LUER DEHP-FREE (62) | EACH | 240000 | [11 empty] | 0 | [5 empty] | 2441-0007 (or equivalent )
282 | 733824 | BLOOD SET NON VENTED NEEDLE FREE VALVE PRIMING VOLUME 33ML LOW SORBING TUBING SEGMENT 2 MALE LUER LOCK DEHP-FREE (62) | EACH | 180000 | [11 empty] | 0 | [5 empty] | 2477-0007 (or equivalent )
283 | 733825 | PRIMARY INFUSION SET PRIMING VOLUME 19 ML BORE 2.6 MM HYDROPHOBIC AIR INLET FILTER MALE LUER (PVC) LATEX-FREE (62) | EACH | 132000 | [11 empty] | 0 | [5 empty] | 2260-0006 (or equivalent )
284 | 733826 | EXTENSION SET WITH Y PORT PRIMING VOLUME 1.8 ML BORE 0.6 MM FEMALE/MALE LUER (PVC) LATEX-FREE (62) | EACH | 13200 | [11 empty] | 0 | [5 empty] | 30852 (or equivalent )
285 | 733829 | EXTENSION SET WITH Y PORT NEEDLE FREE SYSTEM PRIMING VOLUME 5 ML LARGE BORE 2.7 MM FEMALE/MALE LUER (PVC) LATEX-FREE (62) | EACH | 132000 | [11 empty] | 0 | [5 empty] | 37262E (or equivalent )
286 | 733830 | EXTENSION SET WITH T CONNECTOR NEEDLE FREE SYSTEM PRIMING VOLUME 0.2 ML SMALL BORE 1 MM FEMALE/MALE LUER (PVC) DEHP-FREE LATEX-FREE (62) | EACH | 606000 | [11 empty] | 0 | [5 empty] | 20041E- 0006 (or equivalent )
287 | 733831 | EXTENSION SET WITH LOW SORBING PRIMING VOLUME 1.6 ML BORE 0.9 MM FEMALE/MALE LUER (PVC) DEHP-FREE LATEX-FREE (62) | EACH | 480000 | [11 empty] | 0 | [5 empty] | G30302M (or equivalent )
288 | 733833 | MICRO BORE PUMP SET PRIMING VALUME 13 ML YELLOW STRIPED ROLLER CLAMPS WITH 2 MALE LUER LOCK DEHP-FREE LATEX-FREE STERILE (62) | EACH | 7200 | [11 empty] | 0 | [5 empty] | 2206-0007 (or equivalent )
289 | 733834 | PRINMARY INFUSION SET NEEDLEFREE VALUME 22ML BORE 2.6 MM HYDROPHOBIC AIR INLET FILTER MALE LUER (PVC) LATEX-FREE (62) | EACH | 42000 | [11 empty] | 0 | [5 empty] | 10010454-0006 (or equivalent )
290 | 734167 | ADAPTER LOCKING LUER MALE PLUG SHORT NON LATEX NEEDLE FREE ACCESS STERILE (62) | EACH | 490800 | [11 empty] | 0 | [5 empty] | 011-MC100 (or equivalent )
291 | 735485 | TUBING FILTERSET HIGH PRESSURE 0.22 MICRON EXT 15"OPTION LOCK'Y'INJ SITE STERILE (62) | EACH | 2400 | [11 empty] | 0 | [5 empty] | HS-20668 (or equivalent )
292 | 69978012 | IMPLANT STENT GRAFT BE, PERIPHERAL COVERED 8.0 MM X 37 MM 120 CM, STERILE | EACH | 4 | [11 empty] | 0 | [5 empty] | BGP3708_2 (or equivalent )
293 | 69978013 | IMPLANT STENT GRAFT BE, PERIPHERAL COVERED 8.0 MM X 57 MM 120CM STERILE | EACH | 4 | [11 empty] | 0 | [5 empty] | BGP5708_2 (or equivalent )
294 | 69978015 | IMPLANT STENT GRAFT BE, PERIPHERAL COVERED 9.0 MM X 37 MM 120CM STERILE | EACH | 4 | [11 empty] | 0 | [5 empty] | BGP3709_2 (or equivalent )
295 | 69978016 | IMPLANT STENT GRAFT BE, PERIPHERAL COVERED 9.0 MM X 57 MM 120CM STERILE | EACH | 4 | [11 empty] | 0 | [5 empty] | BGP5709_2 (or equivalent )
296 | 69978017 | IMPLANT STENT GRAFT BE, PERIPHERAL COVERED 10 MM X 27 MM 120 CM, STERILE | EACH | 2 | [11 empty] | 0 | [5 empty] | BGP2710_2 (or equivalent )
297 | 69978019 | IMPLANT STENT GRAFT BE, PERIPHERAL COVERED 10 MM X 57 MM 120 CM, STERILE | EACH | 1 | [11 empty] | 0 | [5 empty] | BGP5710_2 (or equivalent )
298 | 69978400 | STENT BEGRAFT AORTIC COVERED SIZE 12 X 19 MM 120CM | EACH | 18 | [11 empty] | 0 | [5 empty] | BGA1912-2 (or equivalent )
299 | 69978401 | STENT BEGRAFT AORTIC COVERED SIZE 12 X 29 MM 120CM | EACH | 20 | [11 empty] | 0 | [5 empty] | BGA2912-2 (or equivalent )
300 | 69978402 | STENT BEGRAFT AORTIC COVERED SIZE 12 X 39 MM 120CM | EACH | 2 | [11 empty] | 0 | [5 empty] | BGA2912-2 (or equivalent )
301 | 69978403 | STENT BEGRAFT AORTIC COVERED SIZE 12 X 49 MM 120CM | EACH | 2 | [11 empty] | 0 | [5 empty] | BGA4912-2 (or equivalent )
302 | 69978406 | STENT BEGRAFT AORTIC COVERED SIZE 14 X 29 MM 120CM | EACH | 2 | [11 empty] | 0 | [5 empty] | BGA2914-2 (or equivalent )
303 | 69978407 | STENT BEGRAFT AORTIC COVERED SIZE 14 X 39 MM 120CM | EACH | 2 | [11 empty] | 0 | [5 empty] | BGA3914-2 (or equivalent )
304 | 69978408 | STENT BEGRAFT AORTIC COVERED SIZE 14 X 49 MM 120CM | EACH | 2 | [11 empty] | 0 | [5 empty] | BGA4914-2 (or equivalent )
305 | 69978411 | STENT BEGRAFT AORTIC COVERED SIZE 16 X 29 MM 120CM | EACH | 20 | [11 empty] | 0 | [5 empty] | BGA2916-2 (or equivalent )
306 | 69978412 | STENT BEGRAFT AORTIC COVERED SIZE 16 X 38 MM 120CM | EACH | 20 | [11 empty] | 0 | [5 empty] | BGA3816-2 (or equivalent )
307 | 69978413 | STENT BEGRAFT AORTIC COVERED SIZE 16 X 48 MM 120CM | EACH | 2 | [11 empty] | 0 | [5 empty] | BGA4816-2 (or equivalent )
308 | 69978418 | STENT BEGRAFT AORTIC COVERED SIZE 20 X 27 MM 120CM | EACH | 18 | [11 empty] | 0 | [5 empty] | BGA2720_2 (or equivalent )
309 | 69978419 | STENT BEGRAFT AORTIC COVERED SIZE 20 X 37 MM 120CM | EACH | 18 | [11 empty] | 0 | [5 empty] | BGA3720_2 (or equivalent )
310 | 69978421 | STENT BEGRAFT AORTIC COVERED SIZE 22 X 37 MM 120CM | EACH | 18 | [11 empty] | 0 | [5 empty] | BGA3722_2 (or equivalent )
311 | 69978423 | STENT BEGRAFT AORTIC COVERED SIZE 24 X 37 MM 120CM | EACH | 6 | [11 empty] | 0 | [5 empty] | BGA3724_2 (or equivalent )
312 | 71700000 | CATHETER PIGTAIL PEDIATRIC/ADULT SIZE 3FR INTERNAL DIAMETER .027"/.69MM, LENGTH 50CM, GUIDE WIRE .021 (0.53MM) | EACH | 18 | [11 empty] | 0 | [5 empty] | 1310-21-0053 (or equivalent )
313 | 71700004 | CATHETER DX PEDIATRIC C1 OPEN END NSH 4FR 80CM | EACH | 36 | [11 empty] | 0
314 | 71700005 | VERTEBRAL GLIDE CATHETER CEREBRAL SHAPE 4FR 100CM STERILE | EACH | 90 | [11 empty] | 0
315 | 71700006 | CATHETER LCB 5FR 100 CM STERILE | EACH | 36 | [11 empty] | 0
316 | 71700007 | (RPD- CATH LAB) CATHETER DIAGNOSTIC 5FR JL4 100CM | EACH | 144 | [11 empty] | 0
317 | 71700010 | CATHETER DX PEDIATRIC PIGTAIL 5FR 65CM STERILE | EACH | 90 | [11 empty] | 0 | [5 empty] | 7602-2M65 (or equivalent )
318 | 71700011 | CATHETER DX PEDIATRIC MULTIPURPOSE B2 5FR STERILE | EACH | 90 | [11 empty] | 0 | [5 empty] | 7533-63 (or equivalent )
319 | 71700012 | CATHETER MULTI-TRACK 6FR X100CM STERILE #MMTA06100 | EACH | 126 | [11 empty] | 0 | [5 empty] | MMTA06100 (or equivalent )
320 | 71700019 | VASCULAR COIL EMBOLIZATION MREYE®LENGTH 5CM X 3MM, APPROXIMATE LOOPS 5.3 CATHETER ID END HOLE DIAMETER.038 INCH, IMWCE-38-5-3 | EACH | 18 | [11 empty] | 0 | [5 empty] | IMWCE-38-5-3 (or equivalent )
321 | 71700020 | VASCULAR COIL EMBOLIZATION MREYE®LENGTH 5CM X 5MM, APPROXIMATE LOOPS 3.2, CATHETER ID END HOLE DIAMETER.038 INCH, IMWCE-38-5-5 | EACH | 36 | [11 empty] | 0 | [5 empty] | IMWCE-38-5-5 (or equivalent )
322 | 71700025 | VASCULAR COIL EMBOLIZATION DETACHABLE MREYE® FLIPPER PDA CLOSURE 6, IMWCE-5-PDA5 | EACH | 36 | [11 empty] | 0
323 | 71700026 | VASCULAR COIL EMBOLIZATION DETACHABLE MREYE® FLIPPER PDA CLOSURE10,8MM DIAMETER 3 LOOPS, IMWCE-8-PDA3 | EACH | 18 | [11 empty] | 0 | [5 empty] | IMWCE-8-PDA3 (or equivalent )
324 | 71700027 | VASCULAR COIL EMBOLIZATION DETACHABLE MREYE® FLIPPER PDA CLOSURE12,IMWCE-8-PDA3 | EACH | 18 | [11 empty] | 0 | [5 empty] | IMWCE-8-PDA5 (or equivalent )
325 | 71700028 | CATHETER FLIPPER 35 PDA CLOSURE DELIVERY SYSTEM DETACHABLE COIL 110CM STERILE, TDS-110-PDA | EACH | 18 | [11 empty] | 0
326 | 71700029 | CATHETER BALLOON VALVULOPLASTY PEDIATRIC TYSHAK II® MINI® 7MM X 2CM 110CM STERILE,PDC403 | EACH | 18 | [11 empty] | 0 | [5 empty] | PDC403 (or equivalent )
327 | 71700030 | CATHETER BALLOON VALVULOPLASTY PEDIATRIC TYSHAK II® MINI® 8MM X 2CM 110CM STERILE, PDC404 | EACH | 36 | [11 empty] | 0 | [5 empty] | PDC404 (or equivalent )
328 | 71700031 | CATHETER BALLOON VALVULOPLASTY PEDIATRIC TYSHAK II® MINI® 9MM X 2CM 110CM STERILE,PDC405 | EACH | 18 | [11 empty] | 0
329 | 71700032 | CATHETER BALLOON VALVULOPLASTY PEDIATRIC TYSHAK II® MINI®10MM X 2CM 110CM STERILE,PDC406 | EACH | 18 | [11 empty] | 0
330 | 71700054 | CATHETER DILATATION MULLINS-X™ ULTRA HIGH PRESSURE PTV (PULMONARY USE), 12MM 3CM 100CM, PTM440 | EACH | 18 | [11 empty] | 0 | [5 empty] | PTM440 (or equivalent )
331 | 71700055 | CATHETER DILATATION MULLINS-X™ ULTRA HIGH PRESSURE PTV (PULMONARY USE),14MM 3CM 100CM, PTM442 | EACH | 36 | [11 empty] | 0 | [5 empty] | PTM442 (or equivalent )
332 | 71700056 | CATHETER DILATATION MULLINS-X™ ULTRA HIGH PRESSURE PTV (PULMONARY USE), 15MM 3CM 100CM, PTM444 | EACH | 18 | [11 empty] | 0 | [5 empty] | PTM444 (or equivalent )
333 | 71700057 | CATHETER DILATATION MULLINS-X™ULTRA HIGH PRESSURE PTV (PULMONARY USE),16MM 4CM 100CM, PTM447 | EACH | 18 | [11 empty] | 0 | [5 empty] | PTM447 (or equivalent )
334 | 71700058 | CATHETER DILATATION MULLINS-X™ULTRA HIGH PRESSURE PTV (PULMONARY USE),18MM 3CM 100CM, PTM448 | EACH | 18 | [11 empty] | 0 | [5 empty] | PTM448 (or equivalent )
335 | 71700061 | CATHETER DILATATION MULLINS-X™ ULTRA HIGH PRESSURE PTV (PULMONARY USE), 22MM 4CM 100CM, PTM453 | EACH | 36 | [11 empty] | 0 | [5 empty] | PTM453 (or equivalent )
336 | 71700064 | CATHETER BALLOON VALVULOPLASTY PERCUTANEOUS TRANSLUMINAL Z-MED II-X™,20MM 4CM 100CM, PDZ737 | EACH | 18 | [11 empty] | 0
337 | 71700066 | CATHETER BALLOON VALVULOPLASTY PERCUTANEOUS TRANSLUMINAL Z-MED II-X™23MM 4CM 100CM, PDZ745 | EACH | 18 | [11 empty] | 0
338 | 71700068 | CATHETER BALLOON VALVULOPLASTY PERCUTANEOUS TRANSLUMINAL Z-MED II-X™28MM 4CM 100CM, PDZ752 | EACH | 36 | [11 empty] | 0
339 | 71700069 | CATHETER BALLOON VALVULOPLASTY PERCUTANEOUS TRANSLUMINAL Z-MED II-X™30MM 4CM 100CM, PDZ753 | EACH | 36 | [11 empty] | 0
340 | 71700070 | CATHETER BALLOON IN BALLOON BIB®14.0 X 4.0 X 8.0 X 8.0X 110 X 0.035" | EACH | 36 | [11 empty] | 0 | [5 empty] | BB038 (or equivalent )
341 | 71700073 | CATHETER BALLOON IN BALLOON BIB® 16MM 16MM X 4CM 100CM, | EACH | 18 | [11 empty] | 0 | [5 empty] | BB013 (or equivalent )
342 | 71700074 | CATHETER BALLOON IN BALLOON BIB® 16.0 X 5.0 X 9.0 X 9.0X 110 X 0.035" | EACH | 18 | [11 empty] | 0 | [5 empty] | BB028 (or equivalent )
343 | 71700076 | CATHETER BALLOON IN BALLOON BIB® 18MM X 4CM 100CM | EACH | 36 | [11 empty] | 0 | [5 empty] | BB041 (or equivalent )
344 | 71700078 | CATHETER BALLOON IN BALLOON BIB®22MM X 4CM 100CM | EACH | 36 | [11 empty] | 0 | [5 empty] | BB063 (or equivalent )
345 | 71700079 | CATHETER BALLOON IN BALLOON BIB®24MM X 4CM 100CM | EACH | 36 | [11 empty] | 0 | [5 empty] | BB015 (or equivalent )
346 | 71700085 | IMPLANT STENT PULMONARY PEDIATRIC 3.4MM X 30MM STERILE | EACH | 6 | [11 empty] | 0
347 | 71700088 | IMPLANT STENT PULMONARY PREMOUNTED SIZE 8MM X 17MM | EACH | 8 | [11 empty] | 0
348 | 71700089 | IMPLANT STENT PULMONARY PREMOUNTED SIZE 10MM X 20MM | EACH | 8 | [11 empty] | 0
349 | 71700090 | IMPLANT STENT PULMONARY PREMOUNTED SIZE 10MM X 26MM | EACH | 8 | [11 empty] | 0
350 | 71700092 | IMPLANT BARE CP STENT™LENGTH SIZE 2.8CM, PLATINUM WIRE 0.013 INCH STERILE | EACH | 18 | [11 empty] | 0 | [5 empty] | CP8Z28 (or equivalent )
351 | 71700093 | IMPLANT BARE CP STENT™LENGTH SIZE 3.4CM, PLATINUM WIRE 0.013 INCH STERILE | EACH | 18 | [11 empty] | 0 | [5 empty] | CP8Z34 (or equivalent )
352 | 71700095 | IMPLANT COVERED CP STENT™LENGTH SIZE 2.8CM, PLATINUM WIRE 0.013 INCH STERILE | EACH | 18 | [11 empty] | 0 | [5 empty] | CVRD.CP8Z28 (or equivalent )
353 | 71700096 | IMPLANT COVERED CP STENT™LENGTH SIZE 3.4CM, PLATINUM WIRE 0.013 INCH STERILE | EACH | 18 | [11 empty] | 0 | [5 empty] | CVRD.CP8Z34 (or equivalent )
354 | 71700097 | IMPLANT COVERED CP STENT™LENGTH SIZE 3.9CM, PLATINUM WIRE 0.013 INCH STERILE | EACH | 36 | [11 empty] | 0 | [5 empty] | CVRD.CP8Z39 (or equivalent )
355 | 71700098 | IMPLANT COVERED CP STENT™LENGTH SIZE 4.5CM, PLATINUM WIRE 0.013 INCH STERILE | EACH | 18 | [11 empty] | 0 | [5 empty] | CVRD.CP8Z45 (or equivalent )
356 | 71700101 | IMPLANT STENT VASCULAR VALEO® BALLOON EXPANDABLE 8MM X 18MM X 120CM,GUIDEWIRE 0.035?, CATHETER DIA 6F STERILE | EACH | 18 | [11 empty] | 0
357 | 71700103 | IMPLANT STENT VASCULAR VALEO® BALLOON EXPANDABLE 10MM X 17MM X 120CM,GUIDEWIRE 0.035?, CATHETER DIA 7F STERILE | EACH | 36 | [11 empty] | 0 | [5 empty] | EV10172C (or equivalent )
358 | 71700104 | IMPLANT STENT VASCULAR VALEO® BALLOON EXPANDABLE 10MM X 26MM X 120CM,GUIDEWIRE 0.035?, CATHETER DIA 7F STERILE | EACH | 18 | [11 empty] | 0
359 | 71700106 | IMPLANT STENT VASCULAR ANDRA® XXL HYBRID CELL COBALT CHROMIUM LENGTH 35MM, INTRODUCER SHEATH 9F, STERILE | EACH | 36 | [11 empty] | 0
360 | 71700107 | IMPLANT STENT VASCULAR ANDRA® XXL HYBRID CELL COBALT CHROMIUM LENGTH 39MM, INTRODUCER SHEATH 9F | EACH | 36 | [11 empty] | 0
361 | 71700108 | IMPLANT STENT VASCULAR ANDRA® XXL HYBRID CELL COBALT CHROMIUM LENGTH 43MM, INTRODUCER SHEATH 9F, STERILE, # AS43XXL | EACH | 36 | [11 empty] | 0
362 | 71700110 | CATHETER NEONATES ATRIOSEPTOSTOMY Z-5™INTRODUCER SIZE 5FR, SHAFT SIZE 4FR,GUIDEWIRE 0.014 INCH, VOL.1CC, STERILE, #SPT002 | EACH | 18 | [11 empty] | 0 | [5 empty] | SPT002 (or equivalent )
363 | 71700111 | CATHETER NEONATES ATRIOSEPTOSTOMY Z-5™INTRODUCER SIZE 6FR, SHAFT SIZE 5FR,GUIDEWIRE 0.021 INCH, VOL.2CC, STERILE, #SPT003 | EACH | 18 | [11 empty] | 0 | [5 empty] | SPT003 (or equivalent )
364 | 71700131 | INTRODUCER SHEATH MULLINS TRANSSEPTAL 6FR STERILE, #008530 | EACH | 18 | [11 empty] | 0 | [5 empty] | 8530 (or equivalent )
365 | 71700134 | CATHETER NYKANEN RADIOFREQUENCY WIRE UNIPOLAR 265 STERILE | EACH | 18 | [11 empty] | 0 | [5 empty] | RFP-265 (or equivalent )
366 | 71700135 | MICROCATHETER PROTRACK RFA 0.038/2.9FR, COAXIAL INJECTABLE LENGTH 145CM | EACH | 18 | [11 empty] | 0 | [5 empty] | CIC38/145 (or equivalent )
367 | 71700137 | GUIDEWIRE VASCULAR FIXED-CORE HEPARIN PTFE-COATED STAINLESS STEEL .018" X 50CM STRAIGHT TIP,TSF-18-50 | EACH | 36 | [11 empty] | 0
368 | 71700156 | VASCULAR GUIDEWIRE FIXED-CORE HEPARIN PTFE-COATED STAINLESS STEEL SAFE-T-J®TIP.032" X 145CM, CURVED TIP 3MM, #TSCF-32-145 | EACH | 54 | [11 empty] | 0 | [5 empty] | TSCF-32-145-3 (or equivalent )
369 | 71700161 | VASCULAR GUIDEWIRE FIXED-CORE HEPARIN PTFE-COATED STAINLESS STEEL SAFE-T-J®TIP.038" X 145CM, CURVED TIP | EACH | 180 | [11 empty] | 0 | [5 empty] | TSCF-38-145-3 (or equivalent )
370 | 71700167 | VASCULAR GUIDEWIRE HEAVY DUTY SAFE-T-J TIP PTFE-COATED STAINLESS STEEL, 0.035 INCH X 180CM,TIP CURVED RADIUS 15MM, THSCF-35-180-15 | EACH | 36 | [11 empty] | 0 | [5 empty] | THSCF-35-180-15 (or equivalent )
371 | 71700169 | GUIDEWIRE VASCULAR LUNDERQUIST® EXTRA STIFF STRAIGHT PTFE-COATED STAINLESS STEEL 0.035" X 260CM | EACH | 180 | [11 empty] | 0
372 | 71700172 | VASCULAR GUIDEWIRE AMPLATZ® SUPPORT EXTRA STIFF CURVED PTFE-COATED STAINLESS STEEL 0.035" X 180CM, TIP CURVED RADIUS 3CM | EACH | 36 | [11 empty] | 0 | [5 empty] | THSCF-35-180-3-AES (or equivalent )
373 | 71700201 | CATHETER AMPLATZER™TORQVUE™OCCLUDER DELIVERY SYSTEMS, SHEATH SIZE 6FR,ANGLE TIP 45°,LENGTH 60CM STERILE | EACH | 18 | [11 empty] | 0 | [5 empty] | 9-ITV06F45/60 (or equivalent )
374 | 71700202 | CATHETER AMPLATZER™TORQVUE™OCCLUDER DELIVERY SYSTEMS, SHEATH SIZE 7FR,ANGLE TIP 45°,LENGTH 80CM STERILE | EACH | 18 | [11 empty] | 0 | [5 empty] | 9-ITV07F45/80 (or equivalent )
375 | 71700206 | CATHETER AMPLATZER™ SIZING BALLOON II OCCLUSION 7FR 27MM/25CC/4.5CM, LENGTH 70CM, GUIDEWIRE 0.035 INCH STERILE | EACH | 18 | [11 empty] | 0 | [5 empty] | 9-SB-024 (or equivalent )
376 | 71700207 | CATHETER AMPLATZER™ SIZING BALLOON II OCCLUSION 8FR 40MM/90CC/5.5CM, LENGTH 70CM, GUIDEWIRE 0.035 INCH STERILE | EACH | 18 | [11 empty] | 0 | [5 empty] | 9-SB-034 (or equivalent )
377 | 71700228 | INTRODUCER AMPLATZER™TORQVUE™ LP DELIVERY SYSTEM, CATHETER SIZE 5F, TIP ANGLE 90 DEGREES, LENGTH 80CM | EACH | 36 | [11 empty] | 0
378 | 71700289 | CATHETER ANGIOGRAPHIC SITESEER® RIGHT CURVE STYLE JR 3.5, 6FR LENGTH 100CM STERILE | EACH | 20 | [11 empty] | 0 | [5 empty] | DXT6JR35 (or equivalent )
379 | 71700420 | CATHETER GUIDING CORONARY JUDKINS LEFT 6FR JL4 STERILE | EACH | 36 | [11 empty] | 0
380 | 71700421 | (RPD- CATH LAB) CATHETER GUIDING 6FR JR4/SH STERILE | EACH | 36 | [11 empty] | 0
381 | 71700423 | CATHETER GUIDING CORONARY EXTRA BACK UP 3.5 6FR STERILE | EACH | 36 | [11 empty] | 0
382 | 71700424 | CATHETER GUIDING CORONARY JUDKINS LEFT 7FR JL 3.0, STERILE | EACH | 18 | [11 empty] | 0
383 | 71700448 | CATHETER BALLOON MITRAL COMMISSUROTOMY PTMC 24MM STERILE DISPOSABLE | EACH | 2 | [11 empty] | 0 | [5 empty] | PTMC26 (or equivalent )
384 | 71700449 | CATHETER BALLOON MITRAL COMMISSUROTOMY PTMC 26MM STERILE DISPOSABLE | EACH | 2 | [11 empty] | 0 | [5 empty] | PTMC26 (or equivalent )
385 | 71700452 | INTRODUCER SHEATH MULLINS TRANSEPTAL 7FR | EACH | 18 | [11 empty] | 0 | [5 empty] | 8551 (or equivalent )
386 | 71700454 | INTRODUCER SHEATH 9FR 11CM | EACH | 72 | [11 empty] | 0 | [5 empty] | CP-07911 (or equivalent )
387 | 71700472 | PERICARDIOCENTESIS KIT 6F PIGTAIL CATHETER | EACH | 36 | [11 empty] | 0 | [5 empty] | PC101 (or equivalent )
388 | 71700478 | IMPLANT PACEMAKER VVIR SINGLE CHAMBER GENERATOR XL ST.JUDE | EACH | 6 | [11 empty] | 0 | [5 empty] | PM1162 (or equivalent )
389 | 71700479 | IMPLANT PACEMAKER VVIR SINGLE CHAMBER GENERATOR MRI St, JUDE | EACH | 6 | [11 empty] | 0 | [5 empty] | PM1172 (or equivalent )
390 | 71700481 | IMPLANT PACEMAKER DDDR DUAL CHAMBER GENERATOR ST.JUDE | EACH | 6 | [11 empty] | 0 | [5 empty] | PM2162 (or equivalent )
391 | 71700486 | IMPLANT PACEMAKER BIVENTRICULAR DEVICE ST.JUDE | EACH | 6 | [11 empty] | 0 | [5 empty] | PM3120 (or equivalent )
392 | 71700490 | IMPLANT PACEMAKER PULSE GENERATOR PACEMAKER MICRONY WITH AUTOCAPTURE | EACH | 6 | [11 empty] | 0 | [5 empty] | 2525T (or equivalent )
393 | 71700515 | (CATH LAB) IMPLANT DEFIBRILLATOR CARDIAC DUAL CHAMBER RATE RESPONSE ICD MODEL DDBB2D1 | EACH | 10 | [11 empty] | 0 | [5 empty] | DDMB2D1 (or equivalent )
394 | 71700522 | IMPLANT DEFIBRILLATOR CARDIAC BIVENTRICULAR ICD # CD361-40Q, ST.JUDE MEDICAL | EACH | 6 | [11 empty] | 0
395 | 71700526 | IMPLANT LEAD EPICARDIAL BI-POLAR SIZE 25CM SCREW-IN STERILE | EACH | 18 | [11 empty] | 0 | [5 empty] | 1084T/25 (or equivalent )
396 | 71700527 | IMPLANT LEAD EPICARDIAL BI-POLAR SIZE 35CM SCREW-IN STERILE | EACH | 18 | [11 empty] | 0 | [5 empty] | 1084T/35 (or equivalent )
397 | 71700528 | IMPLANT LEAD EPICARDIAL BI-POLAR SIZE 60CM SCREW-IN STERILE | EACH | 18 | [11 empty] | 0 | [5 empty] | 1084T-60 (or equivalent )
398 | 71700540 | CATHETER BALLOON 3D MAPPING STERILE #EC1000-104 | EACH | 6 | [11 empty] | 0 | [5 empty] | EC1000-104 (or equivalent )
399 | 71700542 | CATHETER QUAD JOSEPHSON CURVE 4FR STERILE | EACH | 36 | [11 empty] | 0 | [5 empty] | 401890 (or equivalent )
400 | 71700553 | CATHETER SL4 SWARTZ FAST 8FR STERILE | EACH | 8 | [11 empty] | 0 | [5 empty] | 406843 (or equivalent )
401 | 71700554 | CATHETER SAFL SWARTZ FAST 8.5FR STERILE #406868 | EACH | 8 | [11 empty] | 0 | [5 empty] | 406868 (or equivalent )
402 | 71700555 | CATHETER RAMP1 SWARTZ FAST 8FR STERILE #406943 | EACH | 8 | [11 empty] | 0 | [5 empty] | 406943 (or equivalent )
403 | 71700913 | CATHETER GUIDING CORONARY 6FR XB 3.0 STERILE | EACH | 36 | [11 empty] | 0
404 | 71701327 | CATHETER GUIDING LEFT CORONARY AMPLATZ AL .75 SH, 2 SIDE HOLES, STERILE # 670-035-00 | EACH | 18 | [11 empty] | 0
405 | 71701388 | CATHETER DIAGNOSTIC 5FR JL 5.0 100CM STERILE TERUMO,# RH*5CR5000M | EACH | 36 | [11 empty] | 0 | [5 empty] | RH*5CR5000M (or equivalent )
406 | 71701389 | CATHETER DIAGNOSTIC 5FR IM 100CM STERILE | EACH | 90 | [11 empty] | 0
407 | 71701390 | CATHETER DIAGNOSTIC 5FR AL1 100CM STERILE | EACH | 180 | [11 empty] | 0 | [5 empty] | RH*5AL1000M (or equivalent )
408 | 71701391 | CATHETER DIAGNOSTIC 5FR AL2 100CM STERILE TERUMO,# RH*5AL2000M | EACH | 54 | [11 empty] | 0 | [5 empty] | RH*5AL2000M (or equivalent )
409 | 71701392 | CATHETER DIAGNOSTIC 5FR AR1 100CM STERILE | EACH | 36 | [11 empty] | 0 | [5 empty] | RH*5AR1000M (or equivalent )
410 | 71701393 | CATHETER DIAGNOSTIC 5FR AR2 100CM STERILE | EACH | 90 | [11 empty] | 0 | [5 empty] | RH*5AR2000M (or equivalent )
411 | 71800036 | DEVICE FEMORAL CORURE 6F ANGIOSEAL | EACH | 900 | [11 empty] | 0 | [5 empty] | 610132 (or equivalent )
412 | 71800188 | INTRODUCER SHEATH, BRITE TIP -REGULAR,7FR/11CM | EACH | 250 | [11 empty] | 0
413 | 71800189 | INTRODUCER SHEATH, BRITE TIP -REGULAR,11FR/11CM | EACH | 60 | [11 empty] | 0
414 | 71800190 | INTRODUCER SHEATH, BRITE TIP -REGULAR,4F/11CM | EACH | 180 | [11 empty] | 0
415 | 71800191 | INTRODUCER SHEATH, BRITE TIP -REGULAR,5FR/11CM | EACH | 800 | [11 empty] | 0
416 | 71800192 | INTRODUCER SHEATH, BRITE TIP -LONG,5FR/23CM | EACH | 50 | [11 empty] | 0
417 | 71800193 | INTRODUCER SHEATH, BRITE TIP -LONG,5FR/35CM | EACH | 50 | [11 empty] | 0
418 | 71800194 | INTRODUCER SHEATH, BRITE TIP -LONG,5FR/45CM | EACH | 60 | [11 empty] | 0
419 | 71800195 | INTRODUCER SHEATH, BRITE TIP-SHORT,6FR/5.5CM | EACH | 50 | [11 empty] | 0
420 | 71800196 | INTRODUCER SHEATH, BRITE TIP -REGULAR,6FR/11CM | EACH | 300 | [11 empty] | 0
421 | 71800197 | INTRODUCER SHEATH, BRITE TIP -LONG,6FR/23CM | EACH | 100 | [11 empty] | 0 | [5 empty] | 401-623M (or equivalent )
422 | 71800198 | INTRODUCER SHEATH, BRITE TIP -LONG,6FR/35CM | EACH | 70 | [11 empty] | 0 | [5 empty] | 401-635M (or equivalent )
423 | 71800199 | INTRODUCER SHEATH, BRITE TIP -LONG,6FR/45CM | EACH | 60 | [11 empty] | 0
424 | 71800200 | INTRODUCER SHEATH, BRITE TIP -LONG,6FR/55CM | EACH | 50 | [11 empty] | 0 | [5 empty] | 401-655M (or equivalent )
425 | 71800201 | INTRODUCER SHEATH, BRITE TIP-SHORT,7FR/5.5CM | EACH | 100 | [11 empty] | 0 | [5 empty] | 401-705M (or equivalent )
426 | 71800202 | INTRODUCER SHEATH, BRITE TIP -LONG,7FR/23CM | EACH | 100 | [11 empty] | 0 | [5 empty] | 401-723M (or equivalent )
427 | 71800203 | INTRODUCER SHEATH, BRITE TIP -LONG,7FR/35CM | EACH | 60 | [11 empty] | 0 | [5 empty] | 401-735M (or equivalent )
428 | 71800204 | SHEATH INTRODUCER BIOPSY 7FR 45 CM | EACH | 410 | [11 empty] | 0
429 | 71800205 | INTRODUCER SHEATH, BRITE TIP -REGULAR,8FR/11CM | EACH | 250 | [11 empty] | 0 | [5 empty] | 401-811M (or equivalent )
430 | 71800207 | INTRODUCER SHEATH, BRITE TIP -LONG,8FR/35CM | EACH | 80 | [11 empty] | 0 | [5 empty] | 401-835M (or equivalent )
431 | 71800208 | INTRODUCER SHEATH BRITE TIP -REGULAR,9FR/11CM | EACH | 150 | [11 empty] | 0 | [5 empty] | 401-911M (or equivalent )
432 | 71800209 | INTRODUCER SHEATH, BRITE TIP -LONG,9FR/23CM | EACH | 80 | [11 empty] | 0 | [5 empty] | 401-923M (or equivalent )
433 | 71800210 | INTRODUCER SHEATH, BRITE TIP -LONG,9FR/35CM | EACH | 70 | [11 empty] | 0 | [5 empty] | 401-935M (or equivalent )
434 | 71800211 | INTRODUCER SHEATH, BRITE TIP -LONG,9FR/45CM | EACH | 50 | [11 empty] | 0 | [5 empty] | 401-945M (or equivalent )
435 | 71800213 | INTRODUCER SHEATH GUIDE,7FR/55CM RDC BISTA BRITE TIP | EACH | 50 | [11 empty] | 0 | [5 empty] | 403-7553A (or equivalent )
436 | 71800214 | INTRODUCER SHEATH GUIDE,7FR/55CM HOCKEY STICK | EACH | 50 | [11 empty] | 0 | [5 empty] | 403-7553H (or equivalent )
437 | 71800215 | INTRODUCER SHEATH GUIDE,7R/55CM MPA BISTA BRITE TIP | EACH | 50 | [11 empty] | 0 | [5 empty] | 403-7553M (or equivalent )
438 | 71800229 | CATHETER DIAGNOSTIC STRAIGHT FLUSH TEMPO?, 4FR/ 65CM | EACH | 120 | [11 empty] | 0
439 | 71800230 | CATHETER DIAGNOSTIC, STRAIGHT FLUSH TEMPO? ,5FR/ 65CM | EACH | 120 | [11 empty] | 0
440 | 71800231 | CATHETER DIAGNOSTIC,(PIG) TEMPO? 5FR/100CM | EACH | 150 | [11 empty] | 0 | [5 empty] | 451-503 H5 (or equivalent )
441 | 71800232 | CATHETER DIAGNOSTIC,(PIG) TEMPO? 5FR/ 65CM | EACH | 700 | [11 empty] | 0 | [5 empty] | 451-503 V5 (or equivalent )
442 | 71800233 | CATHETER DIAGNOSTIC,MP A1 (I) TEMPO ,5FR/125CM | EACH | 100 | [11 empty] | 0
443 | 71800234 | CATHETER DIAGNOSTIC,C2 TEMPO? ,5FR/65CM - 2 SIDE HOLES | EACH | 80 | [11 empty] | 0
444 | 71800235 | CATHETER DIAGNOSTIC,C1 TEMPO? AQUA?,4FR/65CM | EACH | 150 | [11 empty] | 0
445 | 71800236 | CATHETER DIAGNOSTIC,MP A1 TEMPO? AQUA, 5F/100CM | EACH | 100 | [11 empty] | 0
446 | 71800237 | CATHETER DIAGNOSTIC,H1, 5FR/100CM | EACH | 80 | [11 empty] | 0
447 | 71800238 | CATHETER DIAGNOSTIC,C2 TEMPO? AQUA?5FR/65CM | EACH | 150 | [11 empty] | 0 | [5 empty] | 452-543V0 (or equivalent )
448 | 71800270 | CATHETER DIAGNOSTIC,RIM SUPER TORQUE, 5FR/65CM | EACH | 80 | [11 empty] | 0
449 | 71800276 | GUIDING CATHETER,6FR/55CM RDC BISTA BRITE TIP | EACH | 50 | [11 empty] | 0 | [5 empty] | 670-212-55 (or equivalent )
450 | 71800277 | GUIDING CATHETER,6FR/55CM MPA BRISTA BRITE TIP | EACH | 40 | [11 empty] | 0 | [5 empty] | 670-270-55 (or equivalent )
451 | 71800278 | GUIDING CATHETER,6FR/55CM HOCKEY STICK | EACH | 50 | [11 empty] | 0 | [5 empty] | 670-278-55 (or equivalent )
452 | 71800279 | GUIDING CATHETER,6FR/55CM STRAIGHT | EACH | 40 | [11 empty] | 0 | [5 empty] | 670-280-55 (or equivalent )
453 | 71800283 | GUIDING CATHETER,7FR/55CM STRAIGHT | EACH | 50 | [11 empty] | 0
454 | 71800306 | CATHETER BALLOON DILATATION, AMPHIRON DEEP 014, 2MM/80MM/150CM | EACH | 10 | [11 empty] | 0 | [5 empty] | AMD 020 080 152 (or equivalent )
455 | 71800312 | CATHETER BALLOON DILATATION 035" GUIDEWIRE 12MM DIAMETER 4CM LENGTH 80CM SHAFT LENGTH | EACH | 25 | [11 empty] | 0 | [5 empty] | ATG80124 (or equivalent )
456 | 71800313 | CATHETER BALLOON DILATATION 035" GUIDEWIRE 12MM DIAMETER 6CM LENGTH 80CM SHAFT LENGTH | EACH | 30 | [11 empty] | 0 | [5 empty] | ATG80126 (or equivalent )
457 | 71800314 | CATHETER BALLOON DILATATION 035" GUIDEWIRE 14MM DIAMETER 4CM LENGTH 80CM SHAFT LENGTH | EACH | 25 | [11 empty] | 0 | [5 empty] | ATG80144 (or equivalent )
458 | 800601 | CHEMOLOCK PORT CLOSED SYSTEM DRUG TRANSFER DEVICE SINGLE USE (62) | EACH | 24000 | [11 empty] | 0 | [5 empty] | CL-2100 (or equivalent )
459 | 800602 | CLOSED VIAL ACCESS DEVICE ICU MEDICAL 13MM (72) | EACH | 3000 | [11 empty] | 0 | [5 empty] | CL-62 (or equivalent )
460 | 800603 | SPINNING CHEMOLOCK CLOSED SYSTEM DRUG TRANSFER DEVICE SINGLE USE (72) | EACH | 9000 | [11 empty] | 0 | [5 empty] | CL-2000S (or equivalent )
461 | 800604 | CLOSED VIAL SPIKE NEEDLE-FREE GENIE ICU MEDICAL (72) | EACH | 9000 | [11 empty] | 0 | [5 empty] | CL-80 (or equivalent )
462 | 804865 | CATHETER DIAGNOSTIC 5FR JL3.5 100CM (66) | EACH | 900 | [11 empty] | 0
463 | 811620 | SYRINGE INJECTOR 150ML STERILE DISPOSABLE(66) | EACH | 1800 | [11 empty] | 0 | [5 empty] | ART700SYR (or equivalent )
464 | 92427 | CATHETER EMBOLECTOMY LEMAITRE SINGLE LUMEN 5FR 80CM STERILE | KIT | 40 | [11 empty] | 0 | [5 empty] | 1601-58 (or equivalent )
465 | 311561652 | STENT ORSIRO DRUG-ELUTING 2.25MM X 13MM | EACH | 14 | [11 empty] | 0
466 | 311561653 | STENT ORSIRO DRUG-ELUTING 2.25MM X 18MM | EACH | 7 | [11 empty] | 0
467 | 311561654 | STENT ORSIRO DRUG-ELUTING 2.25MM X 26MM | EACH | 20 | [11 empty] | 0
468 | 311561655 | STENT ORSIRO DRUG-ELUTING 2.25MM X 35MM | EACH | 16 | [11 empty] | 0
469 | 311561711 | CATHETER DIAGNOSTIC SOS OMNI 5FR/80CM HYDROPHILIC SELECTIVE 0 | EACH | 20 | [11 empty] | 0 | [5 empty] | 11720408 (or equivalent )
470 | 311561712 | CATHETER DIAGNOSTIC SOS OMNI 5FR/80CM HYDROPHILIC SELECTIVE 1 | EACH | 20 | [11 empty] | 0 | [5 empty] | 11720401 (or equivalent )
471 | 311561905 | GUIDEWIRE HYDROPHILIC ZIPWIRE 0.35IN X 150CM | EACH | 10 | [11 empty] | 0 | [5 empty] | 630-205B (or equivalent )
472 | 311576201 | VASCULAR ACCESS PRO PICC CT, 5FR, DOUBLE LUMEN | EACH | 200 | [11 empty] | 0 | [5 empty] | 6295355 (or equivalent )
473 | 311579106 | CATHETER GUIDING 6FR JR4 100CM STERILE MEDTRONIC | EACH | 30 | [11 empty] | 0 | [5 empty] | LA6JR40 (or equivalent )
474 | 352219109 | CATHETER ANGIOGRAPHIC, IMAGER II/5/BERN/40/038, M001314081 | EACH | 50 | [11 empty] | 0 | [5 empty] | 31-408 (or equivalent )
475 | 352219110 | CATHETER ANGIOGRAPHIC IMAGER II 5FR BERN 65CM .035 INCH | EACH | 100 | [11 empty] | 0 | [5 empty] | M001314091 (or equivalent )
476 | 352219115 | CATHETER ANGIOGRAPHIC, IMAGER II/5/HI/100/038, M001314141 | EACH | 10 | [11 empty] | 0 | [5 empty] | 31-414 (or equivalent )
477 | 352219116 | CATHETER ANGIOGRAPHIC, IMAGER II/5/HI/100/035, M001314151 | EACH | 10 | [11 empty] | 0 | [5 empty] | 31-415 (or equivalent )
478 | 352219119 | CATHETER ANGIOGRAPHIC, IMAGER II/5/H1H/100/038, M001314181 | EACH | 10 | [11 empty] | 0 | [5 empty] | 31-418 (or equivalent )
479 | 352219120 | CATHETER ANGIOGRAPHIC, IMAGER II/5/H1H/100/035, M001314191 | EACH | 10 | [11 empty] | 0 | [5 empty] | 31-419 (or equivalent )
480 | 352219132 | CATHETER ANGIOGRAPHIC, IMAGER II/5/SIM1/65/035, M001314311 | EACH | 20 | [11 empty] | 0 | [5 empty] | 31-431 (or equivalent )
481 | 352219134 | CATHETER ANGIOGRAPHIC, IMAGER II/5/SIM1/100/035, M001314331 | EACH | 10 | [11 empty] | 0 | [5 empty] | 31-433 (or equivalent )
482 | 352219136 | CATHETER ANGIOGRAPHIC, IMAGER II/5/SIM2/100/035, M001314351 | EACH | 10 | [11 empty] | 0 | [5 empty] | 31-435 (or equivalent )
483 | 357110 | PROBE COVER ULTRASOUND 48" LONG STERILE (34) | EACH | 3000 | [11 empty] | 0 | [5 empty] | 9001C0197 (or equivalent )
484 | 358652 | CATHETER CENTRAL VENOUS ANTIMICROBIAL IMPREGNATED (W/CHLORHEXIDINE 2%) 3-LUMEN 20CM 7FR KIT STERILE (54) | KIT | 100 | [11 empty] | 0 | [5 empty] | TI-45703 (or equivalent )
485 | 358656 | CATHETER CENTRAL VENOUS ANTIMICROBIAL IMPREGNATED (W/CHLORHEXIDINE 2%) 3-LUMEN 13CM 5.5FR STERILE KIT (54) | EACH | 12 | [11 empty] | 0 | [5 empty] | TI-26553-ME (or equivalent )
486 | 381805 | CATHETER LEADER 18G 10CM 8-12MM DIA NDL 19G 54MM 0.8-1.1MM DIA STERILE DISPOSABLE (60) | EACH | 350 | [11 empty] | 0 | [5 empty] | FRANCE;115.11 (or equivalent )
487 | 418118 | CATHETER IV 18G 1 1/4", NEEDLE 20G RADIOPAQUE VIALON INSIGHT AUTOGARD BLOOD CONTROL SAFETY NEEDLE STERILE DISPOSABLE (62) | EACH | 10000 | [11 empty] | 0 | [5 empty] | 381044 (or equivalent )
488 | 418121 | CATHETER IV 20G 1 1/4" NEEDLE 22G RADIOPAQUE VIALON INSIGHT AUTOGUARD BLOOD CONTROL SAFETY NEEDLE STERILE DISPOSABLE (62) | EACH | 20000 | [11 empty] | 0 | [5 empty] | 381034 (or equivalent )
489 | 418123 | CATHETER IV 24G 3/4" NEEDLE RADIOPAQUE VIALON INSIGHT AUTOGUARD BLOOD NEEDLE SAFETY STERILE DISPOSABLE (62) | EACH | 42000 | [11 empty] | 0 | [5 empty] | 381012 (or equivalent )
490 | 421400000175 | SUPPORT PRO-SPORT ATHLETIC LARGE SHPT1-L(JED) | EACH | 40 | [11 empty] | 0 | [5 empty] | SHIPT1-L (or equivalent )
491 | 421823000013 | (DWZ)-CATHETER SINGLE LUMEN EMBOLECTOMY 2FR 60CM | EACH | 30 | [11 empty] | 0 | [5 empty] | 1601-26 (or equivalent )
492 | 422215000101 | CATHETER CENTRAL VENOUS ANTIMICROBIAL IMPREGNATED (W/CHLORHEXIDINE 2%) 3-LUMEN 16CM 7FR STERILE KIT (JED) | EACH | 700 | [11 empty] | 0 | [5 empty] | TI-42703-MEPI (or equivalent )
493 | 422918004361 | SILICONE CORONARY ARTERY OSTIAL CANNULA 20FR(JED) | EACH | 100 | [11 empty] | 0 | [5 empty] | 30320 (or equivalent )
494 | 422944000213 | GUIDEWIRE J TIP ANGLED 0.035X145CM | EACH | 1200 | [11 empty] | 0
495 | 311622770 | STENT HYBRID DRUG-ELUTING 2.25MM X 22MM | EACH | 16 | [11 empty] | 0
496 | 311622771 | STENT HYBRID DRUG-ELUTING 2.50MM X 13MM | EACH | 16 | [11 empty] | 0
497 | 311622772 | STENT HYBRID DRUG-ELUTING 2.50MM X 26MM | EACH | 16 | [11 empty] | 0
498 | 311622773 | STENT HYBRID DRUG-ELUTING 2.75MM X 13MM | EACH | 15 | [11 empty] | 0
499 | 311622774 | STENT HYBRID DRUG-ELUTING 2.75MM X 26MM | EACH | 15 | [11 empty] | 0
500 | 311622775 | STENT HYBRID DRUG-ELUTING 3.00MM X 13MM | EACH | 15 | [11 empty] | 0
501 | 311622776 | STENT HYBRID DRUG-ELUTING 3.00MM X 26MM | EACH | 15 | [11 empty] | 0
502 | 311622777 | STENT HYBRID DRUG-ELUTING 3.50MM X 13MM | EACH | 15 | [11 empty] | 0
503 | 311622778 | STENT HYBRID DRUG-ELUTING 3.50MM X 26MM | EACH | 15 | [11 empty] | 0
504 | 311622779 | STENT HYBRID DRUG-ELUTING 4.00MM X 13MM | EACH | 17 | [11 empty] | 0
505 | 314349500 | CATHETER VENTRACULAR 11CM STERILE | EACH | 30 | [11 empty] | 0 | [5 empty] | 5005C (or equivalent )
506 | 333294131 | (RPD-CATH LAB) GUIDEWIRE 0.035 INCH J 3CM 260CM STERILE | EACH | 700 | [11 empty] | 0
507 | 338858107 | CATHETER SPLIT PERMACATH® MEDCOMP 14F X 19 CM (CUFF TO TIP) WITH STYLET, ASPC24-3 | EACH | 50 | [11 empty] | 0 | [5 empty] | ASPC24-3 (or equivalent )
508 | 342203011 | PERIPHERAL ANGIOPLASTY BALLOON MUSTANG 5MMX60MMX75CM DISPOSABLE STERILE | EACH | 15 | [11 empty] | 0 | [5 empty] | H74939171050670 (or equivalent )
509 | 342203014 | PERIPHERAL ANGIOPLASTY BALLOON MUSTANG 9MMX40MMX75CM DISPOSABLE STERILE | EACH | 5 | [11 empty] | 0 | [5 empty] | H74939171090470 (or equivalent )
510 | 342203560 | CATHETER BALLOON DILATATION COYOTE SE 014, 1.5MMX20MMX142 | EACH | 10 | [11 empty] | 0 | [5 empty] | H74939134152010 (or equivalent )
511 | 342203561 | CATHETER BALLOON DILATATION COYOTE SE 014, 2 MMX20MMX142 | EACH | 10 | [11 empty] | 0 | [5 empty] | H74939134202010 (or equivalent )
512 | 342203562 | CATHETER BALLOON DILATATION COYOTE SE 014, 2 MMX40MMX144 | EACH | 10 | [11 empty] | 0 | [5 empty] | H74939134204010 (or equivalent )
513 | 342221002 | CATHETER SPLIT PERMACATH® MEDCOMP 14F X 23 CM (CUFF TO TIP) WITH STYLET, ASPC28-3 | EACH | 50 | [11 empty] | 0 | [5 empty] | ASPC28-3 (or equivalent )
514 | 69916285 | GUIDEWIRE STRAIGHT HYDROPHILIC TIP NITINOL 0.038" X 150CM STERILE DISPOSABLE | EACH | 100 | [11 empty] | 0 | [5 empty] | 670-312 (or equivalent )
515 | 69976160 | CATHETER FOLEY 400TM TEMP SENSOR PEDIATRIC 8FR STERILE | EACH | 150 | [11 empty] | 0 | [5 empty] | 90053T - SIZE 8 CH (or equivalent )
516 | 71700101 | IMPLANT STENT VASCULAR VALEO® BALLOON EXPANDABLE 8MM X 18MM X 120CM,GUIDEWIRE 0.035?, CATHETER DIA 6F STERILE | EACH | 12 | [11 empty] | 0
517 | 71700102 | IMPLANT STENT VASCULAR VALEO® BALLOON EXPANDABLE 9MM X 17MM X 120CM,GUIDEWIRE 0.035?, CATHETER DIA 7F STERILE | EACH | 10 | [11 empty] | 0
518 | 71700104 | IMPLANT STENT VASCULAR VALEO® BALLOON EXPANDABLE 10MM X 26MM X 120CM,GUIDEWIRE 0.035?, CATHETER DIA 7F STERILE | EACH | 10 | [11 empty] | 0
519 | 71700105 | IMPLANT STENT VASCULAR VALEO® BALLOON EXPANDABLE 10MM X 36MM X 120CM,GUIDEWIRE 0.035?, CATHETER DIA 7F STERILE | EACH | 10 | [11 empty] | 0
520 | 71700106 | IMPLANT STENT VASCULAR ANDRA® XXL HYBRID CELL COBALT CHROMIUM LENGTH 35MM, INTRODUCER SHEATH 9F, STERILE | EACH | 8 | [11 empty] | 0
521 | 71700107 | IMPLANT STENT VASCULAR ANDRA® XXL HYBRID CELL COBALT CHROMIUM LENGTH 39MM, INTRODUCER SHEATH 9F | EACH | 18 | [11 empty] | 0
522 | 71700108 | IMPLANT STENT VASCULAR ANDRA® XXL HYBRID CELL COBALT CHROMIUM LENGTH 43MM, INTRODUCER SHEATH 9F, STERILE, # AS43XXL | EACH | 18 | [11 empty] | 0
523 | 71700836 | (CATH LAB) SHEATH INTRODUCER CORDIS 6FR X 45CM | EACH | 20 | [11 empty] | 0
524 | 71700839 | (CATH LAB) SHEATH INTRODUCER ARROW 6FR X 24CM | EACH | 30 | [11 empty] | 0
525 | 71700853 | (CATH LAB) SHEATH INTRODUCER ARROW 11FR X 80CM | EACH | 10 | [11 empty] | 0
526 | 71700855 | (CATH LAB) SHEATH INTRODUCER ARROW 4FR X 7.5CM | EACH | 300 | [11 empty] | 0
527 | 71700856 | (CATH LAB) SHEATH PERCUTANEOUS INTRODUCER ARROW 5FR X 7.5CM SET, STERILE | EACH | 350 | [11 empty] | 0
528 | 71700857 | (CATH LAB) SHEATH INTRODUCER ARROW 6FR X 7.5CM | EACH | 200 | [11 empty] | 0
529 | 71700859 | (CATH LAB) SHEATH INTRODUCER ARROW 5FR X 11CM | EACH | 200 | [11 empty] | 0
530 | 71700861 | (CATH LAB) SHEATH INTRODUCER ARROW 6FR X 11CM | EACH | 700 | [11 empty] | 0
531 | 71700863 | (CATH LAB) SHEATH INTRODUCER ARROW 7FR X 11CM | EACH | 70 | [11 empty] | 0
532 | 71700866 | (CATH LAB) SHEATH PERCUTANEOUS INTRODUCER ARROW 8FR X 11CM SET, STERILE | EACH | 40 | [11 empty] | 0
533 | 71700867 | (CATH LAB) SHEATH INTRODUCER ARROW 9FR X 11CM | EACH | 30 | [11 empty] | 0
534 | 71700868 | (CATH LAB) SHEATH INTRODUCER ARROW 10FR X 11CM | EACH | 40 | [11 empty] | 0
535 | 71700950 | (CATH LAB) GUIDING CATHETER CORONARY 6FR EBU 3.0 | EACH | 30 | [11 empty] | 0 | [5 empty] | LA6EBU30 (or equivalent )
536 | 71700951 | (CATH LAB) GUIDING CATHETER CORONARY 6FR EBU 3.5 | EACH | 30 | [11 empty] | 0 | [5 empty] | LA6EBU35 (or equivalent )
537 | 535950 | TUBING EXTENSION PVC 205CM MALE LUER-LOCK W/STOPCOCK STERILE DISPOSABLE (62) | EACH | 1000 | [11 empty] | 0 | [5 empty] | 4100020162 (or equivalent )
538 | 552460 | BOWL SET CELL SAVER LOW VOLUME 125ML STERILE (60) | SET | 60 | [11 empty] | 0 | [5 empty] | 4255 (or equivalent )
539 | 586709 | TUBING QUICKIE PRIME 1/4X1/16"15CM W/BLOOD BAG PIKE STERILE DISPOSABLE (55) | EACH | 2000 | [11 empty] | 0
540 | 611500 | BAG EMPTY EVA TPN 500ML (BAXA) (72) | BAG | 1200 | [11 empty] | 0 | [5 empty] | E-1305-OD (or equivalent )
541 | 611503 | BAG EMPTY EVA TPN 3000ML (BAXA) (72) | BAG | 400 | [11 empty] | 0 | [5 empty] | E-1330-OD (or equivalent )
542 | 62900172 | GUIDEWIRE JAGWIRE STIFF SHAFT ANGLE TIP 260 X 0.025 | EACH | 20 | [11 empty] | 0 | [5 empty] | 5649 (or equivalent )
543 | 62900173 | GUIDEWIRE JAGWIRE STIFF SHAFT STRAIGHT TIP 260 X 0.025 | EACH | 20 | [11 empty] | 0 | [5 empty] | 5648 (or equivalent )
544 | 69900557 | GUIDEWIRE AMPLATZ STIFF STRAIGHT 0.038" X 145CM | EACH | 10 | [11 empty] | 0 | [5 empty] | 640-106 (or equivalent )
545 | 69911371 | IMPLANT LEAD EPICARDIAL MYODEX 35CM | EACH | 10 | [11 empty] | 0 | [5 empty] | 1084T-35CM (or equivalent )
546 | 71700952 | (CATH LAB) GUIDING CATHETER CORONARY 6FR EBU 4.0 | EACH | 30 | [11 empty] | 0 | [5 empty] | LA6EBU40 (or equivalent )
547 | 71701076 | (CATH LAB) BALLOON SEPTOSTOMY RASHKIND 4FR | EACH | 4 | [11 empty] | 0 | [5 empty] | 7161 (or equivalent )
548 | 71701077 | (CATH LAB) BALLOON SEPTOSTOMY RASHKIND 5FR | EACH | 2 | [11 empty] | 0 | [5 empty] | 7160 (or equivalent )
549 | 71701078 | (CATH LAB) BALLOON SEPTOSTOMY RASHKIND 6FR | EACH | 3 | [11 empty] | 0 | [5 empty] | 8764 (or equivalent )
550 | 71701082 | (CATH LAB) SHEATH TRANSEPTAL 6FR MULLINS PEDIATRIC | EACH | 4 | [11 empty] | 0 | [5 empty] | 8530 (or equivalent )
551 | 71701083 | (CATH LAB) SHEATH TRANSEPTAL 7FR MULLINS PEDIATRIC | EACH | 4 | [11 empty] | 0 | [5 empty] | 8531 (or equivalent )
552 | 71701126 | (CATH LAB) IMPLANT CARDIAC DEFIBRILLATOR SINGLE CHAMBER BIOTRONIK | EACH | 7 | [11 empty] | 0 | [5 empty] | 429564 (or equivalent )
553 | 71701136 | (CATH LAB) IMPLANT BIVENTRICULAR CARDIAC DEFIBRILLATOR (CRT-D) BIOTRONIK | EACH | 2 | [11 empty] | 0 | [5 empty] | 429561 (or equivalent )
554 | 71701394 | CATHETER GUIDING 5FR JR 4.0 100CM STERILE | EACH | 30 | [11 empty] | 0 | [5 empty] | LA5JR40 (or equivalent )
555 | 71701395 | CATHETER GUIDING 5FR JL 3.5 100CM STERILE | EACH | 30 | [11 empty] | 0 | [5 empty] | LA5JL35 (or equivalent )
556 | 71701396 | CATHETER GUIDING 5FR EBU 3.5 100CM STERILE | EACH | 30 | [11 empty] | 0 | [5 empty] | LA5EBU35 (or equivalent )
557 | 71701405 | CATHETER GUIDE LAUNCHER® 6FR AL1.0 100CM STERILE | EACH | 30 | [11 empty] | 0 | [5 empty] | LA6AL10 (or equivalent )
558 | 71701406 | CATHETER GUIDE LAUNCHER® 6FR AL2.0 100CM STERILE | EACH | 30 | [11 empty] | 0 | [5 empty] | LA6AL20 (or equivalent )
559 | 71701407 | CATHETER GUIDE LAUNCHER® 6FR AR1.0 100CM STERILE | EACH | 30 | [11 empty] | 0 | [5 empty] | LA6AR10 (or equivalent )
560 | 71701408 | CATHETER LAUNCHER GUIDE CORONARY CURVES RIGHT AMPLATZ 6F AR 2 100CM STERILE | EACH | 30 | [11 empty] | 0 | [5 empty] | LA6AR20 (or equivalent )
561 | 71701645 | CATHETER EXPORT ASPIRATION OPEN SIZE STERILE | EACH | 30 | [11 empty] | 0 | [5 empty] | ADVANCE (or equivalent )
562 | 71800036 | DEVICE FEMORAL CORURE 6F ANGIOSEAL | EACH | 300 | [11 empty] | 0 | [5 empty] | 610132 (or equivalent )
563 | 71800044 | CATHETER DIAGNOSTIC, SOS OMNI, 5FR/80CM | EACH | 20 | [11 empty] | 0 | [5 empty] | 10712001 (or equivalent )
564 | 71800244 | CATHETER CHRONIC DIALYSIS DURAMAX PERMACATH 14.5 FR X 50CM (TIP TO CUFF) | EACH | 220 | [11 empty] | 0 | [5 empty] | 10302809 (or equivalent )
565 | 71800252 | GUIDEWIRE, V-18 CONTROL WIRE .018"/300 CM/8CM SHAPABLE TIP | EACH | 100 | [11 empty] | 0 | [5 empty] | M001468540 (or equivalent )
566 | 71800381 | IMPLANT STENT GRAFT, FLUENCY PLUS, 12MM/40MM/80CM STERILE | EACH | 5 | [11 empty] | 0 | [5 empty] | FVM012040 (or equivalent )
567 | 71800382 | IMPLANT STENT GRAFT, FLUENCY PLUS, 6MM/40MM/80CM STERILE | EACH | 5 | [11 empty] | 0 | [5 empty] | FVM06040 (or equivalent )
568 | 71800385 | IMPLANT STENT GRAFT, FLUENCY PLUS, 10MM/60MM/80CM STERILE | EACH | 5 | [11 empty] | 0 | [5 empty] | FVM10060 (or equivalent )
569 | 71800386 | IMPLANT STENT GRAFT, FLUENCY PLUS, 13.5MM/40MM/80CM STERILE | EACH | 5 | [11 empty] | 0 | [5 empty] | FVM14040 (or equivalent )
570 | 71800396 | CATHETER BALLOON DILATATION MUSTANG 3MM/40MM/75CM | EACH | 5 | [11 empty] | 0 | [5 empty] | H74939171030470 (or equivalent )
571 | 71800499 | DRAINAGE CATHETER NAVARRE UNIVERSAL WITH NITINOL 6FR/30CM | EACH | 500 | [11 empty] | 0 | [5 empty] | NNU6LPT (or equivalent )
572 | 71800501 | DRAINAGE CATHETER NAVARRE UNIVERSAL WITH NITINOL 8FR/30CM | EACH | 100 | [11 empty] | 0 | [5 empty] | NNU8LPT (or equivalent )
573 | 71800502 | DRAINAGE CATHETER NAVARRE UNIVERSAL WITH NITINOL 10FR/30CM | EACH | 50 | [11 empty] | 0 | [5 empty] | NOD10LPT (or equivalent )
574 | 71800762 | CATHETER DIAGNOSTIC,RIM 5FRX65CM | EACH | 10 | [11 empty] | 0 | [5 empty] | 11733401 (or equivalent )
575 | 71800790 | CATHETER CONQUEST 035, 10MM/40MM/75CM | EACH | 15 | [11 empty] | 0 | [5 empty] | CQ-75104 (or equivalent )
576 | 71800791 | CATHETER CONQUEST 035, 12MM/40MM/75CM | EACH | 15 | [11 empty] | 0 | [5 empty] | CQ-75124 (or equivalent )
577 | 71800862 | GUIDEWIRE, .035/260CM. AMPLATZ SUPER STIFF STRAIGHT ,7CM SOFT TIP | EACH | 50 | [11 empty] | 0 | [5 empty] | 46-526 (or equivalent )
578 | 71800892 | MICROPUNCTURE SET MINI STICK MAX 4FR X7CM, STAINLESS STEEL WIRE ECHOGENIC NEEDLE | EACH | 200 | [11 empty] | 0 | [5 empty] | H965457481 (or equivalent )
579 | 71801000 | CATHETER BALLOON DILATATION , ULRASOFT MONORAIL 2.5MM20MM//0.014" | EACH | 10 | [11 empty] | 0 | [5 empty] | 38940-2520 (or equivalent )
580 | 71801001 | CATHETER BALLOON DILATATION , ULRASOFT MONORAIL 2MMX20MM /0.014" | EACH | 10 | [11 empty] | 0 | [5 empty] | 38940-2020 (or equivalent )
581 | 71801002 | CATHETER BALLOON DILATATION , ULRASOFT MONORAIL 3.0MM20MM/0.014" | EACH | 10 | [11 empty] | 0 | [5 empty] | 38940-3020 (or equivalent )
582 | 71801003 | CATHETER BALLOON DILATATION , ULRASOFT MONORAIL 3.5MMX20MM/0.014" | EACH | 10 | [11 empty] | 0 | [5 empty] | 38940-3520 (or equivalent )
583 | 71801004 | CATHETER BALLOON DILATATION , ULRASOFT MONORAIL 4.0MMX20MM/0.014" | EACH | 10 | [11 empty] | 0 | [5 empty] | 38940-4020 (or equivalent )
584 | 71801385 | GUIDEWIRE HIGH PERFORMANCE, DREAMWIRE™ STANDARD, STRAIGHT TIP 0.035IN X 260CM, M00556101 | EACH | 200 | [11 empty] | 0 | [5 empty] | 5610 (or equivalent )
585 | 71801966 | COIL EMBOLIZATION AZUR PERIPHERAL HYDROCOIL DETACHABLE 18 (2 MM X 2 CM) | EACH | 10 | [11 empty] | 0
586 | 71801967 | COIL EMBOLIZATION AZUR PERIPHERAL HYDROCOIL DETACHABLE 18 (2 MM X 4 CM) | EACH | 10 | [11 empty] | 0
587 | 71801968 | COIL EMBOLIZATION AZUR PERIPHERAL HYDROCOIL DETACHABLE 18 (4 MM X 5 CM) | EACH | 10 | [11 empty] | 0
588 | 71801969 | COIL EMBOLIZATION AZUR PERIPHERAL HYDROCOIL DETACHABLE 18 (4 MM X 10 CM) | EACH | 10 | [11 empty] | 0
589 | 71801970 | COIL EMBOLIZATION AZUR PERIPHERAL HYDROCOIL DETACHABLE 18 (4 MM X 15 CM) | EACH | 10 | [11 empty] | 0
590 | 71801971 | COIL EMBOLIZATION AZUR PERIPHERAL HYDROCOIL DETACHABLE 18 (6 MM X 10 CM) | EACH | 10 | [11 empty] | 0
591 | 71801972 | COIL EMBOLIZATION AZUR PERIPHERAL HYDROCOIL DETACHABLE 18 (6 MM X 15 CM) | EACH | 10 | [11 empty] | 0
592 | 71801973 | COIL EMBOLIZATION AZUR PERIPHERAL HYDROCOIL DETACHABLE 18 (8 MM X 10 CM) | EACH | 10 | [11 empty] | 0
593 | 71801974 | COIL EMBOLIZATION AZUR PERIPHERAL HYDROCOIL DETACHABLE 18 (8 MM X 15 CM) | EACH | 10 | [11 empty] | 0
594 | 71801975 | COIL EMBOLIZATION AZUR PERIPHERAL HYDROCOIL DETACHABLE 18 (10 MM X 10 CM) | EACH | 10 | [11 empty] | 0 | [5 empty] | 45-481010 (or equivalent )
595 | 71801976 | COIL EMBOLIZATION AZUR PERIPHERAL HYDROCOIL DETACHABLE 18 (10 MM X 15 CM) | EACH | 10 | [11 empty] | 0 | [5 empty] | 45-481015 (or equivalent )
596 | 71801977 | COIL EMBOLIZATION AZUR PERIPHERAL HYDROCOIL DETACHABLE 18 (12 MM X 15 CM) | EACH | 10 | [11 empty] | 0
597 | 71801978 | COIL EMBOLIZATION AZUR PERIPHERAL HYDROCOIL DETACHABLE 18 (12 MM X 20 CM) | EACH | 10 | [11 empty] | 0
598 | 71801979 | COIL EMBOLIZATION AZUR PERIPHERAL HYDROCOIL DETACHABLE 18 (15 MM X 15 CM) | EACH | 10 | [11 empty] | 0
599 | 71801980 | COIL EMBOLIZATION AZUR PERIPHERAL HYDROCOIL DETACHABLE 18 (15 MM X 20 CM) | EACH | 10 | [11 empty] | 0
600 | 71801981 | COIL EMBOLIZATION AZUR PERIPHERAL HYDROCOIL DETACHABLE 18 (20 MM X 20 CM) | EACH | 10 | [11 empty] | 0 | [5 empty] | 45-482020 (or equivalent )
601 | 71801982 | COIL EMBOLIZATION AZUR PERIPHERAL HYDROCOIL DETACHABLE 18 (20 MM X 30 CM) | EACH | 10 | [11 empty] | 0 | [5 empty] | 45-482030 (or equivalent )
602 | 71801983 | COIL EMBOLIZATION AZUR PERIPHERAL HYDROCOIL DETACHABLE 35 (4 MM X 10 CM) | EACH | 20 | [11 empty] | 0
603 | 71801984 | COIL EMBOLIZATION AZUR PERIPHERAL HYDROCOIL DETACHABLE 35 (6 MM X 10 CM) | EACH | 20 | [11 empty] | 0
604 | 71801985 | COIL EMBOLIZATION AZUR PERIPHERAL HYDROCOIL DETACHABLE 35 (10 MM X 15 CM) | EACH | 20 | [11 empty] | 0
605 | 71801986 | COIL EMBOLIZATION AZUR PERIPHERAL HYDROCOIL DETACHABLE 35 (12 MM X 20 CM) | EACH | 20 | [11 empty] | 0
606 | 71801987 | COIL EMBOLIZATION AZUR PERIPHERAL HYDROCOIL PUSHABLE 18 (2 MM X 2 CM) | EACH | 200 | [11 empty] | 0
607 | 71801988 | COIL EMBOLIZATION AZUR PERIPHERAL HYDROCOIL PUSHABLE 18 (4 MM X 2 CM) | EACH | 50 | [11 empty] | 0
608 | 71801989 | COIL EMBOLIZATION AZUR PERIPHERAL HYDROCOIL PUSHABLE 18 (4 MM X 4 CM) | EACH | 50 | [11 empty] | 0
609 | 71801990 | COIL EMBOLIZATION AZUR PERIPHERAL HYDROCOIL PUSHABLE 18 (4 MM X 6 CM) | EACH | 50 | [11 empty] | 0
610 | 71801991 | COIL EMBOLIZATION AZUR PERIPHERAL HYDROCOIL PUSHABLE 18 (6 MM X 6 CM) | EACH | 50 | [11 empty] | 0
611 | 71801992 | COIL EMBOLIZATION AZUR PERIPHERAL HYDROCOIL PUSHABLE 18 (6 MM X 10 CM) | EACH | 50 | [11 empty] | 0
612 | 71801993 | COIL EMBOLIZATION AZUR PERIPHERAL HYDROCOIL PUSHABLE 18 (6 MM X 14 CM) | EACH | 50 | [11 empty] | 0
613 | 71801994 | COIL EMBOLIZATION AZUR PERIPHERAL HYDROCOIL PUSHABLE 18 (8 MM X 10 CM) | EACH | 50 | [11 empty] | 0
614 | 71801995 | COIL EMBOLIZATION AZUR PERIPHERAL HYDROCOIL PUSHABLE 18 (8 MM X 14 CM) | EACH | 50 | [11 empty] | 0
615 | 71801996 | COIL EMBOLIZATION AZUR PERIPHERAL HYDROCOIL PUSHABLE 18 (10 MM X 14 CM) | EACH | 50 | [11 empty] | 0
616 | 71801997 | COIL EMBOLIZATION AZUR PERIPHERAL HYDROCOIL PUSHABLE 35 (4 MM X 4 CM) | EACH | 50 | [11 empty] | 0
617 | 71801998 | COIL EMBOLIZATION AZUR PERIPHERAL HYDROCOIL PUSHABLE 35 (4 MM X 6 CM) | EACH | 50 | [11 empty] | 0
618 | 71801999 | COIL EMBOLIZATION AZUR PERIPHERAL HYDROCOIL PUSHABLE 35 (6 MM X 10 CM) | EACH | 100 | [11 empty] | 0
619 | 71802212 | CATHETER SPLIT PERMACATH® MEDCOMP 14F X 15 CM (CUFF TO TIP) WITHOUT STYLET , ASPC20-3E | EACH | 50 | [11 empty] | 0 | [5 empty] | ASPC20-3E (or equivalent )
620 | 71802216 | MICRO VASCULAR PLUG MVP 5.3MM X 12MM | EACH | 5 | [11 empty] | 0 | [5 empty] | MVP-3Q (or equivalent )
621 | 71802217 | MICRO VASCULAR PLUG MVP 6.5MM X 12MM # MVP-5Q | EACH | 5 | [11 empty] | 0 | [5 empty] | MVP-5Q (or equivalent )
622 | 71802218 | MICRO VASCULAR PLUG MVP 9.2MM X 16MM # MVP-7Q | EACH | 5 | [11 empty] | 0 | [5 empty] | MVP-7Q (or equivalent )
623 | 71802223 | COIL EMBOLIZATION AZUR PERIPHERAL HYDROCOIL PUSHABLE 35 (6 MM X 14 CM) | EACH | 100 | [11 empty] | 0
624 | 71802224 | COIL EMBOLIZATION AZUR PERIPHERAL HYDROCOIL PUSHABLE 35 (8 MM X 10 CM) | EACH | 100 | [11 empty] | 0
625 | 71802225 | COIL EMBOLIZATION AZUR PERIPHERAL HYDROCOIL PUSHABLE 35 (8 MM X 14 CM) | EACH | 100 | [11 empty] | 0
626 | 71802226 | COIL EMBOLIZATION AZUR PERIPHERAL HYDROCOIL PUSHABLE 35 (10 MM X 14 CM) | EACH | 30 | [11 empty] | 0 | [5 empty] | 45-251014 (or equivalent )
627 | 71802227 | COIL EMBOLIZATION AZUR PERIPHERAL HYDROCOIL PUSHABLE 35 (15 MM X 14 CM) | EACH | 30 | [11 empty] | 0 | [5 empty] | 45-251514 (or equivalent )
628 | 71802228 | DETACHMENT CONTROLLER AZUR FOR EMBOLIZATION COIL DETACHABLE SYSTEM | EACH | 50 | [11 empty] | 0 | [5 empty] | 45-4001 (or equivalent )
629 | 733686-1 | SECONDARY INFUSION SET PIGGY BACK 32" VENTED 15 DROPS/ML STERILE (62) | EACH | 420000 | [11 empty] | 0 | [5 empty] | SF3258-15H (or equivalent )
630 | 733842 | (RPD) TUBING HEMA BLOOD'Y'PUMP SET-OL W/CAP 2ND PORT VENTED 122"STERILE (62) | EACH | 44000 | [11 empty] | 0 | [5 empty] | HS-14212 (or equivalent )
631 | 734167 | ADAPTER LOCKING LUER MALE PLUG SHORT NON LATEX NEEDLE FREE ACCESS STERILE (62) | EACH | 180000 | [11 empty] | 0 | [5 empty] | 011-MC100 (or equivalent )
632 | 801207 | CATHETER JUDKINS LEFT CORONARY4 6FR 100CM .038"GW STERILE (66) | EACH | 30 | [11 empty] | 0 | [5 empty] | DXT6JL40 (or equivalent )
633 | 82450027 | CATHETER BALLOON AND INSERTION KIT SENSATION 7 FR 40 CC, FIBRE OPTIC | EACH | 20 | [11 empty] | 0 | [5 empty] | 0684-00-0470-01 (or equivalent )
634 | 82450028 | CATHETER BALLOON AND INSERTION KIT SENSATION 7 FR 34 CC, FIBRE OPTIC | EACH | 20 | [11 empty] | 0
635 | 82472260 | ADAPTER SIDE ARM FITTING 6.0FR | EACH | 30 | [11 empty] | 0 | [5 empty] | TBAYR-6 (or equivalent )
636 | 82472293 | CATHETER EMBOLECTOMY LEMAITRE SINGLE LUMEN 4FR 80CM STERILE | KIT | 50 | [11 empty] | 0 | [5 empty] | 1601-48 (or equivalent )
637 | 755101512 | AMERICAN HEART ASSOCIATION BLS PROVIDER ECARD IVE, | EACH | 2000 | [11 empty] | 0
638 | 755101515 | AMERICAN HEART ASSOCIATION ACLS PROVIDER ECARD IVE, | EACH | 800 | [11 empty] | 0
0

## Sheet2
Location Department | KFSH IC | Description | UOM | search | Supplier Item | SumOfQuantity | MANUFACT | CATEGORY2 | category name | UNSPSC_CLASS_DESCRIPTION | NUPCO GHC Code
20111 KFH-05-02-RC-087-029 | 241117991 | COLUMN ACQUITY UPLC BEH PHENYL 130,1.7 µM, 2.1 MM X 100 MM,1/PKG,186002885 | PACK | 66 | 186002885 | 10 | WATERS...... | 2 | LAB | Manual test kits and quality controls and calibrators and standards | N/A
20111 KFH-05-02-RC-087-029 | 241117624 | FILTER PAPER, GRADE 1 QUALITATIVE, WHATMAN | PACK | #VALUE! | WHA10010155 | 4 | SIGMA ALDRICH...... | 2 | LAB | Laboratory filtering equipment and supplies | N/A
20111 KFH-05-02-RC-087-029 | 214347738 | MICROPLATES TC-TREATED 96-WELL SOLID BLACK FLAT BOTTOM POLYSTYRENE WITH LID STERILE CASE/100 | EACH | #VALUE! | 3916 | 2 | CORNING...... | 2 | LAB | Tissue culture and high throughput screening supplies | N/A
20111 KFH-05-02-RC-087-029 | 211677722 | PAN ICE MINI CAPACITY 1L BLUE | EACH | #VALUE! | CLS432116-1EA | 1 | SIGMA ALDRICH...... | 2 | LAB | Laboratory cooling equipment | N/A
20111 KFH-05-02-RC-087-029 | 211677723 | PAN ICE RECTANGULAR WITH LID MIDI CAPACITY 4L BLUE | EACH | #VALUE! | CLS432110-1EA | 1 | SIGMA ALDRICH...... | 2 | LAB | Laboratory cooling equipment | N/A
20111 KFH-05-02-RC-087-029 | 211677721 | PAPER FILTER QUALITATIVE GRADE 1 CIRCLES DIAM. 42.5 MM | PACK | #VALUE! | WHA1001042 | 2 | SIGMA ALDRICH...... | 2 | LAB | Laboratory filtering equipment and supplies | N/A
20111 KFH-05-02-RC-087-029 | 241110107 | PIPETTOR EPPENDORF REFERENCE 2 VARIABLE YELLOW VOLUME 20–200 ?L | EACH | #VALUE! | Z740441-1EA | 2 | SIGMA ALDRICH...... | 2 | LAB | Pipettes and liquid handling equipment and supplies | N/A
20111 KFH-05-02-RC-087-029 | 111230 | REAGENT 8 ISOPROSTANE ELISA KIT 1 X 96 TESTS | EACH | #VALUE! | AB175819 | 6 | ABCAM...... | 2 | LAB | Manual test kits and quality controls and calibrators and standards | N/A
20111 KFH-05-02-RC-087-029 | 211677720 | REAGENT AMMONIUM PYRROLIDINEDITHIOCARBAMATE 99% | EACH | #VALUE! | P8765-100G | 1 | SIGMA ALDRICH...... | 2 | LAB | Manual test kits and quality controls and calibrators and standards | N/A
20111 KFH-05-02-RC-087-029 | 111703 | REAGENT HUMAN THYROID STIMULATING HORMONE ELISA KIT (TSH) 1 X 96 TESTS | EACH | #VALUE! | AB108660 | 6 | ABCAM...... | 2 | LAB | Manual test kits and quality controls and calibrators and standards | N/A
20111 KFH-05-02-RC-087-029 | 107458 | REAGENT HUMAN THYROXINE ELISA KIT (FT4) 1 X 96 TESTS | EACH | #VALUE! | AB108662 | 6 | ABCAM...... | 2 | LAB | Manual test kits and quality controls and calibrators and standards | N/A
20111 KFH-05-02-RC-087-029 | 30418 | REAGENT HUMANTRIIODOTHYRONINE ELISA KIT (FREE+TOTAL T3) 1 X 96 TESTS | EACH | #VALUE! | AB108664 | 6 | ABCAM...... | 2 | LAB | Manual test kits and quality controls and calibrators and standards | N/A
20111 KFH-05-02-RC-087-029 | 211677032 | REAGENT NEXION SETUP SOLUTION 1 µG/ML 500 ML | EACH | #VALUE! | N8145051 | 10 | PERKIN ELMER...... | 2 | LAB | Manual test kits and quality controls and calibrators and standards | N/A
20111 KFH-05-02-RC-087-029 | 210363518 | REAGENT PLASMA CONTROL LYOPHIL FOR TRACE ELEMENTS LEVEL I 10 X 3 ML | EACH | #VALUE! | 8883 | 3 | RECIPE...... | 2 | LAB | Manual test kits and quality controls and calibrators and standards | N/A
20111 KFH-05-02-RC-087-029 | 210363519 | REAGENT PLASMA CONTROL LYOPHIL FOR TRACE ELEMENTS LEVEL II 10 X 3 ML | PACK | #VALUE! | 8884 | 3 | RECIPE...... | 2 | LAB | Manual test kits and quality controls and calibrators and standards | N/A
20111 KFH-05-02-RC-087-029 | 211677031 | REAGENT TELLURIUM 10% HNO3 SINGLE-ELEMENT STANDARD PURE GRADE 500 MLL | EACH | #VALUE! | N9304384 | 1 | PERKIN ELMER...... | 2 | LAB | Manual test kits and quality controls and calibrators and standards | N/A
20111 KFH-05-02-RC-087-029 | 211677719 | REAGENT TETRAMETHYLAMMONIUM HYDROXIDE SOLUTION 25 WT. % IN H2O | EACH | #VALUE! | 331635-1L | 10 | SIGMA ALDRICH...... | 2 | LAB | Manual test kits and quality controls and calibrators and standards | N/A
20111 KFH-05-02-RC-087-029 | 210363513 | REAGENT URINE CONTROL LYOPHIL FOR TRACE ELEMENTS LEVEL I 10 X 10 ML | PACK | #VALUE! | 8847 | 3 | RECIPE...... | 2 | LAB | Manual test kits and quality controls and calibrators and standards | N/A
20111 KFH-05-02-RC-087-029 | 210363514 | REAGENT URINE CONTROL LYOPHIL FOR TRACE ELEMENTS LEVEL II 10 X 10 ML | PACK | #VALUE! | 8848 | 3 | RECIPE...... | 2 | LAB | Manual test kits and quality controls and calibrators and standards | N/A
20111 KFH-05-02-RC-087-029 | 210363515 | REAGENT WHOLE BLOOD CONTROL LYOPHIL FOR TRACE ELEMENTS LEVEL I 10 X 5 ML | PACK | #VALUE! | 8840 | 3 | RECIPE...... | 2 | LAB | Manual test kits and quality controls and calibrators and standards | N/A
20111 KFH-05-02-RC-087-029 | 210363516 | REAGENT WHOLE BLOOD CONTROL LYOPHIL FOR TRACE ELEMENTS LEVEL II 10 X 5 ML | PACK | #VALUE! | 8841 | 3 | RECIPE...... | 2 | LAB | Manual test kits and quality controls and calibrators and standards | N/A
20111 KFH-05-02-RC-087-029 | 210363517 | REAGENT WHOLE BLOOD CONTROL LYOPHIL FOR TRACE ELEMENTS LEVEL III 10 X 5 ML | PACK | #VALUE! | 8842 | 3 | RECIPE...... | 2 | LAB | Manual test kits and quality controls and calibrators and standards | N/A
20111 KFH-05-02-RC-087-029 | 211698511 | REAGENT ZA11-CONTROL MATERIAL 11A | EACH | 9 | ZA11 | 3 | G-EQUAS...... | 2 | LAB | Manual test kits and quality controls and calibrators and standards | N/A
20111 KFH-05-02-RC-087-029 | 211698507 | REAGENT ZA2-CONTROL MATERIAL 2A | EACH | 9 | ZA2 | 3 | G-EQUAS...... | 2 | LAB | Manual test kits and quality controls and calibrators and standards | N/A
20111 KFH-05-02-RC-087-029 | 211698505 | REAGENT ZA7-CONTROL MATERIAL 7A | EACH | 9 | ZA7 | 3 | G-EQUAS...... | 2 | LAB | Manual test kits and quality controls and calibrators and standards | N/A
20111 KFH-05-02-RC-087-029 | 211698509 | REAGENT ZA8-CONTROL MATERIAL 8A | EACH | 9 | ZA8 | 3 | G-EQUAS...... | 2 | LAB | Manual test kits and quality controls and calibrators and standards | N/A
20111 KFH-05-02-RC-087-029 | 211698512 | REAGENT ZB11-CONTROL MATERIAL 11B | EACH | 9 | ZB11 | 3 | G-EQUAS...... | 2 | LAB | Manual test kits and quality controls and calibrators and standards | N/A
20111 KFH-05-02-RC-087-029 | 211698508 | REAGENT ZB2-CONTROL MATERIAL 2B | EACH | 9 | ZB2 | 3 | G-EQUAS...... | 2 | LAB | Manual test kits and quality controls and calibrators and standards | N/A
20111 KFH-05-02-RC-087-029 | 211698506 | REAGENT ZB7-CONTROL MATERIAL 7B | EACH | 9 | ZB7 | 3 | G-EQUAS...... | 2 | LAB | Manual test kits and quality controls and calibrators and standards | N/A
20111 KFH-05-02-RC-087-029 | 211698510 | REAGENT ZB8-CONTROL MATERIAL 8B | EACH | 9 | ZB8 | 3 | G-EQUAS...... | 2 | LAB | Manual test kits and quality controls and calibrators and standards | N/A
20111 KFH-05-02-RC-087-029 | 211677033 | TITANIUM (TI) PURE PLUS STANDARD 1 000 ?G/ML H2O/TR 0.24% F- 125 ML | EACH | #VALUE! | N9303754 | 1 | PERKIN ELMER...... | 2 | LAB |  | N/A
20119 KFH-97-GF-CMD | 103603 | ANTIBODY RABBIT POLYCLONAL TO BETA ACTIN | EACH | #VALUE! | AB8227 | 4 | ABCAM...... | 2 | LAB | Manual test kits and quality controls and calibrators and standards | N/A
20119 KFH-97-GF-CMD | 211696970 | REAGENT 2-DEOXY-D-GLUCOSE >/98% (GC), CRYSTALLINE | EACH | #VALUE! | D8375-1G | 1 | SIGMA...... | 2 | LAB | Manual test kits and quality controls and calibrators and standards | N/A
20119 KFH-97-GF-CMD | 211698557 | REAGENT ALEXA FLUOR 488 MOUSE ANTI-HUMAN CD3 CLONE UCHT1 (ALSO KNOWN AS UCHT-1; UCHT1) (RUO) 100 TESTS | EACH | #VALUE! | 557694 | 1 | BD...... | 2 | LAB | Manual test kits and quality controls and calibrators and standards | N/A
20119 KFH-97-GF-CMD | 211698554 | REAGENT ALEXA FLUOR 488 MOUSE ANTI-HUMAN FOXP3 CLONE 236A/E7 (RUO) 100 TESTS | EACH | #VALUE! | 561181 | 1 | BD...... | 2 | LAB | Manual test kits and quality controls and calibrators and standards | N/A
20119 KFH-97-GF-CMD | 211698555 | REAGENT ALEXA FLUOR 647 MOUSE ANTI-HUMAN FOXP3 CLONE 259D/E7 (RUO) 100 TESTS | EACH | #VALUE! | 560045 | 1 | BD...... | 2 | LAB | Manual test kits and quality controls and calibrators and standards | N/A
20119 KFH-97-GF-CMD | 211698559 | REAGENT APC-H7 MOUSE ANTI-HUMAN CD8 CLONE SK1 (RUO) 100 TESTS | EACH | #VALUE! | 560179 | 1 | BD...... | 2 | LAB | Manual test kits and quality controls and calibrators and standards | N/A
20119 KFH-97-GF-CMD | 211698558 | REAGENT APC-R700 MOUSE ANTI-HUMAN CD127 CLONE HIL-7R-M21 (RUO) 50 TESTS | EACH | #VALUE! | 565185 | 1 | BD...... | 2 | LAB | Manual test kits and quality controls and calibrators and standards | N/A
20119 KFH-97-GF-CMD | 211698534 | REAGENT C3AR ANTIBODY (74) FITC 200UG/ML | EACH | #VALUE! | SC-53785 FITC | 1 | SANTA CRUZ BIOTECHNOLOGY...... | 2 | LAB | Manual test kits and quality controls and calibrators and standards | N/A
20119 KFH-97-GF-CMD | 241118790 | REAGENT DYKDDDDK TAG (D6W5B) RABBIT MAB (BINDS TO SAME EPITOME AS SIGMA'S ANTI-FLAG M2 ANTIBODY), 100UL | EACH | #VALUE! | 14793S | 1 | CELL SIGNALING TECHNOLOGY...... | 2 | LAB | Manual test kits and quality controls and calibrators and standards | N/A
20119 KFH-97-GF-CMD | 211696962 | REAGENT ECORI (HC) 25,000U | EACH | #VALUE! | R4014 | 1 | PROMEGA...... | 2 | LAB | Manual test kits and quality controls and calibrators and standards | N/A
20119 KFH-97-GF-CMD | 211698552 | REAGENT FOXP3 POLYCLONAL ANTIBODY 100UL | EACH | #VALUE! | PA1-16876 | 2 | THERMO FISHER SCIENTIFIC...... | 2 | LAB | Manual test kits and quality controls and calibrators and standards | N/A
20119 KFH-97-GF-CMD | 236695759 | REAGENT HIND III 15,000 UNITS | VIAL | #VALUE! | R6045 | 3 | PROMEGA...... | 2 | LAB | Manual test kits and quality controls and calibrators and standards | N/A
20119 KFH-97-GF-CMD | 211696965 | REAGENT IL-10 RECOMBINANT RABBIT MONOCLONAL ANTIBODY (1H1L7), 100UG | EACH | #VALUE! | 701122 | 2 | THERMO FISHER SCIENTIFIC...... | 2 | LAB | Manual test kits and quality controls and calibrators and standards | N/A
20119 KFH-97-GF-CMD | 211696971 | REAGENT METFORMIN | EACH | #VALUE! | 317240-5GM | 1 | SIGMA...... | 2 | LAB | Manual test kits and quality controls and calibrators and standards | N/A
20119 KFH-97-GF-CMD | 210378221 | REAGENT MOUSE IL-2 RESEARCH GRADE 5UG | EACH | #VALUE! | 130-094-054 | 2 | MILTENYI BIOTEC...... | 2 | LAB | Manual test kits and quality controls and calibrators and standards | N/A
20119 KFH-97-GF-CMD | 211698556 | REAGENT PE MOUSE ANTI-HUMAN CD25 CLONE M-A251 RUO 100 TESTS | EACH | #VALUE! | 555432 | 1 | BD...... | 2 | LAB | Manual test kits and quality controls and calibrators and standards | N/A
20119 KFH-97-GF-CMD | 210001412 | REAGENT PE-Cy7 MOUSE ANTI-HUMAN CD4 CLONE SK3, 100 RESTS | EACH | #VALUE! | 557852 | 1 | BD BIOSCIENCES...... | 2 | LAB | Manual test kits and quality controls and calibrators and standards | N/A
20119 KFH-97-GF-CMD | 241116249 | REAGENT QUICK PLASMID MINIPREP KIT | EACH | #VALUE! | K210011 | 2 | FISHER SCIENTIFIC...... | 2 | LAB | Manual test kits and quality controls and calibrators and standards | N/A
20119 KFH-97-GF-CMD | 211696959 | REAGENT RABBIT MONOCLONAL [EPR16891] TO GAPDH- LOADING CONTROL, 100UL | EACH | #VALUE! | AB181602 | 2 | ABCAM...... | 2 | LAB | Manual test kits and quality controls and calibrators and standards | N/A
20119 KFH-97-GF-CMD | 211696958 | REAGENT RABBIT MONOCLONAL [EPR16897] TO HIF-1 ALPHA, 100UL | EACH | #VALUE! | AB179483 | 2 | ABCAM...... | 2 | LAB | Manual test kits and quality controls and calibrators and standards | N/A
20119 KFH-97-GF-CMD | 211698538 | REAGENT RABBIT MONOCLONAL [EPR6855] TO CD4-BSA AND AZIDE FREE 100UG | EACH | #VALUE! | AB181724 | 1 | ABCAM...... | 2 | LAB | Manual test kits and quality controls and calibrators and standards | N/A
20119 KFH-97-GF-CMD | 211698121 | REAGENT RABBT MONOCLONAL [E184] TO ALPHA SMOOTH MUSCLE ACTIN - BSA AND AZIDE FREE 100UG | EACH | #VALUE! | AB215368 | 1 | ABCAM...... | 2 | LAB | Manual test kits and quality controls and calibrators and standards | N/A
20119 KFH-97-GF-CMD | 211698120 | REAGENT RABBT MONOCLONAL [EPR19518] TO CD163-BSA AND AZIDE FREE 100UG | EACH | #VALUE! | AB213612 | 1 | ABCAM...... | 2 | LAB | Manual test kits and quality controls and calibrators and standards | N/A
20119 KFH-97-GF-CMD | 70202539 | REAGENT RAPAMYCIN | EACH | #VALUE! | 553210-1MG | 3 | MERCK MILLIPORE...... | 2 | LAB | Manual test kits and quality controls and calibrators and standards | N/A
20119 KFH-97-GF-CMD | 211698537 | REAGENT RAT MONOCLONAL [20/70] TO C5A-R (PHYCOERYTHRIN) 100 TESTS | EACH | #VALUE! | AB53434 | 1 | ABCAM...... | 2 | LAB | Manual test kits and quality controls and calibrators and standards | N/A
20119 KFH-97-GF-CMD | 211693974 | REAGENT RESTRICTION ENZYMES MLU I, BLUE/WHITE CLONING AND GENOME QUALIFIED (D), PH 7.3, 1000 UNITS | EACH | #VALUE! | R6381 | 1 | PROMEGA...... | 2 | LAB | Manual test kits and quality controls and calibrators and standards | N/A
20119 KFH-97-GF-CMD | 211693973 | REAGENT RESTRICTION ENZYMES SGF I GENOME QUALIFIED (C), PH 7.4, 250 UNITS | EACH | #VALUE! | R7103 | 1 | PROMEGA...... | 2 | LAB | Manual test kits and quality controls and calibrators and standards | N/A
20119 KFH-97-GF-CMD | 211698539 | REAGENT SB 290157 10MG | EACH | #VALUE! | 559410-10MG | 1 | SIGMA ALDRICH...... | 2 | LAB | Manual test kits and quality controls and calibrators and standards | N/A
20119 KFH-97-GF-CMD | 211696960 | REAGENT TNFAIP6 (NM_009398) MOUSE TAGGED ORF CLONE, 10UG | EACH | #VALUE! | MR224312 | 1 | ORIGENE TECHNOLOGIES, INC\....... | 2 | LAB | Manual test kits and quality controls and calibrators and standards | N/A
20119 KFH-97-GF-CMD | 211696961 | REAGENT TNF-RII, MOUSE, MAB HM102, 100UG | EACH | #VALUE! | HM1011 | 2 | HYCULT BIOTECH...... | 2 | LAB | Manual test kits and quality controls and calibrators and standards | N/A
20119 KFH-97-GF-CMD | 210378220 | REAGENT TREG EXPANSION KIT MOUSE 2ML | EACH | #VALUE! | 130-095-925 | 2 | MILTENYI BIOTEC...... | 2 | LAB | Manual test kits and quality controls and calibrators and standards | N/A
20119 KFH-97-GF-CMD | 241047102 | REAGENT X-TREMEGENE HP DNA TRANSFECTION | EACH | #VALUE! | 6366546001 | 1 | SIGMA ALDRICH...... | 2 | LAB | Manual test kits and quality controls and calibrators and standards | N/A
20119 KFH-97-GF-CMD | 210067454 | WESTERN BLOTTING DETECTION REAGENT ECL SELECT | EACH | #VALUE! | 45-000-999 | 3 | FISHER SCIENTIFIC...... | 2 | LAB | Laboratory electrophoresis and blotting system and supplies | N/A
20120 KFH-97-GF-CMD-QR | 211696978 | ENRICHMENT DEVICE, RODENT, MOUSE IGLOO, AUTOCLAVABLE, AMBER, 3.17CM | EACH | #VALUE! | 14-726-560 | 200 | FISHER SCIENTIFIC...... | 2 | LAB | Manual test kits and quality controls and calibrators and standards | N/A
20120 KFH-97-GF-CMD-QR | 211696973 | ENRICHMENT DEVICE, RODENT, MOUSE IGLOO, AUTOCLAVABLE, AMBER, 5.7CM | EACH | #VALUE! | 14-726-502 | 250 | FISHER SCIENTIFIC...... | 2 | LAB | Manual test kits and quality controls and calibrators and standards | N/A
20120 KFH-97-GF-CMD-QR | 211696977 | ENRICHMENT DEVICE, RODENT, MOUSE IGLOO, AUTOCLAVABLE, BLUE, 3.17CM | EACH | #VALUE! | 14-726-561 | 200 | FISHER SCIENTIFIC...... | 2 | LAB | Manual test kits and quality controls and calibrators and standards | N/A
20120 KFH-97-GF-CMD-QR | 211696975 | ENRICHMENT DEVICE, RODENT, MOUSE IGLOO, AUTOCLAVABLE, BLUE, 5.7CM | EACH | #VALUE! | 14-726-551 | 250 | FISHER SCIENTIFIC...... | 2 | LAB | Manual test kits and quality controls and calibrators and standards | N/A
20120 KFH-97-GF-CMD-QR | 211696976 | ENRICHMENT DEVICE, RODENT, MOUSE IGLOO, AUTOCLAVABLE, RED, 3.17CM | EACH | #VALUE! | 14-726-562 | 200 | FISHER SCIENTIFIC...... | 2 | LAB | Manual test kits and quality controls and calibrators and standards | N/A
20120 KFH-97-GF-CMD-QR | 211696974 | ENRICHMENT DEVICE, RODENT, MOUSE IGLOO, AUTOCLAVABLE, RED, 5.7CM | EACH | #VALUE! | 14-726-552 | 250 | FISHER SCIENTIFIC...... | 2 | LAB | Manual test kits and quality controls and calibrators and standards | N/A
20122 KFH-97-GF-CMD-L115 | 211675100 | REAGENT ALCOHOL HISTOLOGICAL | EACH | #VALUE! | A962P-4 | 144 | FISHER SCIENTIFIC...... | 2 | LAB | Manual test kits and quality controls and calibrators and standards | N/A
20122 KFH-97-GF-CMD-L115 | 241116184 | REAGENT CASPASE-3 ANTIBODY (31A1067) - (PRO AND ACTIVE) | EACH | #VALUE! | NB100-56708 | 4 | NOVUS BIOLOGICALS INC\....... | 2 | LAB | Manual test kits and quality controls and calibrators and standards | N/A
20122 KFH-97-GF-CMD-L115 | 210393330 | REAGENT PHOSPHO-MLKL (SER125) POLYCLONAL ANTIBODY 100UL | EACH | #VALUE! | PA5-105677 | 2 | THERMO FISHER SCIENTIFIC...... | 2 | LAB | Manual test kits and quality controls and calibrators and standards | N/A
20122 KFH-97-GF-CMD-L115 | 210393331 | REAGENT PURIFIED MOUSE ANTI-RIP CLONE 38/RIP 150UG | EACH | #VALUE! | 610459 | 2 | BD...... | 2 | LAB | Manual test kits and quality controls and calibrators and standards | N/A
20122 KFH-97-GF-CMD-L115 | 210393329 | REAGENT RIPK3/RIP3 ANTIBODY 0.1MG | EACH | #VALUE! | NBP1-77299 | 2 | NOVUS BIOLOGICALS...... | 2 | LAB | Manual test kits and quality controls and calibrators and standards | N/A
20123 KFH-97-GF-CMD-L214 | 70200464 | CONSUMABLE PIPETTE TIPS ULTRA MICRO | PACK | #VALUE! | 02-681-437 | 25 | FISHER SCIENTIFIC WORLDWIDE...... | 2 | LAB | Pipette tips | N/A
20123 KFH-97-GF-CMD-L214 | 211703302 | DISH LABORATORY TC TREATED CELL CULTURE WITH VENTS | CASE | #VALUE! | 07-000-386 | 3 | FISHER SCIENTIFIC...... | 2 | LAB | General laboratory glassware and plasticware and supplies | N/A
20123 KFH-97-GF-CMD-L214 | 210393302 | OBJECTIVE MICROSCOPE UNIVERSAL PLAN FLUORITE WITH 20X MAGNIFICATION | EACH | #VALUE! | UPLFLN20XPH-2 | 1 | OLYMPUS...... | 2 | LAB | Viewing and observing instruments and accessories | N/A
20123 KFH-97-GF-CMD-L214 | 210393303 | OBJECTIVE MICROSCOPE UNIVERSAL PLAN FLUORITE WITH 40X MAGNIFICATION | EACH | #VALUE! | UPLFLN40XPH-2 | 1 | OLYMPUS...... | 2 | LAB | Viewing and observing instruments and accessories | N/A
20123 KFH-97-GF-CMD-L214 | 211145238 | PIPET TIP: REFERENCE, REDI-TIP UNIVERSAL FIT LENGTH 2.75 INCHES.POLYPROPYLENE AUTOCLAVABLE, | CASE | #VALUE! | 02-681-168 | 3 | FISHER SCIENTIFIC...... | 2 | LAB | Pipette tips | N/A
20123 KFH-97-GF-CMD-L214 | 211145239 | PIPET TIP: REFERENCE, REDI-TIP, UNIVERSAL FIT, LENGTH 2 INCHES POLYPROPYLENE AUTOCLAVABLE | CASE | #VALUE! | 02-681-151 | 6 | FISHER SCIENTIFIC...... | 2 | LAB | Pipette tips | N/A
20123 KFH-97-GF-CMD-L214 | 211699600 | PIPETTE TIP EPTIPS IN BAGS, LIGHT GRAY, 0.5 TO 20UL | CASE | #VALUE! | 05-403-56 | 15 | FISHER SCIENTIFIC...... | 2 | LAB | Pipettes and liquid handling equipment and supplies | N/A
20123 KFH-97-GF-CMD-L214 | 210090729 | REAGENT ACRIDINE ORANGE | EACH | #VALUE! | AC300910250 | 3 | FISHER SCIENTIFIC...... | 2 | LAB | Manual test kits and quality controls and calibrators and standards | N/A
20123 KFH-97-GF-CMD-L214 | 211696137 | REAGENT ANTI-TRANSFERRIN RECEPTOR ANTIBODY, 100UG | EACH | #VALUE! | AB84036 | 3 | ABCAM...... | 2 | LAB | Manual test kits and quality controls and calibrators and standards | N/A
20123 KFH-97-GF-CMD-L214 | 211696138 | REAGENT ANTI-VDAC2 ANTIBODY, 100UG | EACH | #VALUE! | AB37985 | 2 | ABCAM...... | 2 | LAB | Manual test kits and quality controls and calibrators and standards | N/A
20123 KFH-97-GF-CMD-L214 | 241118534 | REAGENT APO-DIRECT KIT | KIT | #VALUE! | 556381 | 3 | BD BIOSCIENCES...... | 2 | LAB | Manual test kits and quality controls and calibrators and standards | N/A
20123 KFH-97-GF-CMD-L214 | 210378218 | REAGENT BORIC ACID 99.8% 1KG | EACH | #VALUE! | AA12680A1 | 2 | FISHER SCIENTIFIC...... | 2 | LAB | Manual test kits and quality controls and calibrators and standards | N/A
20123 KFH-97-GF-CMD-L214 | 211697304 | REAGENT DEFEROXAMINE (MESYLATE) 138-14-7 10G | EACH | #VALUE! | NC1419977 | 1 | FISHER SCIENTIFIC...... | 2 | LAB | Manual test kits and quality controls and calibrators and standards | N/A
20123 KFH-97-GF-CMD-L214 | 210378216 | REAGENT DIMETHYL PIMELIMIDATE DIHYDROCHLORIDE 98.0+% 25G | EACH | #VALUE! | P089225G | 4 | FISHER SCIENTIFIC...... | 2 | LAB | Manual test kits and quality controls and calibrators and standards | N/A
20123 KFH-97-GF-CMD-L214 | 211698549 | REAGENT EMBRYOMAX CZB MEDIUM WITH PHENOL RED 50ML | EACH | #VALUE! | MR-019-D | 4 | MERCK...... | 2 | LAB | Manual test kits and quality controls and calibrators and standards | N/A
20123 KFH-97-GF-CMD-L214 | 241119885 | REAGENT EMBRYOMAX HUMAN TUBAL FLUID (HTF) (1X) 50ML | EACH | #VALUE! | MR070D | 12 | FISHER SCIENTIFIC...... | 2 | LAB | Manual test kits and quality controls and calibrators and standards | N/A
20123 KFH-97-GF-CMD-L214 | 211697303 | REAGENT FERROSTATIN-1 5MG | EACH | #VALUE! | NC1687506 | 3 | FISHER SCIENTIFIC...... | 2 | LAB | Manual test kits and quality controls and calibrators and standards | N/A
20123 KFH-97-GF-CMD-L214 | 241119884 | REAGENT HOT-START LA TAQ 500 UNITS | EACH | #VALUE! | 50-444-002 | 4 | FISHER SCIENTIFIC...... | 2 | LAB | Manual test kits and quality controls and calibrators and standards | N/A
20123 KFH-97-GF-CMD-L214 | 211696135 | REAGENT IRON ASSAY KIT, 100TESTS | KIT | #VALUE! | AB83366 | 3 | ABCAM...... | 2 | LAB | Manual test kits and quality controls and calibrators and standards | N/A
20123 KFH-97-GF-CMD-L214 | 211696134 | REAGENT LIPID PEROXIDATION (MDA) ASSAY KIT (COLORIMETRIC/FLUOROMETRIC) 100TESTS | KIT | #VALUE! | AB118970 | 3 | ABCAM...... | 2 | LAB | Manual test kits and quality controls and calibrators and standards | N/A
20123 KFH-97-GF-CMD-L214 | 211696953 | REAGENT PHOSPHOLIPASE C BETA 4 (PLCB4) (NM_001172646) HUMAN OVER-EXPRESSION LYSATE, 100UG | EACH | #VALUE! | LY433670 | 3 | ORIGENE TECHNOLOGIES, INC\....... | 2 | LAB | Manual test kits and quality controls and calibrators and standards | N/A
20123 KFH-97-GF-CMD-L214 | 211696954 | REAGENT PLCD4 (NM_032726) HUMAN OVER-EXPRESSION LYSATE, 100UG | EACH | #VALUE! | LY409963 | 3 | ORIGENE TECHNOLOGIES, INC\....... | 2 | LAB | Manual test kits and quality controls and calibrators and standards | N/A
20123 KFH-97-GF-CMD-L214 | 211696952 | REAGENT PLCG 2 (PLCG2) (NM_002661) HUMAN OVER-EXPRESSION LYSATE, 100UG | EACH | #VALUE! | LY419182 | 3 | ORIGENE TECHNOLOGIES, INC\....... | 2 | LAB | Manual test kits and quality controls and calibrators and standards | N/A
20123 KFH-97-GF-CMD-L214 | 211696141 | REAGENT POLY (VINYL ALCOHOL), 87-90% HYDROLIZED, 1KG | EACH | #VALUE! | P8136-1KG | 1 | SIGMA...... | 2 | LAB | Manual test kits and quality controls and calibrators and standards | N/A
20123 KFH-97-GF-CMD-L214 | 211696140 | REAGENT POLYVINYLPYRROLIDONE M.W. 360,000, 250G | EACH | #VALUE! | AAJ6138130 | 1 | FISHER SCIENTIFIC...... | 2 | LAB | Manual test kits and quality controls and calibrators and standards | N/A
20123 KFH-97-GF-CMD-L214 | 211696963 | REAGENT QUICK CIP 1,000 UNITS | EACH | #VALUE! | NC1692816 | 1 | FISHER SCIENTIFIC...... | 2 | LAB | Manual test kits and quality controls and calibrators and standards | N/A
20123 KFH-97-GF-CMD-L214 | 211696136 | REAGENT RECOMBINANT ANTI-FERRITIN ANTIBODY [EPR3004Y], 100UL | EACH | #VALUE! | AB75973 | 3 | ABCAM...... | 2 | LAB | Manual test kits and quality controls and calibrators and standards | N/A
20123 KFH-97-GF-CMD-L214 | 211698526 | REAGENT RNASE A DNASE AND PROTEASE-FREE 10MG | EACH | #VALUE! | EN0531 | 9 | THERMO SCIENTIFIC...... | 2 | LAB | Manual test kits and quality controls and calibrators and standards | N/A
20123 KFH-97-GF-CMD-L214 | 210378217 | REAGENT SODIUM TETRABORATE ANHYDROUS 99.5% (METAL BASIS) 1KG | EACH | #VALUE! | AA12305A1 | 2 | FISHER SCIENTIFIC...... | 2 | LAB | Manual test kits and quality controls and calibrators and standards | N/A
20123 KFH-97-GF-CMD-L214 | 70201875 | REAGENT TOLUIDINE BLUE O | EACH | #VALUE! | AC348600050 | 3 | FISHER SCIENTIFIC...... | 2 | LAB | Manual test kits and quality controls and calibrators and standards | N/A
20123 KFH-97-GF-CMD-L214 | 211696964 | REAGENT TRIETHANOLAMINE HYDROCHLORIDE 99%, 250G | EACH | #VALUE! | AAA1567830 | 4 | FISHER SCIENTIFIC...... | 2 | LAB | Manual test kits and quality controls and calibrators and standards | N/A
20123 KFH-97-GF-CMD-L214 | 210378219 | TIP PIPETTE ART BARRIER SPECIALTY MICROPOINT 0.5 TO 20UL | EACH | #VALUE! | 21-402-161 | 14400 | FISHER SCIENTIFIC...... | 2 | LAB | Pipette tips | N/A
20123 KFH-97-GF-CMD-L214 | 213616102 | VACUUM FILTRATION SYSTEM, STERITOP E-GP FUNNEL-LESS STERILE VACUUM FILTRATION SYSTEM, 45MM THREAD | EACH | #VALUE! | SEGPT0045 | 6 | MERCK...... | 2 | LAB | Chemical evaluation instruments and supplies | N/A
20123 KFH-97-GF-CMD-L214 | 210067454 | WESTERN BLOTTING DETECTION REAGENT ECL SELECT | EACH | #VALUE! | 45-000-999 | 4 | FISHER SCIENTIFIC...... | 2 | LAB | Laboratory electrophoresis and blotting system and supplies | N/A
20315 KFH-99-L2 | 210665503 | CELLBIND CELL CULTURE FLASKS, 75CM2 RECTANGULAR CANTED NECK WITH VENT CAP, STERILE | CASE | #VALUE! | CLS3290-100EA | 8 | SIGMA ALDRICH...... | 2 | LAB | Tissue culture and high throughput screening supplies | N/A
20315 KFH-99-L2 | 100375 | REAGENT FETAL BOVINE SERUM CERTIFIED HEAT-INACTIVATED | EACH | #VALUE! | 10082147 | 16 | INVITROGEN...... | 2 | LAB | Manual test kits and quality controls and calibrators and standards | N/A
20315 KFH-99-L2 | 200207670 | REAGENT RPMI MEDIUM 1640, HEPES | EACH | #VALUE! | 22400089 | 240 | INVITROGEN...... | 2 | LAB | Manual test kits and quality controls and calibrators and standards | N/A
20315 KFH-99-L2 | 210034149 | REAGENT TRYPSIN-EDTA (0.05%), PHENOL RED | EACH | #VALUE! | 25300054 | 8 | INVITROGEN...... | 2 | LAB | Manual test kits and quality controls and calibrators and standards | N/A
20320 KFH-05-01-CY-086-032 | 213644500 | BUFFER SOLUTION FOR GE TRACERLAB MXFDG SYNTHESIZER, 6.6ML | EACH | #VALUE! | K-107TM-P | 700 | ABX...... | 2 | LAB | Water treatment consumables | N/A
20320 KFH-05-01-CY-086-032 | 213678816 | CASSETTE ABX-[18F]FDG FOR GE TRACERLAB MX SYNTHESIZER | EACH | #VALUE! | K-1401TM | 700 | ABX...... | 2 | LAB | Laboratory electrophoresis and blotting system and supplies | N/A
20320 KFH-05-01-CY-086-032 | 213678825 | CASSETTE NON-PROPRIETARY NEP-2-/213 - NEPTIS-PERFORM S/N/ODD FOR TRACERLAB SYNTHESIZER | EACH | #VALUE! | ITH-00060 | 1 | OPTIMIZED RADIOCHEMICAL APPL...... | 2 | LAB | Laboratory electrophoresis and blotting system and supplies | N/A
20320 KFH-05-01-CY-086-032 | 213678824 | CASSETTE NON-PROPRIETARY NEP-6-/213 - NEPTIS-RS S/N ODD FOR TRACERLAB SYNTHESIZER | EACH | #VALUE! | ITH-00063 | 1 | OPTIMIZED RADIOCHEMICAL APPL...... | 2 | LAB | Laboratory electrophoresis and blotting system and supplies | N/A
20320 KFH-05-01-CY-086-032 | 211692144 | CHEMICAL ACETONITRILE 99.9% EXTRA DRY, 1L | EACH | #VALUE! | AC610220010 | 8 | FISHER SCIENTIFIC...... | 2 | LAB | Manual test kits and quality controls and calibrators and standards | N/A
20320 KFH-05-01-CY-086-032 | 111094 | CHEMICAL CRYPTAND 222 | EACH | #VALUE! | 800.1000 | 10 | ABX...... | 2 | LAB | Manual test kits and quality controls and calibrators and standards | N/A
20320 KFH-05-01-CY-086-032 | 111093 | CHEMICAL TRIFLATE MANNOSE, 1G PER VIAL | EACH | #VALUE! | 100.1000 | 13 | ABX...... | 2 | LAB | Manual test kits and quality controls and calibrators and standards | N/A
20320 KFH-05-01-CY-086-032 | 210393310 | FILTER MINI PLEAT HEPA ULTRA HIGH GEL | EACH | #VALUE! | MUL | 20 | GAFCO...... | 2 | LAB | Laboratory filtering equipment and supplies | N/A
20320 KFH-05-01-CY-086-032 | 211003224 | HARDWARE KIT CASSETTE FOR 68Ga-LABELING OF PEPTIDES FOR GE TRACERLAB MX SYNTHESIZER | KIT | #VALUE! | PEGA-0053-H | 400 | ABX...... | 2 | LAB | Laboratory electrophoresis and blotting system and supplies | N/A
20320 KFH-05-01-CY-086-032 | 224557100 | ISOPROPANOL 70% STERILE | EACH | #VALUE! | 19-033-765 | 20 | FISHER SCIENTIFIC...... | 2 | LAB | Manual test kits and quality controls and calibrators and standards | N/A
20320 KFH-05-01-CY-086-032 | 213678827 | PREVENTIVE MAINTENANCE SPARE PART SET FOR NEPTIS MOSAIC-RS TRACERLAB SYNTHESIZER | EACH | #VALUE! | LST-00008 | 1 | OPTIMIZED RADIOCHEMICAL APPL...... | 2 | LAB | Laboratory electrophoresis and blotting system and supplies | N/A
20320 KFH-05-01-CY-086-032 | 213678826 | PREVENTIVE MAINTENANCE SPARE PART SET FOR NEPTIS PERFORM TRACERLAB SYNTHESIZER | EACH | #VALUE! | LST-00004 | 1 | OPTIMIZED RADIOCHEMICAL APPL...... | 2 | LAB | Laboratory electrophoresis and blotting system and supplies | N/A
20320 KFH-05-01-CY-086-032 | 211698119 | REAGENT CYANAMIDE 99% 250 G | EACH | #VALUE! | 187364-250G | 2 | SIGMA ALDRICH...... | 2 | LAB | Manual test kits and quality controls and calibrators and standards | N/A
20320 KFH-05-01-CY-086-032 | 211698129 | REAGENT HEPES >/= 99.5 (TILTRATION) | EACH | #VALUE! | H3375-500G | 1 | SIGMA...... | 2 | LAB | Manual test kits and quality controls and calibrators and standards | N/A
20320 KFH-05-01-CY-086-032 | 211003223 | REAGENT KIT FOR 68Ga-LABELING OF PEPTIDES FOR GE TRACERLAB MX SYNTHESIZER | KIT | #VALUE! | PEGA-0053-R | 400 | ABX...... | 2 | LAB | Manual test kits and quality controls and calibrators and standards | N/A
20320 KFH-05-01-CY-086-032 | 70200813 | REAGENT PHOSPHATE BUFFERED SALINE POWDER PH 7.4 | BOX | #VALUE! | P3813-10PAK | 2 | SIGMA ALDRICH...... | 2 | LAB | Manual test kits and quality controls and calibrators and standards | N/A
20320 KFH-05-01-CY-086-032 | 211696957 | REAGENT SODIUM PHOSPHATE DIBASIC ANHYDROUS | EACH | #VALUE! | RES20908-A702X | 5 | SIGMA...... | 2 | LAB | Manual test kits and quality controls and calibrators and standards | N/A
20320 KFH-05-01-CY-086-032 | 211698137 | REAGENT TBP RESIN CARTRIDGE 1ML (50-100UM PARTICLE SIZE) | PACK | #VALUE! | TB P1-R10-S | 2 | TRISKEM...... | 2 | LAB | Manual test kits and quality controls and calibrators and standards | N/A
20320 KFH-05-01-CY-086-032 | 211698141 | REAGENT TK200 RESIN CARTRIDGE 1ML (50-100UM PARTICLE SIZE) | PACK | #VALUE! | TK200-1-R10-S | 2 | TRISKEM...... | 2 | LAB | Manual test kits and quality controls and calibrators and standards | N/A
20320 KFH-05-01-CY-086-032 | 211698140 | REAGENT TK200 RESIN CARTRIDGE 2ML (50-100UM PARTICLE SIZE) | PACK | #VALUE! | TK200-R10-S | 2 | TRISKEM...... | 2 | LAB | Manual test kits and quality controls and calibrators and standards | N/A
20320 KFH-05-01-CY-086-032 | 211698136 | REAGENT TK201 RESIN CARTRIDGE 2ML (50-100UM PARTICLE SIZE) | PACK | #VALUE! | TK201-R10-S | 2 | TRISKEM...... | 2 | LAB | Manual test kits and quality controls and calibrators and standards | N/A
20320 KFH-05-01-CY-086-032 | 211698138 | REAGENT ZIRCONIUM (ZR) RESIN CARTRIDGE 0.3ML (50-100UM PARTICLE SIZE) | PACK | #VALUE! | ZR0.3-R10-S | 2 | TRISKEM...... | 2 | LAB | Manual test kits and quality controls and calibrators and standards | N/A
20320 KFH-05-01-CY-086-032 | 211698139 | REAGENT ZIRCONIUM (ZR) RESIN CARTRIDGE 2ML (50-100UM PARTICLE SIZE) | PACK | #VALUE! | ZR-R10-S | 2 | TRISKEM...... | 2 | LAB | Manual test kits and quality controls and calibrators and standards | N/A
20320 KFH-05-01-CY-086-032 | 213678828 | SPARE PART SET YEARLY MAINTENANCE FOR TRACERLAB MX-FDG SYNTHESIZER | EACH | #VALUE! | LST-00007 | 1 | OPTIMIZED RADIOCHEMICAL APPL...... | 2 | LAB | Laboratory electrophoresis and blotting system and supplies | N/A
20320 KFH-05-01-CY-086-032 | 211709016 | TAPE CLEANROOM INDUSTRIAL-GRADE VINYL DARK GREEN WIDTH 1 INCH | CASE | #VALUE! | 19-120-3203 | 1 | FISHER SCIENTIFIC...... | 2 | LAB | Laboratory tapes and labels | N/A
20320 KFH-05-01-CY-086-032 | 211709015 | TAPE CLEANROOM INDUSTRIAL-GRADE VINYL LIGHT BLUE WIDTH 1 INCH | CASE | #VALUE! | 19-120-3204 | 1 | FISHER SCIENTIFIC...... | 2 | LAB | Laboratory tapes and labels | N/A
20320 KFH-05-01-CY-086-032 | 211698117 | TAPE RADIOACTIVE RADIATION SYMBOL AND CAUTION | EACH | #VALUE! | 15-967 | 20 | FISHER SCIENTIFIC...... | 2 | LAB | Clinical and diagnostic analyzers and accessories and supplies | N/A
20320 KFH-05-01-CY-086-032 | 211698116 | TAPE RADIOACTIVE RADIATION SYMBOL CAUTION AND PRINTED HEADINGS | EACH | #VALUE! | 15-943 | 50 | FISHER SCIENTIFIC...... | 2 | LAB | Clinical and diagnostic analyzers and accessories and supplies | N/A
20320 KFH-05-01-CY-086-032 | 211698142 | VIAL LABORATORY HEADSPACE CRIMP TOP VOLUME 20ML | EACH | #VALUE! | 03-410-722 | 500 | FISHER SCIENTIFIC...... | 2 | LAB | General laboratory glassware and plasticware and supplies | N/A
20320 KFH-99-L0 | 211677706 | SYRINGE FILTER UNIT, VENTED HOUSING DIAMETER 25MM, PORE SIZE 0.22UM STERILE | PACK | #VALUE! | SLGSV255F | 15 | MERCK...... | 2 | LAB | Laboratory filtering equipment and supplies | N/A
20325 KFH-05-02-RC-087-048 | 211697523 | BUFFER ELECTROPHORESIS 10X TRIS/GLYCINE/SDS 5L CUBE | EACH | #VALUE! | 1610772 | 3 | BIO-RAD...... | 2 | LAB | Manual test kits and quality controls and calibrators and standards | N/A
20325 KFH-05-02-RC-087-048 | 213670635 | MINI-PROTEAN TGX PRECAST GEL | EACH | #VALUE! | 4561084 | 10 | BIO-RAD...... | 2 | LAB | Manual test kits and quality controls and calibrators and standards | N/A
20325 KFH-05-02-RC-087-048 | 108079 | MINI-PROTEAN TGX PRECAST GEL 12 % 10-WELL 50 UL EACH ANY VENDOR 4561044 2 1500 3,000.00 COMBINED SPR'S - IN COMPLIANCE TO GD:696-41 - NEW GOVERMENT PROCUREMENT POLICY ON RC REAGENTS & OTHER SUPPLIES/ PLS. SEE ATTACHED SITE 1 COMBINED REQUEST (SPR) IN COMP |  | 1 |  |  |  | 2 | LAB | Laboratory electrophoresis and blotting system and supplies | N/A
20325 KFH-05-02-RC-087-048 | 108079 | MINI-PROTEAN TGX PRECAST GEL 12 % 10-WELL 50 UL EACH ANY VENDOR 4561044 4 1500 6,000.00 COMBINED SPR'S - IN COMPLIANCE TO GD:696-41 - NEW GOVERMENT PROCUREMENT POLICY ON RC REAGENTS & OTHER SUPPLIES/ PLS. SEE ATTACHED SITE 1 COMBINED REQUEST (SPR) IN COMP |  | 1 |  |  |  | 2 | LAB | Laboratory electrophoresis and blotting system and supplies | N/A
20325 KFH-05-02-RC-087-048 | 211677800 | PLATE MICROAMP OPTICAL 96-WELL REACTION WITH BARCODE, 500 PLATES | EACH | #VALUE! | 4326659 | 1 | APPLIED BIOSYSTEMS...... | 2 | LAB | Laboratory filtering equipment and supplies | N/A
20325 KFH-05-02-RC-087-048 | 211697510 | REAGENT ANTIBODY ANTI-SOD2/MNSOD RABBIT POLYCLONAL | EACH | #VALUE! | AB13533 | 1 | ABCAM...... | 2 | LAB | Manual test kits and quality controls and calibrators and standards | N/A
20325 KFH-05-02-RC-087-048 | 211697521 | REAGENT ANTIBODY PUS7L RABBIT POLYCLONAL IGG 100 UL | EACH | #VALUE! | PA5-46606 | 1 | INVITROGEN...... | 2 | LAB | Manual test kits and quality controls and calibrators and standards | N/A
20325 KFH-05-02-RC-087-048 | 242831111 | REAGENT ANTI-MPUSE IGG HRP CONJUGATE, 300UL,PACK/1 KIT | EACH | #VALUE! | W4021 | 2 | PROMEGA...... | 2 | LAB | Manual test kits and quality controls and calibrators and standards | N/A
20325 KFH-05-02-RC-087-048 | 94542 | REAGENT ANTI-RABBIT IGG (H & L) HRP CONJUGATE, 300UL | EACH | #VALUE! | W4011 | 4 | PROMEGA CORP\....... | 2 | LAB | Manual test kits and quality controls and calibrators and standards | N/A
20325 KFH-05-02-RC-087-048 | 211698143 | REAGENT ANTI-SPECTRIN BETA CHAIN BRAIN 3 ANTIBODY [S393-2] MOUSE MONOCLONAL 100UG | EACH | #VALUE! | AB241997 | 1 | ABCAM...... | 2 | LAB | Manual test kits and quality controls and calibrators and standards | N/A
20325 KFH-05-02-RC-087-048 | 211697509 | REAGENT GLYCINE (AMINOACETIC ACID) POWDER 1KG | EACH | #VALUE! | 1610718 | 3 | BIORAD...... | 2 | LAB | Manual test kits and quality controls and calibrators and standards | N/A
20325 KFH-05-02-RC-087-048 | 210363506 | REAGENT PRECISION PLUS PROTEIN WESTERN-C BLOTTING STANDARD 250 APPLICATIONS | PACK | #VALUE! | 1610398 | 1 | BIO-RAD...... | 2 | LAB | Manual test kits and quality controls and calibrators and standards | N/A
20325 KFH-05-02-RC-087-048 | 213667713 | REAGENT REVERSE TRANSCRIPTION KIT TAQMAN HIGH CAPACITY SINGLE-STRANDED CDNA FROM 0.02 TO 2UG TOTAL RNA | KIT | #VALUE! | 4368814 | 3 | APPLIED BIOSYSTEMS...... | 2 | LAB | In vitro transcription and translation products | N/A
20325 KFH-05-02-RC-087-048 | 200207670 | REAGENT RPMI MEDIUM 1640, HEPES | EACH | #VALUE! | 22400089 | 150 | INVITROGEN...... | 2 | LAB | Manual test kits and quality controls and calibrators and standards | N/A
20325 KFH-05-02-RC-087-048 | 211697508 | REAGENT SODIUM DODECYL SULFATE (SDS) 500G | EACH | #VALUE! | 15525017 | 2 | INVITROGEN...... | 2 | LAB | Manual test kits and quality controls and calibrators and standards | N/A
20325 KFH-05-02-RC-087-048 | 210104757 | REAGENT SUPER SIGNAL WEST PICO PLUS CHEMILUMINISCENT SUBSTRATE, 200 ML | EACH | #VALUE! | 34577 | 1 | THERMO FISHER SCIENTIFIC...... | 2 | LAB | Manual test kits and quality controls and calibrators and standards | N/A
20325 KFH-05-02-RC-087-048 | 211698210 | REAGENT SUPERSIGNAL WEST ATTO ULTIMATE SENSITIVITY SUBSTRATE, 100ML | EACH | #VALUE! | A38555-100ML | 3 | THERMO SCIENTIFIC...... | 2 | LAB | Manual test kits and quality controls and calibrators and standards | N/A
20325 KFH-05-02-RC-087-048 | 211698211 | REAGENT SUPERSIGNAL WEST DURA EXTENDED DURATION SUBSTRATE, 200ML | EACH | #VALUE! | 34076-200ML | 1 | THERMO SCIENTIFIC...... | 2 | LAB | Manual test kits and quality controls and calibrators and standards | N/A
20325 KFH-05-02-RC-087-048 | 241119298 | REAGENT TRANS-BLOT TURBO MINI PVDF TRANSFER PACKS, 7 X 8.5CM | EACH | #VALUE! | 1704156 | 4 | BIO-RAD...... | 2 | LAB | Manual test kits and quality controls and calibrators and standards | N/A
20325 KFH-05-02-RC-087-048 | 213670824 | TEST KIT XFP GLYCOLYSIS STRESS SEAHORSE | EACH | #VALUE! | 103017-100 | 2 | AGILENT TECHNOLOGIES...... | 2 | LAB | Manual test kits and quality controls and calibrators and standards | N/A
20325 KFH-05-02-RC-087-048 | 241118436 | TEST MEDIA SEAHORSE XF DMEM MEDIUM PH 7.4 | EACH | #VALUE! | 103575-100 | 1 | AGILENT TECHNOLOGIES...... | 2 | LAB | Manual test kits and quality controls and calibrators and standards | N/A
20325 KFH-05-02-RC-087-048 | 213670850 | TEST MEDIA XF 1.0 M SEAHORSE GLUCOSE SOLUTION, 50 ML | EACH | #VALUE! | 103577-100 | 1 | AGILENT TECHNOLOGIES...... | 2 | LAB | Manual test kits and quality controls and calibrators and standards | N/A
20325 KFH-05-02-RC-087-048 | 213670849 | TEST MEDIA XF 100 MM SEAHORSE PYRUVATE SOLUTION, 50 ML | EACH | #VALUE! | 103578-100 | 1 | AGILENT TECHNOLOGIES...... | 2 | LAB | Manual test kits and quality controls and calibrators and standards | N/A
20325 KFH-05-02-RC-087-048 | 213670848 | TEST MEDIA XF 200 MM SEAHORSE GLUTAMINE SOLUTION, 50 ML | EACH | #VALUE! | 103579-100 | 1 | AGILENT TECHNOLOGIES...... | 2 | LAB | Manual test kits and quality controls and calibrators and standards | N/A
20325 KFH-05-02-RC-087-048 | 213670822 | TEST MEDIA XFP CELL SEAHORSE MITO STRESS TEST KIT | EACH | #VALUE! | 103010-100 | 2 | AGILENT TECHNOLOGIES...... | 2 | LAB | Manual test kits and quality controls and calibrators and standards | N/A
20325 KFH-05-02-RC-087-048 | 213670821 | TEST MEDIA XFP CELL SEAHORSE ENERGY PHENOTYPE TEST KIT | EACH | #VALUE! | 103275-100 | 1 | AGILENT TECHNOLOGIES...... | 2 | LAB | Manual test kits and quality controls and calibrators and standards | N/A
20325 KFH-05-02-RC-087-048 | 213670823 | TEST MEDIA XFP FLUXPAK SEAHORSE | EACH | #VALUE! | 103022-100 | 2 | AGILENT TECHNOLOGIES...... | 2 | LAB | Manual test kits and quality controls and calibrators and standards | N/A
20325 KFH-05-02-RC-087-048 | 211385800 | TUBE PCR BRAND®, STRIPS OF 8 | PACK | #VALUE! | BR781332-120EA | 10 | SIGMA ALDRICH...... | 2 | LAB | Laboratory enclosures and accessories | N/A
20340 KFH-05-01-QC-086-013 | 211698112 | CHECK VALVE ASSEMBLY IN | EACH | #VALUE! | 6778-H109A | 2 | JASCO...... | 2 | LAB | Clinical and diagnostic analyzers and accessories and supplies | N/A
20340 KFH-05-01-QC-086-013 | 211698113 | CHECK VALVE ASSEMBLY OUT | EACH | #VALUE! | 6778-H110A | 2 | JASCO...... | 2 | LAB | Clinical and diagnostic analyzers and accessories and supplies | N/A
20340 KFH-05-01-QC-086-013 | 241117478 | CHEMICAL 2-(BOC-AMINO)ETHYL BROMIDE 97% (GC), G | EACH | #VALUE! | 17354-5G | 3 | SIGMA ALDRICH...... | 2 | LAB | Manual test kits and quality controls and calibrators and standards | N/A
20340 KFH-05-01-QC-086-013 | 213670170 | CHEMICAL BOC-L-PYROGLUMATIC ACID | EACH | #VALUE! | 05596 | 2 | CHEM-IMPEX...... | 2 | LAB | Manual test kits and quality controls and calibrators and standards | N/A
20340 KFH-05-01-QC-086-013 | 70201534 | CHEMICAL BROMOSUCCINIC ACID | PACK | #VALUE! | B81204-25G | 2 | SIGMA ALDRICH...... | 2 | LAB | Manual test kits and quality controls and calibrators and standards | N/A
20340 KFH-05-01-QC-086-013 | 200865954 | CHEMICAL FMOC-L-2NAL-OH, 5G | EACH | #VALUE! | FAA1347.0005 | 2 | IRIS BIOTECH GMBH...... | 2 | LAB | Manual test kits and quality controls and calibrators and standards | N/A
20340 KFH-05-01-QC-086-013 | 200908532 | CHEMICAL FMOC-L-GLU(TBU)-OH H20 | EACH | #VALUE! | FSP1045.0020 | 3 | IRIS BIOTECH GMBH...... | 2 | LAB | Manual test kits and quality controls and calibrators and standards | N/A
20340 KFH-05-01-QC-086-013 | 241118533 | CHEMICAL NOTA-NHS ESTER, 1G | EACH | #VALUE! | C100 | 3 | CHEMATECH...... | 2 | LAB | Manual test kits and quality controls and calibrators and standards | N/A
20340 KFH-05-01-QC-086-013 | 211698107 | DIAPHRAGM FOR THE PLUNGER WASING MECHANISM WIPER FOR THE PLUNGER | EACH | #VALUE! | 6688-H455B | 2 | JASCO...... | 2 | LAB | Clinical and diagnostic analyzers and accessories and supplies | N/A
20340 KFH-05-01-QC-086-013 | 92098 | GENERATOR RADIOACTIVE GERMANIUM 68 / GALLIUM 68 | EACH | #VALUE! | GE68/GA68 (50.0 mCi) | 2 | CMR CORPORATION LTD...... | 2 | LAB | Isotopes | N/A
20340 KFH-05-01-QC-086-013 | 211698106 | PLATE FILTER FOR THE INLET RUBING WITH PTFE RING | EACH | #VALUE! | 6560-H123A | 2 | JASCO...... | 2 | LAB | Clinical and diagnostic analyzers and accessories and supplies | N/A
20340 KFH-05-01-QC-086-013 | 211698109 | PLUNGER SEAL AND SEAL PRE-FORMING TOOL | EACH | #VALUE! | 6788-H108A | 2 | JASCO...... | 2 | LAB | Clinical and diagnostic analyzers and accessories and supplies | N/A
20340 KFH-05-01-QC-086-013 | 211698110 | PUMP HEAD ASSEMBLY DELIVERY | EACH | #VALUE! | 6818-H103A | 2 | JASCO...... | 2 | LAB | Clinical and diagnostic analyzers and accessories and supplies | N/A
20340 KFH-05-01-QC-086-013 | 211698111 | PUMP HEAD ASSEMBLY MODIFIER | EACH | #VALUE! | 6818-H104A | 2 | JASCO...... | 2 | LAB | Clinical and diagnostic analyzers and accessories and supplies | N/A
20340 KFH-05-01-QC-086-013 | 211698545 | REAGENT BROMOACETIC ACID 100G | EACH | #VALUE! | 17000-100G | 2 | SIGMA ALDRICH...... | 2 | LAB | Manual test kits and quality controls and calibrators and standards | N/A
20340 KFH-05-01-QC-086-013 | 211696968 | REAGENT CHLOROFORM 99.9%, EXTRA DRY, STABILIZED, 2.5L | EACH | #VALUE! | AC326820025 | 1 | FISHER SCIENTIFIC...... | 2 | LAB | Manual test kits and quality controls and calibrators and standards | N/A
20340 KFH-05-01-QC-086-013 | 211698548 | REAGENT DCC PURISS >/= 99.0% (GC) 100G | EACH | #VALUE! | 36650-100G | 3 | SIGMA ALDRICH...... | 2 | LAB | Manual test kits and quality controls and calibrators and standards | N/A
20340 KFH-05-01-QC-086-013 | 211696956 | REAGENT DEFEROXAMINE MESYLATE 95%, 1G | EACH | #VALUE! | AC461770010 | 5 | FISHER SCIENTIFIC...... | 2 | LAB | Manual test kits and quality controls and calibrators and standards | N/A
20340 KFH-05-01-QC-086-013 | 211698544 | REAGENT DIMETHLY SULFOXIDE 2L | EACH | #VALUE! | 276855-2L | 2 | SIGMA ALDRICH...... | 2 | LAB | Manual test kits and quality controls and calibrators and standards | N/A
20340 KFH-05-01-QC-086-013 | 211698541 | REAGENT DOTA-NHS ESTER 1G | EACH | #VALUE! | C084 | 3 | CHEMATECH...... | 2 | LAB | Manual test kits and quality controls and calibrators and standards | N/A
20340 KFH-05-01-QC-086-013 | 211698550 | REAGENT FMOC-12-AMINODODECANOIC ACID 5G | EACH | #VALUE! | 05103 | 3 | CHEM IMPEX...... | 2 | LAB | Manual test kits and quality controls and calibrators and standards | N/A
20340 KFH-05-01-QC-086-013 | 211698553 | REAGENT FMOC-NH--(CH2)15-COOH 5G | EACH | #VALUE! | FAA7460.0005 | 3 | IRIS BIOTECH GMBH...... | 2 | LAB | Manual test kits and quality controls and calibrators and standards | N/A
20340 KFH-05-01-QC-086-013 | 211698551 | REAGENT FMOC-THR(TBU)-WANG RESIN (100-200 MESH) 1% DVB 5G | EACH | #VALUE! | RFT-1300-PI | 3 | PEPTIDES...... | 2 | LAB | Manual test kits and quality controls and calibrators and standards | N/A
20340 KFH-05-01-QC-086-013 | 211698546 | REAGENT FOLIC ACID >/= 97% 25G | EACH | #VALUE! | F7876-25G | 3 | SIGMA ALDRICH...... | 2 | LAB | Manual test kits and quality controls and calibrators and standards | N/A
20340 KFH-05-01-QC-086-013 | 211696969 | REAGENT FOLIC ACID 97%, PURE, 10G | EACH | #VALUE! | AC216630100 | 3 | FISHER SCIENTIFIC...... | 2 | LAB | Manual test kits and quality controls and calibrators and standards | N/A
20340 KFH-05-01-QC-086-013 | 211696966 | REAGENT METHYL SULFOXIDE 99.7%, EXTRA DRY, ANHYDROUS, SC, 100ML | EACH | #VALUE! | AC610971000 | 2 | FISHER SCIENTIFIC...... | 2 | LAB | Manual test kits and quality controls and calibrators and standards | N/A
20340 KFH-05-01-QC-086-013 | 211698547 | REAGENT N-HYDROXYSUCCINIMIDE 100G | EACH | #VALUE! | 8045180100 | 2 | SIGMA ALDRICH...... | 2 | LAB | Manual test kits and quality controls and calibrators and standards | N/A
20340 KFH-05-01-QC-086-013 | 241119247 | REAGENT NODA-GA-NHS ESTER, 1G | EACH | #VALUE! | C098 | 3 | CHEMATECH...... | 2 | LAB | Manual test kits and quality controls and calibrators and standards | N/A
20340 KFH-05-01-QC-086-013 | 211696967 | REAGENT TOLUENE 99.8% EXTRA DRY, ANHYDROUS, SC, 100ML | EACH | #VALUE! | AC610951000 | 2 | FISHER SCIENTIFIC...... | 2 | LAB | Manual test kits and quality controls and calibrators and standards | N/A
20340 KFH-05-01-QC-086-013 | 210393308 | STOPPER FOR PARALLEL PEPTIDE SYNTHESIZER | EACH | #VALUE! | V000LS100 | 2 | BIOTAGE...... | 2 | LAB |  | N/A
20340 KFH-05-01-QC-086-013 | 210393339 | SYRINGE REMOVABLE 100 µL FOR MANUAL INJECTION VALVES | EACH | #VALUE! | 5190-1512 | 1 | AGILENT...... | 2 | LAB |  | N/A
20340 KFH-05-01-QC-086-013 | 210393309 | TUBE FALCON AMINO ACID 15ML | EACH | #VALUE! | V015AS000 | 2 | BIOTAGE...... | 2 | LAB | General laboratory glassware and plasticware and supplies | N/A
20340 KFH-05-01-QC-086-013 | 211698108 | TUBING ASSEMBLY FOR THE PLUNGER WASING MECHANISM | EACH | #VALUE! | 6688-H456A | 2 | JASCO...... | 2 | LAB | Clinical and diagnostic analyzers and accessories and supplies | N/A
20340 KFH-05-01-QC-086-013 | 210393338 | TUNING MIX 100 ML FOR LIQUID CHROMATOGRAPHY–MASS SPECTROMETRY | EACH | #VALUE! | G2421-60001 | 1 | AGILENT...... | 2 | LAB | Chromatographic measuring instruments and accessories | N/A
20340 KFH-05-01-QC-086-013 | 211698114 | VALVE NEEDLE DRAIN LURE LOCK | EACH | #VALUE! | 6560-0411A | 2 | JASCO...... | 2 | LAB | Clinical and diagnostic analyzers and accessories and supplies | N/A
20430 KFH-05-B1-RC-085-036 | 211698130 | PROBE THERMOMETER TYPE-K BEADED DIGITAL TEMPERATURE RANGE ?50° TO 700°C | EACH | #VALUE! | 15-078-2A | 1 | FISHER SCIENTIFIC...... | 2 | LAB | Temperature and heat measuring instruments | N/A
20430 KFH-05-B1-RC-085-036 | 211698131 | PROBE THERMOMETER TYPE-K BEADED DIGITAL TEMPERATURE RANGE -73° TO 760°C | EACH | #VALUE! | 15-078-2B | 3 | FISHER SCIENTIFIC...... | 2 | LAB | Temperature and heat measuring instruments | N/A
20430 KFH-05-B1-RC-085-036 | 211694611 | REAGENT ETHYLENEDIAMINE TETRAACETIC ACID (CERTIFIED ACS), 1 KG | EACH | #VALUE! | E478-1 | 2 | FISHER SCIENTIFIC...... | 2 | LAB | Manual test kits and quality controls and calibrators and standards | N/A
20430 KFH-05-B1-RC-085-036 | 211698525 | TRAY LABORATORY CHEMICAL RESISTANT MULTIPURPOSE | EACH | #VALUE! | 15-239-16 | 6 | FISHER SCIENTIFIC...... | 2 | LAB | Laboratory stands and racks and trays | N/A
20450 KFH-06-01-RA-091-097 | 214348101 | LABORATORY DISH CULTURE SURFACE, POLYSTYRENE, ROUND 35MM D X 10MM H | EACH | #VALUE! | CLS3294-210EA | 2 | SIGMA...... | 2 | LAB | Laboratory stands and racks and trays | N/A
20450 KFH-06-01-RA-091-097 | 211705927 | PLATES TISSUE CULTURE 6 WELL, FLAT BOTTOM, CLEAR LID | EACH | #VALUE! | CLS3506-100EA | 4 | SIGMA ALDRICH...... | 2 | LAB | Tissue culture and high throughput screening supplies | N/A
20470 KFH-05-B1-RC-085-040 | 207833100 | CARDS DOSIMETER TLD-100 TWO- ELEMENT CARDS, 0110 TLD-100/TLD-200 ELEMENT COMBINATIONS INCLUDING 0110 COLOR FRONT SILVER - COLOR REAR SILVER | EACH | #VALUE! | TLDCARD-21C | 200 | THERMO SCIENTIFIC...... | 2 | LAB | Medical radiation detection or monitoring products | N/A
20470 KFH-05-B1-RC-085-040 | 210369111 | DOSIMETER ELEMENT EXT-RAD CARRIER CARD (ONE OR TWO CHIPSTRATES PER CARD), CLEAR ANODIZED ALUMINUM | EACH | #VALUE! | 24794 | 20 | THERMO FISHER SCIENTIFIC...... | 2 | LAB | Sampling equipment | N/A
20470 KFH-05-B1-RC-085-040 | 210369110 | DOSIMETER ELEMENT Extremity XD-100, TLD-100, 100 MG/SQUARE CM | EACH | #VALUE! | 26974 | 200 | THERMO FISHER SCIENTIFIC...... | 2 | LAB | Sampling equipment | N/A
20470 KFH-05-B1-RC-085-040 | 210369109 | HEADBAND TLD / EYE WITH PTFE INSERT - 1 POCKET FOR DOSIMETRY | EACH | #VALUE! | TLDSHBE1P | 200 | THERMO FISHER SCIENTIFIC...... | 2 | LAB | Sampling equipment | N/A
20470 KFH-05-B1-RC-085-040 | 207833103 | HOLDER CARD DOSIMETER TYPE 8805 (STRAP CLIP & STRAP LOOPS) 8814/8890 (STRAP CLIP) 8825 (STRAP CLIP) 8828 - OPG (STRAP CLIP) | EACH | #VALUE! | TYPE88XX | 400 | THERMO SCIENTIFIC...... | 2 | LAB | Medical radiation detection or monitoring products | N/A
20500 KFH-99-L3 | 211707624 | PLUNGER PACK LABORATORY MAXWELL(R) RSC | EACH | #VALUE! | AS1670 | 10 | PROMEGA...... | 2 | LAB | Laboratory implements | N/A
20500 KFH-99-L3 | 211707623 | TOOL LABORATORY QUANTIFLUOR(R) ONE DSDNA SYSTEM 500RXN | EACH | #VALUE! | E4870 | 1 | PROMEGA...... | 2 | LAB | Laboratory implements | N/A
20500 KFH-99-L3 | 211707625 | TOOL LABORATORY STARTER PACKAGE QUANTUS(TM) NGS | EACH | #VALUE! | E5150 | 1 | PROMEGA...... | 2 | LAB | Laboratory implements | N/A
20505 CCC-01-FF-A2-220 | 217848603 | MARKER NALGENE PACK OF 4 CRYOMARKERS | EACH | #VALUE! | 6313-0020 | 20 | DD BIOLAB...... | 2 | LAB | Laboratory electrophoresis and blotting system and supplies | N/A
20510 KFH-99-L2 | 210363504 | CARD SAMPLE COLLECTION 1 SPOT FRAMED 1800 PCS (36 INNER UNITS OF 50 CARDS EACH) | PACK | #VALUE! | 40U032D | 2 | COPAN DIAGNOSTICS INC\....... | 2 | LAB | Specimen collection and transport containers and supplies | N/A
20510 KFH-99-L2-2037 | 211690012 | BUFFER RUNNING 10X, 500ML WITH EDTA FOR GENETIC ANALYZER, # 4335613 | EACH | 61 | 4335613 | 3 | APPLIED BIOSYSTEMS LTD...... | 2 | LAB | Clinical and diagnostic analyzers and accessories and supplies | N/A
20510 KFH-99-L2-2037 | 70202128 | CAPILLARY TUBE ARRAY 3730XL SIZE 96 X 50CM | EACH | #VALUE! | 4331246 | 8 | APPLIED BIOSYSTEMS LTD...... | 2 | LAB | Clinical and diagnostic analyzers and accessories and supplies | N/A
20510 KFH-99-L2-2037 | 211687718 | COLUMNS PURELINK RNA MINI, 50 COLUMNS | EACH | #VALUE! | A29839 | 8 | THERMO FISHER SCIENTIFIC...... | 2 | LAB | Chromatographic measuring instruments and accessories | N/A
20510 KFH-99-L2-2037 | 70202785 | DYE TERMINATOR CLEANSEQ REMOVAL KIT | KIT | #VALUE! | A29154 | 30 | BECKMAN COULTER...... | 2 | LAB | Dyes | N/A
20510 KFH-99-L2-2037 | 104952 | POLYMER POP-4 FOR 3130/3130 XL GENETIC ANALYZERS, 7000UL | EACH | #VALUE! | 4352755 | 16 | THERMO FISHER SCIENTIFIC...... | 2 | LAB | Clinical and diagnostic analyzers and accessories and supplies | N/A
20510 KFH-99-L2-2037 | 211696201 | REAGENT BIG DYE TERMINATOR V3.1 CYCLE SEQUENCING KIT, 5000 REACTIONS | EACH | #VALUE! | 4337457 | 1 | APPLIED BIOSYSTEMS LTD...... | 2 | LAB | Manual test kits and quality controls and calibrators and standards | N/A
20510 KFH-99-L2-2037 | 70200785 | TIP PIPETTE 250UL 96 TIPS | PACK | #VALUE! | 717251 | 3 | BECKMAN COULTER...... | 2 | LAB | Pipette tips | N/A
20510 KFH-99-L2-2037 | 211701121 | TIPS BIOMEK P20 NON-STERILE, CASE OF 960 | CASE | #VALUE! | 717254 | 1 | BECKMAN COULTER...... | 2 | LAB | Pipette tips | N/A
20525 KFH-99-L3 | 241119914 | REAGENT ANTIBODY DILUENT, DAKO REAL, S2022, 250ML | EACH | #VALUE! | S202230-2 | 3 | AGILENT TECHNOLOGIES...... | 2 | LAB | Manual test kits and quality controls and calibrators and standards | N/A
20525 KFH-99-L3 | 241119937 | REAGENT LAMBDA PROTEIN PHOSPHATASE (LAMBDA PP) 20000 UNITS | EACH | #VALUE! | P0753S | 5 | NEW ENGLAND BIOLABS...... | 2 | LAB | Manual test kits and quality controls and calibrators and standards | N/A
20525 KFH-99-L3 | 241119841 | REAGENT MONOCLONAL ANTIBODY CD317 (BST2 PDCA-1) (EBIO927) FITC 100UG | EACH | #VALUE! | 11-3172-82 | 2 | INVITROGEN...... | 2 | LAB | Manual test kits and quality controls and calibrators and standards | N/A
20525 KFH-99-L3 | 241119840 | REAGENT MONOCLONAL ANTIBODY F4/80 (BM8) FITC 100UG | EACH | #VALUE! | 11-4801-82 | 2 | INVITROGEN...... | 2 | LAB | Manual test kits and quality controls and calibrators and standards | N/A
20525 KFH-99-L3 | 241119916 | REAGENT MOUSE M-CSF, PREMIUM GRADE, 100UG | EACH | #VALUE! | 130-101-704 | 3 | MILTENYI BIOTEC...... | 2 | LAB | Manual test kits and quality controls and calibrators and standards | N/A
20525 KFH-99-L3 | 213669882 | REAGENT NT5C3 ANTIBODY (E-8) | EACH | #VALUE! | SC-390782 | 5 | SANTA CRUZ BIOTECHNOLOGY...... | 2 | LAB | Deoxyribonucleic acid DNA analysis kits | N/A
20530 KFH-05-01-CY-086-026 | 241119658 | CHEMICAL SODIUM PHOSPHATE MONOBASIC MONOHYDRATE (CRYSTALLINE/CERTIFIED ACS), MOLECULAR WEIGHT (G/MOL) | BOTTLE | #VALUE! | S369-500 | 1 | FISHER SCIENTIFIC...... | 2 | LAB | Manual test kits and quality controls and calibrators and standards | N/A
20530 KFH-05-01-CY-086-026 | 214347736 | FLASK FILTER WITH 40/35 JOINT SAFETY COATED FILTERING FLASK BOROSILICATE GLASS 1000ML | EACH | #VALUE! | 14-209-137 | 2 | FISHER SCIENTIFIC...... | 2 | LAB | General laboratory glassware and plasticware and supplies | N/A
20530 KFH-05-01-CY-086-026 | 241116012 | MICROPIPETS SHORT-LENGTH MICROCAPS, 2 UL, 32MM | PACK | #VALUE! | 21-170B | 50 | FISHER SCIENTIFIC WORLDWIDE...... | 2 | LAB | Pipettes and liquid handling equipment and supplies | N/A
20530 KFH-05-01-CY-086-026 | 241116011 | MICROPIPETS SHORT-LENGTH MICROCAPS, 5 UL, 32MM | PACK | #VALUE! | 21-170E | 100 | FISHER SCIENTIFIC WORLDWIDE...... | 2 | LAB | Pipettes and liquid handling equipment and supplies | N/A
20530 KFH-05-01-CY-086-026 | 211698542 | REAGENT (2E 4E)-5-(2H-1 3-BENZODIOXOL-5-YL) PENTA-2 4-DIENOIC ACID 2.5G | EACH | #VALUE! | EN300-7461567 | 2 | CHEM SPACE...... | 2 | LAB | Manual test kits and quality controls and calibrators and standards | N/A
20530 KFH-05-01-CY-086-026 | 211698543 | REAGENT 5-(1 3-DIOXAINDAN-5-YL) PENTA-2 4-DIENAL 95% 1000MG | EACH | #VALUE! | FCH8028416-1000MG | 2 | CHEM SPACE...... | 2 | LAB | Manual test kits and quality controls and calibrators and standards | N/A
20530 KFH-05-01-CY-086-026 | 214347731 | REAGENT ALUMINUM STANDARD FOR ICP 1000UG/ML IN 2% HNO3 ASSURANCE GRADE SPEX CERTIPREP 125ML | EACH | #VALUE! | PLAL2-2Y | 1 | FISHER SCIENTIFIC...... | 2 | LAB | Manual test kits and quality controls and calibrators and standards | N/A
20530 KFH-05-01-CY-086-026 | 214347732 | REAGENT COPPER STANDARD FOR ICP 1000UG/ML IN 2% HNO3 ASSURANCE GRADE SPEX CERTIPREP 125ML | EACH | #VALUE! | PLCU2-2Y | 1 | FISHER SCIENTIFIC...... | 2 | LAB | Manual test kits and quality controls and calibrators and standards | N/A
20530 KFH-05-01-CY-086-026 | 214347734 | REAGENT GOLD STANDARD FOR ICP 1000UG/ML IN 10% HCL SPEX CERTIPREP 30ML | EACH | #VALUE! | PLAU32M | 1 | FISHER SCIENTIFIC...... | 2 | LAB | Manual test kits and quality controls and calibrators and standards | N/A
20530 KFH-05-01-CY-086-026 | 214347728 | REAGENT HYDROCHLORIC ACID SOLUTION VOLUMETRIC REAGENT PH.EUR. 1 M HCL (1N) 1L | EACH | #VALUE! | 60-007-48 | 1 | FISHER SCIENTIFIC...... | 2 | LAB | Manual test kits and quality controls and calibrators and standards | N/A
20530 KFH-05-01-CY-086-026 | 214347733 | REAGENT IRON STANDARD FOR ICP 1000UG/ML IN 2% HNO3 ASSURANCE GRADE SPEX CERTIPREP 125ML | EACH | #VALUE! | PLFE2-2Y | 1 | FISHER SCIENTIFIC...... | 2 | LAB | Manual test kits and quality controls and calibrators and standards | N/A
20530 KFH-05-01-CY-086-026 | 214347724 | REAGENT NICKEL STANDARD FOR ICP 1000UG/ML IN 2% HNO3 ASSURANCE GRADE SPEX CERTIPREP 125ML | EACH | #VALUE! | PLNI2-2Y | 1 | FISHER SCIENTIFIC...... | 2 | LAB | Manual test kits and quality controls and calibrators and standards | N/A
20530 KFH-05-01-CY-086-026 | 214347727 | REAGENT POTASSIUM IODIDE ACS 99.0% MIN 100G | EACH | #VALUE! | AA1160122 | 1 | FISHER SCIENTIFIC...... | 2 | LAB | Manual test kits and quality controls and calibrators and standards | N/A
20530 KFH-05-01-CY-086-026 | 214347735 | REAGENT POTASSIUM PHOSPHATE MONOBASIC (CRYSTALLINE/CERTIFIED ACS) 500G | EACH | #VALUE! | P285-500 | 1 | FISHER SCIENTIFIC...... | 2 | LAB | Manual test kits and quality controls and calibrators and standards | N/A
20530 KFH-05-01-CY-086-026 | 214347730 | REAGENT THALLIUM STANDARD FOR ICP 1000UG/ML IN 2% HNO3 ASSURANCE GRADE SPEX CERTIPREP 125ML | EACH | #VALUE! | PLTL2-2Y | 1 | FISHER SCIENTIFIC...... | 2 | LAB | Manual test kits and quality controls and calibrators and standards | N/A
20530 KFH-05-01-CY-086-026 | 214347725 | REAGENT TITANIUM STANDARD FOR ICP 1000UG/ML IN H20/0.24 F ASSURANCE GRADE SPEX CERTIPREP 125ML | EACH | #VALUE! | PLTI9-2Y | 1 | FISHER SCIENTIFIC...... | 2 | LAB | Manual test kits and quality controls and calibrators and standards | N/A
20530 KFH-05-01-CY-086-026 | 214347726 | REAGENT VERISPEC TELLURIUM (TE) STANDARD FOR AAS 1000PPM IN 20% HCL ISO 17025/GUIDE 34 100ML | EACH | #VALUE! | RV01008510 | 1 | FISHER SCIENTIFIC...... | 2 | LAB | Manual test kits and quality controls and calibrators and standards | N/A
20530 KFH-05-01-CY-086-026 | 214347729 | REAGENT ZINC STANDARD FOR ICP 1000UG/ML IN 2% HNO3 ASSURANCE GRADE SPEX CERTIPREP 125ML | EACH | #VALUE! | PLZN2-2Y | 1 | FISHER SCIENTIFIC...... | 2 | LAB | Manual test kits and quality controls and calibrators and standards | N/A
20550 KFH-05-02-RC-087-023 | 241117375 | FILM ADHESIVE MICROAMP™ OPTICAL, 25 COVERS | EACH | #VALUE! | 4360954 | 22 | THERMO FISHER SCIENTIFIC...... | 2 | LAB | Tissue culture and high throughput screening supplies | N/A
20550 KFH-05-02-RC-087-023 | 241116375 | PLATE MICROAMP FAST OPTICAL 96-WELL REACTION BAR CODED, 0.1 ML | PACK | #VALUE! | 4346906 | 10 | THERMO FISHER SCIENTIFIC...... | 2 | LAB | Tissue culture and high throughput screening supplies | N/A
20550 KFH-05-02-RC-087-023 | 236695793 | REAGENT TAQMAN UNIVERSAL PCR MASTER MIX (INDIVIDUALLY PACKAGED) | KIT | #VALUE! | 4305719 | 1 | APPLIED BIOSYSTEMS...... | 2 | LAB | Clinical and diagnostic analyzer reagents | N/A
20561 KFH-05-02-RC-087-034 | 70202361 | ASSAY TUBES QUBIT® (500 TUBES) | PACK | #VALUE! | Q32856 | 10 | INVITROGEN...... | 2 | LAB | Laboratory pumps and tubing | N/A
20561 KFH-05-02-RC-087-034 | 211711919 | CRYOBOX HINGED 81-PLACE PINK | PACK | #VALUE! | BCS-207PK | 2 | SIGMA ALDRICH...... | 2 | LAB | General laboratory storage containers and cabinets | N/A
20561 KFH-05-02-RC-087-034 | 241116398 | REAGENT GOAT ANTI-MOUSE IGG H&L (ALEXE FLUOR 488) AB150113 | EACH | 51 | AB150113 | 1 | ABCAM...... | 2 | LAB | Manual test kits and quality controls and calibrators and standards | N/A
20561 KFH-05-02-RC-087-034 | 241116397 | REAGENT GOAT ANTI-RABBIT IGG H&L (ALEXA FLUOR 488) (AB150077) | EACH | 53 | AB150077 | 1 | ABCAM...... | 2 | LAB | Manual test kits and quality controls and calibrators and standards | N/A
20561 KFH-05-02-RC-087-034 | 211681000 | REAGENT QUBIT SSDNA ASSAY KIT | EACH | #VALUE! | Q10212 | 12 | THERMO FISHER SCIENTIFIC ...... | 2 | LAB | Manual test kits and quality controls and calibrators and standards | N/A
20561 KFH-05-02-RC-087-034 | 211695921 | REAGENT QUIKCHANGE II SITE-DIRECTED MUTAGENESIS KIT, 30RXN | EACH | #VALUE! | 200524 | 1 | AGILENT TECHNOLOGIES...... | 2 | LAB | Manual test kits and quality controls and calibrators and standards | N/A
20561 KFH-05-02-RC-087-034 | 200154771 | REAGENT WATER, MOLECULAR BIOLOGY | EACH | #VALUE! | W4502-6X1L | 17 | SIGMA ALDRICH...... | 2 | LAB | Manual test kits and quality controls and calibrators and standards | N/A
20561 KFH-05-02-RC-087-034 | 242727100 | TUBE WITH BARCODE | EACH | #VALUE! | BC83744 | 120 | THERMO FISHER SCIENTIFIC ...... | 2 | LAB | Clinical and diagnostic analyzers and accessories and supplies | N/A
20561 KFH-05-02-RC-087-034 | 86090 | VACUUM FILTRATION SYSTEM STERICUP QUICK RELEASE-GP STERILE 0.22UM PORE SIZE PROCESS VOLUME 1000ML | CASE | #VALUE! | S2GPU10RE | 8 | MERCK...... | 2 | LAB | Laboratory filtering equipment and supplies | N/A
20567 KFH-05-03-RC-088-049 | 15453 | ANTIBODY DONKEY SERUM | EACH | #VALUE! | AB7475 | 12 | ABCAM...... | 2 | LAB | Manual test kits and quality controls and calibrators and standards | N/A
20567 KFH-05-03-RC-088-049 | 94211 | CASSETTE TRANS-BLOT TURBO | EACH | #VALUE! | 1704151 | 2 | BIO-RAD LABORATORIES...... | 2 | LAB | Laboratory electrophoresis and blotting system and supplies | N/A
20567 KFH-05-03-RC-088-049 | 14057 | CONSUMABLE SAFETY BIOHAZARD BAG AUTOCLAVABLE ORANGE BAGS 24 X 36 INCHES (BOX/100) | BOX | #VALUE! | 01-815C | 5 | FISHER SCIENTIFIC WORLDWIDE...... | 2 | LAB | Sterilization wraps and packaging supplies | N/A
20567 KFH-05-03-RC-088-049 | 211145200 | CULTURE MEDIUM D-MEM/F12, 500ML | EACH | #VALUE! | 11320-033 | 60 | INVITROGEN...... | 2 | LAB | Manual test kits and quality controls and calibrators and standards | N/A
20567 KFH-05-03-RC-088-049 | 213670836 | FLASK CELL CULTURE TREATED WITH VENT/CLOSE CAP | CASE | #VALUE! | 431080 | 12 | CORNING...... | 2 | LAB | General laboratory glassware and plasticware and supplies | N/A
20567 KFH-05-03-RC-088-049 | 210093714 | FLASK CELL CULTURE WITH U-SHAPED CANTED NECK, 75CM | CASE | #VALUE! | 430641U | 24 | CORNING LIFE SCIENCES...... | 2 | LAB | General laboratory glassware and plasticware and supplies | N/A
20567 KFH-05-03-RC-088-049 | 213670838 | FLASKS CELL CULTURE CANTED NECK CAP VENTED 25 CM2 | CASE | #VALUE! | CLS430639-200EA | 12 | ...... | 2 | LAB | General laboratory glassware and plasticware and supplies | N/A
20567 KFH-05-03-RC-088-049 | 217851405 | GEL PRECAST MINI-PROTEAN TGX 10%, 10-WELL, 50UL | PACK | #VALUE! | 4561034 | 100 | BIO-RAD LABORATORIES...... | 2 | LAB | Laboratory electrophoresis and blotting system and supplies | N/A
20567 KFH-05-03-RC-088-049 | 210067453 | ISOLATION KIT PIERCE MOUSE EMBRYONIC FIBROBLAST | EACH | #VALUE! | 88290 | 40 | THERMO FISHER SCIENTIFIC ...... | 2 | LAB | Manual test kits and quality controls and calibrators and standards | N/A
20567 KFH-05-03-RC-088-049 | 211705411 | PLATE CULTURE 12-WELL TC TREATED 3.8CM2 CELL GROWTH AREA WELL VOLUME 6.9ML | CASE | #VALUE! | 3512 | 2 | CORNING...... | 2 | LAB | Tissue culture and high throughput screening supplies | N/A
20567 KFH-05-03-RC-088-049 | 241829131 | PLATES MULTIPLE WELL COSTAR 6-WELL CLEAR TC-TREATED, BULK PACKED, STERILE | CASE | #VALUE! | 3506 | 12 | CORNING...... | 2 | LAB | Tissue culture and high throughput screening supplies | N/A
20567 KFH-05-03-RC-088-049 | 211694612 | REAGENT RECOMBINANT HUMAN WNT-4, 5UG | EACH | #VALUE! | 6076-WN-005 | 1 | R&D SYSTEMS...... | 2 | LAB | Manual test kits and quality controls and calibrators and standards | N/A
20567 KFH-05-03-RC-088-049 | 211694613 | REAGENT RECOMBINANT HUMAN/MOUSE WNT-5A PROTEIN, 10UG | EACH | #VALUE! | 645-WN-010 | 1 | R&D SYSTEMS...... | 2 | LAB | Manual test kits and quality controls and calibrators and standards | N/A
20567 KFH-05-03-RC-088-049 | 241119888 | REAGENT 4-(3-CHLORO-4-HYDROXYPHENYL)-1,2,3,4-TETRAHYDRO-N-((3,4-DIHYDRO-3-METHYL-4-OXOQUINAZOLIN-2-YL)METHYL)-6-METHYL-2-THIOXOPYRIMIDINE-5-CARBOXAMIDE, 1G | EACH | #VALUE! | Z4199319323 | 1 | ENAMINE...... | 2 | LAB | Manual test kits and quality controls and calibrators and standards | N/A
20567 KFH-05-03-RC-088-049 | 210393318 | REAGENT ANTI-APOLIPOPROTEIN CII/APOC-II ANTIBODY (BIOTIN) 100UL | EACH | #VALUE! | AB27633 | 1 | ABCAM...... | 2 | LAB | Manual test kits and quality controls and calibrators and standards | N/A
20567 KFH-05-03-RC-088-049 | 211698500 | REAGENT ANTI-C-MYC (PHOSPHO S62) ANTIBODY [33A12E10] 100UG | EACH | #VALUE! | AB78318 | 1 | ABCAM...... | 2 | LAB | Manual test kits and quality controls and calibrators and standards | N/A
20567 KFH-05-03-RC-088-049 | 211698501 | REAGENT ANTI-GLUCOSE TRANSPORTER GLUT1 ANTIBODY [EPR3915] 100UG | EACH | #VALUE! | AB115730 | 1 | ABCAM...... | 2 | LAB | Manual test kits and quality controls and calibrators and standards | N/A
20567 KFH-05-03-RC-088-049 | 210393315 | REAGENT ANTI-IRF2 ANTIBODY 100UL | EACH | #VALUE! | AB217349 | 1 | ABCAM...... | 2 | LAB | Manual test kits and quality controls and calibrators and standards | N/A
20567 KFH-05-03-RC-088-049 | 210393316 | REAGENT ANTI-IRF8 ANTIBODY 100UL | EACH | #VALUE! | AB28696 | 1 | ABCAM...... | 2 | LAB | Manual test kits and quality controls and calibrators and standards | N/A
20567 KFH-05-03-RC-088-049 | 210393321 | REAGENT ANTI-PROGESTERONE RECEPTOR ANTIBODY [ALPHA PR6] - HIPGRADE 100UG | EACH | #VALUE! | AB2765 | 1 | ABCAM...... | 2 | LAB | Manual test kits and quality controls and calibrators and standards | N/A
20567 KFH-05-03-RC-088-049 | 210393322 | REAGENT ANTI-RAB27B ANTIBODY 50UL | EACH | #VALUE! | AB229874 | 3 | ABCAM...... | 2 | LAB | Manual test kits and quality controls and calibrators and standards | N/A
20567 KFH-05-03-RC-088-049 | 210393314 | REAGENT ANTI-STT3B ANTIBODY 100UL | EACH | #VALUE! | AB122351 | 1 | ABCAM...... | 2 | LAB | Manual test kits and quality controls and calibrators and standards | N/A
20567 KFH-05-03-RC-088-049 | 241119643 | REAGENT APC-H7 MOUSE ANTI-HUMAN CD3, CLONE SK7 (ALSO KNOWN AS LEU-4), 100 TESTS | EACH | #VALUE! | 560176 | 1 | BD...... | 2 | LAB | Manual test kits and quality controls and calibrators and standards | N/A
20567 KFH-05-03-RC-088-049 | 211698118 | REAGENT BLOCKING BUFFER 500ML | BOX | #VALUE! | 12010020 | 8 | BIO RAD...... | 2 | LAB | Manual test kits and quality controls and calibrators and standards | N/A
20567 KFH-05-03-RC-088-049 | 211698133 | REAGENT CALMODULIN 2 POLYCLONAL ANTIBODY 100UL | EACH | #VALUE! | PA5-27515 | 1 | INVITROGEN...... | 2 | LAB | Manual test kits and quality controls and calibrators and standards | N/A
20567 KFH-05-03-RC-088-049 | 217668202 | REAGENT CITRATE BUFFER FOR HEAT-INDUCED EPITOPE RETRIEVAL (10X) 500ML | EACH | #VALUE! | AP-9003-500 | 10 | THERMO FISHER...... | 2 | LAB | Manual test kits and quality controls and calibrators and standards | N/A
20567 KFH-05-03-RC-088-049 | 211694602 | REAGENT DLL1 ANTIBODY, 20UL | EACH | #VALUE! | 2588T | 1 | CELL SIGNALING TECHNOLOGY...... | 2 | LAB | Manual test kits and quality controls and calibrators and standards | N/A
20567 KFH-05-03-RC-088-049 | 211694603 | REAGENT DLL3 (E3J5R) RABBIT MAB, 100UL | EACH | #VALUE! | 71804S | 1 | CELL SIGNALING TECHNOLOGY...... | 2 | LAB | Manual test kits and quality controls and calibrators and standards | N/A
20567 KFH-05-03-RC-088-049 | 211694604 | REAGENT DLL4 (D7N3H) RABBIT MAB, 100UL | EACH | #VALUE! | 96406S | 1 | CELL SIGNALING TECHNOLOGY...... | 2 | LAB | Manual test kits and quality controls and calibrators and standards | N/A
20567 KFH-05-03-RC-088-049 | 216695306 | REAGENT DMEM FOR PRIMARY CELL ISOLATION KITS, 500ML | EACH | #VALUE! | 88287 | 20 | THERMO FISHER SCIENTIFIC ...... | 2 | LAB | Manual test kits and quality controls and calibrators and standards | N/A
20567 KFH-05-03-RC-088-049 | 95004 | REAGENT DULBECCO'S MODIFIED EAGLES MEDUIM DME | EACH | #VALUE! | D6546-24X500ML | 4 | SIGMA ALDRICH...... | 2 | LAB | Manual test kits and quality controls and calibrators and standards | N/A
20567 KFH-05-03-RC-088-049 | 211698135 | REAGENT EDTA BUFFER FOR HEAT-INDUCED EPITOPE RETRIEVAL (10X) 500ML | EACH | #VALUE! | AP-9004-500 | 3 | THERMO SCIENTIFIC...... | 2 | LAB | Manual test kits and quality controls and calibrators and standards | N/A
20567 KFH-05-03-RC-088-049 | 107289 | REAGENT FETAL BOVINE SERUM | EACH | #VALUE! | 16140071 | 180 | INVITROGEN...... | 2 | LAB | Manual test kits and quality controls and calibrators and standards | N/A
20567 KFH-05-03-RC-088-049 | 211698522 | REAGENT GEFITINIB 10MG | EACH | #VALUE! | SML1657-10MG | 1 | SIGMA...... | 2 | LAB | Manual test kits and quality controls and calibrators and standards | N/A
20567 KFH-05-03-RC-088-049 | 211698524 | REAGENT GLUCOSE ASSAY KIT 1XKIT | EACH | #VALUE! | CBA086-1KIT | 1 | SIGMA...... | 2 | LAB | Manual test kits and quality controls and calibrators and standards | N/A
20567 KFH-05-03-RC-088-049 | 216695305 | REAGENT HANK'S BALANCED SALT SOLUTION (HBSS) WITHOUT Ca2+, Mg2+ FOR PRIMARY CELL ISOLATION KITS, 500ML | EACH | #VALUE! | 88284 | 20 | THERMO FISHER SCIENTIFIC ...... | 2 | LAB | Manual test kits and quality controls and calibrators and standards | N/A
20567 KFH-05-03-RC-088-049 | 210393317 | REAGENT HUMAN CXCL7 ELISA KIT 1 X 96 TESTS | EACH | #VALUE! | AB100613 | 1 | ABCAM...... | 2 | LAB | Manual test kits and quality controls and calibrators and standards | N/A
20567 KFH-05-03-RC-088-049 | 211698523 | REAGENT LACTATE ASSAY KIT | EACH | #VALUE! | MAK064-1KT | 1 | SIGMA...... | 2 | LAB | Manual test kits and quality controls and calibrators and standards | N/A
20567 KFH-05-03-RC-088-049 | 211696951 | REAGENT MAP MOUSE CYTOKINE/CHEMOKINE MAGNETIC BEAD PANEL - PREMIXED 25 PLEX - IMMUNOLOGY MULTIPLEX ASSAY | EACH | #VALUE! | MCYTOMAG-70K-PMX | 1 | MERCK...... | 2 | LAB | Manual test kits and quality controls and calibrators and standards | N/A
20567 KFH-05-03-RC-088-049 | 210393312 | REAGENT MCCOY'S 5A (MODIFIED) MEDIUM 500ML | EACH | #VALUE! | 26600023 | 5 | THERMO FISHER SCIENTIFIC...... | 2 | LAB | Manual test kits and quality controls and calibrators and standards | N/A
20567 KFH-05-03-RC-088-049 | 210393319 | REAGENT MOUSE PROLACTIN ELISA KIT 1 X 96 TESTS | EACH | #VALUE! | AB100736 | 2 | ABCAM...... | 2 | LAB | Manual test kits and quality controls and calibrators and standards | N/A
20567 KFH-05-03-RC-088-049 | 241119886 | REAGENT N-((BENZO[D][1,3]DIOXOL-6-YL)METHYL)-4-(3-CHLORO-4-HYDROXYPHENYL)-1,2,3,4-TETRAHYDRO-6-METHYL-2-THIOXOPYRIMIDINE-5-CARBOXAMIDE 1G | EACH | #VALUE! | Z4199319245 | 1 | ENAMINE...... | 2 | LAB | Manual test kits and quality controls and calibrators and standards | N/A
20567 KFH-05-03-RC-088-049 | 241119887 | REAGENT N-((BENZO[D][1,3]DIOXOL-6-YL)METHYL)-4-(3-CHLORO-4-HYDROXYPHENYL)-1,4,5,6-TETRAHYDRO-2-METHYL-6-OXOPYRIDINE-3-CARBOXAMIDE 1G | EACH | #VALUE! | Z4199319282 | 1 | ENAMINE...... | 2 | LAB | Manual test kits and quality controls and calibrators and standards | N/A
20567 KFH-05-03-RC-088-049 | 241119889 | REAGENT N-((BENZO[D]THIAZOL-2-YL)METHYL)-4-(3-CHLORO-4-HYDROXYPHENYL)-1,2,3,4-TETRAHYDRO-6-METHYL-2-THIOXOPYRIMIDINE-5-CARBOXAMIDE 1G | EACH | #VALUE! | Z4199319375 | 1 | ENAMINE...... | 2 | LAB | Manual test kits and quality controls and calibrators and standards | N/A
20567 KFH-05-03-RC-088-049 | 211694607 | REAGENT NOTCH1 (D6F11) XP RABBIT MAB, 20UL | EACH | #VALUE! | 4380T | 1 | CELL SIGNALING TECHNOLOGY...... | 2 | LAB | Manual test kits and quality controls and calibrators and standards | N/A
20567 KFH-05-03-RC-088-049 | 211694608 | REAGENT NOTCH2 (D76A6) XP RABBIT MAB, 20UL | EACH | #VALUE! | 5732T | 1 | CELL SIGNALING TECHNOLOGY...... | 2 | LAB | Manual test kits and quality controls and calibrators and standards | N/A
20567 KFH-05-03-RC-088-049 | 211694609 | REAGENT NOTCH3 ANTIBODY, 100UL | EACH | #VALUE! | 2889S | 1 | CELL SIGNALING TECHNOLOGY...... | 2 | LAB | Manual test kits and quality controls and calibrators and standards | N/A
20567 KFH-05-03-RC-088-049 | 211694605 | REAGENT NUMB (C29G11) RABBIT MAB, 20UL | EACH | #VALUE! | 2756T | 1 | CELL SIGNALING TECHNOLOGY...... | 2 | LAB | Manual test kits and quality controls and calibrators and standards | N/A
20567 KFH-05-03-RC-088-049 | 241119644 | REAGENT PE-CY7 MOUSE ANTI-HUMAN CD56, CLONE B159, 100 TESTS | EACH | #VALUE! | 557747 | 1 | BD...... | 2 | LAB | Manual test kits and quality controls and calibrators and standards | N/A
20567 KFH-05-03-RC-088-049 | 213670114 | REAGENT PERCP/CY5.5 ANTI-HUMAN IFN-GAMMA ANTIBODY | EACH | #VALUE! | 506528 | 1 | BIOLEGEND...... | 2 | LAB | Deoxyribonucleic acid DNA analysis kits | N/A
20567 KFH-05-03-RC-088-049 | 211694606 | REAGENT PHOSPHO-C-JUN (SER73) (D47G9) XP RABBIT MAB, 20UL | EACH | #VALUE! | 3270T | 1 | CELL SIGNALING TECHNOLOGY...... | 2 | LAB | Manual test kits and quality controls and calibrators and standards | N/A
20567 KFH-05-03-RC-088-049 | 211694610 | REAGENT PHOSPHO-EGF RECEPTOR (TYR1068), 20UL | EACH | #VALUE! | 3777T | 1 | CELL SIGNALING TECHNOLOGY...... | 2 | LAB | Manual test kits and quality controls and calibrators and standards | N/A
20567 KFH-05-03-RC-088-049 | 14622 | REAGENT PRECISION PLUS PROTEIN WESTERN-C STANDARD | EACH | #VALUE! | 1610376 | 75 | BIO-RAD LABORATORIES...... | 2 | LAB | Laboratory electrophoresis and blotting system and supplies | N/A
20567 KFH-05-03-RC-088-049 | 210393324 | REAGENT RECOMBINANT ANTI-ANNEXIN A1/ANXA1 ANTIBODY [EPR19342] 100UL | EACH | #VALUE! | AB214486 | 2 | ABCAM...... | 2 | LAB | Manual test kits and quality controls and calibrators and standards | N/A
20567 KFH-05-03-RC-088-049 | 210393313 | REAGENT RECOMBINANT ANTI-BRCA1 ANTIBODY [EPR19433] 100UL | EACH | #VALUE! | AB213929 | 1 | ABCAM...... | 2 | LAB | Manual test kits and quality controls and calibrators and standards | N/A
20567 KFH-05-03-RC-088-049 | 210393320 | REAGENT RECOMBINANT ANTI-PROLACTIN RECEPTOR/PRL-R ANTIBODY [EPR7184(2)] 100UL | EACH | #VALUE! | AB170935 | 3 | ABCAM...... | 2 | LAB | Manual test kits and quality controls and calibrators and standards | N/A
20567 KFH-05-03-RC-088-049 | 210393323 | REAGENT RECOMBINANT ANTI-TUFM ANTIBODY [EPR12797(B)] 100UL | EACH | #VALUE! | AB173300 | 2 | ABCAM...... | 2 | LAB | Manual test kits and quality controls and calibrators and standards | N/A
20567 KFH-05-03-RC-088-049 | 211695724 | REAGENT RECOMBINANT HUMAN WNT-3A PROTEIN, 10UG | EACH | #VALUE! | 5036-WN-010 | 1 | R & D SYSTEMS...... | 2 | LAB | Manual test kits and quality controls and calibrators and standards | N/A
20567 KFH-05-03-RC-088-049 | 211796401 | REAGENT RPMI 1640 MEDIUM (ATCC MODIFICATION) | EACH | #VALUE! | A1049101 | 90 | INVITROGEN...... | 2 | LAB | Laboratory electrophoresis and blotting system and supplies | N/A
20567 KFH-05-03-RC-088-049 | 211698132 | REAGENT STT3A POLYCLONAL ANTIBODY 100UL | EACH | #VALUE! | PA5-56550 | 1 | INVITROGEN...... | 2 | LAB | Manual test kits and quality controls and calibrators and standards | N/A
20567 KFH-05-03-RC-088-049 | 211698134 | REAGENT TAQMAN GENE EXPRESSION ASSAY MED ID: MM00456046_M1 750 RXNS | EACH | #VALUE! | 4351370 (Mm00456046_m1) | 2 | THERMO SCIENTIFIC...... | 2 | LAB | Manual test kits and quality controls and calibrators and standards | N/A
20567 KFH-05-03-RC-088-049 | 241119298 | REAGENT TRANS-BLOT TURBO MINI PVDF TRANSFER PACKS, 7 X 8.5CM | EACH | #VALUE! | 1704156 | 30 | BIO-RAD...... | 2 | LAB | Manual test kits and quality controls and calibrators and standards | N/A
20567 KFH-05-03-RC-088-049 | 217207103 | SLIDE MICROSCOPE COLORFROST PINK | PACK | #VALUE! | 12-550-19 | 3 | FISHER SCIENTIFIC WORLD WIDE...... | 2 | LAB | Laboratory microscope slides and supplies | N/A
20567 KFH-05-03-RC-088-049 | 213670824 | TEST KIT XFP GLYCOLYSIS STRESS SEAHORSE | EACH | #VALUE! | 103017-100 | 1 | AGILENT TECHNOLOGIES...... | 2 | LAB | Manual test kits and quality controls and calibrators and standards | N/A
20567 KFH-05-03-RC-088-049 | 213670822 | TEST MEDIA XFP CELL SEAHORSE MITO STRESS TEST KIT | EACH | #VALUE! | 103010-100 | 1 | AGILENT TECHNOLOGIES...... | 2 | LAB | Manual test kits and quality controls and calibrators and standards | N/A
20567 KFH-05-03-RC-088-049 | 213670823 | TEST MEDIA XFP FLUXPAK SEAHORSE | EACH | #VALUE! | 103022-100 | 1 | AGILENT TECHNOLOGIES...... | 2 | LAB | Manual test kits and quality controls and calibrators and standards | N/A
20567 KFH-05-03-RC-088-049 | 210393332 | TIPS PIPETTE RELOAD PCR CLEAN 0.1-20UL 40MM MEDIUM GRAY 960 TIPS | EACH | #VALUE! | 22491717 | 38400 | EPPENDORF...... | 2 | LAB | Pipette tips | N/A
20567 KFH-05-03-RC-088-049 | 210393333 | TIPS PIPETTE RELOAD PCR CLEAN 2-200UL 53MM YELLOW 960 TIPS | EACH | #VALUE! | 22491733 | 38400 | EPPENDORF...... | 2 | LAB | Pipette tips | N/A
20567 KFH-05-03-RC-088-049 | 210393334 | TIPS PIPETTE RELOAD PCR CLEAN 50-1000UL 71MM BLUE 960 TIPS | EACH | #VALUE! | 22491750 | 57600 | EPPENDORF...... | 2 | LAB | Pipette tips | N/A
20567 KFH-05-03-RC-088-049 | 237191100 | VECTAMOUNT AQ AQUEOUS MOUNTING MEDIUM | EACH | #VALUE! | H-5501 | 3 | VECTOR LABS...... | 2 | LAB | Manual test kits and quality controls and calibrators and standards | N/A
20577 KFH-05-02-RC-087-089 | 211698657 | CARTRIDGE GUARD RP-AMIDE 5 UM PARTICLE SIZE 2 CM X 2.1 MM | EACH | #VALUE! | 565372-U | 2 | MERCK...... | 2 | LAB | Laboratory filtering equipment and supplies | N/A
20577 KFH-05-02-RC-087-089 | 211933123 | CHEMICAL 2-ISOPROPYLMALIC ACID 98 % | EACH | #VALUE! | 333115-100MG | 1 | SIGMA ALDRICH...... | 2 | LAB | Manual test kits and quality controls and calibrators and standards | N/A
20577 KFH-05-02-RC-087-089 | 237654180 | CHEMICAL 3-UREIDOPROPIONIC ACID | EACH | #VALUE! | 94295-1G | 1 | SIGMA ALDRICH...... | 2 | LAB | Manual test kits and quality controls and calibrators and standards | N/A
20577 KFH-05-02-RC-087-089 | 32317 | CHEMICAL 4 6-DIOXOHEPTANOIC ACID 1G | EACH | #VALUE! | D1415-1G | 1 | SIGMA ALDRICH...... | 2 | LAB | Manual test kits and quality controls and calibrators and standards | N/A
20577 KFH-05-02-RC-087-089 | 113374 | CHEMICAL BEHENIC ACID | EACH | #VALUE! | 216941-5G | 2 | SIGMA ALDRICH...... | 2 | LAB | Manual test kits and quality controls and calibrators and standards | N/A
20577 KFH-05-02-RC-087-089 | 241117217 | CHEMICAL CORPROPORPHYRIN I DIHYDROCHLORIDE | EACH | #VALUE! | 258784-25MG | 1 | SIGMA ALDRICH...... | 2 | LAB | Manual test kits and quality controls and calibrators and standards | N/A
20577 KFH-05-02-RC-087-089 | 224477100 | CHEMICAL DANSYLHYDRAZINE 500MG | EACH | #VALUE! | 635928-500MG | 2 | SIGMA ALDRICH...... | 2 | LAB | Manual test kits and quality controls and calibrators and standards | N/A
20577 KFH-05-02-RC-087-089 | 200100387 | CHEMICAL ERNDIM ACYL CARNITINE | EACH | 17 | ACYL | 1 | ERNDIM...... | 2 | LAB | Manual test kits and quality controls and calibrators and standards | N/A
20577 KFH-05-02-RC-087-089 | 229560101 | CHEMICAL LITHIUM ACETOACETATE 10MG | EACH | #VALUE! | A8509-10MG | 1 | SIGMA ALDRICH...... | 2 | LAB | Manual test kits and quality controls and calibrators and standards | N/A
20577 KFH-05-02-RC-087-089 | 237654147 | CHEMICAL N-ACETYLPUTRESCINE HYDROCHLORIDE | EACH | #VALUE! | A8784-25MG | 1 | SIGMA ALDRICH...... | 2 | LAB | Manual test kits and quality controls and calibrators and standards | N/A
20577 KFH-05-02-RC-087-089 | 241119427 | CHEMICAL TIGLYL GLYCINE-13C2,15N, 1MG | EACH | #VALUE! | T440102-1MG | 2 | TCI AMERICA...... | 2 | LAB | Manual test kits and quality controls and calibrators and standards | N/A
20577 KFH-05-02-RC-087-089 | 241117230 | CHEMICAL TRISODIUM 2-METHYLCITRATE, RACEMIC MIXTURE OF DIASTEREOMERS | EACH | #VALUE! | 59464-50MG | 2 | SIGMA ALDRICH...... | 2 | LAB | Manual test kits and quality controls and calibrators and standards | N/A
20577 KFH-05-02-RC-087-089 | 217046100 | COLUMN ACQUITY UPLC HSS T3 100?, 1.8 UM, 2.1 MM X 100 MM, 1/PKG | EACH | #VALUE! | 186003539 | 3 | WATERS...... | 2 | LAB | Chromatographic measuring instruments and accessories | N/A
20577 KFH-05-02-RC-087-089 | 226946102 | COLUMN BRIDGED ETHYL HYBRID (BEH) | EACH | #VALUE! | 186002350 | 20 | WATERS...... | 2 | LAB | Chromatographic measuring instruments and accessories | N/A
20577 KFH-05-02-RC-087-089 | 211698656 | COLUMN HPLC C18 3 UM PARTICLE SIZE 5 CM X 2.1 MM | EACH | #VALUE! | 581300-U | 2 | MERCK...... | 2 | LAB | Chromatographic measuring instruments and accessories | N/A
20577 KFH-05-02-RC-087-089 | 211687908 | COLUMN, ACQUITY UPLC BEH C18 VANGUARD 130?, 1.7 µM, 2.1 MM X 5 MM, 3/PKG | EACH | #VALUE! | 186003975 | 5 | WATERS...... | 2 | LAB | Chromatographic measuring instruments and accessories | N/A
20577 KFH-05-02-RC-087-089 | 211686804 | ELECTRODE 96X GOLD NANOPARTICLES MODIFIED SCREEN-PRINTED CARBON | EACH | #VALUE! | 96X110GNP | 12 | METROHM...... | 2 | LAB | Electrochemical measuring instruments and accessories | N/A
20577 KFH-05-02-RC-087-089 | 211686803 | ELECTRODE 96X SCREEN-PRINTED GOLD | EACH | #VALUE! | 96X220 | 12 | METROHM...... | 2 | LAB | Electrochemical measuring instruments and accessories | N/A
20577 KFH-05-02-RC-087-089 | 211686805 | ELECTRODES MAGNETIC SUPPORT FOR FORMAT 96X SCREEN-PRINTED | EACH | #VALUE! | MAGNET96X | 1 | METROHM...... | 2 | LAB | Electrochemical measuring instruments and accessories | N/A
20577 KFH-05-02-RC-087-089 | 233696126 | FLUID KIT ULTRA PHYSIOLOGICAL | EACH | #VALUE! | 80-2117-77 | 15 | BIOCHROM LTD...... | 2 | LAB | Manual test kits and quality controls and calibrators and standards | N/A
20577 KFH-05-02-RC-087-089 | 211677011 | PIPETTE MICRO MULTICHANNEL 12-CHANNEL UP TO 350 ML | EACH | #VALUE! | MICROPIPETTE 12-CHANNEL | 2 | SOCOREX...... | 2 | LAB | Pipette tips | N/A
20577 KFH-05-02-RC-087-089 | 210363510 | PIPETTE REPEATER STEPPER 411 50 -5000 UL EACH ANY VENDOR 411.5 2 2315 4,630.00 COMBINED SPR'S - IN COMPLIANCE TO GD:696-41 - NEW GOVERMENT PROCUREMENT POLICY ON RC REAGENTS & OTHER SUPPLIES SITE 1 COMBINED REQUEST (SPR) IN COMPLIANCE TO GD-696-41 EVELYN C |  | 1 |  |  |  | 2 | LAB | Pipette tips | N/A
20577 KFH-05-02-RC-087-089 | 100126 | QUALITY CONTROL SPECIAL ASSAYS (SERUM + URINE) | SET | #VALUE! | SERUM+URINE | 1 | ERNDIM...... | 2 | LAB | Manual test kits and quality controls and calibrators and standards | N/A
20577 KFH-05-02-RC-087-089 | 95096 | REAGENT 1-HYDROXYIBUPROFEN, 10MG | EACH | #VALUE! | 32496-10MG | 1 | SIGMA ALDRICH...... | 2 | LAB | Manual test kits and quality controls and calibrators and standards | N/A
20577 KFH-05-02-RC-087-089 | 211695240 | REAGENT 3 4-DIHYDROXYPHENYLACETIC ACID 1G | EACH | #VALUE! | 850217-1G | 1 | SIGMA ALDRICH...... | 2 | LAB | Manual test kits and quality controls and calibrators and standards | N/A
20577 KFH-05-02-RC-087-089 | 211695237 | REAGENT 3-HYDROXYANTHRANILIC ACID 1G | EACH | #VALUE! | A0316-1G | 1 | TCI...... | 2 | LAB | Manual test kits and quality controls and calibrators and standards | N/A
20577 KFH-05-02-RC-087-089 | 211695242 | REAGENT 3-HYDROXY-DL-KYNURENINE 25MG | EACH | #VALUE! | H1771-25MG | 1 | SIGMA ALDRICH...... | 2 | LAB | Manual test kits and quality controls and calibrators and standards | N/A
20577 KFH-05-02-RC-087-089 | 211677026 | REAGENT 3-HYDROXYGLUTARIC ACID 10MG | EACH | #VALUE! | 04725-10MG | 1 | SIGMA ALDRICH...... | 2 | LAB | Manual test kits and quality controls and calibrators and standards | N/A
20577 KFH-05-02-RC-087-089 | 211695243 | REAGENT 4 6-DIOXOHEPTANOIC ACID 100MG | EACH | #VALUE! | U0127-100MG | 1 | TCI...... | 2 | LAB | Manual test kits and quality controls and calibrators and standards | N/A
20577 KFH-05-02-RC-087-089 | 211045828 | REAGENT 7-DEHYDROCHOLESTEROL-25,26,26,26,27,27,27-D7 | EACH | #VALUE! | 774898-5MG | 2 | SIGMA ALDRICH...... | 2 | LAB | Indicators and Reagents | N/A
20577 KFH-05-02-RC-087-089 | 211694929 | REAGENT ACYLCARNITES IN SERUM | EACH | #VALUE! | ACYL-SERUM | 1 | ERNDIM...... | 2 | LAB | Manual test kits and quality controls and calibrators and standards | N/A
20577 KFH-05-02-RC-087-089 | 211695245 | REAGENT ADRENOCORTICOTROPIC HORMONE HUMAN 1MG | EACH | #VALUE! | A0423-1MG | 1 | SIGMA ALDRICH...... | 2 | LAB | Manual test kits and quality controls and calibrators and standards | N/A
20577 KFH-05-02-RC-087-089 | 211695235 | REAGENT ARGININOSUCCINIC ACID DISODIUM SALT HYDRATE 10MG | EACH | #VALUE! | A5707-10MG | 1 | SIGMA ALDRICH...... | 2 | LAB | Manual test kits and quality controls and calibrators and standards | N/A
20577 KFH-05-02-RC-087-089 | 211695238 | REAGENT CITRIC ACID 5G | EACH | #VALUE! | 251275-5G | 1 | SIGMA ALDRICH...... | 2 | LAB | Manual test kits and quality controls and calibrators and standards | N/A
20577 KFH-05-02-RC-087-089 | 211694930 | REAGENT CYSTINE IN WHITE BLOOD CELLS | EACH | 9 | CYSTINE | 1 | ERNDIM...... | 2 | LAB | Manual test kits and quality controls and calibrators and standards | N/A
20577 KFH-05-02-RC-087-089 | 211695239 | REAGENT D-A-HYDROXYGLUTARIC ACID DISODIUM SALT 250MG | EACH | #VALUE! | AB390430-250MG | 1 | TCI...... | 2 | LAB | Manual test kits and quality controls and calibrators and standards | N/A
20577 KFH-05-02-RC-087-089 | 211677025 | REAGENT DL-HOMOCYSTINE 10G | EACH | #VALUE! | H0501-10G | 1 | SIGMA ALDRICH...... | 2 | LAB | Manual test kits and quality controls and calibrators and standards | N/A
20577 KFH-05-02-RC-087-089 | 211677027 | REAGENT FORMIC ACID GRADE ?95% 500ML | EACH | #VALUE! | F0507-500ML | 3 | SIGMA ALDRICH...... | 2 | LAB | Manual test kits and quality controls and calibrators and standards | N/A
20577 KFH-05-02-RC-087-089 | 211677024 | REAGENT GLUTARYL-L-CARNITINE LITHIUM SALT ?98.0% (TLC) 50 MG EACH ANY VENDOR 72715-50MG 1 1500 1,500.00 COMBINED SPR'S - IN COMPLIANCE TO GD:696-41 - NEW GOVERMENT PROCUREMENT POLICY ON RC REAGENTS & OTHER SUPPLIES/ PLS. SEE ATTACHED SITE 1 COMBINED REQUE |  | 1 |  |  |  | 2 | LAB | Manual test kits and quality controls and calibrators and standards | N/A
20577 KFH-05-02-RC-087-089 | 211677023 | REAGENT GLUTARYL-L-CARNITINE-(N-METHYL-D3) LITHIUM SALT 10MG | EACH | #VALUE! | 95334-10MG | 1 | SIGMA ALDRICH...... | 2 | LAB | Manual test kits and quality controls and calibrators and standards | N/A
20577 KFH-05-02-RC-087-089 | 70202191 | REAGENT HOMOVANILLIC ACID | EACH | #VALUE! | H1252-250MG | 2 | SIGMA ALDRICH...... | 2 | LAB | Manual test kits and quality controls and calibrators and standards | N/A
20577 KFH-05-02-RC-087-089 | 87901 | REAGENT KIT ULTRA NINHYDRIN | EACH | #VALUE! | 80-2118-30 | 10 | BIOCHROM LTD...... | 2 | LAB | Manual test kits and quality controls and calibrators and standards | N/A
20577 KFH-05-02-RC-087-089 | 211694931 | REAGENT LYSOSOMAL ENZYMES (FIBROBLASTS) | EACH | 19 | ENZYMES | 1 | ERNDIM...... | 2 | LAB | Manual test kits and quality controls and calibrators and standards | N/A
20577 KFH-05-02-RC-087-089 | 211045822 | REAGENT METHYL ACETOACETATE 1KG | EACH | #VALUE! | 537365-1KG | 1 | SIGMA ALDRICH...... | 2 | LAB | Indicators and Reagents | N/A
20577 KFH-05-02-RC-087-089 | 211695244 | REAGENT METHYLMALONIC ACID SOLUTION 1ML | EACH | #VALUE! | M-080-1ML | 1 | SIGMA ALDRICH...... | 2 | LAB | Manual test kits and quality controls and calibrators and standards | N/A
20577 KFH-05-02-RC-087-089 | 211045823 | REAGENT OCTANOYL-L-CARNITINE ANALYTICAL STANDARD 50MG | EACH | #VALUE! | 06206-50MG | 1 | SIGMA ALDRICH...... | 2 | LAB | Indicators and Reagents | N/A
20577 KFH-05-02-RC-087-089 | 211045824 | REAGENT OCTANOYL-L-CARNITINE-N-METHYL-D3 ANALYTICAL STANDARD 10MG EACH ANY VENDOR 53230-10MG 1 3168 3,168.00 COMBINED SPR'S - IN COMPLIANCE TO GD:696-41 - NEW GOVERMENT PROCUREMENT POLICY ON RC REAGENTS & OTHER SUPPLIES/ PLS. SEE ATTACHED SITE 1 COMBINED |  | 1 |  |  |  | 2 | LAB | Indicators and Reagents | N/A
20577 KFH-05-02-RC-087-089 | 211045825 | REAGENT PALMITOYL-L-CARNITINE ANALYTICAL STANDARD 50MG | EACH | #VALUE! | 91503-50MG | 1 | SIGMA ALDRICH...... | 2 | LAB | Indicators and Reagents | N/A
20577 KFH-05-02-RC-087-089 | 211045826 | REAGENT PALMITOYL-L-CARNITINE-N-METHYL-D3 ANALYTICAL STANDARD 10 MG | EACH | #VALUE! | 55107-10MG | 1 | SIGMA ALDRICH...... | 2 | LAB | Indicators and Reagents | N/A
20577 KFH-05-02-RC-087-089 | 217848608 | REAGENT PLASMA RECOVERED CHARCOAL STRIPPES X 3 1 LITER | EACH | #VALUE! | 991-58-P-CSX3-1 | 1 | LEE BIOSOLUTIONS...... | 2 | LAB | Manual test kits and quality controls and calibrators and standards | N/A
20577 KFH-05-02-RC-087-089 | 241117499 | REAGENT PROTIEN ASSAYII | EACH | #VALUE! | 5000002 | 3 | BIO-RAD...... | 2 | LAB | Clinical and diagnostic analyzers and accessories and supplies | N/A
20577 KFH-05-02-RC-087-089 | 241116816 | REAGENT PYRIDINE ANHYDROUS 100ML | EACH | #VALUE! | 270970-100ML | 2 | SIGMA ALDRICH...... | 2 | LAB | Manual test kits and quality controls and calibrators and standards | N/A
20577 KFH-05-02-RC-087-089 | 100145 | REAGENT QUALITATIVE ORGANIC ACID | EACH | #VALUE! | ORG-01 | 1 | ERNDIM...... | 2 | LAB | Manual test kits and quality controls and calibrators and standards | N/A
20577 KFH-05-02-RC-087-089 | 97503 | REAGENT QUANTITATIVE AMINO ACID | EACH | #VALUE! | AMI-01 | 1 | ...... | 2 | LAB | Manual test kits and quality controls and calibrators and standards | N/A
20577 KFH-05-02-RC-087-089 | 211694932 | REAGENT QUANTITATIVE ORGANIC ACIDS (URINE) | EACH | #VALUE! | ORG-02 | 1 | ERNDIM...... | 2 | LAB | Manual test kits and quality controls and calibrators and standards | N/A
20577 KFH-05-02-RC-087-089 | 217848609 | REAGENT RED BLOOD CELLS/ERYTHROCYTES 250 ML | EACH | #VALUE! | 991-09-250 | 1 | LEE BIOSOLUTIONS...... | 2 | LAB | Manual test kits and quality controls and calibrators and standards | N/A
20577 KFH-05-02-RC-087-089 | 211695241 | REAGENT S 6-DIHYDRO-S-METHYLURACIL 5G | EACH | #VALUE! | AB173813-5G | 1 | TCI...... | 2 | LAB | Manual test kits and quality controls and calibrators and standards | N/A
20577 KFH-05-02-RC-087-089 | 211695236 | REAGENT SODIUM TAUROURSODEOXYCHOCATE 5G | EACH | #VALUE! | T1567-5G | 1 | TCI...... | 2 | LAB | Manual test kits and quality controls and calibrators and standards | N/A
20577 KFH-05-02-RC-087-089 | 211694933 | REAGENT SPECIAL ASSAYS IN DBS | EACH | 27 | DBS | 1 | ERNDIM...... | 2 | LAB | Manual test kits and quality controls and calibrators and standards | N/A
20577 KFH-05-02-RC-087-089 | 211695246 | REAGENT TIGLYL GLYCINE 100MG | EACH | #VALUE! | T1260-100MG | 1 | TCI...... | 2 | LAB | Manual test kits and quality controls and calibrators and standards | N/A
20577 KFH-05-02-RC-087-089 | 211045827 | REAGENT TRICHLOROACETIC ACID ?99.0% TITRATION 1KG | EACH | #VALUE! | T4885-1KG | 1 | SIGMA ALDRICH...... | 2 | LAB | Indicators and Reagents | N/A
20577 KFH-05-02-RC-087-089 | 211709812 | REAGENT URINE MUCOPOLYSACCHARIDES | EACH | #VALUE! | URINE-MUCO | 1 | ERNDIM...... | 2 | LAB | Manual test kits and quality controls and calibrators and standards | N/A
20577 KFH-05-02-RC-087-089 | 211694093 | REAGENT WATER FOR CHROMATOGRAPHY LC-MS GRADE LICHROSOLV 2.5L | EACH | #VALUE! | 1153332500 | 4 | SIGMA ALDRICH...... | 2 | LAB | Manual test kits and quality controls and calibrators and standards | N/A
20577 KFH-05-02-RC-087-089 | 211677008 | SCREW CAP ALUMINUM | EACH | #VALUE! | 5-CHINA LAB | 1200 | CHINA LAB...... | 2 | LAB | Test Tubes | N/A
20577 KFH-05-02-RC-087-089 | 211677010 | SCREW CAP BLACK PP WITHOUT CEPTA | EACH | #VALUE! | 7-CHINA LAB | 600 | CHINA LAB...... | 2 | LAB | Test Tubes | N/A
20577 KFH-05-02-RC-087-089 | 210363511 | STAND FOR PIPETTE REPEATE 411SAR | EACH | #VALUE! | 320.411 | 2 | SOCOREX...... | 2 | LAB |  | N/A
20577 KFH-05-02-RC-087-089 | 210363512 | SYRINGE REPEATER PIPETTE VOLUME 10 - 100 µL YELLOW | PACK | #VALUE! | 316.01 | 1 | SOCOREX...... | 2 | LAB | Pipette tips | N/A
20577 KFH-05-02-RC-087-089 | 211677005 | SYRINGE REPEATER PIPETTE VOLUME 50 - 500 µL BLUE | EACH | #VALUE! | 316.05 | 1 | SOCOREX...... | 2 | LAB | Pipette tips | N/A
20577 KFH-05-02-RC-087-089 | 210666708 | TIPS FINNTIP PIPETTE, STERILE, ORANGE, 300ul, CASE OF 960 | CASE | #VALUE! | 9401250 | 20 | THERMO SCIENTIFIC...... | 2 | LAB | Pipette tips | N/A
20577 KFH-05-02-RC-087-089 | 236557100 | TUBE CAPILLARY ESI STAINLESS STEEL | EACH | #VALUE! | 700000341 | 10 | WATERS...... | 2 | LAB | Test Tubes | N/A
20577 KFH-05-02-RC-087-089 | 211677007 | VIAL STORAGE 10 ML AMBER | EACH | #VALUE! | 4-CHINA LAB | 600 | CHINA LAB...... | 2 | LAB | General laboratory glassware and plasticware and supplies | N/A
20577 KFH-05-02-RC-087-089 | 211677006 | VIAL STORAGE 20 ML AMBER 500-5000 UL | EACH | #VALUE! | 3-CHINA LAB | 600 | CHINA LAB...... | 2 | LAB | General laboratory glassware and plasticware and supplies | N/A
20577 KFH-05-02-RC-087-089 | 211677009 | VIAL STORAGE 4ML PK/100 | EACH | #VALUE! | 6-CHINA LAB | 6 | CHINA LAB...... | 2 | LAB | General laboratory glassware and plasticware and supplies | N/A
20582 KFH-05-02-RC-087-070 | 211679832 | CAPS SCREENED PULSED FIELD GEL ELECTROPHORESIS SAMPLE PREPARATION ACCESSORY FOR USE WITH ANY CHEF SYSTEM | PACK | #VALUE! | 1703711 | 5 | BIO-RAD LABORATORIES...... | 2 | LAB | Laboratory electrophoresis and blotting system and supplies | N/A
20582 KFH-05-02-RC-087-070 | 211679834 | CASTING STAND PULSED FIELD GEL ELECTROPHORESIS INCLUDES 14 X 13 CM FRAME AND PLATFORM FOR USE WITH ANY CHEF SYSTEM | PACK | #VALUE! | 1703689 | 1 | BIO-RAD LABORATORIES...... | 2 | LAB | Laboratory electrophoresis and blotting system and supplies | N/A
20582 KFH-05-02-RC-087-070 | 211679833 | ELECTRODES THICK GAUGE (0.02") PULSED FIELD GEL ELECTROPHORESIS FOR USE WITH ANY CHEF SYSTEM | PACK | #VALUE! | 1703648 | 5 | BIO-RAD LABORATORIES...... | 2 | LAB | Laboratory electrophoresis and blotting system and supplies | N/A
20582 KFH-05-02-RC-087-070 | 211679831 | MOLD PLUG CHEF OR PFGE FOR USE WITH ANY CHEF SYSTEM | EACH | #VALUE! | 1703622 | 1 | BIO-RAD LABORATORIES...... | 2 | LAB | Manual test kits and quality controls and calibrators and standards | N/A
20585 KFH-05-03-RC-088-066 | 210693500 | CHEMICAL DULBECCO’S PHOSPHATE BUFFERED SALINE 10X, MODIFIED WITHOUT CALCIUM CHLORIDE AND MAGNESIUM CHLORIDE | EACH | #VALUE! | D1408-500ML | 60 | SIGMA ALDRICH...... | 2 | LAB | Manual test kits and quality controls and calibrators and standards | N/A
20585 KFH-05-03-RC-088-066 | 210665600 | MEDIUM OPTI-MEM I REDUCED SERUM, 100ML | EACH | #VALUE! | 31985062 | 2 | INVITROGEN...... | 2 | LAB | Manual test kits and quality controls and calibrators and standards | N/A
20585 KFH-05-03-RC-088-066 | 214409511 | MEMBRANE IMMUN-BLOT PVDF, PRECUT, 7 X 8.4 CM | EACH | #VALUE! | 1620174 | 8 | BIO-RAD...... | 2 | LAB | Laboratory electrophoresis and blotting system and supplies | N/A
20585 KFH-05-03-RC-088-066 | 108831 | PGEM-T EASY VECTOR SYSTEM 20 REACTIONS | EACH | #VALUE! | A1360 | 6 | PROMEGA CORP\....... | 2 | LAB | Vectors | N/A
20585 KFH-05-03-RC-088-066 | 211698639 | REACTION CDNA SYNTHESIS MIX RT-QPCR 500 REACTIONS | EACH | #VALUE! | 11756500 | 3 | THERMO FISHER SCIENTIFIC...... | 2 | LAB | Polymerase chain reaction PCR and reverse transcriptase polymerase chain reaction RT PCR products | N/A
20585 KFH-05-03-RC-088-066 | 211677741 | REAGENT ADVANCED DMEM (DULBECCO'S MODIFIED EAGLE MEDIUM) 500ML | EACH | #VALUE! | 12491015 | 1 | THERMO FISHER SCIENTIFIC...... | 2 | LAB | Manual test kits and quality controls and calibrators and standards | N/A
20585 KFH-05-03-RC-088-066 | 217848612 | REAGENT ANTIBODY ANTI LC3B RABBIT POLYCLONAL 100UL | EACH | #VALUE! | AB51520 | 1 | ABCAM...... | 2 | LAB | Manual test kits and quality controls and calibrators and standards | N/A
20585 KFH-05-03-RC-088-066 | 217848613 | REAGENT ANTIBODY ANTI MYH1 RABBIT POLYCLONAL 100UL | EACH | #VALUE! | AB104128 | 1 | ABCAM...... | 2 | LAB | Manual test kits and quality controls and calibrators and standards | N/A
20585 KFH-05-03-RC-088-066 | 211696131 | REAGENT ANTIBODY ANTI-AKNA RABBIT POLYCLONAL 100UL | EACH | #VALUE! | AB220392 | 1 | ABCAM...... | 2 | LAB | Manual test kits and quality controls and calibrators and standards | N/A
20585 KFH-05-03-RC-088-066 | 211696132 | REAGENT ANTIBODY ANTI-GOLGA3 RABBIT POLYCLONAL 50UL | EACH | #VALUE! | AB96080 | 1 | ABCAM...... | 2 | LAB | Manual test kits and quality controls and calibrators and standards | N/A
20585 KFH-05-03-RC-088-066 | 211698527 | REAGENT ANTIBODY ATG5 RABBIT POLYCLONAL 0.1ML | EACH | #VALUE! | NB110-53818 | 1 | NOVUS BIOLOGICALS...... | 2 | LAB | Manual test kits and quality controls and calibrators and standards | N/A
20585 KFH-05-03-RC-088-066 | 211698528 | REAGENT ANTIBODY ATG7 MOUSE MONOCLONAL 100UG | EACH | #VALUE! | MAB6608 | 1 | NOVUS BIOLOGICALS...... | 2 | LAB | Manual test kits and quality controls and calibrators and standards | N/A
20585 KFH-05-03-RC-088-066 | 211677727 | REAGENT ANTIBODY CD45RA MONOCLONAL (HI100) PERCP-CYANINE5.5 100 TESTS | EACH | #VALUE! | 45-0458-42 | 1 | INVITROGEN...... | 2 | LAB | Manual test kits and quality controls and calibrators and standards | N/A
20585 KFH-05-03-RC-088-066 | 211677728 | REAGENT ANTIBODY FOXP3 MONOCLONAL (236A/E7) EFLUOR 450 100 TESTS | EACH | #VALUE! | 48-4777-42 | 1 | INVITROGEN...... | 2 | LAB | Manual test kits and quality controls and calibrators and standards | N/A
20585 KFH-05-03-RC-088-066 | 211696130 | REAGENT ANTIBODY MYH1 UNCONJUGATED 100UL | EACH | #VALUE! | ORB247689 | 1 | BIORBYT...... | 2 | LAB | Manual test kits and quality controls and calibrators and standards | N/A
20585 KFH-05-03-RC-088-066 | 211698513 | REAGENT ANTIBODY TMEM71 B-9 MOUSE MONOCLONAL 200 UG/ML | EACH | #VALUE! | SC-376631 | 1 | SANTA CRUZ BIOTECHNOLOGY...... | 2 | LAB | Manual test kits and quality controls and calibrators and standards | N/A
20585 KFH-05-03-RC-088-066 | 241119003 | REAGENT ANTI-PHOSPHO-HISTONE H2A.X (SER139) ANTIBODY, CLONE JBW301, 200UG | EACH | #VALUE! | 05-636 | 1 | MERCK...... | 2 | LAB | Manual test kits and quality controls and calibrators and standards | N/A
20585 KFH-05-03-RC-088-066 | 211698645 | REAGENT BREFELDIN A SOLUTION 1ML | EACH | #VALUE! | AB193369 | 2 | ABCAM...... | 2 | LAB | Manual test kits and quality controls and calibrators and standards | N/A
20585 KFH-05-03-RC-088-066 | 201042812 | REAGENT CDNA SYNTHESIS KIT, 100 X 20 UL RXNS | EACH | #VALUE! | 170-8897 | 32 | BIO-RAD LABORATORIES...... | 2 | LAB | Manual test kits and quality controls and calibrators and standards | N/A
20585 KFH-05-03-RC-088-066 | 211693307 | REAGENT DCDC5 POLYCLONAL ANTIBODY, 100UL | EACH | #VALUE! | PA5-46005 | 1 | THERMO SCIENTIFIC...... | 2 | LAB | Manual test kits and quality controls and calibrators and standards | N/A
20585 KFH-05-03-RC-088-066 | 241119417 | REAGENT DETECTION SET TAKARA PCR MYCOPLASMA, 100 REACTIONS | EACH | #VALUE! | 6601 | 1 | TAKARA...... | 2 | LAB | Manual test kits and quality controls and calibrators and standards | N/A
20585 KFH-05-03-RC-088-066 | 70200923 | REAGENT DIMETHYL SULFOXIDE | EACH | #VALUE! | D8418-250ML | 24 | SIGMA ALDRICH...... | 2 | LAB | Manual test kits and quality controls and calibrators and standards | N/A
20585 KFH-05-03-RC-088-066 | 211677730 | REAGENT DYNABEAD HUMAN T-ACTIVATOR CD3/CD28 FOR T CELL EXPANSION AND ACTIVATION 5 X 2ML | PACK | #VALUE! | 11132D | 1 | THERMO FISHER SCIENTIFIC...... | 2 | LAB | Manual test kits and quality controls and calibrators and standards | N/A
20585 KFH-05-03-RC-088-066 | 241110017 | REAGENT ESSENTIAL 8 MEDIUM, 500ML | EACH | #VALUE! | A1517001 | 2 | THERMO FISHER SCIENTIFIC ...... | 2 | LAB | Manual test kits and quality controls and calibrators and standards | N/A
20585 KFH-05-03-RC-088-066 | 211696096 | REAGENT FICOLL PAQUE PLUS 6 X 500ML | EACH | #VALUE! | GE17-1440-03 | 8 | SIGMA ALDRICH...... | 2 | LAB | Manual test kits and quality controls and calibrators and standards | N/A
20585 KFH-05-03-RC-088-066 | 211677729 | REAGENT FOXP3 TRANSCRIPTION FACTOR WASH BUFFER 100 ML | EACH | #VALUE! | A24261 | 1 | INVITROGEN...... | 2 | LAB | Manual test kits and quality controls and calibrators and standards | N/A
20585 KFH-05-03-RC-088-066 | 211677737 | REAGENT GENE EXPRESSION ASSAY FAM 250 REACTIONS | EACH | #VALUE! | 4331182 (Hs01053049_s1) | 1 | THERMO FISHER SCIENTIFIC...... | 2 | LAB | Manual test kits and quality controls and calibrators and standards | N/A
20585 KFH-05-03-RC-088-066 | 211677735 | REAGENT GENE EXPRESSION ASSAY NANOG 250 REACTIONS | EACH | #VALUE! | 4331182 (Hs02387400_g1) | 1 | THERMO FISHER SCIENTIFIC...... | 2 | LAB | Manual test kits and quality controls and calibrators and standards | N/A
20585 KFH-05-03-RC-088-066 | 211677736 | REAGENT GENE EXPRESSION ASSAY OCT4 250 REACTIONS | EACH | #VALUE! | 4331182 (Hs04260367_gH) | 1 | THERMO FISHER SCIENTIFIC...... | 2 | LAB | Manual test kits and quality controls and calibrators and standards | N/A
20585 KFH-05-03-RC-088-066 | 211677734 | REAGENT GENE EXPRESSION ASSAY TBP 250 REACTIONS | EACH | #VALUE! | 4331182 (Hs00427620_m1) | 1 | THERMO FISHER SCIENTIFIC...... | 2 | LAB | Manual test kits and quality controls and calibrators and standards | N/A
20585 KFH-05-03-RC-088-066 | 211694261 | REAGENT HALT PROTEASE AND PHOSPHATASE INHIBITOR COCKTAIL, EDTA-FREE, 5 X1ML | PACK | #VALUE! | 78445 | 2 | THERMO SCIENTIFIC...... | 2 | LAB | Manual test kits and quality controls and calibrators and standards | N/A
20585 KFH-05-03-RC-088-066 | 211698644 | REAGENT HYDROGEN CHLORIDE – METHANOL SOLUTION 250ML | EACH | #VALUE! | 17935-250ML | 1 | MERCK...... | 2 | LAB | Manual test kits and quality controls and calibrators and standards | N/A
20585 KFH-05-03-RC-088-066 | 211698646 | REAGENT INHIBITOR THAPSIGARGIN CA2+-ATPASE 1MG | EACH | #VALUE! | AB120286 | 2 | ABCAM...... | 2 | LAB | Manual test kits and quality controls and calibrators and standards | N/A
20585 KFH-05-03-RC-088-066 | 211698647 | REAGENT INHIBITOR TUNICAMYCIN PROTEIN GLYCOSYLATION 50MG | EACH | #VALUE! | AB120296 | 1 | ABCAM...... | 2 | LAB | Manual test kits and quality controls and calibrators and standards | N/A
20585 KFH-05-03-RC-088-066 | 211677028 | REAGENT INSOLUTION THAPSIGARGIN 2MG | EACH | #VALUE! | 586006-2MG | 1 | SIGMA ALDRICH...... | 2 | LAB | Manual test kits and quality controls and calibrators and standards | N/A
20585 KFH-05-03-RC-088-066 | 241116303 | REAGENT LC3B RABBIT POLYCLONAL ANTIBODY, 0.1ML | EACH | #VALUE! | NB600-1384 | 1 | NOVUS BIOLOGICALS INC\....... | 2 | LAB | Manual test kits and quality controls and calibrators and standards | N/A
20585 KFH-05-03-RC-088-066 | 71294 | REAGENT MINIMUM ESSENTIAL MEDIUM EAGLE MEM | EACH | #VALUE! | M5650-500ML | 160 | SIGMA ALDRICH...... | 2 | LAB | Manual test kits and quality controls and calibrators and standards | N/A
20585 KFH-05-03-RC-088-066 | 211677739 | REAGENT OCT4 MONOCLONAL ANTIBODY (9B7) 100UG | EACH | #VALUE! | MA1-104 | 1 | INVITROGEN...... | 2 | LAB | Manual test kits and quality controls and calibrators and standards | N/A
20585 KFH-05-03-RC-088-066 | 211697253 | REAGENT PENICILLIN-STREPTOMYCIN 100ML | EACH | #VALUE! | 15140122 | 1 | INVITROGEN...... | 2 | LAB | Manual test kits and quality controls and calibrators and standards | N/A
20585 KFH-05-03-RC-088-066 | 211703304 | REAGENT PRECISION PLUS PROTEIN WESTERN-C BLOTTING STANDARD 1.25 ML (5 x 250 UL) | EACH | #VALUE! | 1610399 | 2 | BIO-RAD...... | 2 | LAB | Manual test kits and quality controls and calibrators and standards | N/A
20585 KFH-05-03-RC-088-066 | 241118249 | REAGENT QUICK START BRADFORD 1X, 1L READY TO USE DYE REAGENT | EACH | #VALUE! | 5000205 | 2 | BIORAD...... | 2 | LAB | Manual test kits and quality controls and calibrators and standards | N/A
20585 KFH-05-03-RC-088-066 | 213665369 | REAGENT REVITACELL SUPPLEMENT (100X), 5ML | EACH | #VALUE! | A2644501 | 1 | THERMO FISHER SCIENTIFIC...... | 2 | LAB | Nucleic acid DNA and RNA extraction and purification and quantitation kits and components | N/A
20585 KFH-05-03-RC-088-066 | 211677742 | REAGENT RNAIMAX TRANSFECTION REAGENT 0.3ML | EACH | #VALUE! | 13778030 | 1 | INVITROGEN...... | 2 | LAB | Manual test kits and quality controls and calibrators and standards | N/A
20585 KFH-05-03-RC-088-066 | 211677740 | REAGENT SSEA4 MONOCLONAL ANTIBODY (MC813-70) 100UG | EACH | #VALUE! | 41-4000 | 1 | INVITROGEN...... | 2 | LAB | Manual test kits and quality controls and calibrators and standards | N/A
20585 KFH-05-03-RC-088-066 | 107280 | REAGENT STREPTACTIN-HRP CONJUGATE | EACH | #VALUE! | 161-0380 | 6 | BIO-RAD...... | 2 | LAB | Manual test kits and quality controls and calibrators and standards | N/A
20585 KFH-05-03-RC-088-066 | 201692267 | REAGENT TAQMAN FAST ADVANCED MASTER MIX ,1 X 5ML | EACH | #VALUE! | 4444557 | 1 | APPLIED BIOSYSTEMS LTD...... | 2 | LAB | Clinical and diagnostic analyzer reagents | N/A
20585 KFH-05-03-RC-088-066 | 70201343 | REAGENT TBE BUFFER 10X | EACH | #VALUE! | V4251 | 80 | PROMEGA...... | 2 | LAB | Manual test kits and quality controls and calibrators and standards | N/A
20585 KFH-05-03-RC-088-066 | 210363505 | REAGENT TETRACOSANOIC-24 24 24-D3 ACID (CAS-851073-55-7) 5MG | EACH | #VALUE! | 71-2403-4 | 10 | LARODAN...... | 2 | LAB | Manual test kits and quality controls and calibrators and standards | N/A
20585 KFH-05-03-RC-088-066 | 248698266 | RNA DIG LABELING MIX | KIT | #VALUE! | 11277073910 | 12 | SIGMA ALDRICH...... | 2 | LAB | Nucleic acid labeling and detection systems | N/A
20591 KFH-05-02-RC-087-013 | 247564100 | ANTIBODY SIRNA TRANSFECTION MEDIUM | EACH | #VALUE! | SC-36868 | 3 | SANTA CRUZ BIOTECHNOLOGY...... | 2 | LAB | Protein expression products | N/A
20591 KFH-05-02-RC-087-013 | 211696658 | REAGENT P21 SIRNA (H) 10UM | EACH | #VALUE! | SC-29427 | 4 | SANTA CRUZ BIOTECHNOLOGY...... | 2 | LAB | Manual test kits and quality controls and calibrators and standards | N/A
20591 KFH-05-02-RC-087-013 | 241119963 | REAGENT SIRNA DILUTION BUFFER | EACH | #VALUE! | SC-29527 | 2 | SANTA CRUZ BIOTECHNOLOGY...... | 2 | LAB | Manual test kits and quality controls and calibrators and standards | N/A
20591 KFH-05-02-RC-087-013 | 236695035 | REAGENT SIRNA TRANSFECTION BUFFER 0.3ML | EACH | #VALUE! | SC-29528 | 2 | SANTA CRUZ BIOTECHNOLOGY...... | 2 | LAB | Protein expression products | N/A
20591 KFH-05-02-RC-087-027 | 211690012 | BUFFER RUNNING 10X, 500ML WITH EDTA FOR GENETIC ANALYZER, # 4335613 | EACH | 61 | 4335613 | 2 | APPLIED BIOSYSTEMS LTD...... | 2 | LAB | Clinical and diagnostic analyzers and accessories and supplies | N/A
20591 KFH-05-02-RC-087-027 | 241116328 | REAGENT ANTI-SAMHD1 [1F9] MOUSE MONOCLONAL ANTIBODY | EACH | #VALUE! | AB117908 | 2 | ABCAM...... | 2 | LAB | Manual test kits and quality controls and calibrators and standards | N/A
20591 KFH-05-02-RC-087-027 | 241120057 | REAGENT B-ACTIN (8H10D10) MOUSE MAB 100UL | EACH | #VALUE! | 3700S | 2 | CELL SIGNALLING TECHNOLOGY...... | 2 | LAB | Manual test kits and quality controls and calibrators and standards | N/A
20591 KFH-05-02-RC-087-027 | 241118696 | REAGENT BIGDYE XTERMINATOR PURIFICATION KIT, 1000 PREPS | KIT | #VALUE! | 4376487 | 1 | APPLIED BIOSYSTEMS...... | 2 | LAB | Manual test kits and quality controls and calibrators and standards | N/A
20591 KFH-05-02-RC-087-027 | 236695896 | REAGENT PCR PURIFICATION KIT EXO/SAP GO 500 REACTIONS | KIT | #VALUE! | 50-168-5624 | 1 | FISHER SCIENTIFIC...... | 2 | LAB | Polymerase chain reaction PCR and reverse transcriptase polymerase chain reaction RT PCR products | N/A
20591 KFH-05-02-RC-087-027 | 241789104 | REAGENT POP-7 POLYMER FOR 3730/3730XL/ DNA ANALYZERS | EACH | #VALUE! | 4335615 | 1 | APPLIED BIOSYSTEMS LTD...... | 2 | LAB | Manual test kits and quality controls and calibrators and standards | N/A
20591 KFH-05-02-RC-087-027 | 70202146 | SEQUENCING KIT BIGDYE® TERMINATOR V3.1 READY REACTION CYCLE | KIT | #VALUE! | 4337456 | 1 | APPLIED BIOSYSTEMS LTD...... | 2 | LAB | Deoxyribonucleic acid DNA sequencing products | N/A
20592 KFH-99-L3 | 241119938 | REAGENT ANTI PN I ANTIBODY RABBIT POLYCLONAL 100UL | EACH | #VALUE! | AB204800 | 5 | ABCAM...... | 2 | LAB | Manual test kits and quality controls and calibrators and standards | N/A
20592 KFH-99-L3 | 241119939 | REAGENT ANTI PN I ANTIBODY RABBIT POLYCLONAL 100UL | EACH | #VALUE! | AB224766 | 5 | ABCAM...... | 2 | LAB | Manual test kits and quality controls and calibrators and standards | N/A
20592 KFH-99-L3-3035 | 34409 | CONTROL SIRNA | EACH | #VALUE! | SC-37007 | 3 | SANTA CRUZ BIOTECHNOLOGY...... | 2 | LAB | Manual test kits and quality controls and calibrators and standards | N/A
20592 KFH-99-L3-3035 | 211692427 | REAGENT COMPLETE EDTA-FREE PROTEASE INHIBITOR COCKTAIL | EACH | #VALUE! | 4693132001 | 4 | MERCK...... | 2 | LAB | Manual test kits and quality controls and calibrators and standards | N/A
20592 KFH-99-L3-3035 | 211692426 | REAGENT PHOSSTOP PHOSPHATASE INHIBITOR TABLETS | EACH | #VALUE! | 4906845001 | 4 | MERCK...... | 2 | LAB | Manual test kits and quality controls and calibrators and standards | N/A
20592 KFH-99-L3-3035 | 241119891 | REAGENT SURVIVIN SIRNA (H), 10UM | EACH | #VALUE! | SC-29499 | 2 | SANTA CRUZ BIOTECHNOLOGY...... | 2 | LAB | Manual test kits and quality controls and calibrators and standards | N/A
20592 KFH-99-L3-3035 | 70202676 | RESERVOIR, REAGENT COSTAR, STERILE INDIVIDUALLY WRAPPED | CASE | #VALUE! | 4871 | 6 | CORNING INCORPORATE...... | 2 | LAB | Manual test kits and quality controls and calibrators and standards | N/A
20592 KFH-99-L3-3035 | 211690084 | RESERVOIRS REAGENT COSTAR, 100ML: 145 X 85 X 35MM, STERILE DISPOSABLE | EACH | #VALUE! | 4872 | 3 | CORNING...... | 2 | LAB | Clinical and diagnostic analyzers and accessories and supplies | N/A
20595 KFH-99-L3 | 237395113 | AGENT SAMPLE REDUCING | EACH | #VALUE! | NP0009 | 1 | THERMO FISHER SCIENTIFIC ...... | 2 | LAB | Manual test kits and quality controls and calibrators and standards | N/A
20595 KFH-99-L3 | 210696505 | REAGENT ANTIBODY RABBIT POLYCLONAL TO Ki67 | EACH | #VALUE! | AB15580 | 2 | ABCAM...... | 2 | LAB | Manual test kits and quality controls and calibrators and standards | N/A
20595 KFH-99-L3 | 241110093 | REAGENT COL13A1 SIRNA, ID: S3350, 5NMOL | EACH | #VALUE! | 4392420 | 1 | INVITROGEN...... | 2 | LAB | Manual test kits and quality controls and calibrators and standards | N/A
20595 KFH-99-L3 | 241117121 | REAGENT CYTOTUNE-IPS 2.0 SENDAI REPROGRAMMING KIT | KIT | #VALUE! | A16517 | 2 | THERMO FISHER...... | 2 | LAB | Manual test kits and quality controls and calibrators and standards | N/A
20595 KFH-99-L3 | 241116492 | REAGENT CYTOTUNE-IPS 2.0 SENDAI REPROGRAMMING KIT, 3 PACK | PACK | #VALUE! | A16518 | 1 | THERMO FISHER...... | 2 | LAB | Manual test kits and quality controls and calibrators and standards | N/A
20595 KFH-99-L3 | 80066 | REAGENT DULBECCOS MOD EAGLE MED D-MEM HIGH GLUCOSE 500ML | EACH | #VALUE! | D6429-500ML | 120 | SIGMA ALDRICH...... | 2 | LAB | Manual test kits and quality controls and calibrators and standards | N/A
20595 KFH-99-L3 | 213670563 | REAGENT GOAT ANTI-RABBIT IGG (H+L) SECONDARY ANTIBODY HRP | EACH | #VALUE! | 61-1620 | 4 | INVITROGEN...... | 2 | LAB | Deoxyribonucleic acid DNA analysis kits | N/A
20595 KFH-99-L3 | 93798 | REAGENT PLATINUM TAQ POLYMERASE | VIAL | #VALUE! | 10966026 | 4 | THERMO SCIENTIFIC...... | 2 | LAB | Polymerase chain reaction PCR and reverse transcriptase polymerase chain reaction RT PCR products | N/A
20595 KFH-99-L3 | 200111047 | REAGENT PRE-DESIGNED SILENCER SELECT SIRNA STANDARD PURITY, SIRNA ID : S14374 | EACH | #VALUE! | 4392421 | 1 | INVITROGEN...... | 2 | LAB | Clinical and diagnostic analyzer reagents | N/A
20595 KFH-99-L3 | 200111049 | REAGENT PRE-DESIGNED SILENCER SELECT SIRNA STANDARD PURITY, SIRNA ID : S6994 | EACH | #VALUE! | AM4621 | 1 | INVITROGEN...... | 2 | LAB | Clinical and diagnostic analyzer reagents | N/A
20595 KFH-99-L3 | 200111048 | REAGENT PRE-DESIGNED SILENCER SELECT SIRNA STANDARD PURITY, SIRNA ID : S6999 | EACH | #VALUE! | 4392420 (S12411) | 1 | INVITROGEN...... | 2 | LAB | Clinical and diagnostic analyzer reagents | N/A
20595 KFH-99-L3 | 200111067 | REAGENT PRE-DESIGNED SILENCER SELECT SIRNA STANDARD, IL2RB GENES, ID : 110777 | EACH | #VALUE! | AM4624 | 1 | INVITROGEN...... | 2 | LAB | Clinical and diagnostic analyzer reagents | N/A
20595 KFH-99-L3 | 241119278 | REAGENT RECOMBINANT NOGGIN HUMAN EXPRESSED IN HEK 293 CELLS, 100UG | EACH | #VALUE! | 120-10C | 5 | PEPROTECH INC\....... | 2 | LAB | Manual test kits and quality controls and calibrators and standards | N/A
20595 KFH-99-L3 | 211696471 | REAGENT RNASEOUT RECOMBINANT RIBONUCLEASE INHIBITOR | EACH | #VALUE! | 10777019 | 3 | THERMO FISHER SCIENTIFIC ...... | 2 | LAB | Manual test kits and quality controls and calibrators and standards | N/A
20595 KFH-99-L3 | 241119236 | REAGENT S1OOA13 POLYCLONAL ANTIBODY IN IF, 100 UL | EACH | #VALUE! | PA5-54033 | 1 | INVITROGEN...... | 2 | LAB | Manual test kits and quality controls and calibrators and standards | N/A
20595 KFH-99-L3 | 241119235 | REAGENT S1OOA13 POLYCLONAL ANTIBODY IN IHC (P), 100 UL | EACH | #VALUE! | PA5-42097 | 1 | INVITROGEN...... | 2 | LAB | Manual test kits and quality controls and calibrators and standards | N/A
20595 KFH-99-L3 | 211696396 | REAGENT SUPERSCRIPT IV VILO MASTER MIX WITH ezDNASE ENZYME, 500 REACTIONS | EACH | #VALUE! | 11766500 | 1 | INVITROGEN...... | 2 | LAB | Manual test kits and quality controls and calibrators and standards | N/A
20595 KFH-99-L3 | 210069512 | REAGENT T-PER TISSUE PROTEIN EXTRACTION REAGENT | EACH | #VALUE! | 78510 | 2 | INVITROGEN...... | 2 | LAB | Manual test kits and quality controls and calibrators and standards | N/A
20595 KFH-99-L3 | 104758 | REAGENT WESTERN BLOTTING STRIPPING BUFFER | EACH | #VALUE! | 46430 | 2 | THERMO SCIENTIFIC...... | 2 | LAB | Laboratory electrophoresis and blotting system and supplies | N/A
20595 KFH-99-L3 | 236695469 | REAGENT, NUPAGE ANTI OXIDANT, 15ML | EACH | #VALUE! | NP0005 | 1 | INVITROGEN...... | 2 | LAB | Laboratory electrophoresis and blotting system and supplies | N/A
20595 KFH-99-L3 | 211683103 | THERMOMETER EASY-READ TEMPERATURE -10-150 °C IMMERSION LEVEL 50 MM | EACH | #VALUE! | Z423386-1EA | 5 | SIGMA ALDRICH...... | 2 | LAB | Temperature and heat measuring instruments | N/A
20598 KFH-99-L3 | 211677001 | FILTER CUP STERICUP 1000ML 0.10U PACK 12 | EACH | #VALUE! | SCVPU11RE | 9 | MERCK MILLIPORE...... | 2 | LAB | Laboratory filtering equipment and supplies | N/A
20598 KFH-99-L3 | 211677000 | FILTER CUP STERICUP 250ML 10UM PACK 12 | EACH | #VALUE! | SCVPU02RE | 9 | MERCK MILLIPORE...... | 2 | LAB | Laboratory filtering equipment and supplies | N/A
20598 KFH-99-L3 | 211677003 | FILTER CUP STERICUP QUICK RELEASE HV STERILE VACUUM FILTRATION SYSTEM | EACH | #VALUE! | S2HVU11RE | 9 | MERCK MILLIPORE...... | 2 | LAB | Laboratory filtering equipment and supplies | N/A
20598 KFH-99-L3 | 211677002 | FILTER CUP STERICUP QUICK RELEASE VP STERILE VACUUM FILTRATION SYSTEM | EACH | #VALUE! | S2VPU02RE | 9 | MERCK MILLIPORE...... | 2 | LAB | Laboratory filtering equipment and supplies | N/A
20598 KFH-99-L3 | 241087103 | FILTER UNIT STERICUP-GP 0.22UM PES 150ML RADIO STERILED | PACK | #VALUE! | S2GPU01RE | 9 | MILLIPORE...... | 2 | LAB | Laboratory filtering equipment and supplies | N/A
20598 KFH-99-L3 | 241087109 | FILTER UNIT STERICUP-HV 0.45UM PVDF 500ML RADIO STERILED | PACK | #VALUE! | SCHVU05RE | 9 | MILLIPORE...... | 2 | LAB | Laboratory filtering equipment and supplies | N/A
20598 KFH-99-L3 | 210680101 | N-2 SUPPLEMENT (100X) LIQUID | EACH | #VALUE! | 1750248 | 20 | THERMO FISHER SCIENTIFIC...... | 2 | LAB | Manual test kits and quality controls and calibrators and standards | N/A
20598 KFH-99-L3 | 210111312 | PIPETTE TIPS ART 1000 SELF SEALING BARRIER, STERILE, 100-1000UL | PACK | #VALUE! | Z709328-4PAK | 6 | SIGMA ALDRICH...... | 2 | LAB | Pipette tips | N/A
20598 KFH-99-L3 | 211705409 | PLATES CORNING COSTAR NOT TREATED MULTIPLE WELL, 6-WELLS, POLYSTYRENE, FLAT BOTTOM, CS/100 | CASE | #VALUE! | CLS3736-100EA | 9 | SIGMA ALDRICH...... | 2 | LAB | Tissue culture and high throughput screening supplies | N/A
20598 KFH-99-L3 | 241120092 | REAGENT ANGIOTENSIN FRAGMENT 1-7 ACETATE SALT 1 MG | EACH | #VALUE! | SC-319824 | 5 | SANTA CRUZ BIOTECHNOLOGY...... | 2 | LAB | Manual test kits and quality controls and calibrators and standards | N/A
20598 KFH-99-L3 | 241120099 | REAGENT ANGIOTENSIN I HUMAN ACETATE SALT HYDRATE 10MG | EACH | #VALUE! | A9650 | 2 | SIGMA ALDRICH...... | 2 | LAB | Manual test kits and quality controls and calibrators and standards | N/A
20598 KFH-99-L3 | 90779 | REAGENT ANGIOTENSIN II HUMAN 93% (HPLC) POWDER | EACH | #VALUE! | A9525 | 2 | SIGMA ALDRICH...... | 2 | LAB | Manual test kits and quality controls and calibrators and standards | N/A
20598 KFH-99-L3 | 241120097 | REAGENT ANTI-AGTR1 ANTIBODY PRODUCED IN RABBIT 100UG | EACH | #VALUE! | SAB3500209-100UG | 1 | SIGMA ALDRICH...... | 2 | LAB | Manual test kits and quality controls and calibrators and standards | N/A
20598 KFH-99-L3 | 241120096 | REAGENT ANTI-AGTR2 ANTIBODY PRODUCED IN RABBIT 100UG | EACH | #VALUE! | SAB3500098-100SAB3500098- | 2 | SIGMA ALDRICH...... | 2 | LAB | Manual test kits and quality controls and calibrators and standards | N/A
20598 KFH-99-L3 | 241119252 | REAGENT ANTIBODY MAP2AB IN IF, 500 UL | EACH | #VALUE! | MA512823 | 2 | THERMO FISHER SCIENTIFIC...... | 2 | LAB | Manual test kits and quality controls and calibrators and standards | N/A
20598 KFH-99-L3 | 241120098 | REAGENT ANTI-LASS5 ANTIBODY PRODUCED IN RABBIT 100UG | EACH | #VALUE! | SAB3500440-100UG | 1 | SIGMA ALDRICH...... | 2 | LAB | Manual test kits and quality controls and calibrators and standards | N/A
20598 KFH-99-L3 | 241120089 | REAGENT ANTI-SURFACTANT PROTEIN B ANTIBODY 100UL | EACH | #VALUE! | ABS21 | 3 | MERCK...... | 2 | LAB | Manual test kits and quality controls and calibrators and standards | N/A
20598 KFH-99-L3 | 214412623 | REAGENT B-27 SUPPLEMENT (50X), MINUS VITAMIN A, 10ML | EACH | #VALUE! | 12587010 | 20 | THERMO FISHER SCIENTIFIC ...... | 2 | LAB | Manual test kits and quality controls and calibrators and standards | N/A
20598 KFH-99-L3 | 241120091 | REAGENT CC10 ANTIBODY (E-11) 200UG | EACH | #VALUE! | SC-365992 | 2 | SANTA CRUZ BIOTECHNOLOGY...... | 2 | LAB | Manual test kits and quality controls and calibrators and standards | N/A
20598 KFH-99-L3 | 241120087 | REAGENT CHLOROQUINE DIPHOSPHATE SALT 98% ACROS ORGANICS 500G | EACH | #VALUE! | AC455245000 | 1 | FISHER SCIENTIFIC...... | 2 | LAB | Manual test kits and quality controls and calibrators and standards | N/A
20598 KFH-99-L3 | 241120093 | REAGENT CHLOROQUINE SULFATE | EACH | #VALUE! | C1650000 | 2 | SIGMA ALDRICH...... | 2 | LAB | Manual test kits and quality controls and calibrators and standards | N/A
20598 KFH-99-L3 | 211695958 | REAGENT DULBECCOS MODIFIED EAGLE MEDIUM D-MEM HIGH GLUCOSE 6X500ML | EACH | #VALUE! | D6429-6X500ML | 120 | MERCK...... | 2 | LAB | Manual test kits and quality controls and calibrators and standards | N/A
20598 KFH-99-L3 | 241120090 | REAGENT EP-CAM ANTIBODY (HEA125) 200UG | EACH | #VALUE! | SC-59906 | 2 | SANTA CRUZ BIOTECHNOLOGY...... | 2 | LAB | Manual test kits and quality controls and calibrators and standards | N/A
20598 KFH-99-L3 | 107289 | REAGENT FETAL BOVINE SERUM | EACH | #VALUE! | F4135-500ML | 108 | SIGMA ALDRICH...... | 2 | LAB | Manual test kits and quality controls and calibrators and standards | N/A
20598 KFH-99-L3 | 241120050 | REAGENT FICOLL PAQUE PLUS 6*100ML | EACH | #VALUE! | GE17-1440-02 | 3 | SIGMA ALDRICH...... | 2 | LAB | Manual test kits and quality controls and calibrators and standards | N/A
20598 KFH-99-L3 | 211692081 | REAGENT HEPES BUFFER BIOXTRA, PH 5.0-6.5 (1 M IN H2O), 99.5% (TITRATION), 250G | EACH | #VALUE! | H7523-250G | 2 | SIGMA ALDRICH...... | 2 | LAB | Clinical and diagnostic analyzer reagents | N/A
20598 KFH-99-L3 | 241120088 | REAGENT HYDROXYCHLOROQUINE SULFATE 25MG | EACH | #VALUE! | 50-927-20001 | 4 | FISHER SCIENTIFIC...... | 2 | LAB | Manual test kits and quality controls and calibrators and standards | N/A
20598 KFH-99-L3 | 241120095 | REAGENT HYDROXYCLOROQUINE SULFATE ANALYTICAL STANDARD 50MG | EACH | #VALUE! | 90527-50MG | 4 | SIGMA ALDRICH...... | 2 | LAB | Manual test kits and quality controls and calibrators and standards | N/A
20598 KFH-99-L3 | 236695778 | REAGENT INSULIN-TRANSFERRIN-SELENIUM-SODIUM (ITS-A) (100X) 10ML | EACH | #VALUE! | 51300-044 | 20 | THERMO FISHER SCIENTIFIC ...... | 2 | LAB | Manual test kits and quality controls and calibrators and standards | N/A
20598 KFH-99-L3 | 241120100 | REAGENT LISINOPRIL ACE INHIBITOR 1G | EACH | #VALUE! | L2777-1G | 2 | SIGMA ALDRICH...... | 2 | LAB | Manual test kits and quality controls and calibrators and standards | N/A
20598 KFH-99-L3 | 241120101 | REAGENT MOEXIPRIL HYDROCHLORIDE 50MG | EACH | #VALUE! | M0821-50MG | 1 | SIGMA ALDRICH...... | 2 | LAB | Manual test kits and quality controls and calibrators and standards | N/A
20598 KFH-99-L3 | 70200813 | REAGENT PHOSPHATE BUFFERED SALINE POWDER PH 7.4 | BOX | #VALUE! | P3813-10PAK | 18 | SIGMA ALDRICH...... | 2 | LAB | Manual test kits and quality controls and calibrators and standards | N/A
20598 KFH-99-L3 | 241120052 | REAGENT PHOSPHATE BUFFERED SALINE WITH TWEEN (PBST) | EACH | #VALUE! | P3563-10PK | 9 | SIGMA ALDRICH...... | 2 | LAB | Manual test kits and quality controls and calibrators and standards | N/A
20598 KFH-99-L3 | 241119844 | REAGENT PLASMID MAXIPREP | EACH | #VALUE! | PLX15-1KT | 3 | SIGMA ALDRICH...... | 2 | LAB | Manual test kits and quality controls and calibrators and standards | N/A
20598 KFH-99-L3 | 241119844 | REAGENT PLASMID MAXIPREP | KIT | #VALUE! | PLX15-1KT | 3 | SIGMA ALDRICH...... | 2 | LAB | Manual test kits and quality controls and calibrators and standards | N/A
20598 KFH-99-L3 | 241120094 | REAGENT QUINACRINE DIHYDROCHLORIDE 90% 100G | EACH | #VALUE! | Q3215-100G | 1 | SIGMA ALDRICH...... | 2 | LAB | Manual test kits and quality controls and calibrators and standards | N/A
20598 KFH-99-L3 | 241120051 | REAGENT RPMI 1860 HEPES | EACH | #VALUE! | R5158-500ML | 24 | SIGMA ALDRICH...... | 2 | LAB | Manual test kits and quality controls and calibrators and standards | N/A
20598 KFH-99-L3 | 241120053 | REAGENT THIAZOLE 1G | EACH | #VALUE! | 151645-1G | 1 | SIGMA ALDRICH...... | 2 | LAB | Manual test kits and quality controls and calibrators and standards | N/A
20598 KFH-99-L3 | 241116638 | REAGENT TRIS-BUFFERED SALINE AND TWEEN 20 MIXTURE, TBST (10X) | EACH | #VALUE! | T9039-10PAK | 48 | SIGMA ALDRICH...... | 2 | LAB | Manual test kits and quality controls and calibrators and standards | N/A
20598 KFH-99-L3 | 211693729 | REAGENT TRYPSIN-EDTA SOLUTION 1X, 100ML | EACH | #VALUE! | T4049-100ML | 240 | SIGMA ALDRICH...... | 2 | LAB | Manual test kits and quality controls and calibrators and standards | N/A
20601 KFH-05-03-RC-088-034 | 210387501 | CARTRIDGE nCOUNTER® SPRINT PROFILER | EACH | #VALUE! | 100078 | 4 | NANOSTRING...... | 2 | LAB | Laboratory filtering equipment and supplies | N/A
20601 KFH-05-03-RC-088-034 | 211692166 | CHEMICAL CIS-DIAMMINEPLATINUM (II) DICHLORIDE, CRYSTALLINE, 1G | EACH | #VALUE! | P4394-1G | 4 | SIGMA ALDRICH...... | 2 | LAB | Manual test kits and quality controls and calibrators and standards | N/A
20601 KFH-05-03-RC-088-034 | 237395110 | CHEMICAL TRIS BUFFERED SALINE | PACK | #VALUE! | T9039-10PAK | 40 | SIGMA ALDRICH...... | 2 | LAB | Laboratory electrophoresis and blotting system and supplies | N/A
20601 KFH-05-03-RC-088-034 | 240639100 | CRYOPROTECTIVE (FREEZING) MEDIUM | EACH | #VALUE! | 12648010 | 40 | THERMO FISHER SCIENTIFIC ...... | 2 | LAB | Manual test kits and quality controls and calibrators and standards | N/A
20601 KFH-05-03-RC-088-034 | 241119941 | REAGENT AN ZEB1 ANTIBODY [2A8A6] 100UL | EACH | #VALUE! | AB181451 | 1 | ABCAM...... | 2 | LAB | Manual test kits and quality controls and calibrators and standards | N/A
20601 KFH-05-03-RC-088-034 | 241119860 | REAGENT ANTIBODY CDK1/CDC2 (PHOSPHO-THR161) 100UL | EACH | #VALUE! | ORB335805 | 1 | BIORBYT...... | 2 | LAB | Manual test kits and quality controls and calibrators and standards | N/A
20601 KFH-05-03-RC-088-034 | 200103950 | REAGENT ANTIBODY OPG siRNA (h), 10uM | EACH | #VALUE! | SC-40152 | 2 | SANTA CRUZ BIOTECHNOLOGY...... | 2 | LAB | Manual test kits and quality controls and calibrators and standards | N/A
20601 KFH-05-03-RC-088-034 | 241119853 | REAGENT ANTI-CD44 ANTIBODY PRODUCED IN RABBIT 100UL | EACH | #VALUE! | HPA005785 | 3 | SIGMA ALDRICH...... | 2 | LAB | Manual test kits and quality controls and calibrators and standards | N/A
20601 KFH-05-03-RC-088-034 | 241119742 | REAGENT ANTI-JAG2 ANTIBODY PRODUCED IN RABBIT, 100UL | EACH | #VALUE! | SAB2101188-100UL | 7 | SIGMA ALDRICH...... | 2 | LAB | Manual test kits and quality controls and calibrators and standards | N/A
20601 KFH-05-03-RC-088-034 | 241119849 | REAGENT ANTI-ROR1 AFFINITY ISOLATED ANTIBODY 100UL | EACH | #VALUE! | SAB4301614-100UL | 9 | SIGMA ALDRICH...... | 2 | LAB | Manual test kits and quality controls and calibrators and standards | N/A
20601 KFH-05-03-RC-088-034 | 241119855 | REAGENT ANTI-STAGE-SPECIFIC EMBRYONIC ANTIGEN-4 ANTIBODY CLONE MC-813-70 | EACH | #VALUE! | MAB4304 | 2 | SIGMA ALDRICH...... | 2 | LAB | Manual test kits and quality controls and calibrators and standards | N/A
20601 KFH-05-03-RC-088-034 | 240110118 | REAGENT ANTI-TRA-1-60 ANTIBODY, CLONE TRA-1-60, 100ug | EACH | #VALUE! | MAB4360 | 1 | MERCK MILLIPORE...... | 2 | LAB | Manual test kits and quality controls and calibrators and standards | N/A
20601 KFH-05-03-RC-088-034 | 240110119 | REAGENT ANTI-TRA-1-81 ANTIBODY, CLONE TRA-1-81, 100ug | EACH | #VALUE! | MAB4381 | 1 | MERCK MILLIPORE...... | 2 | LAB | Manual test kits and quality controls and calibrators and standards | N/A
20601 KFH-05-03-RC-088-034 | 211695221 | REAGENT ANTI-TWIST (1OE4E6) MOUSE MONOCLONAL ANTIBODY | EACH | #VALUE! | AB175430 | 6 | ABCAM...... | 2 | LAB | Manual test kits and quality controls and calibrators and standards | N/A
20601 KFH-05-03-RC-088-034 | 241119861 | REAGENT CDK1/CDC2 (PHOSPHO-THR14) ANTIBODY 200UG | EACH | #VALUE! | ORB127843 | 1 | BIORBYT...... | 2 | LAB | Manual test kits and quality controls and calibrators and standards | N/A
20601 KFH-05-03-RC-088-034 | 211696408 | REAGENT CONTROL SHRNA PLASMID-A, 20UG | EACH | #VALUE! | SC-108060 | 2 | SANTA CRUZ BIOTECHNOLOGY...... | 2 | LAB | Manual test kits and quality controls and calibrators and standards | N/A
20601 KFH-05-03-RC-088-034 | 211698630 | REAGENT EXPRESS ENZYME 1X PHENOL RED 100 ML | EACH | #VALUE! | 12605010 | 2 | THERMO FISHER...... | 2 | LAB | Manual test kits and quality controls and calibrators and standards | N/A
20601 KFH-05-03-RC-088-034 | 241119846 | REAGENT FLUORESCENT HUMAN ES/IPS CELL CHARACTERIZATION KIT | EACH | #VALUE! | SCR078 | 1 | SIGMA ALDRICH...... | 2 | LAB | Manual test kits and quality controls and calibrators and standards | N/A
20601 KFH-05-03-RC-088-034 | 241110076 | REAGENT GOAT SERUM | EACH | #VALUE! | G9023-10ML | 4 | SIGMA ALDRICH...... | 2 | LAB | Manual test kits and quality controls and calibrators and standards | N/A
20601 KFH-05-03-RC-088-034 | 241119850 | REAGENT HEPARIN SODIUM SALT FROM PORCINE INTESTINAL MUCOSA 10KU | EACH | #VALUE! | H3149-10KU | 4 | SIGMA ALDRICH...... | 2 | LAB | Manual test kits and quality controls and calibrators and standards | N/A
20601 KFH-05-03-RC-088-034 | 241119854 | REAGENT HUMAN ES/IPS CELL MEDIUM 500ML | EACH | #VALUE! | SCM130 | 5 | SIGMA ALDRICH...... | 2 | LAB | Manual test kits and quality controls and calibrators and standards | N/A
20601 KFH-05-03-RC-088-034 | 241118295 | REAGENT KIT SPRINT nCOUNTER® | KIT | #VALUE! | 100077 | 1 | NANOSTRING...... | 2 | LAB | Manual test kits and quality controls and calibrators and standards | N/A
20601 KFH-05-03-RC-088-034 | 241117755 | REAGENT L-GLUTAMINE (200mM), 100ML | EACH | #VALUE! | 25030-081 | 6 | INVITROGEN...... | 2 | LAB | Manual test kits and quality controls and calibrators and standards | N/A
20601 KFH-05-03-RC-088-034 | 241119858 | REAGENT MCP-3 ANTIBODY (G-2) | VIAL | #VALUE! | SC-515890 | 1 | SANTA CRUZ BIOTECHNOLOGY...... | 2 | LAB | Manual test kits and quality controls and calibrators and standards | N/A
20601 KFH-05-03-RC-088-034 | 85747 | REAGENT MEDIA HAM NUTRIENT MIXTURE F-12 500ML | EACH | #VALUE! | 11765054 | 240 | THERMO FISHER SCIENTIFIC ...... | 2 | LAB | Microorganism propagation and transformation media and kits and equipment | N/A
20601 KFH-05-03-RC-088-034 | 236695865 | REAGENT MEDIUM 199 WITH HANKS SALT AND L-GLUTAMINE | EACH | #VALUE! | 12350-039 - LIQIUD | 360 | INVITROGEN...... | 2 | LAB | Manual test kits and quality controls and calibrators and standards | N/A
20601 KFH-05-03-RC-088-034 | 241119876 | REAGENT NORMOCI - ANTIMICROBIAL 1 G (1 X 20 ML) | EACH | #VALUE! | ANT-NR-2 | 5 | INVIVOGEN...... | 2 | LAB | Manual test kits and quality controls and calibrators and standards | N/A
20601 KFH-05-03-RC-088-034 | 70200813 | REAGENT PHOSPHATE BUFFERED SALINE POWDER PH 7.4 | BOX | #VALUE! | P3813-10PAK | 120 | SIGMA ALDRICH...... | 2 | LAB | Manual test kits and quality controls and calibrators and standards | N/A
20601 KFH-05-03-RC-088-034 | 241119940 | REAGENT RECOMBINANT ANTI IL B ANTIBODY [EPR1116 (2)] 10UL | EACH | #VALUE! | AB110727 | 8 | ABCAM...... | 2 | LAB | Manual test kits and quality controls and calibrators and standards | N/A
20601 KFH-05-03-RC-088-034 | 241105545 | REAGENT RNEASY MINI 50/KITS, CAT #74104 | KIT | 35 | 74104 | 5 | QIAGEN...... | 2 | LAB | Polymerase chain reaction PCR and reverse transcriptase polymerase chain reaction RT PCR products | N/A
20601 KFH-05-03-RC-088-034 | 241116960 | REAGENT RNEASY PLUS MINI KIT,50/KITS | KIT | #VALUE! | 74134 | 2 | QIAGEN...... | 2 | LAB | Clinical and diagnostic analyzer reagents | N/A
20601 KFH-05-03-RC-088-034 | 213670267 | REAGENT RPMI 1640 MEDIUM | EACH | #VALUE! | 11875093 | 400 | THERMO FISHER SCIENTIFIC...... | 2 | LAB | Deoxyribonucleic acid DNA analysis kits | N/A
20601 KFH-05-03-RC-088-034 | 201042811 | REAGENT SAFE DNA GEL STAIN, 400UL | EACH | #VALUE! | S33102 | 5 | INVITROGEN...... | 2 | LAB | Manual test kits and quality controls and calibrators and standards | N/A
20601 KFH-05-03-RC-088-034 | 241119614 | REAGENT SKOV-3/LUC CELL LINE | EACH | #VALUE! | AKR-232 | 1 | CELL BIOLABS, INC\....... | 2 | LAB | Manual test kits and quality controls and calibrators and standards | N/A
20601 KFH-05-03-RC-088-034 | 241117525 | REAGENT STEMPRO ACCUTASE CELL DISSOCIATION, 100ML | EACH | #VALUE! | A1110501 | 2 | APPLIED BIOSYSTEMS LTD...... | 2 | LAB | Manual test kits and quality controls and calibrators and standards | N/A
20601 KFH-05-03-RC-088-034 | 241119897 | REAGENT XT_HS_BC360V2+PANEL STANDARD | EACH | #VALUE! | 11-5000359 | 2 | NANOSTRING...... | 2 | LAB | Manual test kits and quality controls and calibrators and standards | N/A
20601 KFH-05-03-RC-088-034 | 241119896 | REAGENT XT_HS_IO360_CSO+STANDARD | EACH | #VALUE! | 11-5000222 | 2 | NANOSTRING...... | 2 | LAB | Manual test kits and quality controls and calibrators and standards | N/A
20601 KFH-05-03-RC-088-034 | 240117100 | TRANSFER STACKS IBLOT 2, PVDF, REGULAR SIZE, 10 STACKS | PACK | #VALUE! | IB24001 | 3 | THERMO FISHER SCIENTIFIC ...... | 2 | LAB | Laboratory electrophoresis and blotting system and supplies | N/A
20601 KFH-05-03-RC-088-034 | 76294 | TRYPSIN-EDTA SOLUTION 0.25% | EACH | #VALUE! | 25200056 | 500 | THERMO FISHER SCIENTIFIC ...... | 2 | LAB | Manual test kits and quality controls and calibrators and standards | N/A
20603 KFH-05-03-RC-088-043 | 241949783 | ANTIBODY TEST REAGENT ANTI-HUMAN CD80 PE | VIAL | #VALUE! | 557227 | 2 | BIOSCIENCE...... | 2 | LAB | Manual test kits and quality controls and calibrators and standards | N/A
20603 KFH-05-03-RC-088-043 | 241949778 | ANTIBODY TEST REAGENT ANTI-HUMAN CD83 FITC | VIAL | #VALUE! | 556910 | 1 | BD / BECTON DICKINSON...... | 2 | LAB | Manual test kits and quality controls and calibrators and standards | N/A
20603 KFH-05-03-RC-088-043 | 70202938 | CARTRIDGE QUANTUM TIX | PACK | #VALUE! | QTUM0TIX1 | 12 | SIGMA ALDRICH...... | 2 | LAB | Laboratory filtering equipment and supplies | N/A
20603 KFH-05-03-RC-088-043 | 70200673 | CHEMICAL ACETONITRILE OPTIMA™ LC/MS 500ML | EACH | #VALUE! | A955-500 | 12 | FISHER SCIENTIFIC...... | 2 | LAB | Manual test kits and quality controls and calibrators and standards | N/A
20603 KFH-05-03-RC-088-043 | 210076957 | CHEMICAL DIMETHYL SULFOXIDE HYBRI-MAX™ STERILE-FILTERED BIOREAGENT SUITABLE FOR HYBRIDOMA | EACH | #VALUE! | D2650-5X5ML | 24 | SIGMA ALDRICH...... | 2 | LAB | Manual test kits and quality controls and calibrators and standards | N/A
20603 KFH-05-03-RC-088-043 | 201042802 | CHEMICAL METHANOL (OPTIMA LC/MS) 500ML | CASE | #VALUE! | A456-500 | 4 | FISHER SCIENTIFIC...... | 2 | LAB | Manual test kits and quality controls and calibrators and standards | N/A
20603 KFH-05-03-RC-088-043 | 211693548 | CHEMICAL WATER (OPTIMA LC/MS) | EACH | #VALUE! | W6-500 | 24 | FISHER SCIENTIFIC...... | 2 | LAB | Manual test kits and quality controls and calibrators and standards | N/A
20603 KFH-05-03-RC-088-043 | 211699510 | CLOSURE FOR DIALYSIS TUBING 50 MM | EACH | #VALUE! | 142153 | 10 | SPECTRUM...... | 2 | LAB | Test Tubes | N/A
20603 KFH-05-03-RC-088-043 | 210393335 | CONTACT PIN FOR REAL-TIME CELL ANALYZER | EACH | #VALUE! | 5471575001 | 1 | ACEA BIOSCIENCES INC\....... | 2 | LAB | Clinical and diagnostic analyzers and accessories and supplies | N/A
20603 KFH-05-03-RC-088-043 | 211711908 | DIVIDER FOR CRYO/FREEZER BOXES #03-395-458 | EACH | 33 | 03-395-458 | 120 | FISHER SCIENTIFIC...... | 2 | LAB | General laboratory storage containers and cabinets | N/A
20603 KFH-05-03-RC-088-043 | 213616100 | FILTER 560 NM FOR MICROPLATE READER | EACH | #VALUE! | 1681042 | 1 | BIO RAD LABORATORIES...... | 2 | LAB | Chemical evaluation instruments and supplies | N/A
20603 KFH-05-03-RC-088-043 | 213616101 | FILTER 620 NM FOR MICROPLATE READER | EACH | #VALUE! | 1681054 | 1 | BIO RAD LABORATORIES...... | 2 | LAB | Chemical evaluation instruments and supplies | N/A
20603 KFH-05-03-RC-088-043 | 214346902 | FILTER PAPER QUALITATIVE GRADE 1 CIRCLES | PACK | #VALUE! | 09-805E | 3 | FISHER SCIENTIFIC...... | 2 | LAB | Laboratory filtering equipment and supplies | N/A
20603 KFH-05-03-RC-088-043 | 211697251 | FILTER RESERVOIR VENT FOR ELIX WATER PURIFICATION SYSTEM | EACH | #VALUE! | TANKMPK01 | 4 | MERCK...... | 2 | LAB | Manual test kits and quality controls and calibrators and standards | N/A
20603 KFH-05-03-RC-088-043 | 210386826 | FILTER UNIT CENTRIFUGAL ULTRA 0.5 ML | PACK | #VALUE! | UFC5003BK | 5 | MILLIPORE...... | 2 | LAB | Laboratory filtering equipment and supplies | N/A
20603 KFH-05-03-RC-088-043 | 213670838 | FLASKS CELL CULTURE CANTED NECK CAP VENTED 25 CM2 | CASE | #VALUE! | CLS430639-20EA | 5 | SIGMA...... | 2 | LAB | General laboratory glassware and plasticware and supplies | N/A
20603 KFH-05-03-RC-088-043 | 217851405 | GEL PRECAST MINI-PROTEAN TGX 10%, 10-WELL, 50UL | PACK | #VALUE! | 4561034 | 48 | BIO-RAD LABORATORIES...... | 2 | LAB | Laboratory electrophoresis and blotting system and supplies | N/A
20603 KFH-05-03-RC-088-043 | 210386827 | LABORATORY TUBING, SILICONE, DIAMETER 10.0MM, OVERALL LENGTH 10M, THICKNESS 2.0MM | EACH | #VALUE! | 10664372 | 1 | FISHER SCIENTIFIC...... | 2 | LAB | Laboratory filtering equipment and supplies | N/A
20603 KFH-05-03-RC-088-043 | 211695310 | MARKER CHEMICAL RESISTANT | PACK | #VALUE! | 22-026-700 | 4 | FISHER SCIENTIFIC...... | 2 | LAB | Histology equipment | N/A
20603 KFH-05-03-RC-088-043 | 97566 | PRETREATMENT PACK TS2 PROGARD | EACH | #VALUE! | PR0G0T0S2 | 8 | MERCK...... | 2 | LAB | Laboratory water purification equipment and supplies | N/A
20603 KFH-05-03-RC-088-043 | 241118618 | REAGENT 4X LAEMMLI SAMPLE BUFFER FOR SDS-PAGE, 10ML | EACH | #VALUE! | 1610747 | 1 | BIO-RAD LABORATORIES...... | 2 | LAB | Manual test kits and quality controls and calibrators and standards | N/A
20603 KFH-05-03-RC-088-043 | 241949365 | REAGENT ANTIBODY CD86 MOUSE ANTI-HUMAN, PE, CLONE: 2331 (FUN-1), BD 100 TEST | VIAL | #VALUE! | 555658 | 2 | BD BIOSCIENCES...... | 2 | LAB | Manual test kits and quality controls and calibrators and standards | N/A
20603 KFH-05-03-RC-088-043 | 213678829 | REAGENT BERBAMINE DIHYDROCHLORIDE 1G | EACH | #VALUE! | 547190-1G | 1 | SIGMA ALDRICH...... | 2 | LAB | Manual test kits and quality controls and calibrators and standards | N/A
20603 KFH-05-03-RC-088-043 | 211696095 | REAGENT BUFFER A FOR EQUILIBRATION AND WASHING | EACH | #VALUE! | 5185-5987 | 8 | AGILENT TECHNOLOGIES...... | 2 | LAB | Manual test kits and quality controls and calibrators and standards | N/A
20603 KFH-05-03-RC-088-043 | 211699507 | REAGENT CD14 MOUSE ANTI-HUMAN FITC CLONE M?P9 | EACH | #VALUE! | 345784 | 1 | BD...... | 2 | LAB | Manual test kits and quality controls and calibrators and standards | N/A
20603 KFH-05-03-RC-088-043 | 211003215 | REAGENT DIHYDRORHODAMINE 123 | EACH | #VALUE! | D1054-2MG | 2 | SIGMA ALDRICH...... | 2 | LAB | Manual test kits and quality controls and calibrators and standards | N/A
20603 KFH-05-03-RC-088-043 | 214383302 | REAGENT E. COLI DIGESTION STANDARD | EACH | #VALUE! | 186003196 | 20 | WATERS...... | 2 | LAB | Manual test kits and quality controls and calibrators and standards | N/A
20603 KFH-05-03-RC-088-043 | 211697300 | REAGENT EAGLE'S MINIMUM ESSENTAL MEDIUM (EMEM) (10X) 500ML | EACH | #VALUE! | 67-011-5 | 1 | FISHER SCIENTIFIC...... | 2 | LAB | Manual test kits and quality controls and calibrators and standards | N/A
20603 KFH-05-03-RC-088-043 | 211698504 | REAGENT FITC MOUSE ANTI-HUMAN CD8 100 TESTS | EACH | #VALUE! | 345772 | 1 | BD...... | 2 | LAB | Manual test kits and quality controls and calibrators and standards | N/A
20603 KFH-05-03-RC-088-043 | 211698953 | REAGENT FORMIC ACID 99.0+% OPTIMA LC/MS GRADE 10X1ML | EACH | #VALUE! | A11710X1AMP | 5 | FISHER SCIENTIFIC...... | 2 | LAB | Manual test kits and quality controls and calibrators and standards | N/A
20603 KFH-05-03-RC-088-043 | 210378223 | REAGENT HUMAN MESENCHYMAL STEM CELL OSTEOGENIC DIFFERENTIATION MEDIUM KIT | EACH | #VALUE! | NC9915521 | 8 | FISHER SCIENTIFIC...... | 2 | LAB | Manual test kits and quality controls and calibrators and standards | N/A
20603 KFH-05-03-RC-088-043 | 211692715 | REAGENT HUMAN MSC ANALYSIS KIT 50 TESTS | EACH | #VALUE! | 562245 | 2 | BD...... | 2 | LAB | Clinical and diagnostic analyzer reagents | N/A
20603 KFH-05-03-RC-088-043 | 211698954 | REAGENT IMMOBILON BLOCK - FL (FLUORESCENT BLOCKER) 500ML | EACH | #VALUE! | WBAVDFL01 | 1 | MILLIPORE...... | 2 | LAB | Manual test kits and quality controls and calibrators and standards | N/A
20603 KFH-05-03-RC-088-043 | 211698955 | REAGENT IMMOBILON BLOCK - PO (PHOSPHOPROTEIN BLOCKER) 500ML | EACH | #VALUE! | WBAVDP001 | 1 | MILLIPORE...... | 2 | LAB | Manual test kits and quality controls and calibrators and standards | N/A
20603 KFH-05-03-RC-088-043 | 210363520 | REAGENT MEDIA CELL FREEZING MEDIUM-DMSO 1X STERILE FILTERED 50ML | EACH | #VALUE! | C6164-50ML | 2 | SIGMA ALDRICH...... | 2 | LAB | Manual test kits and quality controls and calibrators and standards | N/A
20603 KFH-05-03-RC-088-043 | 14622 | REAGENT PRECISION PLUS PROTEIN WESTERN-C STANDARD | EACH | #VALUE! | 1610376 | 4 | BIO-RAD LABORATORIES...... | 2 | LAB | Laboratory electrophoresis and blotting system and supplies | N/A
20603 KFH-05-03-RC-088-043 | 224070101 | REAGENT RPMI 1640 MEDIUM NO GLUTAMINE NO PHENOL RED SODIUM BICARBONATE BUFFER 500ML | EACH | #VALUE! | 32404014 | 4 | INVITROGEN...... | 2 | LAB | Polymerase chain reaction PCR and reverse transcriptase polymerase chain reaction RT PCR products | N/A
20603 KFH-05-03-RC-088-043 | 241117717 | SPRAYER HDPE BOTTLES, 500ML, PACK OF 6 | PACK | #VALUE! | 03-438-12A | 1 | FISHER SCIENTIFIC...... | 2 | LAB | Laboratory blending and dispersing and homogenizing equipment and supplies | N/A
20603 KFH-05-03-RC-088-043 | 241319100 | TEST PACK ANTI-HLA-DR PERCP LIQUID REAGENT HLA REFER TO HUMAN LEUKOCYTE ANTIGEN | VIAL | #VALUE! | 347402 | 1 | BD / BECTON DICKINSON...... | 2 | LAB | Manual test kits and quality controls and calibrators and standards | N/A
20603 KFH-05-03-RC-088-043 | 211702101 | TUBE CAPILLARY INFUSE TUBING 25uM X 30" LONG | EACH | #VALUE! | 700005498 | 5 | WATERS...... | 2 | LAB | Test Tubes | N/A
20603 KFH-05-03-RC-088-043 | 210378222 | TUBE CRYOGENIC NALGENE GENERAL LONG-TERM STORAGE CONICAL DIAMETER 0.46 IN. CAPACITY 1ML | EACH | #VALUE! | 03-337-7X | 2000 | FISHER SCIENTIFIC...... | 2 | LAB | Test Tubes | N/A
20603 KFH-05-03-RC-088-043 | 211699506 | TUBING DIALYSIS CELLULOSE MEMBRANE 20.4MM DIA. X 30M LENGTH | EACH | #VALUE! | S432703 | 1 | SPECTRUM...... | 2 | LAB | Laboratory dialysis supplies | N/A
20604 KFH-05-B1-AF-085-075 | 241117039 | BEADS MAGNETIC PROTEIN A | EACH | #VALUE! | 88846 | 2 | THERMO FISHER SCIENTIFIC ...... | 2 | LAB | Nucleic acid DNA and RNA extraction and purification and quantitation kits and components | N/A
20604 KFH-05-B1-AF-085-075 | 224751100 | CHEMICAL D-(+)- GLUCOSE SOLUTION, STERILE FOR CELL CULTURE | EACH | #VALUE! | G8769-100ML | 3 | SIGMA ALDRICH...... | 2 | LAB | Manual test kits and quality controls and calibrators and standards | N/A
20604 KFH-05-B1-AF-085-075 | 241087104 | FILTER UNIT STERICUP-GP 0.22UM PES 250ML RADIO STERILED | PACK | #VALUE! | SCGPU02RE | 15 | MILLIPORE...... | 2 | LAB | Laboratory filtering equipment and supplies | N/A
20604 KFH-05-B1-AF-085-075 | 241087105 | FILTER UNIT STERICUP-GP 0.22UM PES 500ML RADIO STERILE | PACK | #VALUE! | SCGPU05RE | 8 | MILLIPORE...... | 2 | LAB | Laboratory filtering equipment and supplies | N/A
20604 KFH-05-B1-AF-085-075 | 210103861 | REAGENT ANTI-V5 TAG [SV5-Pk1] MOUSE MONOCLONAL ANTIBODY | EACH | #VALUE! | AB27671 | 1 | ABCAM...... | 2 | LAB | Manual test kits and quality controls and calibrators and standards | N/A
20604 KFH-05-B1-AF-085-075 | 210193703 | REAGENT HEPES SOLUTION 100ML | EACH | #VALUE! | H0887-100ML | 1 | SIGMA ALDRICH...... | 2 | LAB | Manual test kits and quality controls and calibrators and standards | N/A
20604 KFH-05-B1-AF-085-075 | 85804 | REAGENT HYGROMYCIN B | EACH | #VALUE! | 10687010 | 3 | THERMO FISHER SCIENTIFIC ...... | 2 | LAB | Manual test kits and quality controls and calibrators and standards | N/A
20604 KFH-05-B1-AF-085-075 | 70200965 | REAGENT MEDIA CELL FREEZING MEDIUM-DMSO | EACH | #VALUE! | C6164-6X50ML | 10 | SIGMA CHEMICAL CO\....... | 2 | LAB | Manual test kits and quality controls and calibrators and standards | N/A
20604 KFH-05-B1-AF-085-075 | 241119936 | REAGENT PIERCE PROTEIN G MAGNETIC BEADS 5ML | EACH | #VALUE! | 88848 | 1 | THERMO FISHER SCIENTIFIC...... | 2 | LAB | Manual test kits and quality controls and calibrators and standards | N/A
20604 KFH-05-B1-AF-085-075 | 200111056 | REAGENT PUROMYCIN DIHYDROCHLORIDE | EACH | #VALUE! | SC-108071C | 1 | SANTA CRUZ BIOTECHNOLOGY...... | 2 | LAB | Clinical and diagnostic analyzer reagents | N/A
20604 KFH-05-B1-AF-085-075 | 241119935 | REAGENT RNALATER 250ML | EACH | #VALUE! | AM7024 | 3 | INVITROGEN...... | 2 | LAB | Manual test kits and quality controls and calibrators and standards | N/A
20604 KFH-05-B1-AF-085-075 | 241119142 | REAGENT RNASE-FREE DNASE SET (250) | EACH | #VALUE! | 79256 | 1 | QIAGEN...... | 2 | LAB | Manual test kits and quality controls and calibrators and standards | N/A
20604 KFH-05-B1-AF-085-075 | 241116960 | REAGENT RNEASY PLUS MINI KIT,50/KITS | KIT | #VALUE! | 74134 | 4 | QIAGEN...... | 2 | LAB | Clinical and diagnostic analyzer reagents | N/A
20604 KFH-05-B1-AF-085-075 | 227967101 | REAGENT SODIUM PYRUVATE SOLUTION | EACH | #VALUE! | S8636-100ML | 5 | SIGMA ALDRICH...... | 2 | LAB | Manual test kits and quality controls and calibrators and standards | N/A
20604 KFH-05-B1-AF-085-075 | 200662714 | REAGENT SUPERSCRIPT III FIRST-STRAND SYNTHESIS SYSTEM, 50 REACTIONS | EACH | #VALUE! | 11752050 | 5 | INVITROGEN...... | 2 | LAB | Manual test kits and quality controls and calibrators and standards | N/A
20604 KFH-05-B1-AF-085-075 | 233696107 | TRANSFER BUFFER SOLUTION NOVEX® NUPAGE | EACH | #VALUE! | NP0006 | 10 | INVITROGEN...... | 2 | LAB | Water treatment consumables | N/A
20604 KFH-05-B1-AF-085-075 | 238727106 | TUBES LABORATORY BLOOD DNA/RNA PAXGENE | EACH | #VALUE! | 762165 | 2 | BD / BECTON DICKINSON...... | 2 | LAB | Specimen collection and transport containers and supplies | N/A
20605 KFH-05-02-RC-087-087 | 241118944 | CHEMICAL PKF118-310 ANTAGONIST OF THE TCF4/B-CATENIN SIGNALING, 25MG | EACH | #VALUE! | K4394-25MG | 2 | SIGMA ALDRICH...... | 2 | LAB | Manual test kits and quality controls and calibrators and standards | N/A
20605 KFH-05-02-RC-087-087 | 241118943 | CHEMICAL PKF118-310 ANTAGONIST OF THE TCF4/B-CATENIN SIGNALING, 5MG | EACH | #VALUE! | K4394-5MG | 3 | SIGMA ALDRICH...... | 2 | LAB | Manual test kits and quality controls and calibrators and standards | N/A
20605 KFH-05-02-RC-087-087 | 213677401 | CLONING KIT TA WITH PCR2.1 VECTOR AND ONE SHOT TOP10 CHEMICALLY COMPETENT E. COLI 40 REACTIONS | EACH | #VALUE! | K204040 | 3 | INVITROGEN...... | 2 | LAB | Vectors | N/A
20605 KFH-05-02-RC-087-087 | 213677402 | ONE SHOT TOP10/P3 CHEMICALLY COMPETENT E. COLI 20 X 50 µL | PACK | #VALUE! | C505003 | 2 | INVITROGEN...... | 2 | LAB | Vectors | N/A
20605 KFH-05-02-RC-087-087 | 211705412 | PLATE CELL CULTURE CELLBIND MULTIPLE WELL CLEAR POLYSTERENE FLAT BOTTOM STERILE | CASE | #VALUE! | CLS3336-50EA | 3 | SIGMA ALDRICH...... | 2 | LAB | Tissue culture and high throughput screening supplies | N/A
20605 KFH-05-02-RC-087-087 | 211698533 | REAGENT ANTIBODY RABBIT POLYCLONAL TO CYP24A1 IGG (AB96691) | EACH | 52 | AB96691 | 2 | ABCAM...... | 2 | LAB | Manual test kits and quality controls and calibrators and standards | N/A
20605 KFH-05-02-RC-087-087 | 211698530 | REAGENT ANTI-CYP24A1 ANTIBODY - C-TERMINAL RABBIT POLYCLONAL | EACH | #VALUE! | AB175976 | 2 | ABCAM...... | 2 | LAB | Manual test kits and quality controls and calibrators and standards | N/A
20605 KFH-05-02-RC-087-087 | 211698532 | REAGENT ANTI-CYP24A1 ANTIBODY GOAT POLYCLONAL | EACH | #VALUE! | AB189322 | 2 | ABCAM...... | 2 | LAB | Manual test kits and quality controls and calibrators and standards | N/A
20605 KFH-05-02-RC-087-087 | 211698531 | REAGENT ANTI-CYP24A1 ANTIBODY RABBIT POLYCLONAL | EACH | #VALUE! | AB203308 | 2 | ABCAM...... | 2 | LAB | Manual test kits and quality controls and calibrators and standards | N/A
20605 KFH-05-02-RC-087-087 | 218198100 | REAGENT DULBECCO’S MODIFIED EAGLE’S MEDIUM/NUTRIENT MIXTURE F-12 HAM, 6X500ML | EACH | #VALUE! | D8062-6X500ML | 12 | SIGMA ALDRICH...... | 2 | LAB | Manual test kits and quality controls and calibrators and standards | N/A
20605 KFH-05-02-RC-087-087 | 108292 | REAGENT HRP SUBSTRATE | KIT | #VALUE! | WBLUF0500 | 2 | MERCK MILLIPORE...... | 2 | LAB | Laboratory electrophoresis and blotting system and supplies | N/A
20605 KFH-05-02-RC-087-087 | 70200564 | REAGENT KIT REVERSE TRANSCRIPTION SYSTEM | KIT | #VALUE! | A3500 | 6 | PROMEGA CORP\....... | 2 | LAB | Laboratory microscope slides and supplies | N/A
20605 KFH-05-02-RC-087-087 | 210363520 | REAGENT MEDIA CELL FREEZING MEDIUM-DMSO 1X STERILE FILTERED 50ML | EACH | #VALUE! | C6164-50ML | 6 | SIGMA ALDRICH...... | 2 | LAB | Manual test kits and quality controls and calibrators and standards | N/A
20605 KFH-05-02-RC-087-087 | 79104 | TEST KIT ANTIBIOTIC /ANTIMYCOTIC SOLUTION | EACH | #VALUE! | A5955-100ML | 10 | SIGMA CHEMICAL CO\....... | 2 | LAB | Manual test kits and quality controls and calibrators and standards | N/A
20605 KFH-05-02-RC-087-087 | 211700601 | TUBE PCR 8-TUBE STRIP 0.2 ML | CASE | #VALUE! | AB0490 | 20 | THERMO SCIENTIFIC...... | 2 | LAB | Test Tubes | N/A
20607 KFH-99-L3-3016 | 210393816 | CABLE AOTF CRYSTAL TEMP CONTROL 800 FOR LABORATORY MICROSCOPE | EACH | #VALUE! | 000000-1305-567 | 1 | CARL ZEISS...... | 2 | LAB | Viewing and observing instruments and accessories | N/A
20607 KFH-99-L3-3016 | 210393819 | CABLE AOTF CRYSTAL TEMP CONTROL 950 FOR LABORATORY MICROSCOPE | EACH | #VALUE! | 000000-1305-567 (950) | 1 | CARL ZEISS...... | 2 | LAB | Viewing and observing instruments and accessories | N/A
20607 KFH-99-L3-3016 | 90548 | CHEMICAL PHORBOL 12-MYRISTATE 13-ACETATE | EACH | #VALUE! | P1585-1MG | 4 | SIGMA ALDRICH...... | 2 | LAB | Manual test kits and quality controls and calibrators and standards | N/A
20607 KFH-99-L3-3016 | 210393817 | FILTER AOTF-TR MASTER 3CH FOR LABORATORY MICROSCOPE | EACH | #VALUE! | 000000-0528-093 | 1 | CARL ZEISS...... | 2 | LAB | Viewing and observing instruments and accessories | N/A
20607 KFH-99-L3-3016 | 210393818 | FILTER AOTF-TR SLAVE 3CH MDS3C-S-B65-22-74 158 FOR LABORATORY MICROSCOPE | EACH | #VALUE! | 000000-0500-156 | 1 | CARL ZEISS...... | 2 | LAB | Viewing and observing instruments and accessories | N/A
20607 KFH-99-L3-3016 | 211705952 | PLATE CORNING CELLBIND MULTIPLE WEKK 48 WEELS 50 PER CASE | EACH | #VALUE! | CLS3338-50EA | 3 | SIGMA ALDRICH...... | 2 | LAB | Tissue culture and high throughput screening supplies | N/A
20607 KFH-99-L3-3016 | 211696055 | REAGENT 3.0 INVIVOFECTAMINE 50 REACTIONS | EACH | #VALUE! | IVF3005 | 2 | INVITROGEN...... | 2 | LAB | Manual test kits and quality controls and calibrators and standards | N/A
20607 KFH-99-L3-3016 | 241119997 | REAGENT ANTI-FGFR2 ANTIBODY 50UL | EACH | #VALUE! | AB10648 | 3 | ABCAM...... | 2 | LAB | Manual test kits and quality controls and calibrators and standards | N/A
20607 KFH-99-L3-3016 | 241120085 | REAGENT ANTI-PODOPLANIN / GP36 ANTIBODY [RTD4E10] 100UG | EACH | #VALUE! | AB11936 | 3 | ABCAM...... | 2 | LAB | Manual test kits and quality controls and calibrators and standards | N/A
20607 KFH-99-L3-3016 | 213670422 | REAGENT ANTI-TUBULIN ANTIBODY, BETA III ISOFORM, CT, CLONE TU-20, 100UL | EACH | #VALUE! | MAB1637 | 2 | SIGMA ALDRICH...... | 2 | LAB | Clinical and diagnostic analyzer reagents | N/A
20607 KFH-99-L3-3016 | 241118440 | REAGENT HUMAN STEMCCA CRE-EXCISABLE CONSTITUTIVE POLYCISTRONIC (OKS/L-Myc) LENTIVIRUS REPROGRAMMING KIT | KIT | #VALUE! | SCR548 | 12 | MERCK MILLIPORE...... | 2 | LAB | Manual test kits and quality controls and calibrators and standards | N/A
20607 KFH-99-L3-3016 | 241119810 | REAGENT MATRIGEL HESC-QUALIFIED MATRIX, 5ML | EACH | #VALUE! | 07181 | 24 | STEMCELL TECHNOLOGIES...... | 2 | LAB | Manual test kits and quality controls and calibrators and standards | N/A
20607 KFH-99-L3-3016 | 241949774 | REAGENT MEASURE SIRNA TRANSFECTION WITH THIS TAQMAN SIRNA ASSAY(S137587_ASY) | EACH | #VALUE! | 457304 (S137587_ASY) | 2 | INVITROGEN...... | 2 | LAB | Protein expression products | N/A
20607 KFH-99-L3-3016 | 241120082 | REAGENT MONOCLONAL ANTI-S-100 (?-SUBUNIT) ANTIBODY PRODUCED IN MOUSE .2ML | EACH | #VALUE! | S2532-.2ML | 2 | SIGMA ALDRICH...... | 2 | LAB | Manual test kits and quality controls and calibrators and standards | N/A
20607 KFH-99-L3-3016 | 241117074 | REAGENT mTESR 1 MEDIUM 500ML | KIT | #VALUE! | 85850 | 150 | STEMCELL TECHNOLOGIES...... | 2 | LAB | Microorganism propagation and transformation media and kits and equipment | N/A
20607 KFH-99-L3-3016 | 241119811 | REAGENT MTESR1 PLUS | KIT | #VALUE! | 05825 | 50 | STEMCELL TECHNOLOGIES...... | 2 | LAB | Manual test kits and quality controls and calibrators and standards | N/A
20607 KFH-99-L3-3016 | 211692048 | REAGENT PRE-DESIGNED SILENCER SELECT SIRNA, SIRNA ID : S9633 | EACH | #VALUE! | 4457304 (S100A3) INVIVO | 1 | INVITROGEN...... | 2 | LAB | Clinical and diagnostic analyzer reagents | N/A
20607 KFH-99-L3-3016 | 211692049 | REAGENT PRE-DESIGNED SILENCER SELECT SIRNA, SIRNA ID : S9634 | EACH | #VALUE! | PA5-39372 | 1 | INVITROGEN...... | 2 | LAB | Clinical and diagnostic analyzer reagents | N/A
20607 KFH-99-L3-3016 | 211692051 | REAGENT PRE-DESIGNED SILENCER SELECT SIRNA, SIRNA ID : S9641 | EACH | #VALUE! | 15966025 | 1 | INVITROGEN...... | 2 | LAB | Clinical and diagnostic analyzer reagents | N/A
20607 KFH-99-L3-3016 | 241120084 | REAGENT RECOMBINANT ANTI-SP-C ANTIBODY [EPR19839] 100UL | EACH | #VALUE! | AB211326 | 3 | ABCAM...... | 2 | LAB | Manual test kits and quality controls and calibrators and standards | N/A
20607 KFH-99-L3-3016 | 241120083 | REAGENT RECOMBINANT ANTI-SURFACTANT PROTEIN B (MATURE) ANTIBODY [RM370] 100UL | EACH | #VALUE! | AB271345 | 2 | ABCAM...... | 2 | LAB | Manual test kits and quality controls and calibrators and standards | N/A
20607 KFH-99-L3-3016 | 241120086 | REAGENT RECOMBINANT ANTI-TTF1 ANTIBODY [EP1584Y] 100UL | EACH | #VALUE! | AB76013 | 2 | ABCAM...... | 2 | LAB | Manual test kits and quality controls and calibrators and standards | N/A
20607 KFH-99-L3-3016 | 241119998 | REAGENT RECOMBINANT HUMAN FGFR ANTIBODY 5UG | EACH | #VALUE! | AB89755 | 3 | ABCAM...... | 2 | LAB | Manual test kits and quality controls and calibrators and standards | N/A
20607 KFH-99-L3-3016 | 241119236 | REAGENT S1OOA13 POLYCLONAL ANTIBODY IN IF, 100 UL | EACH | #VALUE! | PA5-54033 | 1 | INVITROGEN...... | 2 | LAB | Manual test kits and quality controls and calibrators and standards | N/A
20607 KFH-99-L3-3016 | 241119302 | REAGENT SB431542, 10 MG | EACH | #VALUE! | 1614/10 | 7 | TOCRIS BIOSCIENCE...... | 2 | LAB | Manual test kits and quality controls and calibrators and standards | N/A
20607 KFH-99-L3-3016 | 200693504 | REAGENT SILENCER SELECT PRE-DESIGNED siRNA, PRMT8, s186032, 20NMOL | EACH | #VALUE! | 4457304 | 1 | INVITROGEN...... | 2 | LAB | Manual test kits and quality controls and calibrators and standards | N/A
20607 KFH-99-L3-3016 | 241119794 | REAGENT STEMDIFF DEFINITIVE ENDODERM KIT | KIT | #VALUE! | 05110 | 24 | STEMCELL TECHNOLOGIES...... | 2 | LAB | Manual test kits and quality controls and calibrators and standards | N/A
20607 KFH-99-L3-3016 | 213674410 | REAGENT TAQMAN GENE EXPRESSION ASSAY MED, 750 RXNS | EACH | #VALUE! | 4351370 | 2 | INVITROGEN...... | 2 | LAB | Protein expression products | N/A
20607 KFH-99-L3-3016 | 241117123 | REAGENT TeSR-E8 KIT FOR hESC/hiPSC MAINTENANCE | KIT | #VALUE! | 05990 | 40 | STEMCELL TECHNOLOGIES...... | 2 | LAB | Manual test kits and quality controls and calibrators and standards | N/A
20607 KFH-99-L3-3016 | 240110125 | REAGENT VITRONECTIN XF, 2ML | EACH | #VALUE! | 07180 | 40 | STEMCELL TECHNOLOGIES...... | 2 | LAB | Manual test kits and quality controls and calibrators and standards | N/A
20607 KFH-99-L3-3016 | 200693510 | REAGENT Y-27632 RHO/ROCK PATHWAY INHIBITOR; INHIBITS ROCK1 AND ROCK2 1MG | EACH | #VALUE! | 72302 | 7 | STEMCELL TECHNOLOGIES...... | 2 | LAB | Manual test kits and quality controls and calibrators and standards | N/A
20608 KFH-05-02-RC-087-079 | 241119825 | REAGENT CATIN ADJUSTED MUELLER-HINTON BRITH WITH OADC, 10ML | EACH | #VALUE! | T8006 | 10 | THERMO SCIENTIFIC...... | 2 | LAB | Manual test kits and quality controls and calibrators and standards | N/A
20608 KFH-05-02-RC-087-079 | 241119826 | REAGENT MIDDLEBROOK 7H9, W/OADC, 10ML | EACH | #VALUE! | T3441 | 10 | BD...... | 2 | LAB | Manual test kits and quality controls and calibrators and standards | N/A
20608 KFH-05-02-RC-087-079 | 241119890 | REAGENT MIRU-VNTR QUADRUPLEX CALIBRATION ,10KG | KIT | #VALUE! | 790-60VQUAD | 1 | GENOSCREEN...... | 2 | LAB | Manual test kits and quality controls and calibrators and standards | N/A
20608 KFH-05-02-RC-087-079 | 241119733 | REAGENT MYCOBACTERIA TESTING TUBERCULOSIS MIC PLATE | EACH | #VALUE! | MYCOTBI | 10 | BD...... | 2 | LAB | Manual test kits and quality controls and calibrators and standards | N/A
20608 KFH-05-02-RC-087-079 | 241119827 | REAGENT SALINE TWEEN WITH SLASS BEADS, 5ML | EACH | #VALUE! | T3491 | 10 | BD...... | 2 | LAB | Manual test kits and quality controls and calibrators and standards | N/A
20608 KFH-05-02-RC-087-079 | 200902260 | REAGENT WATER DEMINERALIZED, 5ML | PACK | #VALUE! | T3339 | 1 | BD...... | 2 | LAB | Polymerase chain reaction PCR and reverse transcriptase polymerase chain reaction RT PCR products | N/A
20608 KFH-05-02-RC-087-079 | 211705902 | TEST PLATE DOSEHEADS SENSITITRE AIM FOR PLATE INOCULATION | EACH | #VALUE! | E3010 | 2 | THERMO SCIENTIFIC...... | 2 | LAB | Tissue culture and high throughput screening supplies | N/A
20608 KFH-05-02-RC-087-079 | 201008782 | TEST STANDARDS FARLAND RUBIDITY 0.5MA | EACH | #VALUE! | E1041 | 1 | THERMO SCIENTIFIC...... | 2 | LAB | Manual test kits and quality controls and calibrators and standards | N/A
20610 KFH-99-L3 | 92492 | DISPENSER BEADS LABORATORY | EACH | #VALUE! | 69965 | 14 | QIAGEN...... | 2 | LAB | Laboratory implements | N/A
20610 KFH-99-L3 | 213665011 | REAGENT MAXWELL RSC simplyRNA BLOOD KIT, 48 PREPS | KIT | #VALUE! | AS1380 | 2 | PROMEGA...... | 2 | LAB | Nucleic acid DNA and RNA extraction and purification and quantitation kits and components | N/A
20610 KFH-99-L3 | 213665010 | REAGENT MAXWELL RSC simplyRNA CELLS KIT, 48 PREPS | KIT | #VALUE! | AS1390 | 4 | PROMEGA...... | 2 | LAB | Nucleic acid DNA and RNA extraction and purification and quantitation kits and components | N/A
20610 KFH-99-L3 | 241119466 | REAGENT REAGENT MAXWELL® RSC BLOOD DNA KIT, 48 PREPS | EACH | #VALUE! | AS1610 | 5 | PROMEGA...... | 2 | LAB | Manual test kits and quality controls and calibrators and standards | N/A
20610 KFH-99-L3 | 211072104 | TIP PROBE HOMOGENIZER TISSUERUPTOR PLASTIC NON-STERILE DISPOSABLE | PACK | #VALUE! | 990890 | 10 | QIAGEN...... | 2 | LAB | Laboratory blending and dispersing and homogenizing equipment and supplies | N/A
20610 KFH-99-L3 | 211701314 | TUBE PCR 0.5ML 200 PACK | PACK | #VALUE! | E4942 | 4 | PROMEGA...... | 2 | LAB | Test Tubes | N/A
20611 KFH-05-02-RC-087-005 | 211677715 | FILTER SYRINGE ACRODISC GHP, 25 MM 0.2 µM, 50/PK | EACH | #VALUE! | WAT097964 | 5 | WATERS...... | 2 | LAB | Laboratory filtering equipment and supplies | N/A
20611 KFH-05-02-RC-087-005 | 211677717 | FILTER SYRINGE PTFE HYDROPHOBIC NON-STERILE PACK ANY VENDOR SLFG025NS 10 1055.7 10,557.00 COMBINED SPR'S - IN COMPLIANCE TO GD:696-41 - NEW GOVERMENT PROCUREMENT POLICY ON RC REAGENTS & OTHER SUPPLIES SITE 1 COMBINED REQUEST (SPR) IN COMPLIANCE TO GD-696- |  | 1 |  |  |  | 2 | LAB | Laboratory filtering equipment and supplies | N/A
20611 KFH-05-02-RC-087-005 | 211677718 | FILTER SYRINGE PVDF NON-STERILE 0.22 µM PORE SIZE 13 MM DIAMETER | PACK | #VALUE! | SLGVX13NK | 1 | SIGMA ALDRICH...... | 2 | LAB | Laboratory filtering equipment and supplies | N/A
20611 KFH-05-02-RC-087-005 | 211677030 | REAGENT FORMIC ACID 27001-500ML-R | EACH | 21 | 27001-500ML-R | 4 | SIGMA ALDRICH...... | 2 | LAB | Manual test kits and quality controls and calibrators and standards | N/A
20611 KFH-05-02-RC-087-005 | 211677029 | REAGENT HYDROCHLORIC ACID FUMING 37% 2.5 L | EACH | #VALUE! | 1003172500 | 4 | SIGMA ALDRICH...... | 2 | LAB | Manual test kits and quality controls and calibrators and standards | N/A
20611 KFH-05-02-RC-087-005 | 211696126 | REAGENT POTASSIUM PHOSPHATE DIBASIC, 1KG | EACH | #VALUE! | P3786-1KG | 4 | SIGMA ALDRICH...... | 2 | LAB | Manual test kits and quality controls and calibrators and standards | N/A
20611 KFH-05-02-RC-087-005 | 211696125 | REAGENT POTASSIUM PHOSPHATE MONOBASIC, 1KG | EACH | #VALUE! | P5379-1KG | 4 | SIGMA ALDRICH...... | 2 | LAB | Manual test kits and quality controls and calibrators and standards | N/A
20611 KFH-05-02-RC-087-005 | 211693300 | REAGENT SODIUM PHOSPHATE DIBASIC, 1KG | EACH | #VALUE! | S7907-1KG | 4 | SIGMA ALDRICH...... | 2 | LAB | Manual test kits and quality controls and calibrators and standards | N/A
20611 KFH-05-02-RC-087-005 | 211693301 | REAGENT SODIUM PHOSPHATE, 2.5KG | EACH | #VALUE! | 342483-2.5KG | 2 | SIGMA ALDRICH...... | 2 | LAB | Manual test kits and quality controls and calibrators and standards | N/A
20611 KFH-05-02-RC-087-005 | 211698649 | SYRINGE FILTER HYDROPHOBIC NON-STERILE | PACK | #VALUE! | SLFG025NS | 10 | MERCK...... | 2 | LAB | Laboratory filtering equipment and supplies | N/A
20611 KFH-05-02-RC-087-005 | 70201398 | VIAL GLASS SCREW CAP WITH BONDED PRE-SLIT SEPTA | PACK | #VALUE! | 186000307C | 20 | WATERS CORPORATION...... | 2 | LAB | General laboratory glassware and plasticware and supplies | N/A
20616 KFH-99-L2 | 241949950 | ANTIBODY ALEXA FLUOR 633 GOAT ANTI MOUSE IGG (H+L) | EACH | #VALUE! | A-21050 | 2 | INVITROGEN...... | 2 | LAB | Manual test kits and quality controls and calibrators and standards | N/A
20616 KFH-99-L2 | 211677732 | CASSETTE GEL EMPTY COMBS MINI 1.5 MM 10 WELL | PACK | #VALUE! | NC3510 | 1 | INVITROGEN...... | 2 | LAB | Laboratory electrophoresis and blotting system and supplies | N/A
20616 KFH-99-L2 | 211677733 | CASSETTE GEL EMPTY COMBS MINI 1.5 MM 15 WELL | EACH | #VALUE! | NC3515 | 25 | INVITROGEN...... | 2 | LAB | Laboratory electrophoresis and blotting system and supplies | N/A
20616 KFH-99-L2 | 213678701 | COMBS GEL CASETTE EMPTY, MINI, 1.0MM, 10 WELL | PACK | #VALUE! | NC3010 | 1 | THERMO FISHER SCIENTIFIC...... | 2 | LAB | Laboratory electrophoresis and blotting system and supplies | N/A
20616 KFH-99-L2 | 213644701 | CUVETTES SEMI-MICRO POLYSTYRENE, 1.5 ML CONSUMABLE | PACK | #VALUE! | BR759015-100E | 5 | SIGMA ALDRICH...... | 2 | LAB | General laboratory glassware and plasticware and supplies | N/A
20616 KFH-99-L2 | 210387900 | HEPA FILTER REPLACEMENT FOR INCUBATOR CHAMBER | EACH | #VALUE! | 50141920 | 3 | THERMO FISHER SCIENTIFIC...... | 2 | LAB | Laboratory filtering equipment and supplies | N/A
20616 KFH-99-L2 | 99408 | HOLDER CASSETTE MINI TRANS-BLOT GEL | EACH | #VALUE! | NC2010 | 100 | INVITROGEN...... | 2 | LAB | Laboratory electrophoresis and blotting system and supplies | N/A
20616 KFH-99-L2 | 211703305 | MICROCENTRIFUGE FLEX-TUBE 1.5ML NON-STERILE COLORLESS | CASE | #VALUE! | 0030120086 | 5 | EPPENDORF...... | 2 | LAB | Test Tubes | N/A
20616 KFH-99-L2 | 213678708 | MINI-PROTEAN® TETRA CELL CASTING MODULE , 10 WELL | PACK | #VALUE! | 1658015 | 1 | BIO-RAD...... | 2 | LAB | Laboratory electrophoresis and blotting system and supplies | N/A
20616 KFH-99-L2 | 211700603 | PIPET TIP RELOADING SYSTEMS, UNIVERSAL, 200UL | CASE | #VALUE! | 89140-902 | 10 | VWR...... | 2 | LAB | Pipette tips | N/A
20616 KFH-99-L2 | 211693303 | REAGENT AMMONIUM PERSULFATE BIOXTRA, ?98.0%, 500G | EACH | #VALUE! | A7460-500G | 1 | SIGMA ALDRICH...... | 2 | LAB | Manual test kits and quality controls and calibrators and standards | N/A
20616 KFH-99-L2 | 211696129 | REAGENT ANTIBODY ANTI-MONOMETHYL-HISTONE H3 LYS4 200UG | EACH | #VALUE! | 07-436 | 1 | MERCK...... | 2 | LAB | Manual test kits and quality controls and calibrators and standards | N/A
20616 KFH-99-L2 | 211696127 | REAGENT ANTIBODY ANTI-TRIMETHYL-HISTONE H3 LYS4 100 UL | EACH | #VALUE! | 07-473 | 2 | MERCK...... | 2 | LAB | Manual test kits and quality controls and calibrators and standards | N/A
20616 KFH-99-L2 | 211692306 | REAGENT ANTIBODY P47-PHOX (D-10) MOUSE MONOCLONAL, IGG1, 200 UG/ML | EACH | #VALUE! | SC-17845 | 1 | SANTA CRUZ BIOTECHNOLOGY...... | 2 | LAB | Clinical and diagnostic analyzer reagents | N/A
20616 KFH-99-L2 | 211692307 | REAGENT ANTIBODY SECONDARY GOAT ANTI-MOUSE IGG (H+L) CROSS-ADSORBED , APC-ALEXA FLUOR 750, 100 UG | EACH | #VALUE! | A-21006 | 2 | THERMO FISHER...... | 2 | LAB | Clinical and diagnostic analyzer reagents | N/A
20616 KFH-99-L2 | 211696128 | REAGENT ANTI-DIMETHYL-HISTONE H3 LYS4 200UL | EACH | #VALUE! | 07-030 | 1 | MERCK...... | 2 | LAB | Manual test kits and quality controls and calibrators and standards | N/A
20616 KFH-99-L2 | 242831111 | REAGENT ANTI-MPUSE IGG HRP CONJUGATE, 300UL,PACK/1 KIT | EACH | #VALUE! | W4021 | 4 | PROMEGA...... | 2 | LAB | Manual test kits and quality controls and calibrators and standards | N/A
20616 KFH-99-L2 | 94542 | REAGENT ANTI-RABBIT IGG (H & L) HRP CONJUGATE, 300UL | EACH | #VALUE! | W4011 | 8 | PROMEGA CORP\....... | 2 | LAB | Manual test kits and quality controls and calibrators and standards | N/A
20616 KFH-99-L2 | 113376 | REAGENT FICOLL PAQUE PLUS PACK OF 6 X 100 ML | EACH | #VALUE! | GE17-1440-02 | 1 | SIGMA ALDRICH...... | 2 | LAB | Manual test kits and quality controls and calibrators and standards | N/A
20616 KFH-99-L2 | 211696950 | REAGENT GOAT ANTI-MOUSE IGG (H+L) CROSS-ADSORBED SECONDARY ANTIBODY PACIFIC BLUE | EACH | #VALUE! | P10993 | 1 | THERMO FISHER SCIENTIFIC...... | 2 | LAB | Manual test kits and quality controls and calibrators and standards | N/A
20616 KFH-99-L2 | 241118246 | REAGENT GOAT ANTI-RABBIT IGG (H+L) CROSS-ADSORBED SECONDARY ANTIBODY, FITC, 500UL | EACH | #VALUE! | F-2765 | 1 | THERMO FISHER SCIENTIFIC...... | 2 | LAB | Manual test kits and quality controls and calibrators and standards | N/A
20616 KFH-99-L2 | 241116857 | REAGENT LAL CHROMOGENIC ENDOTOXIN QUANTITATION, 50 TESTS/ KIT | EACH | #VALUE! | 88282 | 1 | THERMO FISHER SCIENTIFIC ...... | 2 | LAB | Protein expression products | N/A
20616 KFH-99-L2 | 211681009 | REAGENT PRECISION PLUS PROTEIN, DUAL COLOR STANDARDS, 500UL | EACH | #VALUE! | 1610374 | 4 | BIO RAD LABORATORIES...... | 2 | LAB | Manual test kits and quality controls and calibrators and standards | N/A
20616 KFH-99-L2 | 211697507 | REAGENT PROPIDIUM IODIDE ?94.0% (HPLC) 100MG | EACH | #VALUE! | P4170-100MG | 1 | SIGMA ALDRICH...... | 2 | LAB | Manual test kits and quality controls and calibrators and standards | N/A
20616 KFH-99-L2 | 211677731 | REAGENT TA CLONING KIT DUAL PROMOTER WITH PCRII VECTOR WITHOUT COMPETENT CELLS 40 REACTIONS | EACH | #VALUE! | K207040 | 2 | INVITROGEN...... | 2 | LAB | Manual test kits and quality controls and calibrators and standards | N/A
20616 KFH-99-L2 | 213665318 | REAGENT TRYPAN BLUE | EACH | #VALUE! | T8154-100ML | 1 | SIGMA...... | 2 | LAB | Nucleic acid DNA and RNA extraction and purification and quantitation kits and components | N/A
20616 KFH-99-L2 | 70201091 | SEALING FILM MICROSEAL® MICROPLATES AND PCR TUBE | PACK | #VALUE! | MSA5001 | 8 | BIO-RAD...... | 2 | LAB | Laboratory implements | N/A
20616 KFH-99-L2 | 210381121 | SLIDE CELL COUNTING FOR TC10?/TC20 DUAL-CHAMBER (30 SLIDES) | EACH | #VALUE! | 1450011 | 10 | BIO-RAD...... | 2 | LAB | Manual test kits and quality controls and calibrators and standards | N/A
20616 KFH-99-L2 | 211677725 | STRIP TEST PH 4.5-10.0 RESOLUTION: 0.5 PH UNIT | PACK | #VALUE! | P4536-100EA | 3 | SIGMA ALDRICH...... | 2 | LAB | Chemical evaluation instruments and supplies | N/A
20616 KFH-99-L2 | 211677726 | STRIP TEST PH 6.0-7.7 RESOLUTION: 0.3-0.4 PH UNIT | PACK | #VALUE! | P3536-100EA | 3 | SIGMA ALDRICH...... | 2 | LAB | Chemical evaluation instruments and supplies | N/A
20616 KFH-99-L2 | 211677724 | STRIP TEST PH 7.0-14.0 RESOLUTION: 0.5 PH UNIT | PACK | #VALUE! | P4411-100EA | 3 | SIGMA ALDRICH...... | 2 | LAB | Chemical evaluation instruments and supplies | N/A
20616 KFH-99-L2 | 214347500 | TIP PIPET MICRO ESP RELOADING SYSTEMS, 10 UL | CASE | #VALUE! | 89140-104 | 32 | VWR INTERNATIONAL...... | 2 | LAB | Pipette tips | N/A
20616 KFH-99-L2 | 214347508 | TIP PIPET MICRO ESP RELOADING SYSTEMS, EXTENDED LENGTH TIPS, CLEAR, 1250 UL | CASE | #VALUE! | 89168-768 | 15 | VWR...... | 2 | LAB | Pipette tips | N/A
30160 KFH-05-01-RC-086-001 | 211690087 | CUSTOMIZED CONSUMABLE EXOME PANEL ENRICHMENT REACTIONS FOR 700 WHOLE EXOME SEQUENCING (WES) | EACH | #VALUE! | HCB-903169 | 8 | GULF BIO ANALYTICAL...... | 2 | LAB | Clinical and diagnostic analyzers and accessories and supplies | N/A
30160 KFH-05-01-RC-086-001 | 211690095 | CUSTOMIZED PLATES PCR 96 WELL FOR 700 WHOLE EXOME SEQUENCING (WES) | EACH | #VALUE! | HCB-903168 | 1 | GULF BIO ANALYTICAL...... | 2 | LAB | Clinical and diagnostic analyzers and accessories and supplies | N/A
30160 KFH-05-01-RC-086-001 | 211690089 | CUSTOMIZED PURIFICATION BEADS FOR 700 WHOLE EXOME SEQUENCING (WES) | EACH | #VALUE! | HCB-903167 | 3 | GULF BIO ANALYTICAL...... | 2 | LAB | Clinical and diagnostic analyzers and accessories and supplies | N/A
30160 KFH-05-01-RC-086-001 | 211690093 | CUSTOMIZED REAGENT CONTAINER FOR 700 WHOLE EXOME SEQUENCING (WES) | EACH | #VALUE! | HCB-903166 | 2 | GULF BIO ANALYTICAL...... | 2 | LAB | Clinical and diagnostic analyzers and accessories and supplies | N/A
30160 KFH-05-01-RC-086-001 | 211690088 | CUSTOMIZED REAGENT NOVASEQ KIT FOR 700 WHOLE EXOME SEQUENCING (WES) | EACH | #VALUE! | HCB-903172 | 4 | GULF BIO ANALYTICAL...... | 2 | LAB | Clinical and diagnostic analyzers and accessories and supplies | N/A
30160 KFH-05-01-RC-086-001 | 211690094 | CUSTOMIZED STORAGE PLATE 96 WELL FOR 700 WHOLE EXOME SEQUENCING (WES) | EACH | #VALUE! | HCB-703861 | 2 | GULF BIO ANALYTICAL...... | 2 | LAB | Clinical and diagnostic analyzers and accessories and supplies | N/A
30160 KFH-05-01-RC-086-001 | 211690092 | CUSTOMIZED TIPS FILTERED 1ML FOR 700 WHOLE EXOME SEQUENCING (WES) | EACH | #VALUE! | HCB-903164 | 1 | GULF BIO ANALYTICAL...... | 2 | LAB | Clinical and diagnostic analyzers and accessories and supplies | N/A
30160 KFH-05-01-RC-086-001 | 211690090 | CUSTOMIZED TIPS PIPET WITH FILTER 50UL FOR 700 WHOLE EXOME SEQUENCING (WES) | EACH | #VALUE! | HCB-903165 | 3 | GULF BIO ANALYTICAL...... | 2 | LAB | Clinical and diagnostic analyzers and accessories and supplies | N/A
30160 KFH-05-01-RC-086-001 | 211690091 | CUSTOMIZED TIPS WITH FILTER 300UL FOR 700 WHOLE EXOME SEQUENCING (WES) | EACH | #VALUE! | HCB-903163 | 3 | GULF BIO ANALYTICAL...... | 2 | LAB | Clinical and diagnostic analyzers and accessories and supplies | N/A
30160 KFH-05-01-RC-086-001 | 211690085 | REAGENT DNA FLEX PRE-ENRICHMENT LIBRARY PREP AND ENRICHMENT FOR 700 WHOLE EXOME SEQUENCING (WES) | EACH | #VALUE! | HCB-903170 | 8 | GULF BIO ANALYTICAL...... | 2 | LAB | Clinical and diagnostic analyzers and accessories and supplies | N/A
30160 KFH-05-01-RC-086-001 | 211690086 | REAGENT DNA UNIQUE DUAL INDEXES SETS A-D FOR 700 WHOLE EXOME SEQUENCING (WES) EACH INTEGRATED MODERN SCIENTIFIC SUPPLIES Co. FOR TRADING HCB-903171 2 15514 31,028.00 URGENTLY NEEDED FOR OPERATIONAL TRANSFORMATION PROGRAM-OPEX- (34) CLINICAL GENOMICS DELIV |  | 1 |  |  |  | 2 | LAB | Clinical and diagnostic analyzers and accessories and supplies | N/A
31000 MainHosp,1stFr,SthBalcony,Rm.19701 | 70200415 | CHEMICAL CYTOLYT SOLUTION | BOTTLE | #VALUE! | 236004 | 20 | CYTYC EUROPE S\.A\. CH\....... | 2 | LAB | Manual test kits and quality controls and calibrators and standards | N/A
31000 MainHosp,1stFr,SthBalcony,Rm.19701 | 70200414 | REAGENT PRESERVCYT SOLUTION | BOX | #VALUE! | 234005 | 8 | HOLOGIC NV\. VIVOORDE\. BELGIUM\....... | 2 | LAB | Manual test kits and quality controls and calibrators and standards | N/A
31001 Jeddah xxx Sub-Store | 70202280 | BUFFER TABLETS pH 6.8 | BOX | #VALUE! | 10582-013 | 6 | INVITROGEN...... | 2 | LAB | Manual test kits and quality controls and calibrators and standards | N/A
31001 Jeddah xxx Sub-Store | 121615000001 | CARD COOMBS ANTI-IGG 112X12 # 4025(JED) | EACH | 31 | 4025 | 20 | BIO-RAD...... | 2 | LAB | Manual test kits and quality controls and calibrators and standards | N/A
31001 Jeddah xxx Sub-Store | 121615000043 | CARD DC SCREENING II 60X12 # 4836(JED) | EACH | 30 | 4836 | 2 | BIO-RAD...... | 2 | LAB | Manual test kits and quality controls and calibrators and standards | N/A
31001 Jeddah xxx Sub-Store | 121615000142 | CARD DIACLON ABO/RH NEWBORN 24X12 | EACH | #VALUE! | 1048 | 6 | BIO-RAD...... | 2 | LAB | Manual test kits and quality controls and calibrators and standards | N/A
31001 Jeddah xxx Sub-Store | 121615000036 | CARD NACL ENZYME 60X12 # 5016 | EACH | 26 | 5016 | 1 | BIO-RAD...... | 2 | LAB | Manual test kits and quality controls and calibrators and standards | N/A
31001 Jeddah xxx Sub-Store | 121615000025 | CELLS DIACELL A1 + B SET 10ML # 109416(JED) | VIAL | 33 | 109416 | 104 | BIO-RAD...... | 2 | LAB | Manual test kits and quality controls and calibrators and standards | N/A
31001 Jeddah xxx Sub-Store | 121615000028 | CELLS DIACELL A2 1X5ML # 109406(JED) | VIAL | 26 | 109406 | 13 | BIO-RAD...... | 2 | LAB | Manual test kits and quality controls and calibrators and standards | N/A
31001 Jeddah xxx Sub-Store | 121615000002 | CELLS ID DIACELL POOL SCREEN 10ML | VIAL | #VALUE! | 3631 | 80 | BIO-RAD...... | 2 | LAB | Manual test kits and quality controls and calibrators and standards | N/A
31001 Jeddah xxx Sub-Store | 70200596 | CHEMICAL MAGNESIUM CHLORIDE | EACH | #VALUE! | 208337-1KG | 2 | SIGMA...... | 2 | LAB | Manual test kits and quality controls and calibrators and standards | N/A
31001 Jeddah xxx Sub-Store | 70200822 | CHEMICAL THYMIDINE | VIAL | #VALUE! | T-9250 | 3 | SIGMA ALDRICH...... | 2 | LAB | Manual test kits and quality controls and calibrators and standards | N/A
31001 Jeddah xxx Sub-Store | 3305 | CONSUMABLE BULB RUBBER 2ML | PACK | 1 |  | 4 | OTHERS...... | 2 | LAB | Dosing devices | N/A
31001 Jeddah xxx Sub-Store | 70200649 | CONSUMABLE CARDBOARD SLIDE TRAY | EACH | #VALUE! | 12-587-10 | 3 | FISHER SCIENTIFIC WORLDWIDE...... | 2 | LAB | Laboratory stands and racks and trays | N/A
31001 Jeddah xxx Sub-Store | 70200936 | DNA PROBE LSI SRY SPECTRUM ORANGE | KIT | #VALUE! | 06N29-020 | 2 | VYSIS...... | 2 | LAB | Laboratory electrophoresis and blotting system and supplies | N/A
31001 Jeddah xxx Sub-Store | 211707701 | FILM ADHESIVE MICROAMP® | PACK | #VALUE! | 4306311 | 12 | APPLIED BIOSYSTEMS LTD...... | 2 | LAB | Laboratory implements | N/A
31001 Jeddah xxx Sub-Store | 217848606 | FILTER DUAL BANDPASS FOR MICROSCOPE GREEN/ORANGE | EACH | 37 | GREEN/ORANGE | 2 | ABBOTT...... | 2 | LAB | Viewing and observing instruments and accessories | N/A
31001 Jeddah xxx Sub-Store | 221625 | FILTER PAPER FOLDED QUALITATIVE 24CM CIRCLES BX/100 (36) | BOX | 1 |  | 16 | OTHERS...... | 2 | LAB | Laboratory filtering equipment and supplies | N/A
31001 Jeddah xxx Sub-Store | 217848605 | FILTER SINGLE BANDPASS FOR MICROSCOPE ORANGE | EACH | 39 | ORANGE | 2 | ABBOTT...... | 2 | LAB | Viewing and observing instruments and accessories | N/A
31001 Jeddah xxx Sub-Store | 90395 | FLASK CELL CULTURE FALCON 25 CM2 RECTANGULAR CANTED NECK WITH VENTED CAP, CS/100 | CASE | #VALUE! | 353108 | 8 | CORNING...... | 2 | LAB | Tissue culture and high throughput screening supplies | N/A
31001 Jeddah xxx Sub-Store | 213670146 | GIEMSA STAIN, MODIFIED SOLUTION | EACH | #VALUE! | 32884-1L | 1 | SIGMA ALDRICH...... | 2 | LAB | Deoxyribonucleic acid DNA analysis kits | N/A
31001 Jeddah xxx Sub-Store | 210680102 | GLUTAMAX™-I SUPPLEMENT | EACH | #VALUE! | 35050-061 | 3 | INVITROGEN...... | 2 | LAB | Manual test kits and quality controls and calibrators and standards | N/A
31001 Jeddah xxx Sub-Store | 70201414 | IMMERSION OIL | BOTTLE | #VALUE! | 16482/16oz | 21 | CARGILLE...... | 2 | LAB | Laboratory microscope slides and supplies | N/A
31001 Jeddah xxx Sub-Store | 211698517 | KIT ARRAYS AND REAGENTS BUNDLE FOR 24 REACTIONS | KIT | #VALUE! | 901859 | 2 | AFFYMETRIX...... | 2 | LAB | Manual test kits and quality controls and calibrators and standards | N/A
31001 Jeddah xxx Sub-Store | 70201930 | LOW VISCOSITY LIQUID MOUNTING MEDIUM, CYTOSEAL, CLEAR, 4OZ | EACH | #VALUE! | 6705-A05 | 3 | CYTOSEAL...... | 2 | LAB | Manual test kits and quality controls and calibrators and standards | N/A
31001 Jeddah xxx Sub-Store | 70200820 | LSI DIGEORGE/VCFS | KIT | #VALUE! | 08L59-020 | 2 | VYSIS...... | 2 | LAB | Laboratory electrophoresis and blotting system and supplies | N/A
31001 Jeddah xxx Sub-Store | 95326 | MULTIPLATE UNSKIRTED MICROPLATES 96-WELL NATURAL-COLORED PK/25 | PACK | #VALUE! | MLP-9601 | 10 | MJ RESEARCH...... | 2 | LAB | Tissue culture and high throughput screening supplies | N/A
31001 Jeddah xxx Sub-Store | 121615000026 | PANEL ID DIAPANEL SET 4ML | VIAL | #VALUE! | 4114 | 13 | BIO-RAD...... | 2 | LAB | Manual test kits and quality controls and calibrators and standards | N/A
31001 Jeddah xxx Sub-Store | 121615000044 | PANEL ID DIASCREEN PROPHYLAX SET 4ML # 4330(JED) | VIAL | 40 | 4330 | 13 | BIO-RAD...... | 2 | LAB | Manual test kits and quality controls and calibrators and standards | N/A
31001 Jeddah xxx Sub-Store | 121615000059 | PAPAIN ID 1X10ML # 005510(JED) | VIAL | 23 | 5510 | 13 | BIO-RAD...... | 2 | LAB | Indicators and Reagents | N/A
31001 Jeddah xxx Sub-Store | 70202074 | PEPSIN-1:60,000 (25GM BOTTLE) | BOTTLE | 1 |  | 1 | OTHERS...... | 2 | LAB | Manual test kits and quality controls and calibrators and standards | N/A
31001 Jeddah xxx Sub-Store | 237080114 | PIPETS PASTEUR SODA-LIME GLASS FISHERBRAND™ DISPOSABLE | PACK | #VALUE! | 13-678-6A | 6 | FISHER SCIENTIFIC...... | 2 | LAB | Pipettes and liquid handling equipment and supplies | N/A
31001 Jeddah xxx Sub-Store | 411161000153 | QUALITY CONTROL ID INTERNAL # 009925(JED) | EACH | 33 | 9925 | 39 | BIO-RAD...... | 2 | LAB | Manual test kits and quality controls and calibrators and standards | N/A
31001 Jeddah xxx Sub-Store | 121615000031 | REAGENT ANTI-A DIACLON, # 410210 | VIAL | 1 |  | 50 | OTHERS...... | 2 | LAB | Manual test kits and quality controls and calibrators and standards | N/A
31001 Jeddah xxx Sub-Store | 121615000032 | REAGENT ANTI-B DIACLON, # 413210 | VIAL | 1 |  | 50 | OTHERS...... | 2 | LAB | Manual test kits and quality controls and calibrators and standards | N/A
31001 Jeddah xxx Sub-Store | 70200157 | REAGENT ANTIBODY ANTI-LITTLE S | EACH | 1 |  | 20 | OTHERS...... | 2 | LAB | Manual test kits and quality controls and calibrators and standards | N/A
31001 Jeddah xxx Sub-Store | 70200354 | REAGENT ANTIBODY ANTI-S | EACH | 1 |  | 20 | OTHERS...... | 2 | LAB | Manual test kits and quality controls and calibrators and standards | N/A
31001 Jeddah xxx Sub-Store | 121615000048 | REAGENT ANTI-C BIG, DIACLON 10X10ML | VIAL | 1 |  | 20 | OTHERS...... | 2 | LAB | Manual test kits and quality controls and calibrators and standards | N/A
31001 Jeddah xxx Sub-Store | 121615000049 | REAGENT ANTI-C LITTLE, DIACLON 10X10ML | VIAL | 1 |  | 20 | OTHERS...... | 2 | LAB | Manual test kits and quality controls and calibrators and standards | N/A
31001 Jeddah xxx Sub-Store | 121615000033 | REAGENT ANTI-D DIACLON, # 664205 | VIAL | 1 |  | 50 | OTHERS...... | 2 | LAB | Manual test kits and quality controls and calibrators and standards | N/A
31001 Jeddah xxx Sub-Store | 121615000050 | REAGENT ANTI-E BIG, DIACLON 10X10ML | VIAL | 1 |  | 20 | OTHERS...... | 2 | LAB | Manual test kits and quality controls and calibrators and standards | N/A
31001 Jeddah xxx Sub-Store | 121615000051 | REAGENT ANTI-E LITTLE, DIACLON 10X10ML | VIAL | 1 |  | 20 | OTHERS...... | 2 | LAB | Manual test kits and quality controls and calibrators and standards | N/A
31001 Jeddah xxx Sub-Store | 121615000019 | REAGENT ANTI-FYA HUMAN | VIAL | 1 |  | 10 | OTHERS...... | 2 | LAB | Manual test kits and quality controls and calibrators and standards | N/A
31001 Jeddah xxx Sub-Store | 121615000020 | REAGENT ANTI-FYB HUMAN | VIAL | 1 |  | 10 | OTHERS...... | 2 | LAB | Manual test kits and quality controls and calibrators and standards | N/A
31001 Jeddah xxx Sub-Store | 121615000021 | REAGENT ANTI-JKA DIACLON 5ML | VIAL | 1 |  | 10 | OTHERS...... | 2 | LAB | Manual test kits and quality controls and calibrators and standards | N/A
31001 Jeddah xxx Sub-Store | 121615000022 | REAGENT ANTI-JKB DIACLON | VIAL | 1 |  | 10 | OTHERS...... | 2 | LAB | Manual test kits and quality controls and calibrators and standards | N/A
31001 Jeddah xxx Sub-Store | 121615000052 | REAGENT ANTI-K BIG, DIACLON 10X10ML | VIAL | 1 |  | 20 | OTHERS...... | 2 | LAB | Manual test kits and quality controls and calibrators and standards | N/A
31001 Jeddah xxx Sub-Store | 121615000053 | REAGENT ANTI-K LITTLE HUMAN 2ML (CELLANO) | VIAL | 1 |  | 5 | OTHERS...... | 2 | LAB | Manual test kits and quality controls and calibrators and standards | N/A
31001 Jeddah xxx Sub-Store | 121615000015 | REAGENT ANTI-LEA DIACLON | VIAL | 1 |  | 10 | OTHERS...... | 2 | LAB | Manual test kits and quality controls and calibrators and standards | N/A
31001 Jeddah xxx Sub-Store | 121615000016 | REAGENT ANTI-LEB DIACLON | VIAL | 1 |  | 10 | OTHERS...... | 2 | LAB | Manual test kits and quality controls and calibrators and standards | N/A
31001 Jeddah xxx Sub-Store | 121615000011 | REAGENT ANTI-M DIACLON | VIAL | 1 |  | 15 | OTHERS...... | 2 | LAB | Manual test kits and quality controls and calibrators and standards | N/A
31001 Jeddah xxx Sub-Store | 121615000012 | REAGENT ANTI-N DIACLON | VIAL | 1 |  | 15 | OTHERS...... | 2 | LAB | Manual test kits and quality controls and calibrators and standards | N/A
31001 Jeddah xxx Sub-Store | 211694443 | REAGENT COLCEMID SOLUTION IN PBS 10ML | EACH | #VALUE! | 15212-012 | 6 | THERMO FISHER SCIENTIFIC ...... | 2 | LAB | Manual test kits and quality controls and calibrators and standards | N/A
31001 Jeddah xxx Sub-Store | 14456 | REAGENT CORE (ANTI HBC -IGG TEST) | EACH | #VALUE! | 8L44-30 | 28 | ABBOTT...... | 2 | LAB | Manual test kits and quality controls and calibrators and standards | N/A
31001 Jeddah xxx Sub-Store | 211698518 | REAGENT DNA LOADING BUFFER BLUE 5X (2 X 1ML) | KIT | #VALUE! | BIO-37045 | 2 | BIOLINE...... | 2 | LAB | Manual test kits and quality controls and calibrators and standards | N/A
31001 Jeddah xxx Sub-Store | 211698521 | REAGENT GEL SYSTEM 2% 20-WELL 20 PK WITH ETBR TBE | EACH | #VALUE! | 54939 | 10 | LONZA...... | 2 | LAB | Manual test kits and quality controls and calibrators and standards | N/A
31001 Jeddah xxx Sub-Store | 211698520 | REAGENT GEL SYSTEM 4% 24-WELL 20 PACK WITH ETBR | EACH | #VALUE! | 54929 | 10 | LONZA...... | 2 | LAB | Manual test kits and quality controls and calibrators and standards | N/A
31001 Jeddah xxx Sub-Store | 108751 | REAGENT HEPES BUFFER | EACH | 1 |  | 4 | OTHERS...... | 2 | LAB | Manual test kits and quality controls and calibrators and standards | N/A
31001 Jeddah xxx Sub-Store | 411061000059 | REAGENT HTLV I/II ORTHO 480TEST # 9196023(JED) | KIT | #VALUE! | 6L61-30 | 12 | ABBOTT...... | 2 | LAB | Manual test kits and quality controls and calibrators and standards | N/A
31001 Jeddah xxx Sub-Store | 75370 | REAGENT ID-DILUENT 2 (2 X 100ML/BOX) | EACH | #VALUE! | 9260 | 100 | BIO-RAD LABORATORIES...... | 2 | LAB | Manual test kits and quality controls and calibrators and standards | N/A
31001 Jeddah xxx Sub-Store | 211698515 | REAGENT MARKER MOLECULAR WEIGHT AND DNA QUANTIFICATION DETERMINATION 500 LANES | KIT | #VALUE! | BIO-33032 | 2 | BIOLINE...... | 2 | LAB | Manual test kits and quality controls and calibrators and standards | N/A
31001 Jeddah xxx Sub-Store | 211698516 | REAGENT MARKER QUANTIFICATION AND SIZE DETERMINATIO 500 LANES | KIT | #VALUE! | BIO-33040 | 2 | BIOLINE...... | 2 | LAB | Manual test kits and quality controls and calibrators and standards | N/A
31001 Jeddah xxx Sub-Store | 70202130 | REAGENT MARROW MAX (BONE MARROW MEDIUM) 100ML | EACH | #VALUE! | 12260-014 | 6 | INVITROGEN...... | 2 | LAB | Manual test kits and quality controls and calibrators and standards | N/A
31001 Jeddah xxx Sub-Store | 70201413 | REAGENT PROBE ANEUVYSION PRENATAL KIT | KIT | #VALUE! | 05J38-030 | 2 | VYSIS...... | 2 | LAB | Manual test kits and quality controls and calibrators and standards | N/A
31001 Jeddah xxx Sub-Store | 70200158 | REAGENTANTI-P1 MONOCLONAL 1X5ML | EACH | 1 |  | 8 | OTHERS...... | 2 | LAB | Manual test kits and quality controls and calibrators and standards | N/A
31001 Jeddah xxx Sub-Store | 210767316 | RESERVOIR REAGENT AXYGEN® 50 ML, INDIVIDUALLY WRAPPED, STERILE DISPOSABLE | CASE | 1 |  | 1 | OTHERS...... | 2 | LAB | General laboratory glassware and plasticware and supplies | N/A
31001 Jeddah xxx Sub-Store | 74372 | SOLUTION ANTIBIOTIC/ANTIMYCOTIC 100X | EACH | #VALUE! | 15240062 | 12 | GIBCO...... | 2 | LAB | Manual test kits and quality controls and calibrators and standards | N/A
31001 Jeddah xxx Sub-Store | 70202251 | TEST REAGENT ANTIBODY IGG PAN MALARIA | KIT | #VALUE! | KAPDMA | 240 | DIASORIN...... | 2 | LAB | Manual test kits and quality controls and calibrators and standards | N/A
31001 Jeddah xxx Sub-Store | 76294 | TRYPSIN-EDTA SOLUTION 0.25% | EACH | 1 |  | 25 | OTHERS...... | 2 | LAB | Manual test kits and quality controls and calibrators and standards | N/A
31001 Jeddah xxx Sub-Store | 227900 | TUBE CENTRIFUGE 15ML W/RACK PLUG SEAL CAP STERILE DISP'CLEAR' (36) | EACH | #VALUE! | 2099 | 14000 | FALCON...... | 2 | LAB | Test Tubes | N/A
31001 Jeddah xxx Sub-Store | 211700601 | TUBE PCR 8-TUBE STRIP 0.2 ML | CASE | 1 |  | 2 | OTHERS...... | 2 | LAB | Test Tubes | N/A
31001 Jeddah xxx Sub-Store | 237905109 | TUBING SILICONE FS450 | EACH | #VALUE! | 400110 | 2 | AFFYMETRIX...... | 2 | LAB | Nucleic acid DNA and RNA extraction and purification and quantitation kits and components | N/A
32400 KFH-06-01-RA-091-092 | 1780 | DOSE CALIBRATOR REFERENCE CS-137 | EACH | #VALUE! | RV-137-250U | 1 | ECKERT & ZIEGLER...... | 2 | LAB | Manual test kits and quality controls and calibrators and standards | N/A
32400 KFH-06-01-RA-091-092 | 211695257 | DOSE CALIBRATOR REFERENCE SOURCE GE-68 | EACH | #VALUE! | RV-068 | 1 | ECKERT & ZIEGLER...... | 2 | LAB | Manual test kits and quality controls and calibrators and standards | N/A
33400 KFH-03-B1-RS-065-002 | 211693123 | BLOOD SPOT CARD FOR NEW BORN SCREENING | EACH | #VALUE! | NPN-1000 | 50000 | PERKIN ELMER...... | 2 | LAB | Manual test kits and quality controls and calibrators and standards | N/A
33400 KFH-03-B1-RS-065-002 | 211693744 | REAGENT AUTODELFIA NEONATAL 17 A-OH-PROGESTERONE (17OHP), 12 PLATES | KIT | #VALUE! | B024-112 | 44 | PERKIN ELMER...... | 2 | LAB | Manual test kits and quality controls and calibrators and standards | N/A
33400 KFH-03-B1-RS-065-002 | 211693745 | REAGENT AUTODELFIA NEONATAL HTSH KITS | KIT | #VALUE! | B032-312 | 44 | PERKIN ELMER...... | 2 | LAB | Manual test kits and quality controls and calibrators and standards | N/A
33400 KFH-03-B1-RS-065-002 | 236695019 | REAGENT ENHANCEMENT SOLUTION | EACH | #VALUE! | B118-100 | 55 | MS PERKIN ELMER...... | 2 | LAB | Manual test kits and quality controls and calibrators and standards | N/A
33400 KFH-03-B1-RS-065-002 | 236695300 | REAGENT GALACTOSE TRANSFERASE TEST KIT | KIT | #VALUE! | NG-1100 | 106 | HVD LIFE SCIENCES...... | 2 | LAB | Manual test kits and quality controls and calibrators and standards | N/A
33400 KFH-03-B1-RS-065-002 | 90704 | REAGENT KIT FOR ANALYSIS OF AMINO ACID AND ACYLCARNITES | KIT | #VALUE! | 55000 | 106 | CHROMSYSTEMS...... | 2 | LAB | Manual test kits and quality controls and calibrators and standards | N/A
33400 KFH-03-B1-RS-065-002 | 236695018 | REAGENT WASH CONCENTRATE 8X250ML | EACH | #VALUE! | B117-100 | 55 | MS PERKIN ELMER...... | 2 | LAB | Manual test kits and quality controls and calibrators and standards | N/A
33420 KFH-03-B1-RS-065-002 | 70202779 | ANTIBODY HUMAN CD24 | VIAL | #VALUE! | IM-2645 | 8 | BECKMAN COULTER...... | 2 | LAB | Clinical and diagnostic analyzer reagents | N/A
33420 KFH-03-B1-RS-065-002 | 70200239 | REAGENT ACT RINSE SHUTDOWN DILUENT | KIT | #VALUE! | B36868 | 6 | BECKMAN COULTER...... | 2 | LAB | Clinical and diagnostic analyzers and accessories and supplies | N/A
33420 KFH-03-B1-RS-065-002 | 70202781 | REAGENT ANTI HUMAN CD154 | VIAL | #VALUE! | IM2216 | 3 | BECKMAN COULTER...... | 2 | LAB | Manual test kits and quality controls and calibrators and standards | N/A
33420 KFH-03-B1-RS-065-002 | 70202780 | REAGENT ANTI HUMAN CD40 | VIAL | #VALUE! | IM1936U | 2 | BECKMAN COULTER...... | 2 | LAB | Manual test kits and quality controls and calibrators and standards | N/A
33420 KFH-03-B1-RS-065-002 | 99880 | REAGENT CD42b PE | EACH | #VALUE! | IM1417 | 4 | BECKMAN COULTER...... | 2 | LAB | Manual test kits and quality controls and calibrators and standards | N/A
33420 KFH-03-B1-RS-065-002 | 70201387 | REAGENT ISOTYPE CONTROL | VIAL | #VALUE! | A07795 | 4 | BECKMAN COULTER...... | 2 | LAB | Manual test kits and quality controls and calibrators and standards | N/A
33420 KFH-03-B1-RS-065-002 | 70201292 | REAGENT KIT ACT PAK | PACK | #VALUE! | B36846 | 6 | BECKMAN COULTER...... | 2 | LAB | Manual test kits and quality controls and calibrators and standards | N/A
33420 KFH-03-B1-RS-065-002 | 94333 | REAGENT KOR-SA 3544 (FOR DIAGNOSIS OF LEUKEMIA) | VIAL | #VALUE! | IM-2357 | 2 | BECKMAN COULTER...... | 2 | LAB | Manual test kits and quality controls and calibrators and standards | N/A
33420 KFH-03-B1-RS-065-002 | 70200893 | REAGENT MPOX FITC | EACH | #VALUE! | IM-1874 | 4 | BECKMAN COULTER...... | 2 | LAB | Manual test kits and quality controls and calibrators and standards | N/A
33420 Main Hosp, 1st Floor, Nth Balcony Sub-Store | 411221000088 | (DWZ)-CD24 PE Flow # 555428(JED) | VIAL | 1 |  | 2 | OTHERS...... | 2 | LAB | Manual test kits and quality controls and calibrators and standards | N/A
33420 Main Hosp, 1st Floor, Nth Balcony Sub-Store | 241116509 | ANTI HUMAN LEUKOCYTE CD117 PE | VIAL | 1 |  | 4 | OTHERS...... | 2 | LAB | Clinical and diagnostic analyzer reagents | N/A
33420 Main Hosp, 1st Floor, Nth Balcony Sub-Store | 241116504 | ANTI HUMAN LEUKOCYTE CD19 APC | EACH | 1 |  | 20 | OTHERS...... | 2 | LAB | Clinical and diagnostic analyzer reagents | N/A
33420 Main Hosp, 1st Floor, Nth Balcony Sub-Store | 241116586 | ANTI HUMAN LEUKOCYTE CD3 APC | VIAL | 1 |  | 10 | OTHERS...... | 2 | LAB | Clinical and diagnostic analyzer reagents | N/A
33420 Main Hosp, 1st Floor, Nth Balcony Sub-Store | 241116563 | ANTI HUMAN LEUKOCYTE CD3 PE | EACH | 1 |  | 12 | OTHERS...... | 2 | LAB | Clinical and diagnostic analyzer reagents | N/A
33420 Main Hosp, 1st Floor, Nth Balcony Sub-Store | 241116524 | ANTI HUMAN LEUKOCYTE CD34 PERCP-CY5.5 | VIAL | 1 |  | 16 | OTHERS...... | 2 | LAB | Clinical and diagnostic analyzer reagents | N/A
33420 Main Hosp, 1st Floor, Nth Balcony Sub-Store | 241116559 | ANTI HUMAN LEUKOCYTE CD38 FITC | VIAL | 1 |  | 24 | OTHERS...... | 2 | LAB | Clinical and diagnostic analyzer reagents | N/A
33420 Main Hosp, 1st Floor, Nth Balcony Sub-Store | 241116579 | ANTI HUMAN LEUKOCYTE CD45 PERCP | VIAL | 1 |  | 40 | OTHERS...... | 2 | LAB | Clinical and diagnostic analyzer reagents | N/A
33420 Main Hosp, 1st Floor, Nth Balcony Sub-Store | 241949230 | ANTIBODY REAGENT ANTI GLYCOPHORINE-A PE | VIAL | 1 |  | 4 | OTHERS...... | 2 | LAB | Manual test kits and quality controls and calibrators and standards | N/A
33420 Main Hosp, 1st Floor, Nth Balcony Sub-Store | 70202489 | ANTIBODY TEST REAGENT ANTI-HUMAN CD79A PE | VIAL | 1 |  | 10 | OTHERS...... | 2 | LAB | Manual test kits and quality controls and calibrators and standards | N/A
33420 Main Hosp, 1st Floor, Nth Balcony Sub-Store | 70202496 | ANTIBODY TEST REAGENT, IMMUNO-TROL LOW CELLS | KIT | #VALUE! | 6607098 | 20 | OTHERS...... | 2 | LAB | Clinical and diagnostic analyzer reagents | N/A
33420 Main Hosp, 1st Floor, Nth Balcony Sub-Store | 70201084 | BUFFER KIT (PBS) PHOSPHATE BUFFERED SALINE | EACH | #VALUE! | 6603369 | 60 | OTHERS...... | 2 | LAB | Manual test kits and quality controls and calibrators and standards | N/A
33420 Main Hosp, 1st Floor, Nth Balcony Sub-Store | 15581 | CD11C PE | VIAL | 1 |  | 4 | OTHERS...... | 2 | LAB | Manual test kits and quality controls and calibrators and standards | N/A
33420 Main Hosp, 1st Floor, Nth Balcony Sub-Store | 411221000002 | CD13 PE-Flow BD # 347406(JED) | VIAL | 1 |  | 4 | OTHERS...... | 2 | LAB | Manual test kits and quality controls and calibrators and standards | N/A
33420 Main Hosp, 1st Floor, Nth Balcony Sub-Store | 411221000194 | CD22 Single-Color- APC -Flow 50TEST/VIAL # 333145(JED) | VIAL | 1 |  | 2 | OTHERS...... | 2 | LAB | Manual test kits and quality controls and calibrators and standards | N/A
33420 Main Hosp, 1st Floor, Nth Balcony Sub-Store | 411221000124 | CD3 FITC 50TEST/VIAL 345763 / 555332(JED) | VIAL | 1 |  | 2 | OTHERS...... | 2 | LAB | Manual test kits and quality controls and calibrators and standards | N/A
33420 Main Hosp, 1st Floor, Nth Balcony Sub-Store | 411221000489 | CD33 APC BD # 345800(JED) | VIAL | 1 |  | 10 | OTHERS...... | 2 | LAB | Manual test kits and quality controls and calibrators and standards | N/A
33420 Main Hosp, 1st Floor, Nth Balcony Sub-Store | 411158000275 | CD33 FITC BD # 341140 / 333176/ 345798(JED) | VIAL | 1 |  | 4 | OTHERS...... | 2 | LAB |  | N/A
33420 Main Hosp, 1st Floor, Nth Balcony Sub-Store | 411221000114 | CD33 PE -Flow 100TEST/VIAL(JED) | VIAL | 1 |  | 5 | OTHERS...... | 2 | LAB | Manual test kits and quality controls and calibrators and standards | N/A
33420 Main Hosp, 1st Floor, Nth Balcony Sub-Store | 70200912 | CHEMICAL GLYCOPHORIN A | EACH | 1 |  | 12 | OTHERS...... | 2 | LAB | Manual test kits and quality controls and calibrators and standards | N/A
33420 Main Hosp, 1st Floor, Nth Balcony Sub-Store | 70200665 | CHEMICAL TDT FITC | VIAL | 1 |  | 18 | OTHERS...... | 2 | LAB | Manual test kits and quality controls and calibrators and standards | N/A
33420 Main Hosp, 1st Floor, Nth Balcony Sub-Store | 70200889 | DNA-PREP REAGENTS KI | KIT | #VALUE! | 6607055 | 2 | OTHERS...... | 2 | LAB | Clinical and diagnostic analyzer reagents | N/A
33420 Main Hosp, 1st Floor, Nth Balcony Sub-Store | 699 | INSTRUMENT SETUP REAGENT DNA QC BEADS | KIT | #VALUE! | 349523 | 4 | OTHERS...... | 2 | LAB | Clinical and diagnostic analyzer reagents | N/A
33420 Main Hosp, 1st Floor, Nth Balcony Sub-Store | 241949611 | REAGENT ANTI HUMAN CD38 PE | VIAL | 1 |  | 4 | OTHERS...... | 2 | LAB | Manual test kits and quality controls and calibrators and standards | N/A
33420 Main Hosp, 1st Floor, Nth Balcony Sub-Store | 241116589 | REAGENT ANTI HUMAN LEUKOCYTE CD5 FITC | EACH | 1 |  | 6 | OTHERS...... | 2 | LAB | Clinical and diagnostic analyzer reagents | N/A
33420 Main Hosp, 1st Floor, Nth Balcony Sub-Store | 66038 | REAGENT ANTIBODY ANTI LAMBDA FITC | EACH | 1 |  | 15 | OTHERS...... | 2 | LAB | Manual test kits and quality controls and calibrators and standards | N/A
33420 Main Hosp, 1st Floor, Nth Balcony Sub-Store | 82798 | REAGENT ANTIBODY CD 71 FITC ANTI TRANSFERRIN RECEPTOR | VIAL | 1 |  | 2 | OTHERS...... | 2 | LAB | Manual test kits and quality controls and calibrators and standards | N/A
33420 Main Hosp, 1st Floor, Nth Balcony Sub-Store | 76775 | REAGENT ANTIBODY CD10 | EACH | 1 |  | 10 | OTHERS...... | 2 | LAB | Manual test kits and quality controls and calibrators and standards | N/A
33420 Main Hosp, 1st Floor, Nth Balcony Sub-Store | 76778 | REAGENT ANTIBODY CD15, CLONE MMA, CONFIRM | EACH | 1 |  | 24 | OTHERS...... | 2 | LAB | Manual test kits and quality controls and calibrators and standards | N/A
33420 Main Hosp, 1st Floor, Nth Balcony Sub-Store | 76773 | REAGENT ANTIBODY CD4 | EACH | 1 |  | 8 | OTHERS...... | 2 | LAB | Manual test kits and quality controls and calibrators and standards | N/A
33420 Main Hosp, 1st Floor, Nth Balcony Sub-Store | 76774 | REAGENT ANTIBODY CD8 | EACH | 1 |  | 32 | OTHERS...... | 2 | LAB | Manual test kits and quality controls and calibrators and standards | N/A
33420 Main Hosp, 1st Floor, Nth Balcony Sub-Store | 241949421 | REAGENT ANTIBODY TEST REAGENT CD79A | KIT | 1 |  | 4 | OTHERS...... | 2 | LAB | Manual test kits and quality controls and calibrators and standards | N/A
33420 Main Hosp, 1st Floor, Nth Balcony Sub-Store | 411221000480 | REAGENT ANTI-KAPPA PE BD | EACH | 1 |  | 5 | OTHERS...... | 2 | LAB | Manual test kits and quality controls and calibrators and standards | N/A
33420 Main Hosp, 1st Floor, Nth Balcony Sub-Store | 19932 | REAGENT APC-H7 MOUSE ANTI-HUMAN CD45 | EACH | 1 |  | 10 | OTHERS...... | 2 | LAB | Manual test kits and quality controls and calibrators and standards | N/A
33420 Main Hosp, 1st Floor, Nth Balcony Sub-Store | 19933 | REAGENT BRILLIANT 510 ANTI-MOUSE CD14 ANTIBODY 50UG | VIAL | 1 |  | 3 | OTHERS...... | 2 | LAB | Manual test kits and quality controls and calibrators and standards | N/A
33420 Main Hosp, 1st Floor, Nth Balcony Sub-Store | 61676 | REAGENT CD103 FLOW CYTOMETRY | PACK | 1 |  | 2 | OTHERS...... | 2 | LAB | Manual test kits and quality controls and calibrators and standards | N/A
33420 Main Hosp, 1st Floor, Nth Balcony Sub-Store | 241949689 | REAGENT CD138 (IHC) 5ML | VIAL | 1 |  | 10 | OTHERS...... | 2 | LAB | Manual test kits and quality controls and calibrators and standards | N/A
33420 Main Hosp, 1st Floor, Nth Balcony Sub-Store | 16394 | REAGENT CD15 FITC | EACH | 1 |  | 12 | OTHERS...... | 2 | LAB | Manual test kits and quality controls and calibrators and standards | N/A
33420 Main Hosp, 1st Floor, Nth Balcony Sub-Store | 54709 | REAGENT CD1A PE BD-PHARMINGEN™ CLONE HI149 100 TEST | EACH | 1 |  | 2 | OTHERS...... | 2 | LAB | Manual test kits and quality controls and calibrators and standards | N/A
33420 Main Hosp, 1st Floor, Nth Balcony Sub-Store | 77078 | REAGENT CD2 PE | VIAL | 1 |  | 8 | OTHERS...... | 2 | LAB | Manual test kits and quality controls and calibrators and standards | N/A
33420 Main Hosp, 1st Floor, Nth Balcony Sub-Store | 19930 | REAGENT CD20 FLOW CYTOMETRY | EACH | 1 |  | 18 | OTHERS...... | 2 | LAB | Manual test kits and quality controls and calibrators and standards | N/A
33420 Main Hosp, 1st Floor, Nth Balcony Sub-Store | 55896 | REAGENT CD34 PE FLOW CYTOMETRY | EACH | 1 |  | 12 | OTHERS...... | 2 | LAB | Manual test kits and quality controls and calibrators and standards | N/A
33420 Main Hosp, 1st Floor, Nth Balcony Sub-Store | 31975 | REAGENT CD41 A FITC | VIAL | 1 |  | 4 | OTHERS...... | 2 | LAB | Manual test kits and quality controls and calibrators and standards | N/A
33420 Main Hosp, 1st Floor, Nth Balcony Sub-Store | 66409 | REAGENT CD56 FLOW CYTOMETRY | EACH | 1 |  | 8 | OTHERS...... | 2 | LAB | Manual test kits and quality controls and calibrators and standards | N/A
33420 Main Hosp, 1st Floor, Nth Balcony Sub-Store | 70202514 | REAGENT CD59 PE | VIAL | 1 |  | 12 | OTHERS...... | 2 | LAB | Manual test kits and quality controls and calibrators and standards | N/A
33420 Main Hosp, 1st Floor, Nth Balcony Sub-Store | 73771 | REAGENT CD64 PE FITC-SINGLE COLOR | EACH | 1 |  | 6 | OTHERS...... | 2 | LAB | Manual test kits and quality controls and calibrators and standards | N/A
33420 Main Hosp, 1st Floor, Nth Balcony Sub-Store | 70187 | REAGENT CD7 FITC FLOW CYTOMETRY | EACH | 1 |  | 6 | OTHERS...... | 2 | LAB | Manual test kits and quality controls and calibrators and standards | N/A
33420 Main Hosp, 1st Floor, Nth Balcony Sub-Store | 70202032 | REAGENT FLUORESCENT NUCLEIC ACID STAIN 5MM SOLUTION IN DMSO | VIAL | 1 |  | 4 | OTHERS...... | 2 | LAB | Laboratory electrophoresis and blotting system and supplies | N/A
33420 Main Hosp, 1st Floor, Nth Balcony Sub-Store | 70202518 | REAGENT HUMAN IgM RUO PE FLOW CYTOMETRY TESTED | VIAL | 1 |  | 2 | OTHERS...... | 2 | LAB | Manual test kits and quality controls and calibrators and standards | N/A
33420 Main Hosp, 1st Floor, Nth Balcony Sub-Store | 94333 | REAGENT KOR-SA 3544 (FOR DIAGNOSIS OF LEUKEMIA) | VIAL | 1 |  | 2 | OTHERS...... | 2 | LAB | Manual test kits and quality controls and calibrators and standards | N/A
33420 Main Hosp, 1st Floor, Nth Balcony Sub-Store | 70201105 | REAGENT MONOCLONAL ANTIBODY AGAINST THE NG2 ANTIGEN 7.1 | VIAL | 1 |  | 4 | OTHERS...... | 2 | LAB | Manual test kits and quality controls and calibrators and standards | N/A
33420 Main Hosp, 1st Floor, Nth Balcony Sub-Store | 112333 | REAGENT MONOCLONAL ANTI-CD22-FITC | EACH | 1 |  | 8 | OTHERS...... | 2 | LAB | Manual test kits and quality controls and calibrators and standards | N/A
33420 Main Hosp, 1st Floor, Nth Balcony Sub-Store | 95381 | REAGENT MOUSE ANTI-HUMAN CD25 PE | EACH | 1 |  | 8 | OTHERS...... | 2 | LAB | Manual test kits and quality controls and calibrators and standards | N/A
33420 Main Hosp, 1st Floor, Nth Balcony Sub-Store | 93743 | REAGENT MOUSE IGG (WHOLE MOLECULE) | EACH | 1 |  | 12 | OTHERS...... | 2 | LAB | Manual test kits and quality controls and calibrators and standards | N/A
33420 Main Hosp, 1st Floor, Nth Balcony Sub-Store | 213668505 | REAGENT MOUSE IGG1 APC | EACH | 1 |  | 8 | OTHERS...... | 2 | LAB | Manual test kits and quality controls and calibrators and standards | N/A
33420 Main Hosp, 1st Floor, Nth Balcony Sub-Store | 70202215 | REAGENT PROAEROLYSIN ALEXA FLUOR ® 488 | VIAL | 1 |  | 4 | OTHERS...... | 2 | LAB | Manual test kits and quality controls and calibrators and standards | N/A
33420 Main Hosp, 1st Floor, Nth Balcony Sub-Store | 70201142 | REAGENT RABBIT SERUM NORMAL | EACH | 1 |  | 2 | OTHERS...... | 2 | LAB | Manual test kits and quality controls and calibrators and standards | N/A
33420 Main Hosp, 1st Floor, Nth Balcony Sub-Store | 411221000227 | REAGENT STEM KIT™ | KIT | #VALUE! | IM3630 | 25 | OTHERS...... | 2 | LAB | Protein expression products | N/A
33420 Main Hosp, 1st Floor, Nth Balcony Sub-Store | 411221000023 | TEST VIAL TCR, AB FITC-Flow 50TEST/VIAL | VIAL | 1 |  | 4 | OTHERS...... | 2 | LAB | Manual test kits and quality controls and calibrators and standards | N/A
33420 Main Hosp, 1st Floor, Nth Balcony Sub-Store | 70201305 | WHOLE BLOOD CONTROL CELL | EACH | #VALUE! | 6607077 | 40 | OTHERS...... | 2 | LAB | Manual test kits and quality controls and calibrators and standards | N/A
33430 KFH-03-B1-RS-065-002 | 70201012 | BAG NYLON BIOPSY MEDIUM 45 X 75MM FOR TISSUE PROCESSING | EACH | #VALUE! | 6774009 | 20 | THERMO FISHER...... | 2 | LAB | Injection and aspiration needles and accessories | N/A
33430 KFH-03-B1-RS-065-002 | 210381201 | BLADE DOUBLE EDGE FOR HANDLE, CASE/100 | CASE | #VALUE! | DEB100-C | 500 | CANCER DIAGNOSTICS...... | 2 | LAB | Histology equipment | N/A
33430 KFH-03-B1-RS-065-002 | 211697208 | BUFFER SOLUTION PH 7.00 1L | BOTTLE | #VALUE! | 33646-1L | 3 | HONEYWELL...... | 2 | LAB | Manual test kits and quality controls and calibrators and standards | N/A
33430 KFH-03-B1-RS-065-002 | 70200159 | CHEMICAL ADENOSINE 5-TRIPHOSPHATE DISODIUM SALT | EACH | #VALUE! | A-1877 | 4 | SIGMA ALDRICH...... | 2 | LAB | In vitro transcription and translation products | N/A
33430 KFH-03-B1-RS-065-002 | 70200886 | CHEMICAL CHROMIC ACID | EACH | #VALUE! | A100-500 | 4 | FISHER SCIENTIFIC WORLD WIDE...... | 2 | LAB | Manual test kits and quality controls and calibrators and standards | N/A
33430 KFH-03-B1-RS-065-002 | 70200105 | CHEMICAL D-FRUCTOSE 16-DIPHOSPHTE TRISODIUM SALT 1G | EACH | #VALUE! | F6803 | 2 | SIGMA CHEMICAL CO\....... | 2 | LAB | Manual test kits and quality controls and calibrators and standards | N/A
33430 KFH-03-B1-RS-065-002 | 70200104 | CHEMICAL D-FRUCTOSE 6-PHOSPHATE DISODIUM SALT 500MG | EACH | #VALUE! | F3627 | 2 | SIGMA CHEMICAL CO\....... | 2 | LAB | Manual test kits and quality controls and calibrators and standards | N/A
33430 KFH-03-B1-RS-065-002 | 70200714 | CHEMICAL GOLD CHLORIDE (CHLOROAURIC ACID) | EACH | #VALUE! | G4022-25G | 6 | SIGMA ALDRICH...... | 2 | LAB | Manual test kits and quality controls and calibrators and standards | N/A
33430 KFH-03-B1-RS-065-002 | 210100354 | CHEMICAL NITROTETRAZOLIUM BLUE CHLORIDE | EACH | #VALUE! | N6639-1G | 8 | SIGMA ALDRICH...... | 2 | LAB | Manual test kits and quality controls and calibrators and standards | N/A
33430 KFH-03-B1-RS-065-002 | 211704813 | CHEMICAL SODIUM ARSENATE 50GM | EACH | #VALUE! | S9663-50G | 2 | SIGMA...... | 2 | LAB | Manual test kits and quality controls and calibrators and standards | N/A
33430 KFH-03-B1-RS-065-002 | 241118476 | CHEMICAL SUCCINIC ACID 250G | EACH | #VALUE! | S3674-250G | 1 | SIGMA ALDRICH...... | 2 | LAB | Manual test kits and quality controls and calibrators and standards | N/A
33430 KFH-03-B1-RS-065-002 | 70200649 | CONSUMABLE CARDBOARD SLIDE TRAY | EACH | #VALUE! | 12-587-10 | 200 | FISHER SCIENTIFIC WORLDWIDE...... | 2 | LAB | Laboratory stands and racks and trays | N/A
33430 KFH-03-B1-RS-065-002 | 70200695 | CONSUMABLE CASSETTE TISSUE PROCESSING YELLOW (BOX/1500) | BOX | #VALUE! | 1000970 | 180 | THERMO SHANDON...... | 2 | LAB | Histology equipment | N/A
33430 KFH-03-B1-RS-065-002 | 70200427 | CONTAINER JAR STAINING 16 SLIDES | EACH | #VALUE! | 08-817 | 60 | FISHER SCIENTIFIC WORLDWIDE...... | 2 | LAB | General laboratory glassware and plasticware and supplies | N/A
33430 KFH-03-B1-RS-065-002 | 70200610 | COVERSLIPPING FILM TISSUE-TEK® FOR SLIDE STAINER MACHINE | BOX | #VALUE! | 4770 | 500 | SAKURA...... | 2 | LAB | Histology equipment | N/A
33430 KFH-03-B1-RS-065-002 | 241103006 | CRYOSPRAY LABORATORY | BOTTLE | #VALUE! | 6769038 | 600 | THERMO SCIENTIFIC...... | 2 | LAB | Laboratory cooling equipment | N/A
33430 KFH-03-B1-RS-065-002 | 253390102 | EMBEDDING CASSETTE II IN TUBE PACKS | EACH | #VALUE! | B1000729GR | 50 | THERMO SHANDON...... | 2 | LAB | General laboratory storage containers and cabinets | N/A
33430 KFH-03-B1-RS-065-002 | 70200082 | EMBEDDING MEDIA PARAPLAST REGULAR 8 X 1KG/CS | CASE | #VALUE! | 39601006 | 150 | LEICA...... | 2 | LAB | Histology equipment | N/A
33430 KFH-03-B1-RS-065-002 | 211697207 | GELATIN 500 G | BOTTLE | #VALUE! | 48723-500G-F | 2 | SIGMA ALDRICH...... | 2 | LAB | Chemical evaluation instruments and supplies | N/A
33430 KFH-03-B1-RS-065-002 | 210381203 | KNIFE GROSSING, DISPOSABLE, ASSORTED (BOX/10) | BOX | #VALUE! | K1014 | 120 | CANCER DIAGNOSTICS...... | 2 | LAB | Histology equipment | N/A
33430 KFH-03-B1-RS-065-002 | 70201314 | LENS PAPER CONSUMABLE | PACK | #VALUE! | 11-996 | 100 | FISHER SCIENTIFIC WORLD WIDE...... | 2 | LAB | Vision protection and accessories | N/A
33430 KFH-03-B1-RS-065-002 | 70201024 | PHENAZINE METHOSULFATE | EACH | #VALUE! | P9625 | 2 | SIGMA ALDRICH...... | 2 | LAB | Manual test kits and quality controls and calibrators and standards | N/A
33430 KFH-03-B1-RS-065-002 | 211694545 | REAGENT ANTI-IDH1 R132H / DIA-H09-L RTU | EACH | 27 | DIA-H09-L RTU | 6 | DIANOVA...... | 2 | LAB | Laboratory electrophoresis and blotting system and supplies | N/A
33430 KFH-03-B1-RS-065-002 | 83458 | REAGENT CYTOCHROME C | EACH | #VALUE! | C7752 | 12 | SIGMA ALDRICH...... | 2 | LAB | Manual test kits and quality controls and calibrators and standards | N/A
33430 KFH-03-B1-RS-065-002 | 211694910 | SODIUM PHOSPHATE DIBASIC ANHYDROUS ? 98.0% (T) | EACH | #VALUE! | 71642 | 100 | SIGMA ALDRICH...... | 2 | LAB | Manual test kits and quality controls and calibrators and standards | N/A
33430 Main Hosp, 1st Floor, Nth Balcony Sub-Store | 211695510 | BENCHMARK SPECIAL STAINS WASH SOLUTION (10X) | KIT | #VALUE! | 6523099001 | 32 | VENTANA MEDICAL SYSTEMS...... | 2 | LAB | Manual test kits and quality controls and calibrators and standards | N/A
33430 Main Hosp, 1st Floor, Nth Balcony Sub-Store | 241115815 | BIO PAK ULTRAFILTRATION CARTRIDGE | EACH | #VALUE! | CDUFBI001 | 3 | MILLIPORE...... | 2 | LAB | Clinical and diagnostic analyzers and accessories and supplies | N/A
33430 Main Hosp, 1st Floor, Nth Balcony Sub-Store | 211660301 | BLADES MICROTOME ULTRA LOW PROFILE DISPOSABLE | CASE | #VALUE! | 30-538-35 | 200 | FISHER SCIENTIFIC...... | 2 | LAB | Histology equipment | N/A
33430 Main Hosp, 1st Floor, Nth Balcony Sub-Store | 241115814 | CARTRIDGE REVERSE OSMOSIS MEMBRANE (RO MEMBRANE) | EACH | #VALUE! | CDRC00201 | 3 | MILLIPORE...... | 2 | LAB | Clinical and diagnostic analyzers and accessories and supplies | N/A
33430 Main Hosp, 1st Floor, Nth Balcony Sub-Store | 70201374 | CHEMICAL METHANOL ABSOLUTE | CASE | #VALUE! | 32213-2.5L | 300 | HONEYWELL...... | 2 | LAB | Manual test kits and quality controls and calibrators and standards | N/A
33430 Main Hosp, 1st Floor, Nth Balcony Sub-Store | 211702919 | CONTAINER PREFILLED 20ML 10% NBF | EACH | 1 |  | 3000 | OTHERS...... | 2 | LAB | General laboratory glassware and plasticware and supplies | N/A
33430 Main Hosp, 1st Floor, Nth Balcony Sub-Store | 211702928 | CONTAINER PREFILLED 40ML 10% NBF | EACH | 1 |  | 2500 | OTHERS...... | 2 | LAB | General laboratory glassware and plasticware and supplies | N/A
33430 Main Hosp, 1st Floor, Nth Balcony Sub-Store | 70200610 | COVERSLIPPING FILM TISSUE-TEK® FOR SLIDE STAINER MACHINE | BOX | #VALUE! | 4770 | 100 | SAKURA...... | 2 | LAB | Histology equipment | N/A
33430 Main Hosp, 1st Floor, Nth Balcony Sub-Store | 411158000091 | DECALCIFIER TB D-1 (1L)#6764002(JED) | EACH | 25 | 6764002 | 24 | SHANDON...... | 2 | LAB | Clinical and diagnostic analyzers and accessories and supplies | N/A
33430 Main Hosp, 1st Floor, Nth Balcony Sub-Store | 70200082 | EMBEDDING MEDIA PARAPLAST REGULAR 8 X 1KG/CS | CASE | #VALUE! | 39601006 | 30 | LEICA...... | 2 | LAB | Histology equipment | N/A
33430 Main Hosp, 1st Floor, Nth Balcony Sub-Store | 220780 | EMBEDDING TISSUE MEDIUM COMPOUND O.C.T.FOR FROZEN TISSUE SPECIMEN LIQUID 4OZ BTL (36) | BOTTLE | #VALUE! | 4583-AMES | 144 | SAKURA FINETEK EUROPE BV NL\....... | 2 | LAB | Histology equipment | N/A
33430 Main Hosp, 1st Floor, Nth Balcony Sub-Store | 220780 | EMBEDDING TISSUE MEDIUM COMPOUND O.C.T.FOR FROZEN TISSUE SPECIMEN LIQUID 4OZ BTL (36) | BOTTLE | #VALUE! | 4583 | 120 | AL JEEL...... | 2 | LAB | Histology equipment | N/A
33430 Main Hosp, 1st Floor, Nth Balcony Sub-Store | 70202582 | FILTER ACTIVATED CARBON FOR TISSUE TEK VIP 5 PROCESSOR, PACK/2 | PACK | #VALUE! | 4899 | 6 | SAKURA...... | 2 | LAB | Laboratory slide stainer equipment and accessories | N/A
33430 Main Hosp, 1st Floor, Nth Balcony Sub-Store | 411158000513 | FILTER CHARCOAL ( ACTIVATED CARBON ) FOR TISSUE-TEK PRISMA SLIDE STAINER(JED) | EACH | #VALUE! | 6160 | 16 | SAKURA...... | 2 | LAB | Laboratory filtering equipment and supplies | N/A
33430 Main Hosp, 1st Floor, Nth Balcony Sub-Store | 70202933 | FILTER PROGARD 2 PRE-TREATMENT PACK | PACK | #VALUE! | PR0G00002 | 6 | MILLIPORE...... | 2 | LAB | Laboratory filtering equipment and supplies | N/A
33430 Main Hosp, 1st Floor, Nth Balcony Sub-Store | 70200601 | KNIFE GROSSING WITH HANDLE DISPOSABLE, ASSORTED (BOX/10) | BX/10 | #VALUE! | CAA-9901-01A | 100 | CELL PATH...... | 2 | LAB | Pathology dissection instruments and supplies | N/A
33430 Main Hosp, 1st Floor, Nth Balcony Sub-Store | 211695514 | REAGENT AFB III STAINING KIT | KIT | #VALUE! | 5279437001 | 8 | VENTANA MEDICAL SYSTEMS...... | 2 | LAB | Manual test kits and quality controls and calibrators and standards | N/A
33430 Main Hosp, 1st Floor, Nth Balcony Sub-Store | 211695515 | REAGENT ALC BLUE STAINING KIT PH 2.5 | KIT | #VALUE! | 5279186001 | 4 | VENTANA MEDICAL SYSTEMS...... | 2 | LAB | Manual test kits and quality controls and calibrators and standards | N/A
33430 Main Hosp, 1st Floor, Nth Balcony Sub-Store | 211695516 | REAGENT ALCIAN BLUE FOR PAS | KIT | #VALUE! | 5279194001 | 8 | VENTANA MEDICAL SYSTEMS...... | 2 | LAB | Manual test kits and quality controls and calibrators and standards | N/A
33430 Main Hosp, 1st Floor, Nth Balcony Sub-Store | 211695499 | REAGENT CELL CONDITIONING 1 (CC1) PREDILUTE READY TO USE, 2 LITER. | BOTTLE | #VALUE! | 5279801001 | 20 | ROCHE...... | 2 | LAB | Manual test kits and quality controls and calibrators and standards | N/A
33430 Main Hosp, 1st Floor, Nth Balcony Sub-Store | 211695517 | REAGENT CONGO RED STAINING KIT | KIT | #VALUE! | 5279429001 | 3 | VENTANA MEDICAL SYSTEMS...... | 2 | LAB | Manual test kits and quality controls and calibrators and standards | N/A
33430 Main Hosp, 1st Floor, Nth Balcony Sub-Store | 211695512 | REAGENT DIASTASE KIT | KIT | #VALUE! | 5279208001 | 8 | VENTANA MEDICAL SYSTEMS...... | 2 | LAB | Manual test kits and quality controls and calibrators and standards | N/A
33430 Main Hosp, 1st Floor, Nth Balcony Sub-Store | 211695518 | REAGENT ELASTIC STAINING KIT | KIT | #VALUE! | 5279216001 | 2 | VENTANA MEDICAL SYSTEMS...... | 2 | LAB | Manual test kits and quality controls and calibrators and standards | N/A
33430 Main Hosp, 1st Floor, Nth Balcony Sub-Store | 211695534 | REAGENT EZ PREP CONCENTRATE 10X, 2 LITER. | BOTTLE | #VALUE! | R/5279771001 | 40 | VENTANA...... | 2 | LAB | Manual test kits and quality controls and calibrators and standards | N/A
33430 Main Hosp, 1st Floor, Nth Balcony Sub-Store | 70202285 | REAGENT FORMALDEHYDE 37% | LITER | #VALUE! | 15512-2.5L | 280 | SIGMA ALDRICH...... | 2 | LAB | Manual test kits and quality controls and calibrators and standards | N/A
33430 Main Hosp, 1st Floor, Nth Balcony Sub-Store | 211695519 | REAGENT GIEMSA STAINING KIT | KIT | #VALUE! | 5279224001 | 12 | VENTANA MEDICAL SYSTEMS...... | 2 | LAB | Manual test kits and quality controls and calibrators and standards | N/A
33430 Main Hosp, 1st Floor, Nth Balcony Sub-Store | 211695520 | REAGENT GMS II STAIN | KIT | #VALUE! | 5412749001 | 12 | VENTANA MEDICAL SYSTEMS...... | 2 | LAB | Manual test kits and quality controls and calibrators and standards | N/A
33430 Main Hosp, 1st Floor, Nth Balcony Sub-Store | 211695521 | REAGENT IRON STAINING KIT | KIT | #VALUE! | 5279259001 | 8 | VENTANA MEDICAL SYSTEMS...... | 2 | LAB | Manual test kits and quality controls and calibrators and standards | N/A
33430 Main Hosp, 1st Floor, Nth Balcony Sub-Store | 211695522 | REAGENT JONES STAINING KIT | KIT | #VALUE! | 5279348001 | 10 | VENTANA MEDICAL SYSTEMS...... | 2 | LAB | Manual test kits and quality controls and calibrators and standards | N/A
33430 Main Hosp, 1st Floor, Nth Balcony Sub-Store | 211660800 | REAGENT LIQUID CONVERSLIP (LCS) PREDILUTE HIGH TEMPERATURE, 2 LITER | BOTTLE | #VALUE! | 5264839001 | 60 | ROCHE...... | 2 | LAB | Histology equipment | N/A
33430 Main Hosp, 1st Floor, Nth Balcony Sub-Store | 211695523 | REAGENT MUCICARMINE STAINING KIT | KIT | #VALUE! | 5279275001 | 4 | VENTANA MEDICAL SYSTEMS...... | 2 | LAB | Manual test kits and quality controls and calibrators and standards | N/A
33430 Main Hosp, 1st Floor, Nth Balcony Sub-Store | 211695524 | REAGENT PAS STAINING KIT | KIT | #VALUE! | 5279291001 | 13 | VENTANA MEDICAL SYSTEMS...... | 2 | LAB | Manual test kits and quality controls and calibrators and standards | N/A
33430 Main Hosp, 1st Floor, Nth Balcony Sub-Store | 211696920 | REAGENT REACTION BUFFER 10X, 2 LITER | BOTTLE | #VALUE! | R/5353955001 | 80 | VENTANA...... | 2 | LAB | Manual test kits and quality controls and calibrators and standards | N/A
33430 Main Hosp, 1st Floor, Nth Balcony Sub-Store | 211695525 | REAGENT RETICULUM II STAINING KIT | KIT | #VALUE! | 5279399001 | 12 | VENTANA MEDICAL SYSTEMS...... | 2 | LAB | Manual test kits and quality controls and calibrators and standards | N/A
33430 Main Hosp, 1st Floor, Nth Balcony Sub-Store | 241117399 | REAGENT SHANDON GILL 2 HEMATOXYLIN | EACH | #VALUE! | 6765008 | 16 | THERMO FISHER SCIENTIFIC ...... | 2 | LAB | Manual test kits and quality controls and calibrators and standards | N/A
33430 Main Hosp, 1st Floor, Nth Balcony Sub-Store | 211695511 | REAGENT SPECIAL STAINS CLEANING KIT | KIT | #VALUE! | 5279313001 | 20 | VENTANA MEDICAL SYSTEMS...... | 2 | LAB | Manual test kits and quality controls and calibrators and standards | N/A
33430 Main Hosp, 1st Floor, Nth Balcony Sub-Store | 211693876 | REAGENT SSC BUFFER 10X CONCENTRATE, 2 LITER | BOTTLE | #VALUE! | 5353947001 | 40 | ROCHE...... | 2 | LAB | Manual test kits and quality controls and calibrators and standards | N/A
33430 Main Hosp, 1st Floor, Nth Balcony Sub-Store | 211695513 | REAGENT STEINER II STAINING KIT | KIT | #VALUE! | 6521894001 | 2 | VENTANA MEDICAL SYSTEMS...... | 2 | LAB | Manual test kits and quality controls and calibrators and standards | N/A
33430 Main Hosp, 1st Floor, Nth Balcony Sub-Store | 211695526 | REAGENT TRICHROME BLUE STAINING KIT | KIT | #VALUE! | 6521908001 | 12 | VENTANA MEDICAL SYSTEMS...... | 2 | LAB | Manual test kits and quality controls and calibrators and standards | N/A
33430 Main Hosp, 1st Floor, Nth Balcony Sub-Store | 211695533 | REAGENT ULTRA CELL CONDITIONING (ULTRA CC1) READY TO USE, 2 LITER | BOTTLE | #VALUE! | R/5424569001 | 60 | VENTANA...... | 2 | LAB | Manual test kits and quality controls and calibrators and standards | N/A
33430 Main Hosp, 1st Floor, Nth Balcony Sub-Store | 211693888 | REAGENT ULTRA LCS (PREDILUTE) READY TO USE, 2 LITER | BOTTLE | #VALUE! | R/5424534001 | 140 | VENTANA...... | 2 | LAB | Manual test kits and quality controls and calibrators and standards | N/A
33430 Main Hosp, 1st Floor, Nth Balcony Sub-Store | 76780 | REAGENT ULTRAVIEW UNIVERSAL DAB DETECTION KIT 250 TESTS | KIT | #VALUE! | R/5269806001 | 200 | VENTANA...... | 2 | LAB | Manual test kits and quality controls and calibrators and standards | N/A
33430 Main Hosp, 1st Floor, Nth Balcony Sub-Store | 211418411 | SLIDE COVER GLASS FOR MICROSCOPE WHITE | PACK | #VALUE! | 6776214 | 300 | RICHARD-ALLAN...... | 2 | LAB | Laboratory microscope slides and supplies | N/A
33430 Main Hosp, 1st Floor, Nth Balcony Sub-Store | 211695529 | STAINS BENCHMARK DEPARAFFINIZATION SOLUTION (10X) | KIT | #VALUE! | 6523102001 | 20 | VENTANA MEDICAL SYSTEMS...... | 2 | LAB | Manual test kits and quality controls and calibrators and standards | N/A
33430 Main Hosp, 1st Floor, Nth Balcony Sub-Store | 211695528 | STAINS BENCHMARK SPECIAL LIQUID COVERSLIP | PACK | #VALUE! | 6523072001 | 64 | VENTANA MEDICAL SYSTEMS...... | 2 | LAB | Manual test kits and quality controls and calibrators and standards | N/A
33430 Main Hosp, 1st Floor, Nth Balcony Sub-Store | 211695531 | STAINS SPECIAL CLEAN PLUS | KIT | #VALUE! | 6649327001 | 16 | VENTANA MEDICAL SYSTEMS...... | 2 | LAB | Manual test kits and quality controls and calibrators and standards | N/A
33430 Main Hosp, 1st Floor, Nth Balcony Sub-Store | 211695498 | XYLENE SOLUTION | BOTTLE | #VALUE! | 16446-2.5L | 240 | HONEYWELL...... | 2 | LAB | Manual test kits and quality controls and calibrators and standards | N/A
33432 Main Hosp, 1st Floor, Nth Balcony Sub-Store | 211694546 | BROOM-LIKE COLLECTION DEVICES (ROVERS CERVEX BRUSH) | BOX | #VALUE! | 70671-001 | 6 | HOLOGIC...... | 2 | LAB | Manual test kits and quality controls and calibrators and standards | N/A
33432 Main Hosp, 1st Floor, Nth Balcony Sub-Store | 411158000394 | CHEMICAL GILL 1 HEMATOXYLIN 4LTR SHANDON # 6765006 | BOTTLE | 45 | 6765006 | 16 | SHANDON...... | 2 | LAB | Clinical and diagnostic analyzers and accessories and supplies | N/A
33432 Main Hosp, 1st Floor, Nth Balcony Sub-Store | 96721 | CHEMICAL SHANDON EA65 SOLUTION | EACH | #VALUE! | 6766004 | 32 | SHANDON...... | 2 | LAB | Manual test kits and quality controls and calibrators and standards | N/A
33432 Main Hosp, 1st Floor, Nth Balcony Sub-Store | 220900 | CYTOFUNNELS SAMPLE CHAMBER DISPOSABLE BX/50 (36) | BOX | #VALUE! | A78710003 | 270 | SHANDON...... | 2 | LAB | Laboratory centrifuges and accessories | N/A
33432 Main Hosp, 1st Floor, Nth Balcony Sub-Store | 411158000213 | CYTOSLIDES SINGLE CIRCLE COATED SHANDON BX/100 # 5991056(JED) | EACH | 50 | 5991056 | 60 | SHANDON...... | 2 | LAB | Clinical and diagnostic analyzers and accessories and supplies | N/A
33432 Main Hosp, 1st Floor, Nth Balcony Sub-Store | 70201981 | FILTER GYN TRANSCYT CLEAR BOX/500 | BOX | #VALUE! | 70099-001 | 6 | CYTYC...... | 2 | LAB | Pipette tips | N/A
33432 Main Hosp, 1st Floor, Nth Balcony Sub-Store | 70200413 | FILTER NON GYN TRANSCYT BLUE BOX/100 | EACH | #VALUE! | 70205-001 | 8 | CYTYC...... | 2 | LAB | Manual test kits and quality controls and calibrators and standards | N/A
33432 Main Hosp, 1st Floor, Nth Balcony Sub-Store | 70200188 | REAGENT COUNTER STAIN ORANGE G-6 (OG-6) | PACK | #VALUE! | 6766006 | 16 | SHANDON...... | 2 | LAB | Manual test kits and quality controls and calibrators and standards | N/A
33432 Main Hosp, 1st Floor, Nth Balcony Sub-Store | 70202832 | SLIDES COATED REGULAR ADHESIVE | BOX | #VALUE! | 70303-001 | 60 | CYTYC...... | 2 | LAB | Manual test kits and quality controls and calibrators and standards | N/A
33432 Main Hosp, 1st Floor, Nth Balcony Sub-Store | 411062000448 | STAIN KIT KWIK DIFF (THERMO) SHANDON 500ML STAT III SPERM MORPHOLOGY (3X500ML) | EACH | #VALUE! | 9990700 | 45 | SHANDON...... | 2 | LAB | Manual test kits and quality controls and calibrators and standards | N/A
33432 Main Hosp, 1st Floor, Nth Balcony Sub-Store | 211694109 | THINPREP NON GYNECOLOGICAL MICROSCOPE SLIDES | BOX | #VALUE! | 70372-001 | 8 | HOLOGIC...... | 2 | LAB | Manual test kits and quality controls and calibrators and standards | N/A
33432 Main Hosp, 1st Floor, Nth Balcony Sub-Store | 411158000545 | THIN-PREP NON-GYN UROCYTE MICROSCOPE SLIDES ( 100\BOX )(JED) | EACH | #VALUE! | 70471-001 | 4 | HOLOGIC, INC\....... | 2 | LAB | Clinical and diagnostic analyzers and accessories and supplies | N/A
33432 Main Hosp, 1st Floor, Nth Balcony Sub-Store | 411158000544 | THIN-PREP UROCYTE FILTERS YELLOW ( 100\TRAY )(JED) | EACH | #VALUE! | 70472-001 | 4 | HOLOGIC, INC\....... | 2 | LAB | Clinical and diagnostic analyzers and accessories and supplies | N/A
33432 Main Hosp, 1st Floor, Nth Balcony Sub-Store | 411158000546 | THIN-PREP UROCYTE PRESERVCYT, VIALS ( BOX OF 50 VIALS, PRE-FILLED WITH 20 ML )(JED) | EACH | #VALUE! | 70991- 001 | 8 | HOLOGIC, INC\....... | 2 | LAB | Clinical and diagnostic analyzers and accessories and supplies | N/A
33435 KFH-03-B1-RS-065-002 | 70201594 | BEAKER POLYPROPYLENE TRI-STIR FLAT BOTTOM | PACK | #VALUE! | 11308023 | 5 | FISHER SCIENTIFIC...... | 2 | LAB | General laboratory glassware and plasticware and supplies | N/A
33435 KFH-03-B1-RS-065-002 | 70201315 | BOTTLE SQUARE POLYPROPYLENE | PACK | #VALUE! | 2007-0004 | 20 | THERMO SCIENTIFIC...... | 2 | LAB | General laboratory glassware and plasticware and supplies | N/A
33435 KFH-03-B1-RS-065-002 | 70200935 | CHEMICAL GLUTARALDEHYDE 25% | EACH | #VALUE! | G4004-1L | 15 | SIGMA ALDRICH...... | 2 | LAB | Manual test kits and quality controls and calibrators and standards | N/A
33435 KFH-03-B1-RS-065-002 | 241118029 | CHEMICAL SODIUM TETRABORATE | EACH | #VALUE! | 221732-500g | 1 | SIGMA CHEMICAL CO\....... | 2 | LAB | Manual test kits and quality controls and calibrators and standards | N/A
33435 KFH-03-B1-RS-065-002 | 70200424 | CONSUMABLE VIALS GLASS SPECIMEN SNAP CAP 8ML (BOX/144) | BOX | #VALUE! | 12702 | 30 | TED PELLA, INC\....... | 2 | LAB | General laboratory glassware and plasticware and supplies | N/A
33435 KFH-03-B1-RS-065-002 | 70200742 | CONTAINER BOX 36-COMPARTMENT PLASTIC | EACH | #VALUE! | G277-36 | 30 | AGAR SCIENTIFIC...... | 2 | LAB | General laboratory storage containers and cabinets | N/A
33435 KFH-03-B1-RS-065-002 | 70201320 | ETHYLENE DICHLORIDE 500 ML | BOTTLE | #VALUE! | E175-500 | 5 | FISHER SCIENTIFIC WORLD WIDE...... | 2 | LAB | Manual test kits and quality controls and calibrators and standards | N/A
33435 KFH-03-B1-RS-065-002 | 70200828 | FILTER GELMAN ACRODISC 0.45UM 25MM (75/BOX) CONSUMABLE | BOX | #VALUE! | 6781-2504 | 15 | WHATMAN...... | 2 | LAB | Laboratory filtering equipment and supplies | N/A
33435 KFH-03-B1-RS-065-002 | 70200855 | FILTER PAPER CONSUMABLE | EACH | #VALUE! | 1001090 | 50 | WHATMAN...... | 2 | LAB | Laboratory filtering equipment and supplies | N/A
33435 KFH-03-B1-RS-065-002 | 70201527 | GELATIN CAPSULE # 2 (6MM) | BOTTLE | #VALUE! | C091.1 | 10 | TAAB LABORATORIES...... | 2 | LAB | Histology equipment | N/A
33435 KFH-03-B1-RS-065-002 | 70200125 | METHYLENE BLUE | EACH | #VALUE! | M9140-25G | 25 | SIGMA ALDRICH...... | 2 | LAB | Manual test kits and quality controls and calibrators and standards | N/A
33435 KFH-03-B1-RS-065-002 | 70201587 | MOLD EMBEDDING FLAT BLUE COLOR 105 X 70 X 7MM | EACH | 32 | 105 | 15 | TED PELLA, INC\....... | 2 | LAB | Histology equipment | N/A
33435 KFH-03-B1-RS-065-002 | 70200635 | POLYETHYLENE (PE) VIALS DIAM 23MM | PACK | #VALUE! | 60505 | 5 | MILESTONE SCIENTIFIC...... | 2 | LAB | General laboratory glassware and plasticware and supplies | N/A
33435 KFH-03-B1-RS-065-002 | 70200645 | RAZOR BLADES SINGLE EDGE | BOX | #VALUE! | 121-3 | 50 | TED PELLA, INC\....... | 2 | LAB | Surgical support supplies | N/A
33435 KFH-03-B1-RS-065-002 | 70200813 | REAGENT PHOSPHATE BUFFERED SALINE POWDER PH 7.4 | BOX | #VALUE! | P3813-10PAK | 20 | SIGMA ALDRICH...... | 2 | LAB | Manual test kits and quality controls and calibrators and standards | N/A
33435 KFH-03-B1-RS-065-002 | 70201875 | REAGENT TOLUIDINE BLUE O | EACH | #VALUE! | AC348600050 | 5 | FISHER SCIENTIFIC...... | 2 | LAB | Manual test kits and quality controls and calibrators and standards | N/A
33435 KFH-03-B1-RS-065-002 | 70200981 | TISSUE MINCING DISH POLYETHYLENE | PACK | #VALUE! | 18387 | 20 | PELCO INTERNATIONAL...... | 2 | LAB | General laboratory glassware and plasticware and supplies | N/A
33435 KFH-03-B1-RS-065-002 | 70200669 | TWEEZERS CURVE NO.7 | EACH | #VALUE! | 07381 | 12 | POLYSCIENCES...... | 2 | LAB | Holding and clamping tools | N/A
33435 KFH-03-B1-RS-065-002 | 70200970 | TWEEZERS HARDWARE STRAIGHT STAINLESS STEEL | EACH | #VALUE! | 7379 | 24 | POLYSCIENCES , INC\....... | 2 | LAB | Holding and clamping tools | N/A
33435 KFH-03-B1-RS-065-002 | 70200827 | VIAL BOROSILICATE GLASS SCINTILLATION 20ML WITH CONE LINED CAP | BOX | #VALUE! | 03-337-7 | 10 | FISHER SCIENTIFIC WORLD WIDE...... | 2 | LAB | General laboratory glassware and plasticware and supplies | N/A
33441 MainHosp,1 Fr BalconStore,R18302 Sub-Store | 411161000019 | FETAL BLEED SCREEN # 7893 (JED) | KIT | 22 | 7893 | 13 | IMMUCOR-GAMMA...... | 2 | LAB | Manual test kits and quality controls and calibrators and standards | N/A
33441 MainHosp,1 Fr BalconStore,R18302 Sub-Store | 411158000426 | LABEL BLOOD BAG, SIZE 102X108MM, WHITE PLASTICIZED SPECIAL BLOOD BANK MATERIAL WITH PERMANENT ADHESIVE, 1000LABEL/ROLL (JED) | ROLL | 18 | SIZE 102X108MM | 180 | LOCAL...... | 2 | LAB | Labels | N/A
33441 MainHosp,1 Fr BalconStore,R18302 Sub-Store | 411218000022 | OPENER TUBE SEGMENT SARSTEDT BAG/1000 # 95-1000 | EACH | 41 | 95-1000 | 25000 | SARSTEDT...... | 2 | LAB | Specimen collection and transport containers and supplies | N/A
33441 MainHosp,1 Fr BalconStore,R18302 Sub-Store | 70200512 | REAGENT WINRHO SD RHO IMMUNE GLOBULIN 300 UG VIAL | VIAL | #VALUE! | 1040003-00 | 600 | CSL BEHRING...... | 2 | LAB | Immunostimulating agents | N/A
33442 KFH-03-B1-RS-065-002 | 70200598 | COMPLEMENT COOMBS CT | EACH | #VALUE! | 7930 | 64 | IMMUCOR INC\....... | 2 | LAB | Manual test kits and quality controls and calibrators and standards | N/A
33442 KFH-03-B1-RS-065-002 | 70200836 | CONSUMABLE LABEL RADSURE (BOX/200) | ROLL | #VALUE! | 831379 | 540 | ASHLAND, USA...... | 2 | LAB | Medical documentation products | N/A
33442 KFH-03-B1-RS-065-002 | 70202674 | FRESH FROZEN PLASMA HUMAN (SD FFP) OCTAPLAS GROUP AB | EACH | #VALUE! | 6437 | 1500 | OCTAPHARMA...... | 2 | LAB | Blood plasma substitutes and extenders and expanders | N/A
33442 KFH-03-B1-RS-065-002 | 70202237 | HEMOCUE HEMOTROL HIGH PLASMA HB CONTROL | EACH | #VALUE! | 022.003.002 | 92 | HEMOCUE HB...... | 2 | LAB | Manual test kits and quality controls and calibrators and standards | N/A
33442 KFH-03-B1-RS-065-002 | 70202236 | HEMOCUE HEMOTROL LOW PLASMA HB CONTROL | EACH | #VALUE! | 022.001.002 | 92 | HEMOCUE HB...... | 2 | LAB | Manual test kits and quality controls and calibrators and standards | N/A
33442 KFH-03-B1-RS-065-002 | 70202260 | PROCESSING SET FOR BLOOD CELL PROCESSOR | EACH | #VALUE! | 90819 | 336 | TERUMO...... | 2 | LAB | Extracorporeal hemodialysis equipment and supplies | N/A
33442 KFH-03-B1-RS-065-002 | 70200487 | REAGENT ANTIBODY ANTI- B SERA SOLUTION | PACK | #VALUE! | 610010 | 720 | LORNE,UK...... | 2 | LAB | Manual test kits and quality controls and calibrators and standards | N/A
33442 KFH-03-B1-RS-065-002 | 70200486 | REAGENT ANTIBODY ANTI-A ANIT-BODY SERA SOLUTION 10ML VIAL | VIAL | #VALUE! | 600010 | 720 | LORNE,UK...... | 2 | LAB | Manual test kits and quality controls and calibrators and standards | N/A
33442 KFH-03-B1-RS-065-002 | 70200488 | REAGENT ANTIBODY ANTI-D ANTI-SERA SOLUTION 10MLVIAL | PACK | #VALUE! | 740010 | 720 | LORNE,UK...... | 2 | LAB | Manual test kits and quality controls and calibrators and standards | N/A
33442 KFH-03-B1-RS-065-002 | 70200277 | REAGENT ANTIBODY SCREENING CELLS PANOSCREEN I II AND III | EACH | #VALUE! | 2381 | 24 | IMMUCOR INC\....... | 2 | LAB | Manual test kits and quality controls and calibrators and standards | N/A
33442 KFH-03-B1-RS-065-002 | 70200383 | REAGENT COOMBS CONTROL STRONG | EACH | #VALUE! | 2224 | 48 | IMMUCOR-GAMMA...... | 2 | LAB | Manual test kits and quality controls and calibrators and standards | N/A
33442 KFH-03-B1-RS-065-002 | 70200318 | REAGENT PANOCELL-10 FICIN TREATED | EACH | #VALUE! | 2385 | 8 | IMMUCOR INC\....... | 2 | LAB | Manual test kits and quality controls and calibrators and standards | N/A
33442 KFH-03-B1-RS-065-002 | 70200793 | REAGENT PANOCELL-16 | EACH | #VALUE! | 2332 | 8 | IMMUCOR INC\....... | 2 | LAB | Manual test kits and quality controls and calibrators and standards | N/A
33442 KFH-03-B1-RS-065-002 | 70200493 | REAGENT SICKLEDEX TEST FOR HEMOGLOBIN-S, 217657 | PACK | 42 | 217657 | 360 | STRECK LAB...... | 2 | LAB | Manual test kits and quality controls and calibrators and standards | N/A
33442 KFH-03-B1-RS-065-002 | 70200512 | REAGENT WINRHO SD RHO IMMUNE GLOBULIN 300 UG VIAL | VIAL | #VALUE! | 1040003-00 | 1400 | CSL BEHRING...... | 2 | LAB | Immunostimulating agents | N/A
33442 KFH-03-B1-RS-065-002 | 70200384 | REFERENCE RQC KIT | KIT | #VALUE! | 2400 | 48 | IMMUCOR-GAMMA...... | 2 | LAB | General laboratory glassware and plasticware and supplies | N/A
33442 KFH-03-B1-RS-065-002 | 70202683 | REFERENCELLS A1 A2 B AND O | PACK | #VALUE! | 2338 | 72 | IMMUCOR INC\....... | 2 | LAB | Manual test kits and quality controls and calibrators and standards | N/A
33442 KFH-03-B1-RS-065-002 | 70200556 | TEST CONTROL SICKLEDEX POSITIVE AND NEGATIVE CONTROLS ( 4 X 205 ML ) VIALS | KIT | #VALUE! | 217654 | 32 | STRECK LAB...... | 2 | LAB | Manual test kits and quality controls and calibrators and standards | N/A
33442 KFH-03-B1-RS-065-002 | 70201977 | TUBING SEGMENT OPENER FOR BLOOD COLLECTION | PACK | #VALUE! | 95-1000 | 150 | SARSTEDT...... | 2 | LAB | Specimen collection and transport containers and supplies | N/A
33445 KFH-03-B1-RS-065-002 | 241112220 | ANALYZERS STAND-UP SAFE BREATH TEST BAG WITH CAP 0.3L, HELIKIT™ # F302-SO-01 | EACH | 67 | F302-SO-01 | 1174 | FISCHER ANALYSEN...... | 2 | LAB | Patient point of care testing supplies and equipment | N/A
33445 KFH-03-B1-RS-065-002 | 70200462 | BUFFER SOLUTION PH 10.00 BLUE | EACH | #VALUE! | SB-107-500 | 12 | ...... | 2 | LAB | Water treatment consumables | N/A
33445 KFH-03-B1-RS-065-002 | 70200460 | BUFFER SOLUTION PH 4.00 COLOR CODED RED | EACH | #VALUE! | SB-101-500 | 8 | FISHER SCIENTIFIC WORLD WIDE...... | 2 | LAB | Water treatment consumables | N/A
33445 KFH-03-B1-RS-065-002 | 70200461 | BUFFER SOLUTION PH 7.00 COLOR CODED YELLOW | EACH | #VALUE! | SB-107-500 | 8 | FISHER SCIENTIFIC WORLD WIDE...... | 2 | LAB | Water treatment consumables | N/A
33445 KFH-03-B1-RS-065-002 | 70200849 | CHEMICAL HYDROCHLORIC ACID 2.5L BOTTLE | EACH | #VALUE! | 339253-500 ML | 400 | HONEYWELL...... | 2 | LAB | Manual test kits and quality controls and calibrators and standards | N/A
33445 KFH-03-B1-RS-065-002 | 70203017 | CONSUMABLE 926S COMBINED ACID BUFFER | EACH | #VALUE! | 00156208 | 6 | SHERWOOD SCIENTIFIC...... | 2 | LAB | Water treatment consumables | N/A
33445 KFH-03-B1-RS-065-002 | 70203016 | CONSUMABLE 926S REFERENCE CALIBRATOR CHLORIDE METER | PACK | #VALUE! | 00156202 | 3 | SHERWOOD SCIENTIFIC...... | 2 | LAB | Manual test kits and quality controls and calibrators and standards | N/A
33445 KFH-03-B1-RS-065-002 | 70203100 | CUVETTE SEGMENTS FOR BN II ANALYZER, PACK | PACK | #VALUE! | OVIB 31 | 6 | SIEMENS...... | 2 | LAB | Manual test kits and quality controls and calibrators and standards | N/A
33445 KFH-03-B1-RS-065-002 | 241112221 | MOUTHPIECE FOR BREATH TEST STRAW TRANSPARENT SINGLE-SIDED SLOPING, ONE-WAY, F201-VP-06A | EACH | 77 | F201-VP-06A | 587 | FISCHER ANALYSEN...... | 2 | LAB | Patient point of care testing supplies and equipment | N/A
33445 KFH-03-B1-RS-065-002 | 241112222 | ONE PAIR OF DOB TEST GASES IN BAGS FOR VERIFICATION, # DOB-B-01 | EACH | 56 | DOB-B-01 | 12 | FISCHER ANALYSEN...... | 2 | LAB | Patient point of care testing supplies and equipment | N/A
33445 KFH-03-B1-RS-065-002 | 70203023 | REAGENT TEST STRIPS | BOX | #VALUE! | P4536-100EA | 50 | SIGMA CHEMICAL CO\....... | 2 | LAB | Manual test kits and quality controls and calibrators and standards | N/A
33445 KFH-03-B1-RS-065-002 | 70203093 | REAGENTS BN II - ADDITIVE 10X100ML | EACH | #VALUE! | OQKY 61 | 12 | SIEMENS...... | 2 | LAB | Manual test kits and quality controls and calibrators and standards | N/A
33445 KFH-03-B1-RS-065-002 | 70203004 | REFERENCE QUANTIMETRIX SWT CTL (9) | BOX | #VALUE! | 0015375 | 12 | SHERWOOD SCIENTIFIC...... | 2 | LAB | Manual test kits and quality controls and calibrators and standards | N/A
33445 KFH-03-B1-RS-065-002 | 241112219 | UREA BREATH TEST 13C, 50MG, PRE-MIXED POWDER CUPS HELIKIT™50 | EACH | 51 | HELIKIT™50 | 587 | ISODIAGNOSTIKA...... | 2 | LAB | Patient point of care testing supplies and equipment | N/A
33445 MainHosp,1 Fr Balconystore,R8302 Sub-Store | 411160000258 | (DWZ)-NaCI DILUENT 9% # 2054736(JED) | KIT | 1 |  | 1 | OTHERS...... | 2 | LAB | Manual test kits and quality controls and calibrators and standards | N/A
33445 MainHosp,1 Fr Balconystore,R8302 Sub-Store | 411161000032 | AMMONIA /ETHANOL /CO2 CALIBRATOR | KIT | 1 |  | 8 | OTHERS...... | 2 | LAB | Manual test kits and quality controls and calibrators and standards | N/A
33445 MainHosp,1 Fr Balconystore,R8302 Sub-Store | 411161000382 | AMMONIA /ETHANOL /CO2 QC ABNORMAL | KIT | 1 |  | 8 | OTHERS...... | 2 | LAB | Manual test kits and quality controls and calibrators and standards | N/A
33445 MainHosp,1 Fr Balconystore,R8302 Sub-Store | 411161000381 | AMMONIA /ETHANOL /CO2 QC NORMAL | KIT | 1 |  | 8 | OTHERS...... | 2 | LAB | Manual test kits and quality controls and calibrators and standards | N/A
33445 MainHosp,1 Fr Balconystore,R8302 Sub-Store | 411160000083 | AMPHETAMINE | KIT | 1 |  | 12 | OTHERS...... | 2 | LAB | Manual test kits and quality controls and calibrators and standards | N/A
33445 MainHosp,1 Fr Balconystore,R8302 Sub-Store | 411160000008 | ANTI DEPRESSANTS TCA TRICYCLIC | KIT | 1 |  | 10 | OTHERS...... | 2 | LAB | Clinical and diagnostic analyzers and accessories and supplies | N/A
33445 MainHosp,1 Fr Balconystore,R8302 Sub-Store | 411160000084 | BARBITURATES | KIT | 1 |  | 12 | OTHERS...... | 2 | LAB | Clinical and diagnostic analyzer reagents | N/A
33445 MainHosp,1 Fr Balconystore,R8302 Sub-Store | 411160000007 | BENZODIAZEPINE KIT | KIT | 1 |  | 12 | OTHERS...... | 2 | LAB | Clinical and diagnostic analyzer reagents | N/A
33445 MainHosp,1 Fr Balconystore,R8302 Sub-Store | 411161000375 | BHCG CALIBRATOR # 3302652190(JED) | KIT | 1 |  | 6 | OTHERS...... | 2 | LAB | Manual test kits and quality controls and calibrators and standards | N/A
33445 MainHosp,1 Fr Balconystore,R8302 Sub-Store | 233696000 | BUFFER SOLUTION STANDARD | EACH | 1 |  | 24 | OTHERS...... | 2 | LAB | Water treatment consumables | N/A
33445 MainHosp,1 Fr Balconystore,R8302 Sub-Store | 411160000178 | CALIBRATOR CA 12-5 | KIT | 1 |  | 8 | OTHERS...... | 2 | LAB | Manual test kits and quality controls and calibrators and standards | N/A
33445 MainHosp,1 Fr Balconystore,R8302 Sub-Store | 411160000182 | CALIBRATOR CA 15-3 | KIT | 1 |  | 4 | OTHERS...... | 2 | LAB | Manual test kits and quality controls and calibrators and standards | N/A
33445 MainHosp,1 Fr Balconystore,R8302 Sub-Store | 411160000180 | CALIBRATOR CA 19-9 | KIT | 1 |  | 4 | OTHERS...... | 2 | LAB | Manual test kits and quality controls and calibrators and standards | N/A
33445 MainHosp,1 Fr Balconystore,R8302 Sub-Store | 411161000063 | CALIBRATOR ESTRADIOL (E2) # 3064921122(JED) | KIT | 1 |  | 14 | OTHERS...... | 2 | LAB | Manual test kits and quality controls and calibrators and standards | N/A
33445 MainHosp,1 Fr Balconystore,R8302 Sub-Store | 411160000275 | CALIBRATOR FOLATE | EACH | 1 |  | 8 | OTHERS...... | 2 | LAB | Manual test kits and quality controls and calibrators and standards | N/A
33445 MainHosp,1 Fr Balconystore,R8302 Sub-Store | 411161000059 | CALIBRATOR FOLLICLE STIMULATING HORMONE FSH # 3032680122(JED) | KIT | 1 |  | 4 | OTHERS...... | 2 | LAB | Manual test kits and quality controls and calibrators and standards | N/A
33445 MainHosp,1 Fr Balconystore,R8302 Sub-Store | 411161000039 | CALIBRATOR FOR AUTOMATED SYSTEMS (CFAS) | KIT | 1 |  | 6 | OTHERS...... | 2 | LAB | Manual test kits and quality controls and calibrators and standards | N/A
33445 MainHosp,1 Fr Balconystore,R8302 Sub-Store | 411161000119 | CALIBRATOR FOR AUTOMATED SYSTEMS LIPID # 12172623122(JED) | KIT | 1 |  | 7 | OTHERS...... | 2 | LAB | Manual test kits and quality controls and calibrators and standards | N/A
33445 MainHosp,1 Fr Balconystore,R8302 Sub-Store | 411161000145 | CALIBRATOR FREE PROSTATE SPECIFIC ANTIGEN FPSA # 3289796190(JED) | KIT | 1 |  | 4 | OTHERS...... | 2 | LAB | Manual test kits and quality controls and calibrators and standards | N/A
33445 MainHosp,1 Fr Balconystore,R8302 Sub-Store | 411161000057 | CALIBRATOR FREE THYROXINE (FT4)(JED) | KIT | 1 |  | 6 | OTHERS...... | 2 | LAB | Manual test kits and quality controls and calibrators and standards | N/A
33445 MainHosp,1 Fr Balconystore,R8302 Sub-Store | 411061000162 | CALIBRATOR LUTEINIZING HORMONE (LH) | KIT | 1 |  | 4 | OTHERS...... | 2 | LAB | Manual test kits and quality controls and calibrators and standards | N/A
33445 MainHosp,1 Fr Balconystore,R8302 Sub-Store | 411161000026 | CALIBRATOR PARATHYROID HORMONE (PTH) | KIT | 1 |  | 6 | OTHERS...... | 2 | LAB | Manual test kits and quality controls and calibrators and standards | N/A
33445 MainHosp,1 Fr Balconystore,R8302 Sub-Store | 411161000024 | CALIBRATOR PROGESTERONE | KIT | 1 |  | 6 | OTHERS...... | 2 | LAB | Manual test kits and quality controls and calibrators and standards | N/A
33445 MainHosp,1 Fr Balconystore,R8302 Sub-Store | 411161000056 | CALIBRATOR THYROID STIMULATING HORMONE (TSH)(JED) | KIT | 1 |  | 6 | OTHERS...... | 2 | LAB | Manual test kits and quality controls and calibrators and standards | N/A
33445 MainHosp,1 Fr Balconystore,R8302 Sub-Store | 411061000170 | CALIBRATOR VITAMIN B12 KIT | KIT | 1 |  | 12 | OTHERS...... | 2 | LAB | Clinical and diagnostic analyzer reagents | N/A
33445 MainHosp,1 Fr Balconystore,R8302 Sub-Store | 411160000085 | CANNABINOIDS | KIT | 1 |  | 15 | OTHERS...... | 2 | LAB | Clinical and diagnostic analyzer reagents | N/A
33445 MainHosp,1 Fr Balconystore,R8302 Sub-Store | 411161000022 | CARCINOEMBRYONIC ANTIGEN (CEA) CALIBRATOR | KIT | 1 |  | 4 | OTHERS...... | 2 | LAB | Manual test kits and quality controls and calibrators and standards | N/A
33445 MainHosp,1 Fr Balconystore,R8302 Sub-Store | 411160000129 | CELL WASH / ACID WASH 2L | BOTTLE | 1 |  | 14 | OTHERS...... | 2 | LAB | Manual test kits and quality controls and calibrators and standards | N/A
33445 MainHosp,1 Fr Balconystore,R8302 Sub-Store | 411160000259 | CFAS PROTEIN | KIT | 1 |  | 10 | OTHERS...... | 2 | LAB | Manual test kits and quality controls and calibrators and standards | N/A
33445 MainHosp,1 Fr Balconystore,R8302 Sub-Store | 70203058 | CHEMISTRY LEVEL 1 LIQUICHEK URINE CONTROL | BOX | 1 |  | 20 | OTHERS...... | 2 | LAB | Manual test kits and quality controls and calibrators and standards | N/A
33445 MainHosp,1 Fr Balconystore,R8302 Sub-Store | 70203119 | CLEANING KIT LIAISON® XL # 310995 FOR IMMUNOASSAY ANALYZER | KIT | 1 |  | 1 | OTHERS...... | 2 | LAB | Laboratory electrophoresis and blotting system and supplies | N/A
33445 MainHosp,1 Fr Balconystore,R8302 Sub-Store | 411160000086 | COCAINE | KIT | 1 |  | 12 | OTHERS...... | 2 | LAB | Clinical and diagnostic analyzer reagents | N/A
33445 MainHosp,1 Fr Balconystore,R8302 Sub-Store | 411062000093 | COMBO KIT HCG WITH OBC TEST PACK+PLUS KIT (20 PCS/KIT) | EACH | #VALUE! | 505805 | 1200 | ABBOTT LABORATORIES...... | 2 | LAB | Manual test kits and quality controls and calibrators and standards | N/A
33445 MainHosp,1 Fr Balconystore,R8302 Sub-Store | 211690430 | CONSUMABLES BIOLOGICAL CONTROL LEVEL 1 FOR HEMOSTASIS ANALYZER TEG 6S SYSTEM | EACH | #VALUE! | 07-650 | 50 | HAEMONETICS CORPORATION...... | 2 | LAB | Clinical and diagnostic analyzers and accessories and supplies | N/A
33445 MainHosp,1 Fr Balconystore,R8302 Sub-Store | 211690431 | CONSUMABLES BIOLOGICAL CONTROL LEVEL 11 FOR HEMOSTASIS ANALYZER TEG 6S SYSTEM | EACH | #VALUE! | 07-651 | 50 | HAEMONETICS CORPORATION...... | 2 | LAB | Clinical and diagnostic analyzers and accessories and supplies | N/A
33445 MainHosp,1 Fr Balconystore,R8302 Sub-Store | 211690429 | CONSUMABLES CITRATED GLOBLE HAEMONETICS K,KH,RT,FF FOR HEMOSTASIS ANALYZER TEG 6S SYSTEM | EACH | #VALUE! | 07-601 | 80 | HAEMONETICS CORPORATION...... | 2 | LAB | Clinical and diagnostic analyzers and accessories and supplies | N/A
33445 MainHosp,1 Fr Balconystore,R8302 Sub-Store | 211693865 | CONTROL ALDOSTERONE | KIT | 1 |  | 1 | OTHERS...... | 2 | LAB | Manual test kits and quality controls and calibrators and standards | N/A
33445 MainHosp,1 Fr Balconystore,R8302 Sub-Store | 211693867 | CONTROL ANTI TPO | KIT | 1 |  | 1 | OTHERS...... | 2 | LAB | Manual test kits and quality controls and calibrators and standards | N/A
33445 MainHosp,1 Fr Balconystore,R8302 Sub-Store | 211693864 | CONTROL DIRECT RENIN | KIT | 1 |  | 8 | OTHERS...... | 2 | LAB | Manual test kits and quality controls and calibrators and standards | N/A
33445 MainHosp,1 Fr Balconystore,R8302 Sub-Store | 211693863 | CONTROL GROWTH HORMONE | KIT | 1 |  | 1 | OTHERS...... | 2 | LAB | Manual test kits and quality controls and calibrators and standards | N/A
33445 MainHosp,1 Fr Balconystore,R8302 Sub-Store | 70203152 | CONTROL MULTIQUAL 1 BIORAD (BOX/12 VIALS/3ML) # 695 | PACK | 1 |  | 50 | OTHERS...... | 2 | LAB | Manual test kits and quality controls and calibrators and standards | N/A
33445 MainHosp,1 Fr Balconystore,R8302 Sub-Store | 411161000031 | CONTROL PRECI TROP T(JED) | KIT | 1 |  | 70 | OTHERS...... | 2 | LAB | Manual test kits and quality controls and calibrators and standards | N/A
33445 MainHosp,1 Fr Balconystore,R8302 Sub-Store | 411161000027 | CONTROL PRECI UNIVERSAL | KIT | 1 |  | 2 | OTHERS...... | 2 | LAB | Manual test kits and quality controls and calibrators and standards | N/A
33445 MainHosp,1 Fr Balconystore,R8302 Sub-Store | 411161000025 | CORTISOL CALIBRATOR | KIT | 1 |  | 4 | OTHERS...... | 2 | LAB | Manual test kits and quality controls and calibrators and standards | N/A
33445 MainHosp,1 Fr Balconystore,R8302 Sub-Store | 211690432 | COSUMABLES PLATETET MAPPING KIT FOR HEMOSTASIS ANALYZER TEG 6S SYSTEM | EACH | #VALUE! | 07-614 | 30 | HAEMONETICS CORPORATION...... | 2 | LAB | Clinical and diagnostic analyzers and accessories and supplies | N/A
33445 MainHosp,1 Fr Balconystore,R8302 Sub-Store | 411161000020 | CREATINE KINASE MB (CKMB) CALIBRATOR | KIT | 1 |  | 4 | OTHERS...... | 2 | LAB | Manual test kits and quality controls and calibrators and standards | N/A
33445 MainHosp,1 Fr Balconystore,R8302 Sub-Store | 211693909 | CREATININE CARTRIDGE TEST | BOX | #VALUE! | 03P84-25 | 69 | ABBOTT...... | 2 | LAB | Manual test kits and quality controls and calibrators and standards | N/A
33445 MainHosp,1 Fr Balconystore,R8302 Sub-Store | 411158000133 | CUP SAMPLE HITACHI # 10394246001(JED) | EACH | 1 |  | 14 | OTHERS...... | 2 | LAB | Laboratory filtering equipment and supplies | N/A
33445 MainHosp,1 Fr Balconystore,R8302 Sub-Store | 70203122 | CUVETTES LIAISON® XL (7200 CUVETTES) FOR IMMUNOASSAY ANALYZER | BOX | 1 |  | 2 | OTHERS...... | 2 | LAB | Laboratory electrophoresis and blotting system and supplies | N/A
33445 MainHosp,1 Fr Balconystore,R8302 Sub-Store | 411158000387 | DILUENT UNIVERSAL | KIT | 1 |  | 35 | OTHERS...... | 2 | LAB | Manual test kits and quality controls and calibrators and standards | N/A
33445 MainHosp,1 Fr Balconystore,R8302 Sub-Store | 411161000201 | FERRITIN CALIBRATOR (JED) | KIT | 1 |  | 4 | OTHERS...... | 2 | LAB | Manual test kits and quality controls and calibrators and standards | N/A
33445 MainHosp,1 Fr Balconystore,R8302 Sub-Store | 411160000272 | FT3 CALIBRATOR | EACH | 1 |  | 4 | OTHERS...... | 2 | LAB | Manual test kits and quality controls and calibrators and standards | N/A
33445 MainHosp,1 Fr Balconystore,R8302 Sub-Store | 411160000267 | HAPTOGLOBIN REAGENT | KIT | 1 |  | 21 | OTHERS...... | 2 | LAB | Manual test kits and quality controls and calibrators and standards | N/A
33445 MainHosp,1 Fr Balconystore,R8302 Sub-Store | 411161000386 | HbA1C ABNORMAL CONTROL | KIT | 1 |  | 2 | OTHERS...... | 2 | LAB | Manual test kits and quality controls and calibrators and standards | N/A
33445 MainHosp,1 Fr Balconystore,R8302 Sub-Store | 411161000384 | HbA1C CALIBRATOR | KIT | 1 |  | 6 | OTHERS...... | 2 | LAB | Manual test kits and quality controls and calibrators and standards | N/A
33445 MainHosp,1 Fr Balconystore,R8302 Sub-Store | 411161000385 | HbA1C NORMAL CONTROL | KIT | 1 |  | 2 | OTHERS...... | 2 | LAB | Manual test kits and quality controls and calibrators and standards | N/A
33445 MainHosp,1 Fr Balconystore,R8302 Sub-Store | 70203051 | HUMAN INSULIN-LIKE GROWTH FACTOR 1 (IGF)-1 | EACH | 1 |  | 54 | OTHERS...... | 2 | LAB | Manual test kits and quality controls and calibrators and standards | N/A
33445 MainHosp,1 Fr Balconystore,R8302 Sub-Store | 411161000414 | IMMUNO ASSAY PLUS TRI LEVEL CONTROL | KIT | 1 |  | 60 | OTHERS...... | 2 | LAB | Clinical and diagnostic analyzer reagents | N/A
33445 MainHosp,1 Fr Balconystore,R8302 Sub-Store | 241877100 | ISOTONIC DILUENT | EACH | 1 |  | 126 | OTHERS...... | 2 | LAB | Clinical and diagnostic analyzer reagents | N/A
33445 MainHosp,1 Fr Balconystore,R8302 Sub-Store | 411161000131 | LIQUICHEK IMMUNOLOGY CONTROL # 590X(JED) | KIT | 1 |  | 200 | OTHERS...... | 2 | LAB | Manual test kits and quality controls and calibrators and standards | N/A
33445 MainHosp,1 Fr Balconystore,R8302 Sub-Store | 210067100 | LIQUICHEK SPECIALTY IMMUNOASSAY CONTROL | PACK | 1 |  | 70 | OTHERS...... | 2 | LAB | Manual test kits and quality controls and calibrators and standards | N/A
33445 MainHosp,1 Fr Balconystore,R8302 Sub-Store | 411161000074 | LIQUICHEK URINE CHEMISTRY QC LEVEL 2 (12-10ML) # 398(JED) | KIT | 1 |  | 10 | OTHERS...... | 2 | LAB | Manual test kits and quality controls and calibrators and standards | N/A
33445 MainHosp,1 Fr Balconystore,R8302 Sub-Store | 70202925 | LIQUID WASH/SYSTEM FOR IMMUNOASSAY ANALYZER LIAISON® | PACK | 1 |  | 5 | OTHERS...... | 2 | LAB | Clinical and diagnostic analyzers and accessories and supplies | N/A
33445 MainHosp,1 Fr Balconystore,R8302 Sub-Store | 241115808 | LITHIUM ELECTRODE (AVL) | EACH | 1 |  | 8 | OTHERS...... | 2 | LAB | Clinical and diagnostic analyzers and accessories and supplies | N/A
33445 MainHosp,1 Fr Balconystore,R8302 Sub-Store | 97631 | LOW RANGE ACTIVATED CLOTTING TIME HEMOCHRON®Jr. ACT–LR CUVETTE TESTS | BOX | 35 | HEMOCHRON®Jr. ACT–LR | 150 | ITC...... | 2 | LAB | General laboratory glassware and plasticware and supplies | N/A
33445 MainHosp,1 Fr Balconystore,R8302 Sub-Store | 241116208 | LYPHOCHEK DIABETES CONTROL # 172 | EACH | 1 |  | 20 | OTHERS...... | 2 | LAB | Manual test kits and quality controls and calibrators and standards | N/A
33445 MainHosp,1 Fr Balconystore,R8302 Sub-Store | 411161000409 | LYPHOCHEK DIABETES CONTROL LEVEL 1 | KIT | 1 |  | 20 | OTHERS...... | 2 | LAB | Manual test kits and quality controls and calibrators and standards | N/A
33445 MainHosp,1 Fr Balconystore,R8302 Sub-Store | 411161000412 | MARKER CARDIAC LEVEL 2 | KIT | 1 |  | 20 | OTHERS...... | 2 | LAB | Laboratory electrophoresis and blotting system and supplies | N/A
33445 MainHosp,1 Fr Balconystore,R8302 Sub-Store | 411161000413 | MARKER CARDIAC LEVEL 3 | KIT | 1 |  | 20 | OTHERS...... | 2 | LAB | Laboratory electrophoresis and blotting system and supplies | N/A
33445 MainHosp,1 Fr Balconystore,R8302 Sub-Store | 411161000068 | METHOTREXATE (MTX) CALIBRATOR # 7A12.01(JED) | KIT | 1 |  | 10 | OTHERS...... | 2 | LAB | Protein expression products | N/A
33445 MainHosp,1 Fr Balconystore,R8302 Sub-Store | 411161000069 | METHOTREXATE (MTX) CONTROL # 7A12.10(JED) | KIT | 1 |  | 15 | OTHERS...... | 2 | LAB | Protein expression products | N/A
33445 MainHosp,1 Fr Balconystore,R8302 Sub-Store | 411160000069 | METHOTREXATE BUFFER DILUTION | EACH | 1 |  | 15 | OTHERS...... | 2 | LAB | Clinical and diagnostic analyzer reagents | N/A
33445 MainHosp,1 Fr Balconystore,R8302 Sub-Store | 411061000161 | MULTIASSAY DILUENT | KIT | 1 |  | 21 | OTHERS...... | 2 | LAB | Deoxyribonucleic acid DNA analysis kits | N/A
33445 MainHosp,1 Fr Balconystore,R8302 Sub-Store | 411160000087 | OPIATES | KIT | 1 |  | 12 | OTHERS...... | 2 | LAB | Clinical and diagnostic analyzer reagents | N/A
33445 MainHosp,1 Fr Balconystore,R8302 Sub-Store | 411161000377 | PARATHYROID HORMONE (PTH) REAGENT | KIT | 1 |  | 77 | OTHERS...... | 2 | LAB | Manual test kits and quality controls and calibrators and standards | N/A
33445 MainHosp,1 Fr Balconystore,R8302 Sub-Store | 411161000100 | PRECI CARDIAC MARKER CONTROL | KIT | 1 |  | 2 | OTHERS...... | 2 | LAB | Laboratory electrophoresis and blotting system and supplies | N/A
33445 MainHosp,1 Fr Balconystore,R8302 Sub-Store | 246280103 | PRECINORM -U PLUS CONTROL | BOTTLE | 1 |  | 6 | OTHERS...... | 2 | LAB | Manual test kits and quality controls and calibrators and standards | N/A
33445 MainHosp,1 Fr Balconystore,R8302 Sub-Store | 411061000171 | PRECISET TDM II KIT | KIT | 1 |  | 3 | OTHERS...... | 2 | LAB | Manual test kits and quality controls and calibrators and standards | N/A
33445 MainHosp,1 Fr Balconystore,R8302 Sub-Store | 411160000081 | PRECLEAN M | KIT | 1 |  | 140 | OTHERS...... | 2 | LAB | Manual test kits and quality controls and calibrators and standards | N/A
33445 MainHosp,1 Fr Balconystore,R8302 Sub-Store | 411161000380 | PRO BNP CALIBRATOR | KIT | 1 |  | 6 | OTHERS...... | 2 | LAB | Manual test kits and quality controls and calibrators and standards | N/A
33445 MainHosp,1 Fr Balconystore,R8302 Sub-Store | 411160000123 | PROBE WASH M | KIT | 1 |  | 6 | OTHERS...... | 2 | LAB | Clinical and diagnostic analyzer reagents | N/A
33445 MainHosp,1 Fr Balconystore,R8302 Sub-Store | 411160000124 | PROCELL M | KIT | 1 |  | 196 | OTHERS...... | 2 | LAB | Clinical and diagnostic analyzer reagents | N/A
33445 MainHosp,1 Fr Balconystore,R8302 Sub-Store | 411061000120 | PROLACTIN CALIBRATOR KIT | KIT | 1 |  | 4 | OTHERS...... | 2 | LAB | Clinical and diagnostic analyzer reagents | N/A
33445 MainHosp,1 Fr Balconystore,R8302 Sub-Store | 70202968 | QUALITY CONTROL ABNORMAL LEVEL FOR USE WITH JACTLR (ACT+ CUVETTES) VIALS, # DCJACT-A | BOX | #VALUE! | DCJACT-N | 198 | HEMOCHRON...... | 2 | LAB | Manual test kits and quality controls and calibrators and standards | N/A
33445 MainHosp,1 Fr Balconystore,R8302 Sub-Store | 70202967 | QUALITY CONTROL ABNORMAL LEVEL FOR USE WITH JACTLR (ACT+ CUVETTES) VIALS, # DCJACT-A | BOX | 77 | DCJACT-A | 198 | HEMOCHRON...... | 2 | LAB | Manual test kits and quality controls and calibrators and standards | N/A
33445 MainHosp,1 Fr Balconystore,R8302 Sub-Store | 241110124 | QUALITY CONTROL ABNORMAL LEVEL FOR USE WITH PT/INR (J201 CUVETTES) VIALS, # DCJPT-A | BOX | 77 | DCJPT-A | 1 | ACCRIVA DIAGNOSTIC...... | 2 | LAB | Manual test kits and quality controls and calibrators and standards | N/A
33445 MainHosp,1 Fr Balconystore,R8302 Sub-Store | 241110125 | QUALITY CONTROL ABNORMAL LEVEL FOR USE WITH PT/INR (J201 CUVETTES), VIALS, # DCJPT-N | BOX | 78 | DCJPT-N | 1 | ACCRIVA DIAGNOSTIC...... | 2 | LAB | Manual test kits and quality controls and calibrators and standards | N/A
33445 MainHosp,1 Fr Balconystore,R8302 Sub-Store | 94530 | QUALITY CONTROL i-STAT LEVELS | PACK | #VALUE! | i-STAT 06F12-01 | 270 | ABBOTT...... | 2 | LAB | Manual test kits and quality controls and calibrators and standards | N/A
33445 MainHosp,1 Fr Balconystore,R8302 Sub-Store | 210094531 | QUALITY CONTROL i-STAT LEVELS (i-STAT 06F13-01) | EACH | 32 | i-STAT 06F13-01 | 54 | ABBOTT...... | 2 | LAB | Laboratory electrophoresis and blotting system and supplies | N/A
33445 MainHosp,1 Fr Balconystore,R8302 Sub-Store | 210094532 | QUALITY CONTROL i-STAT LEVELS (i-STAT 06F14-01) | EACH | 32 | i-STAT 06F14-01 | 54 | ABBOTT...... | 2 | LAB | Laboratory electrophoresis and blotting system and supplies | N/A
33445 MainHosp,1 Fr Balconystore,R8302 Sub-Store | 75211 | REACTION CUVETTES (COBAS C501) | BOX | 1 |  | 28 | OTHERS...... | 2 | LAB | General laboratory glassware and plasticware and supplies | N/A
33445 MainHosp,1 Fr Balconystore,R8302 Sub-Store | 9467 | REAGENT ACTIVATOR (CONDITIONING PROBES AND ISE) KIT | KIT | 1 |  | 7 | OTHERS...... | 2 | LAB | Indicators and Reagents | N/A
33445 MainHosp,1 Fr Balconystore,R8302 Sub-Store | 411061000100 | REAGENT AFP CALIBRATOR | KIT | 1 |  | 4 | OTHERS...... | 2 | LAB | Manual test kits and quality controls and calibrators and standards | N/A
33445 MainHosp,1 Fr Balconystore,R8302 Sub-Store | 32600 | REAGENT AMMONIA KIT | KIT | 1 |  | 42 | OTHERS...... | 2 | LAB | Manual test kits and quality controls and calibrators and standards | N/A
33445 MainHosp,1 Fr Balconystore,R8302 Sub-Store | 211693866 | REAGENT ANTI TPO | KIT | 1 |  | 15 | OTHERS...... | 2 | LAB | Manual test kits and quality controls and calibrators and standards | N/A
33445 MainHosp,1 Fr Balconystore,R8302 Sub-Store | 241105330 | REAGENT APOLIPOPROTEIN A-1 (APOAT) | KIT | 1 |  | 11 | OTHERS...... | 2 | LAB | Laboratory electrophoresis and blotting system and supplies | N/A
33445 MainHosp,1 Fr Balconystore,R8302 Sub-Store | 241105331 | REAGENT APOLIPOPROTEIN B (APOBT) | KIT | 1 |  | 11 | OTHERS...... | 2 | LAB | Laboratory electrophoresis and blotting system and supplies | N/A
33445 MainHosp,1 Fr Balconystore,R8302 Sub-Store | 237741107 | REAGENT CALIBRATOR CONTROL KIT LEVEL 2, 9A549 | EACH | 1 |  | 4 | OTHERS...... | 2 | LAB | Manual test kits and quality controls and calibrators and standards | N/A
33445 MainHosp,1 Fr Balconystore,R8302 Sub-Store | 237741109 | REAGENT CALIBRATOR CONTROL KIT LEVEL 4, 9A588 | KIT | 1 |  | 4 | OTHERS...... | 2 | LAB | Manual test kits and quality controls and calibrators and standards | N/A
33445 MainHosp,1 Fr Balconystore,R8302 Sub-Store | 237741106 | REAGENT CALIBRATOR CONTROL SET LEVEL 1, 9A528 | KIT | 1 |  | 4 | OTHERS...... | 2 | LAB | Manual test kits and quality controls and calibrators and standards | N/A
33445 MainHosp,1 Fr Balconystore,R8302 Sub-Store | 411160000023 | REAGENT CELL CLEAN M, KIT | KIT | 1 |  | 196 | OTHERS...... | 2 | LAB | Manual test kits and quality controls and calibrators and standards | N/A
33445 MainHosp,1 Fr Balconystore,R8302 Sub-Store | 411061000153 | REAGENT CFAS PUC KIT | KIT | 1 |  | 10 | OTHERS...... | 2 | LAB | Manual test kits and quality controls and calibrators and standards | N/A
33445 MainHosp,1 Fr Balconystore,R8302 Sub-Store | 32606 | REAGENT CK KIT | KIT | 1 |  | 210 | OTHERS...... | 2 | LAB | Manual test kits and quality controls and calibrators and standards | N/A
33445 MainHosp,1 Fr Balconystore,R8302 Sub-Store | 411160000022 | REAGENT CREATINE KINASE MB (CKMB) KIT | KIT | 1 |  | 7 | OTHERS...... | 2 | LAB | Manual test kits and quality controls and calibrators and standards | N/A
33445 MainHosp,1 Fr Balconystore,R8302 Sub-Store | 86011 | REAGENT CREATININE KIT | EACH | 1 |  | 770 | OTHERS...... | 2 | LAB | Manual test kits and quality controls and calibrators and standards | N/A
33445 MainHosp,1 Fr Balconystore,R8302 Sub-Store | 411160000250 | REAGENT CRP | KIT | 1 |  | 42 | OTHERS...... | 2 | LAB | Manual test kits and quality controls and calibrators and standards | N/A
33445 MainHosp,1 Fr Balconystore,R8302 Sub-Store | 70203135 | REAGENT DILUENT | EACH | 1 |  | 192 | OTHERS...... | 2 | LAB | Manual test kits and quality controls and calibrators and standards | N/A
33445 MainHosp,1 Fr Balconystore,R8302 Sub-Store | 3256 | REAGENT DILUENT ISE | BOTTLE | 1 |  | 116 | OTHERS...... | 2 | LAB | Clinical and diagnostic analyzer reagents | N/A
33445 MainHosp,1 Fr Balconystore,R8302 Sub-Store | 32633 | REAGENT ECO-D HITERGENT | BOX | 1 |  | 33 | OTHERS...... | 2 | LAB | Clinical and diagnostic analyzer reagents | N/A
33445 MainHosp,1 Fr Balconystore,R8302 Sub-Store | 32644 | REAGENT ELECTRODE REFERENCE/GROUND | EACH | 1 |  | 6 | OTHERS...... | 2 | LAB | Clinical and diagnostic analyzer reagents | N/A
33445 MainHosp,1 Fr Balconystore,R8302 Sub-Store | 211693862 | REAGENT GROWTH HORMONE (HGH) | KIT | 1 |  | 18 | OTHERS...... | 2 | LAB | Manual test kits and quality controls and calibrators and standards | N/A
33445 MainHosp,1 Fr Balconystore,R8302 Sub-Store | 70203137 | REAGENT IGF-1 CONTROL SET FOR LIAISON® ANALYZER | KIT | 1 |  | 1 | OTHERS...... | 2 | LAB | Manual test kits and quality controls and calibrators and standards | N/A
33445 MainHosp,1 Fr Balconystore,R8302 Sub-Store | 411160000035 | REAGENT LACTATE KIT | KIT | 1 |  | 252 | OTHERS...... | 2 | LAB | Manual test kits and quality controls and calibrators and standards | N/A
33445 MainHosp,1 Fr Balconystore,R8302 Sub-Store | 70203116 | REAGENT LIAISON ALDOSTERONE # 310450 | KIT | 1 |  | 13 | OTHERS...... | 2 | LAB | Laboratory electrophoresis and blotting system and supplies | N/A
33445 MainHosp,1 Fr Balconystore,R8302 Sub-Store | 207005100 | REAGENT LIAISON® 25 OH VITAMIN D TOTAL ASSAY | KIT | 1 |  | 168 | OTHERS...... | 2 | LAB | Manual test kits and quality controls and calibrators and standards | N/A
33445 MainHosp,1 Fr Balconystore,R8302 Sub-Store | 210695740 | REAGENT LIAISON® 25 OH VITAMIN D TOTAL CONTROL SET | KIT | 1 |  | 1 | OTHERS...... | 2 | LAB | Manual test kits and quality controls and calibrators and standards | N/A
33445 MainHosp,1 Fr Balconystore,R8302 Sub-Store | 65900294 | REAGENT LIQUID QUALITY CONTROL HEMOCHRON SIGNATURE ABNORMAL | BOX | #VALUE! | DCJLR-A | 228 | HEMOCHRON...... | 2 | LAB | Manual test kits and quality controls and calibrators and standards | N/A
33445 MainHosp,1 Fr Balconystore,R8302 Sub-Store | 65900295 | REAGENT LIQUID QUALITY CONTROL HEMOCHRON SIGNATURE NORMAL | BOX | #VALUE! | DCJLR-N | 228 | HEMOCHRON...... | 2 | LAB | Manual test kits and quality controls and calibrators and standards | N/A
33445 MainHosp,1 Fr Balconystore,R8302 Sub-Store | 411160000068 | REAGENT METHOTREXATE (MTX) | KIT | 1 |  | 30 | OTHERS...... | 2 | LAB | Protein expression products | N/A
33445 MainHosp,1 Fr Balconystore,R8302 Sub-Store | 32639 | REAGENT NAOH-D CASSETTE | BOX | 1 |  | 224 | OTHERS...... | 2 | LAB | Clinical and diagnostic analyzer reagents | N/A
33445 MainHosp,1 Fr Balconystore,R8302 Sub-Store | 411160000097 | REAGENT PHENOBARBITAL | KIT | 1 |  | 7 | OTHERS...... | 2 | LAB | Manual test kits and quality controls and calibrators and standards | N/A
33445 MainHosp,1 Fr Balconystore,R8302 Sub-Store | 411160000119 | REAGENT PHENYTOIN | KIT | 1 |  | 8 | OTHERS...... | 2 | LAB | Manual test kits and quality controls and calibrators and standards | N/A
33445 MainHosp,1 Fr Balconystore,R8302 Sub-Store | 14677 | REAGENT PRECIBIL CONTROL KIT | KIT | 1 |  | 2 | OTHERS...... | 2 | LAB | Manual test kits and quality controls and calibrators and standards | N/A
33445 MainHosp,1 Fr Balconystore,R8302 Sub-Store | 211695200 | REAGENT PRECI-CONTROL CLINCHEM MULTI 1 FOR COBAS ANALYZER | KIT | 1 |  | 2 | OTHERS...... | 2 | LAB | Manual test kits and quality controls and calibrators and standards | N/A
33445 MainHosp,1 Fr Balconystore,R8302 Sub-Store | 211695201 | REAGENT PRECI-CONTROL CLINCHEM MULTI 2 FOR COBAS ANALYZER | KIT | 1 |  | 2 | OTHERS...... | 2 | LAB | Manual test kits and quality controls and calibrators and standards | N/A
33445 MainHosp,1 Fr Balconystore,R8302 Sub-Store | 3263 | REAGENT PRECIPATH U-PLUS CONTROL | KIT | 1 |  | 6 | OTHERS...... | 2 | LAB | Manual test kits and quality controls and calibrators and standards | N/A
33445 MainHosp,1 Fr Balconystore,R8302 Sub-Store | 411061000118 | REAGENT PRECISET TDM 1,KIT | KIT | 1 |  | 5 | OTHERS...... | 2 | LAB | Manual test kits and quality controls and calibrators and standards | N/A
33445 MainHosp,1 Fr Balconystore,R8302 Sub-Store | 70200690 | REAGENT PROGESTERONE KIT | EACH | 1 |  | 10 | OTHERS...... | 2 | LAB | Manual test kits and quality controls and calibrators and standards | N/A
33445 MainHosp,1 Fr Balconystore,R8302 Sub-Store | 76720 | REAGENT SAMPLE CLEANER 1, BOTTLE | BOTTLE | 1 |  | 22 | OTHERS...... | 2 | LAB | Clinical and diagnostic analyzer reagents | N/A
33445 MainHosp,1 Fr Balconystore,R8302 Sub-Store | 32649 | REAGENT SELECTIVE MODE SOLUTION (SMS) CASSETTE | BOX | 1 |  | 1476 | OTHERS...... | 2 | LAB | Clinical and diagnostic analyzer reagents | N/A
33445 MainHosp,1 Fr Balconystore,R8302 Sub-Store | 211693870 | REAGENT TABLET FOR URINE PLASMA SERUM OR WHOLE BLOOD KETONE TESTING | TABLET | 1 |  | 180 | OTHERS...... | 2 | LAB | Manual test kits and quality controls and calibrators and standards | N/A
33445 MainHosp,1 Fr Balconystore,R8302 Sub-Store | 411160000059 | REAGENT TROPONIN T | KIT | 1 |  | 86 | OTHERS...... | 2 | LAB | Manual test kits and quality controls and calibrators and standards | N/A
33445 MainHosp,1 Fr Balconystore,R8302 Sub-Store | 411160000096 | REAGENT VALPROIC ACID | KIT | 1 |  | 7 | OTHERS...... | 2 | LAB | Manual test kits and quality controls and calibrators and standards | N/A
33445 MainHosp,1 Fr Balconystore,R8302 Sub-Store | 411160000003 | REAGENT VANCOMYCIN KIT | KIT | 1 |  | 30 | OTHERS...... | 2 | LAB | Clinical and diagnostic analyzer reagents | N/A
33445 MainHosp,1 Fr Balconystore,R8302 Sub-Store | 70202591 | REFERENCE CALIBRATION STANDARD | EACH | 1 |  | 4 | OTHERS...... | 2 | LAB | Manual test kits and quality controls and calibrators and standards | N/A
33445 MainHosp,1 Fr Balconystore,R8302 Sub-Store | 70202002 | REFERENCE INTERNAL STANDARD | EACH | 1 |  | 420 | OTHERS...... | 2 | LAB | Manual test kits and quality controls and calibrators and standards | N/A
33445 MainHosp,1 Fr Balconystore,R8302 Sub-Store | 70203033 | RENIN HUMAN PLASMA | KIT | 1 |  | 26 | OTHERS...... | 2 | LAB | Manual test kits and quality controls and calibrators and standards | N/A
33445 MainHosp,1 Fr Balconystore,R8302 Sub-Store | 411160000264 | RF ASO T CONTROL | KIT | 1 |  | 2 | OTHERS...... | 2 | LAB | Clinical and diagnostic analyzer reagents | N/A
33445 MainHosp,1 Fr Balconystore,R8302 Sub-Store | 411160000263 | RF PRECISET | KIT | 1 |  | 4 | OTHERS...... | 2 | LAB | Clinical and diagnostic analyzer reagents | N/A
33445 MainHosp,1 Fr Balconystore,R8302 Sub-Store | 211694262 | RIQAS EXTERNAL QUALITY CONTROL SAMPLES | BOX | #VALUE! | RQ9177 | 7 | RANDOX...... | 2 | LAB | Manual test kits and quality controls and calibrators and standards | N/A
33445 MainHosp,1 Fr Balconystore,R8302 Sub-Store | 411161000067 | SALICYLATE CALIBRATOR (JED) | KIT | 1 |  | 3 | OTHERS...... | 2 | LAB | Manual test kits and quality controls and calibrators and standards | N/A
33445 MainHosp,1 Fr Balconystore,R8302 Sub-Store | 411160000100 | SAMPLE CLEANER 2 | KIT | 1 |  | 11 | OTHERS...... | 2 | LAB | Manual test kits and quality controls and calibrators and standards | N/A
33445 MainHosp,1 Fr Balconystore,R8302 Sub-Store | 411160000054 | SODIUM HYDROXIDE 2L | BOTTLE | 1 |  | 6 | OTHERS...... | 2 | LAB | Manual test kits and quality controls and calibrators and standards | N/A
33445 MainHosp,1 Fr Balconystore,R8302 Sub-Store | 411158000058 | SOLUTION BLANK CELL | KIT | 1 |  | 3 | OTHERS...... | 2 | LAB | Clinical and diagnostic analyzers and accessories and supplies | N/A
33445 MainHosp,1 Fr Balconystore,R8302 Sub-Store | 411160000062 | SOLUTION ISE REFERENCE ELECTORDE | BOTTLE | 1 |  | 32 | OTHERS...... | 2 | LAB | Manual test kits and quality controls and calibrators and standards | N/A
33445 MainHosp,1 Fr Balconystore,R8302 Sub-Store | 411161000038 | SOLUTION ISE STANDARD HIGH | KIT | 1 |  | 42 | OTHERS...... | 2 | LAB | Manual test kits and quality controls and calibrators and standards | N/A
33445 MainHosp,1 Fr Balconystore,R8302 Sub-Store | 411161000037 | SOLUTION ISE STANDARD LOW | KIT | 1 |  | 30 | OTHERS...... | 2 | LAB | Manual test kits and quality controls and calibrators and standards | N/A
33445 MainHosp,1 Fr Balconystore,R8302 Sub-Store | 70203118 | STARTER KIT LIAISON® 319200 FOR IMMUNOASSAY ANALYZER | KIT | 1 |  | 12 | OTHERS...... | 2 | LAB | Laboratory electrophoresis and blotting system and supplies | N/A
33445 MainHosp,1 Fr Balconystore,R8302 Sub-Store | 411160000270 | T3 CALIBRATOR | EACH | 1 |  | 4 | OTHERS...... | 2 | LAB | Clinical and diagnostic analyzer reagents | N/A
33445 MainHosp,1 Fr Balconystore,R8302 Sub-Store | 411161000152 | TDM MULTI-ANALYTE CONTROL (JED) | KIT | 1 |  | 3 | OTHERS...... | 2 | LAB | Manual test kits and quality controls and calibrators and standards | N/A
33445 MainHosp,1 Fr Balconystore,R8302 Sub-Store | 211692047 | TEST COBAS C-PACK SET (MULTI-CASSETTE) | EACH | 1 |  | 18 | OTHERS...... | 2 | LAB | Clinical and diagnostic analyzers and accessories and supplies | N/A
33445 MainHosp,1 Fr Balconystore,R8302 Sub-Store | 411161000378 | TESTOSTERONE CALIBRATOR # 5202230190 (JED) | KIT | 1 |  | 4 | OTHERS...... | 2 | LAB | Manual test kits and quality controls and calibrators and standards | N/A
33445 MainHosp,1 Fr Balconystore,R8302 Sub-Store | 411161000023 | TOTAL PROSTATE SPECIFIC ANTIGEN (TPSA) CALIBRATOR | KIT | 1 |  | 4 | OTHERS...... | 2 | LAB | Manual test kits and quality controls and calibrators and standards | N/A
33445 MainHosp,1 Fr Balconystore,R8302 Sub-Store | 411161000021 | TROPONIN T CALIBRATOR | KIT | 1 |  | 7 | OTHERS...... | 2 | LAB | Manual test kits and quality controls and calibrators and standards | N/A
33445 MainHosp,1 Fr Balconystore,R8302 Sub-Store | 237741116 | TUMOR MARKER CONTROL LEVEL 1, PACK,#547 | PACK | 1 |  | 13 | OTHERS...... | 2 | LAB | Manual test kits and quality controls and calibrators and standards | N/A
33445 MainHosp,1 Fr Balconystore,R8302 Sub-Store | 237741114 | TUMOR MARKER CONTROL LEVEL 2, PACK, # 548 | EACH | 1 |  | 13 | OTHERS...... | 2 | LAB | Manual test kits and quality controls and calibrators and standards | N/A
33445 MainHosp,1 Fr Balconystore,R8302 Sub-Store | 237741115 | TUMOR MARKER CONTROL LEVEL 3, PACK, # 549 | PACK | 1 |  | 13 | OTHERS...... | 2 | LAB | Manual test kits and quality controls and calibrators and standards | N/A
33445 MainHosp,1 Fr Balconystore,R8302 Sub-Store | 411061000116 | TUMOR MARKER PRECI CONTROL KIT | KIT | 1 |  | 2 | OTHERS...... | 2 | LAB | Manual test kits and quality controls and calibrators and standards | N/A
33450 KFH-03-B1-RS-065-002 | 70202232 | AGAR READY PLATE MINERAL MODIFIED GLUTAMATE (MMGA) | PACK | #VALUE! | MXSM KFS 48 (KF STEP AGAR | 144 | MILLIPORE...... | 2 | LAB | Surgical equipment and accessories and related products | N/A
33450 KFH-03-B1-RS-065-002 | 210111764 | AGAR READY TUBE 100 YEAST EXTRACT | EACH | #VALUE! | 1463520010 | 50 | MILLIPORE...... | 2 | LAB | Microorganism propagation and transformation media and kits and equipment | N/A
33450 KFH-03-B1-RS-065-002 | 70202341 | AGAR READY TUBE VIOLET RED BILE GLUCOSE (VRBGA) | PACK | #VALUE! | 1464350006 | 21 | MILLIPORE...... | 2 | LAB | Microorganism propagation and transformation media and kits and equipment | N/A
33450 KFH-03-B1-RS-065-002 | 70202216 | BROTH READY BOTTLE MACCONKEY | PACK | #VALUE! | 1464610010 | 300 | MILLIPORE...... | 2 | LAB | Microorganism propagation and transformation media and kits and equipment | N/A
33450 KFH-03-B1-RS-065-002 | 70202452 | BUFFER STABILIZATION FOR VITAMIN B1 ANALYSIS IN WHOLE BLOOD, 10ML/KIT | EACH | #VALUE! | 35007 | 30 | CHROMSYSTEMS...... | 2 | LAB | Laboratory electrophoresis and blotting system and supplies | N/A
33450 KFH-03-B1-RS-065-002 | 70200778 | CALIBRATION STANDARD FOR VITAMIN B1 IN WHOLE BLOOD | KIT | #VALUE! | 37008 | 12 | CHROMSYSTEMS...... | 2 | LAB | Manual test kits and quality controls and calibrators and standards | N/A
33450 KFH-03-B1-RS-065-002 | 70202317 | CALIBRATION STANDARD MYCOPHENOLIC ACID IN PLASMA | PACK | #VALUE! | 46029 | 8 | CHROMSYSTEMS...... | 2 | LAB | Manual test kits and quality controls and calibrators and standards | N/A
33450 KFH-03-B1-RS-065-002 | 70200395 | CALIBRATOR DIAGNOSTIC CLINCAL PLASMA CALIBRATOR LYOPHIL FOR AMINO ACIDS (AAA) 5 X 3 ML | EACH | #VALUE! | 10213 | 2 | RECIPE...... | 2 | LAB | Manual test kits and quality controls and calibrators and standards | N/A
33450 KFH-03-B1-RS-065-002 | 70201933 | CALIBRATOR STANDARD METANEPHRINE IN URINE | BOX | #VALUE! | 2009 | 4 | CHROMSYSTEMS...... | 2 | LAB | Manual test kits and quality controls and calibrators and standards | N/A
33450 KFH-03-B1-RS-065-002 | 70200788 | CHEMICAL READY TUBE™ BUFFER PEPTONE WATER | PACK | #VALUE! | 1464030006 | 24 | MILLIPORE...... | 2 | LAB | Manual test kits and quality controls and calibrators and standards | N/A
33450 KFH-03-B1-RS-065-002 | 211704820 | COLUMN ANALYTICAL FOR THERAPEUTIC DRUG MONITORING | EACH | #VALUE! | MS9030 | 3 | RECIPE...... | 2 | LAB | Chromatographic measuring instruments and accessories | N/A
33450 KFH-03-B1-RS-065-002 | 216946101 | COLUMN HPLC VITAMIN B1 | EACH | #VALUE! | 35110 | 2 | CHROMSYSTEMS...... | 2 | LAB | Chromatographic measuring instruments and accessories | N/A
33450 KFH-03-B1-RS-065-002 | 226946132 | COLUMN PACKING, HPLC COLUMN, EQUILIBRATED WITH TEST CHROMOTOGRAM FOR ANALYSIS OF KIT VMA, HVA, 5-HIAA IN URINE | PACK | #VALUE! | 1100/B | 2 | CHROMSYSTEMS...... | 2 | LAB | Chromatographic measuring instruments and accessories | N/A
33450 KFH-03-B1-RS-065-002 | 226946141 | COLUMN PACKING, HPLC COLUMN, EQUILIBRATED WITH TEST CHROMOTOGRAM FOR ANALYSIS VITAMIN A AND E IN SERUM/ PLASMA | BOX | #VALUE! | 34100 | 2 | CHROMSYSTEMS...... | 2 | LAB | Chromatographic measuring instruments and accessories | N/A
33450 KFH-03-B1-RS-065-002 | 211704818 | CONTROL SERUM LYOPHIL LEVEL I II | EACH | #VALUE! | MS9682 | 2 | RECIPE...... | 2 | LAB | Manual test kits and quality controls and calibrators and standards | N/A
33450 KFH-03-B1-RS-065-002 | 70202885 | CONTROL SET ENDOCRINE URINE PATHOLOGICAL RANGE | BOX | #VALUE! | 0050 | 3 | CHROMSYSTEMS...... | 2 | LAB | Manual test kits and quality controls and calibrators and standards | N/A
33450 KFH-03-B1-RS-065-002 | 70202666 | CONTROL SET VITAMIN A/E SERUM BI-LEVEL I + II | PACK | #VALUE! | 0032 | 4 | CHROMSYSTEMS...... | 2 | LAB | Manual test kits and quality controls and calibrators and standards | N/A
33450 KFH-03-B1-RS-065-002 | 70202892 | CONTROL SET VITAMIN B6 BI-LEVEL I + II | BOX | #VALUE! | 0031 | 16 | CHROMSYSTEMS...... | 2 | LAB | Manual test kits and quality controls and calibrators and standards | N/A
33450 KFH-03-B1-RS-065-002 | 70202886 | CONTROL SET, ENDOCRINE URINE CONTROL, NORMAL RANGE | BOX | #VALUE! | 0040 | 3 | CHROMSYSTEMS...... | 2 | LAB | Manual test kits and quality controls and calibrators and standards | N/A
33450 KFH-03-B1-RS-065-002 | 70202891 | CONTROL SET, VITAMIN B1/B2 IN WHOLE BLOOD CONTROL BI-LEVEL I + II | BOX | #VALUE! | 0033 | 4 | CHROMSYSTEMS...... | 2 | LAB | Manual test kits and quality controls and calibrators and standards | N/A
33450 KFH-03-B1-RS-065-002 | 70202265 | CULTURE MEDIA COLIFORM | EACH | #VALUE! | MHA000P2E | 30 | MILLIPORE...... | 2 | LAB | Manual test kits and quality controls and calibrators and standards | N/A
33450 KFH-03-B1-RS-065-002 | 211698002 | CULTURE MEDIA MFC-FECAL COLIFORM | PACK | #VALUE! | MHA0 00P 2F | 30 | MILLIPORE...... | 2 | LAB | Manual test kits and quality controls and calibrators and standards | N/A
33450 KFH-03-B1-RS-065-002 | 70202867 | CULTURE MEDIA READY PLATE CHROM LISTERIA | PACK | #VALUE! | 1461860020 | 120 | MILLIPORE...... | 2 | LAB | Manual test kits and quality controls and calibrators and standards | N/A
33450 KFH-03-B1-RS-065-002 | 70202339 | CULTURE MEDIA READY TUBE™ VIOLET RED BILE LACTOSE AGAR (VRBL) | PACK | #VALUE! | 1464230006 | 18 | MILLIPORE...... | 2 | LAB | Microorganism propagation and transformation media and kits and equipment | N/A
33450 KFH-03-B1-RS-065-002 | 216946102 | EXTRACTION BUFFER FOR VITAMIN B1 IN WHOLE BLOOD. | EACH | #VALUE! | 37003 | 27 | CHROMSYSTEMS...... | 2 | LAB | Polymerase chain reaction PCR and reverse transcriptase polymerase chain reaction RT PCR products | N/A
33450 KFH-03-B1-RS-065-002 | 217202100 | FUNNEL FILTERING LABORATORY | PACK | #VALUE! | MXHAWG1LS | 500 | MILLIPORE...... | 2 | LAB | General laboratory glassware and plasticware and supplies | N/A
33450 KFH-03-B1-RS-065-002 | 70202665 | IMMUNOASSAY RIQAS EXTERNAL QUALITY ASSURANCE PROGRAME | PACK | #VALUE! | RQ9125/C | 4 | RANDOX...... | 2 | LAB | Manual test kits and quality controls and calibrators and standards | N/A
33450 KFH-03-B1-RS-065-002 | 211704814 | KIT THERAPEUTIC DRUG MONITORING | KIT | #VALUE! | MS9000 | 3 | RECIPE...... | 2 | LAB | Manual test kits and quality controls and calibrators and standards | N/A
33450 KFH-03-B1-RS-065-002 | 216946105 | MOBILE PHASE FOR VITAMIN A/E | EACH | #VALUE! | 34001 | 12 | CHROMSYSTEMS...... | 2 | LAB | Manual test kits and quality controls and calibrators and standards | N/A
33450 KFH-03-B1-RS-065-002 | 70202056 | MOBILE PHASE FOR VITAMIN B1 IN WHOLE BLOOD | EACH | #VALUE! | 35021 | 36 | CHROMSYSTEMS...... | 2 | LAB | Manual test kits and quality controls and calibrators and standards | N/A
33450 KFH-03-B1-RS-065-002 | 70202884 | PLASMA SERUM CONTROL BI-LEVEL (I+II) | PACK | #VALUE! | 0041 | 2 | CHROMSYSTEMS...... | 2 | LAB | Manual test kits and quality controls and calibrators and standards | N/A
33450 KFH-03-B1-RS-065-002 | 70200207 | PLATE COUNT AGAR READY MEDIA | EACH | #VALUE! | 1462690020 | 168 | MILLIPORE...... | 2 | LAB | Microorganism propagation and transformation media and kits and equipment | N/A
33450 KFH-03-B1-RS-065-002 | 70202333 | PLATE READY BAIRD PARKER AGAR | PACK | #VALUE! | 1461370020 | 168 | MILLIPORE...... | 2 | LAB | Microorganism propagation and transformation media and kits and equipment | N/A
33450 KFH-03-B1-RS-065-002 | 70202114 | PLATE READY CETRIMIDE AGAR | PACK | #VALUE! | 1460480020 | 24 | MILLIPORE...... | 2 | LAB | Microorganism propagation and transformation media and kits and equipment | N/A
33450 KFH-03-B1-RS-065-002 | 218670102 | PLATE READY DICHLORAN 18% GLYCEROL AGAR | EACH | #VALUE! | 1461610020 | 126 | MILLIPORE...... | 2 | LAB | Manual test kits and quality controls and calibrators and standards | N/A
33450 KFH-03-B1-RS-065-002 | 70201009 | PLATE READY POLYMYXIN PYRUVATE EGG YOLK MANNITOL BROMOTHYMOL BLUE AGAR (PEMBA) | EACH | #VALUE! | 1467110100 | 18 | MILLIPORE...... | 2 | LAB | Microorganism propagation and transformation media and kits and equipment | N/A
33450 KFH-03-B1-RS-065-002 | 241661100 | PLATE READY TRYPTONE BILE GLUCURONIC MEDIUM (TBX) | EACH | #VALUE! | 1463260020 | 126 | MILLIPORE...... | 2 | LAB | Microorganism propagation and transformation media and kits and equipment | N/A
33450 KFH-03-B1-RS-065-002 | 70202126 | PLATE READY XYLOSE LYSINE DEOXYCHOLATE AGAR (XLD) | PACK | #VALUE! | 1460730020 | 120 | MILLIPORE...... | 2 | LAB | Microorganism propagation and transformation media and kits and equipment | N/A
33450 KFH-03-B1-RS-065-002 | 211704819 | PREFILTER FOR THERAPEUTIC DRUG MONITORING PLATFORM | EACH | #VALUE! | MS9032 | 12 | RECIPE...... | 2 | LAB | Laboratory filtering equipment and supplies | N/A
33450 KFH-03-B1-RS-065-002 | 70200988 | QUALITY CONTROL CLINCHEK PLASMA CONTROL, LYOPHIL FOR AMINO ACIDS LEVEL I, II, 2 X 5 X 3 ML | BOX | #VALUE! | 10282 | 2 | RECIPE...... | 2 | LAB | Manual test kits and quality controls and calibrators and standards | N/A
33450 KFH-03-B1-RS-065-002 | 70202454 | REAGENT 2 DERIVATIZATION VITAMIN B1 ANALYSIS IN WHOLE BLOOD, 15ML/KIT | EACH | #VALUE! | 35006 | 30 | CHROMSYSTEMS...... | 2 | LAB | Laboratory electrophoresis and blotting system and supplies | N/A
33450 KFH-03-B1-RS-065-002 | 70202319 | REAGENT DERIVATISATION VITAMIN B1 ANALYSIS IN WHOLE BLOOD, PACK 2 X 0.3ML | PACK | #VALUE! | 35005 | 27 | CHROMSYSTEMS...... | 2 | LAB | Laboratory electrophoresis and blotting system and supplies | N/A
33450 KFH-03-B1-RS-065-002 | 211704815 | REAGENT DILUTING SOLUTION D FOR THERAPEUTIC DRUG MONITORING | EACH | #VALUE! | MS9022 | 1 | RECIPE...... | 2 | LAB | Manual test kits and quality controls and calibrators and standards | N/A
33450 KFH-03-B1-RS-065-002 | 70201934 | REAGENT FOR HPLC ANALYSIS OF VMA, HVA, 5-HIAA IN URINE KIT | KIT | #VALUE! | 1000/B | 14 | CHROMSYSTEMS...... | 2 | LAB | Manual test kits and quality controls and calibrators and standards | N/A
33450 KFH-03-B1-RS-065-002 | 70200420 | REAGENT METANEPHRINES IN URINE - HPLC KIT | KIT | #VALUE! | 2020 | 16 | CHROMSYSTEMS...... | 2 | LAB | Manual test kits and quality controls and calibrators and standards | N/A
33450 KFH-03-B1-RS-065-002 | 70202453 | REAGENT NEUTRALIZATION VITAMIN B1 ANALYSIS IN WHOLE BLOOD, 25ML/KIT | EACH | #VALUE! | 35009 | 30 | CHROMSYSTEMS...... | 2 | LAB | Laboratory electrophoresis and blotting system and supplies | N/A
33450 KFH-03-B1-RS-065-002 | 211704817 | REAGENT OPTIMISATION MIX LYOPHIL FOR ANTIMYCOTICS | EACH | #VALUE! | MS9614 | 1 | RECIPE...... | 2 | LAB | Manual test kits and quality controls and calibrators and standards | N/A
33450 KFH-03-B1-RS-065-002 | 70202451 | REAGENT PRECIPITATION FOR VITAMIN B1 ANALYSIS IN WHOLE BLOOD, 30ML/KIT | EACH | #VALUE! | 37004 | 30 | CHROMSYSTEMS...... | 2 | LAB | Laboratory electrophoresis and blotting system and supplies | N/A
33450 KFH-03-B1-RS-065-002 | 70200882 | REFERENCE CONTROL BLOOD LEAD CONTROL | EACH | #VALUE! | 93311 | 3 | UTAK LABORATORIES, INC\....... | 2 | LAB | Manual test kits and quality controls and calibrators and standards | N/A
33450 KFH-03-B1-RS-065-002 | 70200883 | REFERENCE CONTROL BLOOD LEAD CONTROL LEVEL II | EACH | #VALUE! | 93312 | 3 | UTAK LABORATORIES, INC\....... | 2 | LAB | Manual test kits and quality controls and calibrators and standards | N/A
33450 KFH-03-B1-RS-065-002 | 70200884 | REFERENCE CONTROL BLOOD LEAD CONTROL LEVEL III | EACH | #VALUE! | 93313 | 3 | UTAK LABORATORIES, INC\....... | 2 | LAB | Manual test kits and quality controls and calibrators and standards | N/A
33450 KFH-03-B1-RS-065-002 | 70200589 | REFERENCE CONTROL TRACE ELEMENT QC SERUM HIGH RANGE | EACH | #VALUE! | 66815 | 4 | UTAK LABORATORIES, INC\....... | 2 | LAB | Manual test kits and quality controls and calibrators and standards | N/A
33450 KFH-03-B1-RS-065-002 | 70200590 | REFERENCE CONTROL TRACE ELEMENT QC SERUM NORMAL RANGE | EACH | #VALUE! | 66816 | 4 | UTAK LABORATORIES, INC\....... | 2 | LAB | Manual test kits and quality controls and calibrators and standards | N/A
33450 KFH-03-B1-RS-065-002 | 70200305 | REFERENCE CONTROL URINE METALS QC NORMAL (PK/3) | PACK | #VALUE! | 12111 | 1 | UTAK LABORATORIES, INC\....... | 2 | LAB | Manual test kits and quality controls and calibrators and standards | N/A
33450 KFH-03-B1-RS-065-002 | 211704816 | SET ADD-ON FOR ANTIMYCOTICS IN SERUM / PLASMA FOR THERAPEUTIC DRUG MONITORING | EACH | #VALUE! | MS9600 | 6 | RECIPE...... | 2 | LAB | Manual test kits and quality controls and calibrators and standards | N/A
33450 KFH-03-B1-RS-065-002 | 216946103 | STANDARDS INTERNAL STD FOR VITAMIN A/E | EACH | #VALUE! | 34008 | 22 | CHROMSYSTEMS...... | 2 | LAB | Manual test kits and quality controls and calibrators and standards | N/A
33450 KFH-03-B1-RS-065-002 | 70201340 | TEST CARTRIDGES ENDOTOXIN ENDOSAFE® PTS™ DISPOSABLE | EACH | #VALUE! | PTS5501F | 13600 | CHARLES RIVER LAB...... | 2 | LAB | Manual test kits and quality controls and calibrators and standards | N/A
33450 KFH-03-B1-RS-065-002 | 70201085 | TEST KIT COMPONENT FOR HPLC ANALYSIS OF VITAMIN A AND E IN SERUM PLASMA | EACH | #VALUE! | 34004 | 36 | CHROMSYSTEMS...... | 2 | LAB | Clinical and diagnostic analyzer reagents | N/A
33450 KFH-03-B1-RS-065-002 | 70201083 | TEST KIT COMPONENT FOR HPLC ANALYSIS OF VMA IN URINE | EACH | #VALUE! | 1009 URINE CALIBRATION ST | 16 | CHROMSYSTEMS...... | 2 | LAB | Manual test kits and quality controls and calibrators and standards | N/A
33450 KFH-03-B1-RS-065-002 | 70201083 | TEST KIT COMPONENT FOR HPLC ANALYSIS OF VMA IN URINE | EACH | #VALUE! | 1011 MOBILE PHASE | 56 | CHROMSYSTEMS...... | 2 | LAB | Manual test kits and quality controls and calibrators and standards | N/A
33450 KFH-03-B1-RS-065-002 | 216946106 | TEST PERCIPITATION REAGENT I FOR VITAMIN A/E | EACH | #VALUE! | 34006 | 25 | CHROMSYSTEMS...... | 2 | LAB | Manual test kits and quality controls and calibrators and standards | N/A
33450 KFH-03-B1-RS-065-002 | 216946104 | TEST PERCIPITATION REAGENT II FOR VITAMIN A/E | EACH | #VALUE! | 34003 | 24 | CHROMSYSTEMS...... | 2 | LAB | Manual test kits and quality controls and calibrators and standards | N/A
33450 KFH-03-B1-RS-065-002 | 70201508 | TEST TUBE LABORATORY | PACK | #VALUE! | 2010 | 48 | CHROMSYSTEMS...... | 2 | LAB | Test Tubes | N/A
33450 KFH-03-B1-RS-065-002 | 70202796 | TUBE READY FRASHER BROTH | EACH | #VALUE! | 1464760006 | 36 | MILLIPORE...... | 2 | LAB | Microorganism propagation and transformation media and kits and equipment | N/A
33450 KFH-03-B1-RS-065-002 | 70200950 | TUBE READY RAPPAPORT VASSILIDIS MEDIUM (RVS) BROTH | EACH | #VALUE! | 1466940020 | 90 | MILLIPORE...... | 2 | LAB | Microorganism propagation and transformation media and kits and equipment | N/A
33470 Main Hosp, 1st Floor, IVF clinic Sub-Store | 411215000005 | (DWZ)-PIPETTE FLEXI-PET DENUDING 140MICRON BX/50 # G26712 / K-FPIP-1140-10S-5(JED) | EACH | #VALUE! | K-FPIP-1140-10BS-5 | 500 | COOK MEDICAL...... | 2 | LAB | Laboratory stands and racks and trays | N/A
33470 Main Hosp, 1st Floor, IVF clinic Sub-Store | 211690082 | ACCU BEADS THREE KNOWN CONCENTRATIONS OF LATEX BEADS (3, 18 AND 35 M/M) FOR CEROS II SPERM ANALYZER | KIT | #VALUE! | 710110 | 2 | HAMILTON THORNE, USA...... | 2 | LAB | Laboratory implements | N/A
33470 Main Hosp, 1st Floor, IVF clinic Sub-Store | 232299104 | BICARBONATE AND HEPES BUFFERED MEDIUM CONTAINING SILANE-COATED COLLOID SILICA PARTICLES SPERMGRAD™125ML | EACH | #VALUE! | 10099 - SPERMGRAD™ | 12 | VITROLIFE...... | 2 | LAB | Manual test kits and quality controls and calibrators and standards | N/A
33470 Main Hosp, 1st Floor, IVF clinic Sub-Store | 101424 | BICARBONATE BUFFERED MEDIUM CONTAINING HYALURONAN G-1™PLUS 30ML | EACH | #VALUE! | 10128 | 36 | VITROLIFE...... | 2 | LAB | Protein expression products | N/A
33470 Main Hosp, 1st Floor, IVF clinic Sub-Store | 236517101 | BICARBONATE BUFFERED MEDIUM CONTAINING HYALURONAN G-2™PLUS 30ML | EACH | #VALUE! | 10132 | 44 | VITROLIFE...... | 2 | LAB | Manual test kits and quality controls and calibrators and standards | N/A
33470 Main Hosp, 1st Floor, IVF clinic Sub-Store | 106330 | BICARBONATE BUFFERED MEDIUM G-IVF™ PLUS 125ML | EACH | #VALUE! | 10136 G-IVF™ PLUS | 70 | VITROLIFE...... | 2 | LAB | Manual test kits and quality controls and calibrators and standards | N/A
33470 Main Hosp, 1st Floor, IVF clinic Sub-Store | 70202523 | BUFFER MEDIUM SPERMMOBIL | KIT | #VALUE! | 4SMOBIL-0.5 | 4 | GYNEMED...... | 2 | LAB | Water treatment consumables | N/A
33470 Main Hosp, 1st Floor, IVF clinic Sub-Store | 77849 | BUFFERED MEDIUM G-MOPS™ PLUS 125ML | EACH | #VALUE! | 10130 | 65 | VITROLIFE...... | 2 | LAB | Manual test kits and quality controls and calibrators and standards | N/A
33470 Main Hosp, 1st Floor, IVF clinic Sub-Store | 70200544 | CHEMICAL POLYVINYLPYRROLIDONE (PVP) 7% READY TO USE SOLUTION 0.5ML | KIT | #VALUE! | 10111 ICSI TM | 36 | VITROLIFE...... | 2 | LAB | Manual test kits and quality controls and calibrators and standards | N/A
33470 Main Hosp, 1st Floor, IVF clinic Sub-Store | 217848620 | DEVICE VITRIFICATION OOCYTE/EMBRYO OPEN SYSTEM YELLOW | EACH | #VALUE! | 81115 | 500 | KITAZATO...... | 2 | LAB |  | N/A
33470 Main Hosp, 1st Floor, IVF clinic Sub-Store | 411058000015 | DISH 35X10MM STYLE EASY-GRIP DISHES CS/500 FALCON # 353001(JED) | EACH | 53 | 353001 | 1000 | FALCON...... | 2 | LAB | General laboratory glassware and plasticware and supplies | N/A
33470 Main Hosp, 1st Floor, IVF clinic Sub-Store | 411058000022 | DISH CENTRAL WELL ORGAN CS/10000 FALCON BD # 353653(JED) | EACH | 46 | 353653 | 2000 | FALCON...... | 2 | LAB | General laboratory glassware and plasticware and supplies | N/A
33470 Main Hosp, 1st Floor, IVF clinic Sub-Store | 411058000014 | DISH IVF TC 60X15MM STYLE STD. DISHES CS/500 FALCON # 353652(JED) | EACH | 55 | 353652 | 2000 | FALCON...... | 2 | LAB | General laboratory glassware and plasticware and supplies | N/A
33470 Main Hosp, 1st Floor, IVF clinic Sub-Store | 411058000048 | DISHES EMBRYO GPS # EGPS-100(JED) | EACH | #VALUE! | EGPS-010 | 600 | SUNIVF...... | 2 | LAB | General laboratory glassware and plasticware and supplies | N/A
33470 Main Hosp, 1st Floor, IVF clinic Sub-Store | 411161000453 | FILTER INLINE CODA PK/12 # GILF-012(JED) | EACH | 1 |  | 12 | OTHERS..CODAN MEDICAL BY AL-HAYA MEDICAL CO\..... | 2 | LAB |  | N/A
33470 Main Hosp, 1st Floor, IVF clinic Sub-Store | 217848618 | KIT VITRIFICATION MEDIA FREEZE | KIT | #VALUE! | 91171 | 16 | KITAZATO...... | 2 | LAB |  | N/A
33470 Main Hosp, 1st Floor, IVF clinic Sub-Store | 217848619 | KIT VITRIFICATION MEDIA THAW | KIT | #VALUE! | 91182 | 16 | KITAZATO...... | 2 | LAB |  | N/A
33470 Main Hosp, 1st Floor, IVF clinic Sub-Store | 70200225 | LEUCO GNOST EST STAIN KIT | KIT | #VALUE! | 15421 (LS) | 8 | FERTI PRO N\.V\....... | 2 | LAB | Manual test kits and quality controls and calibrators and standards | N/A
33470 Main Hosp, 1st Floor, IVF clinic Sub-Store | 70200465 | MICROPIPETS ICSI 30 DEGREES ANGLED | BOX | #VALUE! | MIC-50-30 | 25 | ORIGIO...... | 2 | LAB | Pipettes and liquid handling equipment and supplies | N/A
33470 Main Hosp, 1st Floor, IVF clinic Sub-Store | 95390 | PARAFFIN OIL STERILE LIGHT EXCELLENT FOR EMBRYO DEVELOPMENT OVOIL™100ML | EACH | #VALUE! | 10029 - OVOIL™ | 60 | VITROLIFE...... | 2 | LAB | Manual test kits and quality controls and calibrators and standards | N/A
33470 Main Hosp, 1st Floor, IVF clinic Sub-Store | 107778 | PHYSIOLOGICAL SALT BUFFER CONTAINING HUMAN SERUM ALBUMIN FREEZE-KIT1™4X10ML | EACH | #VALUE! | 10066 - FREEZE-KIT1™ | 12 | VITROLIFE...... | 2 | LAB | Manual test kits and quality controls and calibrators and standards | N/A
33470 Main Hosp, 1st Floor, IVF clinic Sub-Store | 233696103 | PHYSIOLOGICAL SALT BUFFER CONTAINING HUMAN SERUM ALBUMIN THAW-KIT1™4X10ML | EACH | #VALUE! | 10067 - THAW-KIT1™ | 12 | VITROLIFE...... | 2 | LAB | Manual test kits and quality controls and calibrators and standards | N/A
33470 Main Hosp, 1st Floor, IVF clinic Sub-Store | 345218103 | PHYSIOLOGICAL SALT BUFFER CONTAINING HYALURONIDASE AND HUMAN SERUM ALBUMIN HYASE-10X™ 0.1ML | EACH | #VALUE! | 10017 HYASE-10X™ | 40 | VITROLIFE...... | 2 | LAB | Manual test kits and quality controls and calibrators and standards | N/A
33470 Main Hosp, 1st Floor, IVF clinic Sub-Store | 70202122 | PIPET MICRO BLASTOMER BIOPSY STERILE | BOX | #VALUE! | MBB-FP-SM-30 | 15 | ORIGIO...... | 2 | LAB | Injection and aspiration needles and accessories | N/A
33470 Main Hosp, 1st Floor, IVF clinic Sub-Store | 224870 | PIPET TRANSFER POLYETHYLENE 1-5ML INDIVIDUAL WRAPPED STERILE DISP (36) | EACH | #VALUE! | 357575 | 10000 | FALCON...... | 2 | LAB | Pipettes and liquid handling equipment and supplies | N/A
33470 Main Hosp, 1st Floor, IVF clinic Sub-Store | 70202447 | PIPETTE DENUDING OoCYTE / EMBRYO MANIPULATION YELLOW 130uM INNER DIAMETER | PACK | #VALUE! | K-FPIP-1300-10BS-5 | 50 | COOK MEDICAL...... | 2 | LAB | Pipettes and liquid handling equipment and supplies | N/A
33470 Main Hosp, 1st Floor, IVF clinic Sub-Store | 411215000004 | PIPETTE FLEXI-PET DENUDING 170MICRON BX/50 # G26713 / K-FPIP-1170-10S-5(JED) | EACH | #VALUE! | K-FPIP-1170-10BS-5 | 500 | COOK MEDICAL...... | 2 | LAB | Pipettes and liquid handling equipment and supplies | N/A
33470 Main Hosp, 1st Floor, IVF clinic Sub-Store | 411220000001 | PIPETTE MICRO HOLDING W/ 30 DEGREE ANGLE BX/10 HUMAGEN # 10-MPH-120-B / MPH-MED-30 / MBB-BP-L-30(JED) | EACH | 73 | MPH-MED-30 | 250 | ORIGIO...... | 2 | LAB | Pipettes and liquid handling equipment and supplies | N/A
33470 Main Hosp, 1st Floor, IVF clinic Sub-Store | 411200000003 | PIPETTE SEROLOGICAL 10ML PLUGGED INDIVIDUAL WRAPPED STERILE BX/100 # 357551(JED) | EACH | 1 |  | 800 | OTHERS...... | 2 | LAB |  | N/A
33470 Main Hosp, 1st Floor, IVF clinic Sub-Store | 70200687 | REAGENT VITAL SCREEN STAIN | EACH | 9 | VITAL | 4 | FERTI PRO N\.V\....... | 2 | LAB | Manual test kits and quality controls and calibrators and standards | N/A
33470 Main Hosp, 1st Floor, IVF clinic Sub-Store | 70202180 | SPERM FREEZING MEDIA | KIT | #VALUE! | 10137 SPERMFREEZE SOLUTIO | 8 | VITROLIFE...... | 2 | LAB | Manual test kits and quality controls and calibrators and standards | N/A
33470 Main Hosp, 1st Floor, IVF clinic Sub-Store | 411058000007 | STRAW MINI 0.25ML STERILIZED PK/5 FERT.TECH # Za475(JED) | EACH | #VALUE! | 5592 | 250 | IMV INTERNATIONAL...... | 2 | LAB | In vitro transcription and translation products | N/A
33470 Main Hosp, 1st Floor, IVF clinic Sub-Store | 411058000030 | STRIP PH EM COLOR HAST 5-10 PH | EACH | #VALUE! | 9588 | 2000 | EMD CHEMICALS INC\....... | 2 | LAB | In vitro transcription and translation products | N/A
33470 Main Hosp, 1st Floor, IVF clinic Sub-Store | 411058000017 | TUBE ROUND BOTTOM 12X75MM CS/500 FALCON # 352003 / 352063 # 14-959-11A(JED) | EACH | 43 | 352003 | 1000 | FALCON...... | 2 | LAB | Test Tubes | N/A
33470 Main Hosp, 1st Floor, IVF clinic Sub-Store | 411058000016 | TUBE ROUND BOTTOM 17X100MM 14ML CS/12500 FALCON # 352057 / 352001(JED) | EACH | 60 | 352001 | 5000 | FALCON...... | 2 | LAB | Test Tubes | N/A
33470 Riyadh xxx | 70202125 | BLASTOCYST MEDIUM PROTEIN PLUS 20ML | EACH | #VALUE! | LGGT-100 | 108 | LIFE GLOBAL...... | 2 | LAB | Manual test kits and quality controls and calibrators and standards | N/A
33470 Riyadh xxx | 70202523 | BUFFER MEDIUM SPERMMOBIL | KIT | #VALUE! | 4SMOBIL-0.5 | 6 | GYNEMED...... | 2 | LAB | Water treatment consumables | N/A
33470 Riyadh xxx | 70202128 | CAPILLARY TUBE ARRAY 3730XL SIZE 96 X 50CM | EACH | #VALUE! | 4331246 | 2 | APPLIED BIOSYSTEMS LTD...... | 2 | LAB | Clinical and diagnostic analyzers and accessories and supplies | N/A
33470 Riyadh xxx | 70201450 | CAPILLIARY ARRAY FOR GENETIC ANALYZER | EACH | #VALUE! | 4404689 | 8 | APPLIED BIOSYSTEMS LTD...... | 2 | LAB | Clinical and diagnostic analyzers and accessories and supplies | N/A
33470 Riyadh xxx | 211689700 | CARTRIDGE TEST FOR BLOOD GAS AND ELECTROLYTES AND HEMATOLOGY | BX/25 | #VALUE! | 03P76-25 | 4 | ABBOTT...... | 2 | LAB | Clinical and diagnostic analyzers and accessories and supplies | N/A
33470 Riyadh xxx | 70200516 | CATHETER ARTIFICAL INSEMINATION WALLACE | BOX | #VALUE! | AIC18 | 10 | WALLACE...... | 2 | LAB | Fertility and sterility treatment equipment and supplies | N/A
33470 Riyadh xxx | 217668200 | CHIP MICROFLUID SPERM SORTING CHEMICAL FREE MICRO UIDIC SINGLE-USE | BOX | #VALUE! | FERTILE | 20 | KOEK BIOTECHNOLOGY...... | 2 | LAB | Manual test kits and quality controls and calibrators and standards | N/A
33470 Riyadh xxx | 217668201 | CHIP MICROFLUID SPERM SORTING FLOW FREE DUAL CHAMBERED MICRO UIDIC SINGLE-USE | BOX | #VALUE! | FERTILE PLUS | 30 | KOEK BIOTECHNOLOGY...... | 2 | LAB | Manual test kits and quality controls and calibrators and standards | N/A
33470 Riyadh xxx | 70200586 | CONSUMABLE 3500 POP POLYMER (384 SAMPLES) | EACH | #VALUE! | 4393708 | 104 | APPLIED BIOSYSTEMS LTD...... | 2 | LAB | Clinical and diagnostic analyzers and accessories and supplies | N/A
33470 Riyadh xxx | 70201616 | CONTAINER ANODE BUFFER FOR GENETIC ANALYZER | PACK | #VALUE! | 4393927 | 12 | APPLIED BIOMEDICAL MATERIALS...... | 2 | LAB | Clinical and diagnostic analyzers and accessories and supplies | N/A
33470 Riyadh xxx | 70201612 | CONTAINER CATHODE BUFFER (CBC) 3500 SERIES | PACK | #VALUE! | 4408256 | 12 | APPLIED BIOSYSTEMS LTD...... | 2 | LAB | Chromatographic measuring instruments and accessories | N/A
33470 Riyadh xxx | 70202903 | CONTAINER GOBLETS GREEN CRYOGENIC | CASE | #VALUE! | 020507 | 60 | CRYO BIO SYSTEM...... | 2 | LAB | General laboratory storage containers and cabinets | N/A
33470 Riyadh xxx | 242143204 | CULTURE DISH EMBRYOSLIDE WITH A TIME-LAPSE SYSTEM SLIDE SIZE 49 X 68MM | EACH | #VALUE! | 16450 | 50 | VITROLIFE...... | 2 | LAB | General laboratory glassware and plasticware and supplies | N/A
33470 Riyadh xxx | 70202840 | DNA PROBE GENESCAN SIZE STANDARD TEST KIT | EACH | #VALUE! | 4322682 | 10 | APPLIED BIOSYSTEMS LTD...... | 2 | LAB | Laboratory electrophoresis and blotting system and supplies | N/A
33470 Riyadh xxx | 70202578 | EMBRYOGEN® IVF MEDIUM CULTURE & TRANSFER 3ML, ORIGIO # 12040003 | BOTTLE | 56 | 12040003 | 6 | ORIGIO...... | 2 | LAB | Fertility and sterility treatment equipment and supplies | N/A
33470 Riyadh xxx | 70202210 | FERTILIZATION MEDIUM | BOTTLE | #VALUE! | ART-1520 | 900 | ORIGIO...... | 2 | LAB | Manual test kits and quality controls and calibrators and standards | N/A
33470 Riyadh xxx | 70202210 | FERTILIZATION MEDIUM | BOTTLE | #VALUE! | LGTF-100 | 720 | LIFE GLOBAL...... | 2 | LAB | Manual test kits and quality controls and calibrators and standards | N/A
33470 Riyadh xxx | 70201236 | HOLDER CRYOGENIC VIAL | PACK | #VALUE! | OOCW-CC01 | 60 | SPARMED...... | 2 | LAB | Specimen collection and transport containers and supplies | N/A
33470 Riyadh xxx | 70201497 | HYALURONIDASE 80 U/ML IN HEPES-HTF | BOX | #VALUE! | ART-4007-A | 168 | SAGE PRODUCTS...... | 2 | LAB | Manual test kits and quality controls and calibrators and standards | N/A
33470 Riyadh xxx | 70202384 | INFINIUM HUMAN KARYOMAP 12 DNA ANALYSIS KIT, 24 SAMPLES | KIT | #VALUE! | RH-103-1001 | 102 | ILLUMINA INC\....... | 2 | LAB | Laboratory electrophoresis and blotting system and supplies | N/A
33470 Riyadh xxx | 211701427 | KIT SEQUENCING PGS WITH CHIPS 24 SAMPLE/RUN | KIT | #VALUE! | A34900 | 6 | THERMOFISHER SCIENTIFIC...... | 2 | LAB | Deoxyribonucleic acid DNA sequencing products | N/A
33470 Riyadh xxx | 70202147 | MEDIA SPERM SEPARATION PURECEPTION™ 100ML | KIT | #VALUE! | ART-2080 | 78 | SAGE BIOPHARMA...... | 2 | LAB | Manual test kits and quality controls and calibrators and standards | N/A
33470 Riyadh xxx | 70200552 | MEDIUM WITH HEPES 100ML | EACH | #VALUE! | 90166 | 390 | IRVINE SCIENTIFIC...... | 2 | LAB | Manual test kits and quality controls and calibrators and standards | N/A
33470 Riyadh xxx | 70200465 | MICROPIPETS ICSI 30 DEGREES ANGLED | BOX | #VALUE! | MIC-50-30 | 130 | ORIGIO...... | 2 | LAB | Pipettes and liquid handling equipment and supplies | N/A
33470 Riyadh xxx | 70202692 | MICROPLATE ALUMINUM SEALING FILM PACK OF 100 | PACK | #VALUE! | 14-222-342 | 2 | FISHER SCIENTIFIC...... | 2 | LAB | Tissue culture and high throughput screening supplies | N/A
33470 Riyadh xxx | 70202853 | OIL FOR TISSUE CULTURE 500ML | BOTTLE | #VALUE! | 9305 | 432 | IRVINE SCIENTIFIC...... | 2 | LAB | Fertility and sterility treatment equipment and supplies | N/A
33470 Riyadh xxx | 70202122 | PIPET MICRO BLASTOMER BIOPSY STERILE | BOX | #VALUE! | MBB-FP-SM-30 | 130 | ORIGIO...... | 2 | LAB | Injection and aspiration needles and accessories | N/A
33470 Riyadh xxx | 411220000001 | PIPETTE MICRO HOLDING W/ 30 DEGREE ANGLE BX/10 HUMAGEN # 10-MPH-120-B / MPH-MED-30 / MBB-BP-L-30(JED) | EACH | 73 | MPH-MED-30 | 250 | ORIGIO...... | 2 | LAB | Pipettes and liquid handling equipment and supplies | N/A
33470 Riyadh xxx | 70202932 | PLATE MICROAMP OPTICA 96 WELL REACTION | EACH | #VALUE! | 4306737 | 120 | APPLIED BIOSYSTEMS LTD...... | 2 | LAB | Chemical evaluation instruments and supplies | N/A
33470 Riyadh xxx | 70201378 | PRE IMPLANTATION GENETIC DESEASE (PGD) MEDIA (10 ML/BOTTLE) | BOTTLE | #VALUE! | 10620010 | 36 | ATTIEH MEDICO LTD...... | 2 | LAB | Manual test kits and quality controls and calibrators and standards | N/A
33470 Riyadh xxx | 55213 | REAGENT 50-1000 BP DNA LADDER 250UG/ML | VIAL | #VALUE! | 15628-050 | 30 | LIFE TECHNOLOGIES...... | 2 | LAB | Laboratory electrophoresis and blotting system and supplies | N/A
33470 Riyadh xxx | 70202412 | REAGENT AGENCOURT AMPure XP - PCR PURIFICATION | EACH | #VALUE! | A63880 | 6 | BECKMAN COULTER...... | 2 | LAB | Manual test kits and quality controls and calibrators and standards | N/A
33470 Riyadh xxx | 236447150 | REAGENT ASSAY KIT QUBIT® DSDNA HS,Q32851 | KIT | 35 | Q32851 | 6 | THERMO FISHER SCIENTIFIC ...... | 2 | LAB | Nucleic acid DNA and RNA extraction and purification and quantitation kits and components | N/A
33470 Riyadh xxx | 70201507 | REAGENT DIFF 3 STAIN | KIT | #VALUE! | SP-SFT-MP-005-A | 36 | SPERM PROCESSOR...... | 2 | LAB | Manual test kits and quality controls and calibrators and standards | N/A
33470 Riyadh xxx | 70201454 | REAGENT DNA TEST HI-DI™ FORMAMIDE, 25ML | EACH | #VALUE! | 4311320 | 80 | APPLIED BIOSYSTEMS...... | 2 | LAB | Laboratory electrophoresis and blotting system and supplies | N/A
33470 Riyadh xxx | 210057444 | REAGENT EXOSAP-IT PCR PRODUCT CLEANUP, 4X1ML, 2000 RXN | EACH | #VALUE! | 78202 4X1ML | 56 | AFFYMETRIX...... | 2 | LAB | Polymerase chain reaction PCR and reverse transcriptase polymerase chain reaction RT PCR products | N/A
33470 Riyadh xxx | 70200752 | REAGENT FLUSHING MEDIUM WITH HEPARIN 125ML | EACH | #VALUE! | 10760125 | 168 | MN...... | 2 | LAB | Manual test kits and quality controls and calibrators and standards | N/A
33470 Riyadh xxx | 241106565 | REAGENT MEDIA SAGE 1-STEP™ WITH HSA AND PHENOL RED, 60ML, ORIGIO # 67010060 | PACK | 68 | 67010060 | 120 | ORIGIO...... | 2 | LAB | Protein expression products | N/A
33470 Riyadh xxx | 70202179 | REAGENT PCR MASTER MIX | EACH | #VALUE! | 2X HS-200 | 480 | ALBIO...... | 2 | LAB | Polymerase chain reaction PCR and reverse transcriptase polymerase chain reaction RT PCR products | N/A
33470 Riyadh xxx | 93478 | REAGENT REPLI-G ULTRAFAST MINI KIT | KIT | #VALUE! | 150345 | 42 | QIAGEN...... | 2 | LAB | Clinical and diagnostic analyzer reagents | N/A
33470 Riyadh xxx | 70201343 | REAGENT TBE BUFFER 10X | EACH | #VALUE! | V4251 | 8 | PROMEGA...... | 2 | LAB | Manual test kits and quality controls and calibrators and standards | N/A
33470 Riyadh xxx | 70201689 | REAGENT VeriSeq PGS KIT | KIT | #VALUE! | RH-101-1001 | 3 | ILLUMINA INC\....... | 2 | LAB | Clinical and diagnostic analyzer reagents | N/A
33470 Riyadh xxx | 70200687 | REAGENT VITAL SCREEN STAIN | EACH | 9 | VITAL | 2 | FERTI PRO N\.V\....... | 2 | LAB | Manual test kits and quality controls and calibrators and standards | N/A
33470 Riyadh xxx | 70200308 | REAGENT WATER FOR CELL CULTURE 500 ML | EACH | #VALUE! | 9307 | 6 | IRVINE SCIENTIFIC...... | 2 | LAB | Manual test kits and quality controls and calibrators and standards | N/A
33470 Riyadh xxx | 70200865 | REFERENCE CONTROL ACCUBEADS 5 ML X 2 | KIT | #VALUE! | BS-QC-BEADS | 2 | COOPER SURGICAL...... | 2 | LAB | Laboratory implements | N/A
33470 Riyadh xxx | 213615914 | SEALING MATS 96-WELL FOR STORAGE PLATES | CASE | #VALUE! | AB0566 | 3 | THERMO FISHER...... | 2 | LAB | Laboratory implements | N/A
33470 Riyadh xxx | 70202146 | SEQUENCING KIT BIGDYE® TERMINATOR V3.1 READY REACTION CYCLE | KIT | #VALUE! | 4337456 | 1 | APPLIED BIOSYSTEMS LTD...... | 2 | LAB | Deoxyribonucleic acid DNA sequencing products | N/A
33470 Riyadh xxx | 70202180 | SPERM FREEZING MEDIA | KIT | #VALUE! | 10670010 | 48 | MEDICULT...... | 2 | LAB | Manual test kits and quality controls and calibrators and standards | N/A
33470 Riyadh xxx | 70202092 | TIP PIPET BIOPUR 200 UL | BOX | #VALUE! | 30010035 | 160 | EPPENDORF...... | 2 | LAB | Pipette tips | N/A
33470 Riyadh xxx | 236557101 | TUBE CAPILLARY STRAWS | EACH | #VALUE! | 10261 | 36 | IMV INTERNATIONAL...... | 2 | LAB | Test Tubes | N/A
33470 Riyadh xxx | 70200975 | VITRIFICATION FREEZE KIT | PACK | #VALUE! | 90133SO | 144 | IRVINE SCIENTIFIC...... | 2 | LAB | Manual test kits and quality controls and calibrators and standards | N/A
33470 Riyadh xxx | 70200976 | VITRIFICATION THAW KIT | PACK | #VALUE! | 90137SO | 144 | IRVINE SCIENTIFIC...... | 2 | LAB | Manual test kits and quality controls and calibrators and standards | N/A
33470 Riyadh xxx IVF | 211662216 | KIT VITRIFICATION DEVICE FOR OOCYTE AND CRYOPRESERVATION BLUE | BX/20 | #VALUE! | 14421 | 15 | VITROLIFE...... | 2 | LAB | Laboratory cooling equipment | N/A
33470 Riyadh xxx IVF | 211662215 | KIT VITRIFICATION DEVICE FOR OOCYTE AND CRYOPRESERVATION GREEN | BX/20 | #VALUE! | 14420 | 15 | VITROLIFE...... | 2 | LAB | Laboratory cooling equipment | N/A
33470 Riyadh xxx IVF | 211662214 | KIT VITRIFICATION DEVICE FOR OOCYTE AND CRYOPRESERVATION RED | BX/20 | #VALUE! | 14419 | 15 | VITROLIFE...... | 2 | LAB | Laboratory cooling equipment | N/A
33470 Riyadh xxx IVF | 211662213 | KIT VITRIFICATION DEVICE FOR OOCYTE AND CRYOPRESERVATION TRANSPARENT | BX/20 | #VALUE! | 14406 | 15 | VITROLIFE...... | 2 | LAB | Laboratory cooling equipment | N/A
33470 Riyadh xxx IVF | 211662217 | KIT VITRIFICATION DEVICE FOR OOCYTE AND CRYOPRESERVATION YELLOW | BX/20 | #VALUE! | 14422 | 15 | VITROLIFE...... | 2 | LAB | Laboratory cooling equipment | N/A
33470 Riyadh xxx IVF | 70202445 | PIPETTE DENUDING OoCYTE / EMBRYO MANIPULATION RED 170uM INNER DIAMETER | PACK | #VALUE! | K-FPIP-1170-10BS-5 | 150 | COOK MEDICAL...... | 2 | LAB | Pipettes and liquid handling equipment and supplies | N/A
33470 Riyadh xxx IVF | 70202446 | PIPETTE DENUDING OoCYTE / EMBRYO MANIPULATION WHITE 140uM INNER DIAMETER | PACK | #VALUE! | K-FPIP-1140-10BS-5 | 120 | COOK MEDICAL...... | 2 | LAB | Pipettes and liquid handling equipment and supplies | N/A
33470 Riyadh xxx IVF | 70202447 | PIPETTE DENUDING OoCYTE / EMBRYO MANIPULATION YELLOW 130uM INNER DIAMETER | PACK | #VALUE! | K-FPIP-1300-10BS-5 | 300 | COOK MEDICAL...... | 2 | LAB | Pipettes and liquid handling equipment and supplies | N/A
33472 KFH-03-B1-RS-065-002 | 70200211 | AGAR READY PLATE HEAKTOEN ENTERIC | EACH | #VALUE! | 2094 | 57600 | WATIN-BIOLIFE...... | 2 | LAB | Microorganism propagation and transformation media and kits and equipment | N/A
33472 KFH-03-B1-RS-065-002 | 70200622 | ANTIMICROBIAL E TEST STRIP CEFUROXIME | EACH | #VALUE! | 412305 | 72 | BIOMERIEUX...... | 2 | LAB | Manual test kits and quality controls and calibrators and standards | N/A
33472 KFH-03-B1-RS-065-002 | 70200985 | ANTIMICROBIAL E TEST STRIP CLARITHROMYCIN | PACK | #VALUE! | 508718 | 4 | BIOMERUX...... | 2 | LAB | Manual test kits and quality controls and calibrators and standards | N/A
33472 KFH-03-B1-RS-065-002 | 70202549 | ANTIMICROBIAL E TEST STRIP ERYTHROMYCIN | BOX | #VALUE! | 510518 | 8 | Biomeriux...... | 2 | LAB | Manual test kits and quality controls and calibrators and standards | N/A
33472 KFH-03-B1-RS-065-002 | 70202062 | BUFFER KIT MYCOPREP SPECIMEN DIGESTION/DECONTAMINATION KIT BD#240862 | KIT | 63 | 240862 | 80 | BD...... | 2 | LAB | Manual test kits and quality controls and calibrators and standards | N/A
33472 KFH-03-B1-RS-065-002 | 15275 | CHEMICAL FERROUS AMMONIUM SULFATE | EACH | #VALUE! | 215406-500G | 8 | SIGMA...... | 2 | LAB | Manual test kits and quality controls and calibrators and standards | N/A
33472 KFH-03-B1-RS-065-002 | 100187 | CHEMICAL POTASSIUM IODIDE | EACH | #VALUE! | 30315-500G | 12 | SIGMA...... | 2 | LAB | Manual test kits and quality controls and calibrators and standards | N/A
33472 KFH-03-B1-RS-065-002 | 217668901 | CHEMICAL PREPARED TUBE MEDIA CHROM AGAR MRSA | EACH | #VALUE! | 1031 | 7200 | SPML COMPANY LTD\....... | 2 | LAB | Manual test kits and quality controls and calibrators and standards | N/A
33472 KFH-03-B1-RS-065-002 | 217668900 | CHEMICAL PREPARED TUBE MEDIA CHROM AGAR VRE | EACH | #VALUE! | 1111 | 9600 | SPML COMPANY LTD\....... | 2 | LAB | Manual test kits and quality controls and calibrators and standards | N/A
33472 KFH-03-B1-RS-065-002 | 70201959 | CHEMICAL PREPARED TUBE MEDIA NITRATE BROTH | EACH | #VALUE! | 1155 | 240 | WATIN-BIOLIFE...... | 2 | LAB | Manual test kits and quality controls and calibrators and standards | N/A
33472 KFH-03-B1-RS-065-002 | 70201959 | CHEMICAL PREPARED TUBE MEDIA NITRATE BROTH | EACH | #VALUE! | 5131 | 960 | SAUDI PREPARED MEDIA LAB...... | 2 | LAB | Manual test kits and quality controls and calibrators and standards | N/A
33472 KFH-03-B1-RS-065-002 | 70200423 | CONSUMABLE BAGS AUTOCLAVE BAGS 30 X 24 (5PK/CS) | CASE | #VALUE! | 01-815B | 10 | FISHER SCIENTIFIC WORLDWIDE...... | 2 | LAB | Sterilization wraps and packaging supplies | N/A
33472 KFH-03-B1-RS-065-002 | 70200469 | CONSUMABLE DROPPER INDIA INK | EACH | #VALUE! | 261194 | 6 | BD...... | 2 | LAB | Manual test kits and quality controls and calibrators and standards | N/A
33472 KFH-03-B1-RS-065-002 | 70202584 | CULTURE MEDIA TRYPTIC SOY BROTH | EACH | #VALUE! | 1010717 | 4800 | MP BIOMEDICAL, INC\....... | 2 | LAB | Microorganism propagation and transformation media and kits and equipment | N/A
33472 KFH-03-B1-RS-065-002 | 70202113 | CULTURE MEDIUM MIDDLEBROOK 7H10 AGAR SLANT | EACH | #VALUE! | 5120 | 2400 | SAUDI PREPARED MEDIA LAB...... | 2 | LAB | Microorganism propagation and transformation media and kits and equipment | N/A
33472 KFH-03-B1-RS-065-002 | 70201356 | CULTURE MEDIUM PHENYLETHYL ALCOHOL AGAR (PEA) | EACH | #VALUE! | 1091 (LOT NO.: 1908292) | 9600 | SAUDI PREPARED MEDIA LAB...... | 2 | LAB | Microorganism propagation and transformation media and kits and equipment | N/A
33472 KFH-03-B1-RS-065-002 | 270055103 | CULTURE MEDIUM READY TUBE BRAIN HEART INFUSION BROTH (BHI) | EACH | #VALUE! | CM0225 | 4800 | OXOID...... | 2 | LAB | Microorganism propagation and transformation media and kits and equipment | N/A
33472 KFH-03-B1-RS-065-002 | 70202336 | CULTURE MEDIUM TODD HEWITT BROTH | EACH | #VALUE! | 1280 | 4800 | WATIN-BIOLIFE...... | 2 | LAB | Microorganism propagation and transformation media and kits and equipment | N/A
33472 KFH-03-B1-RS-065-002 | 70201414 | IMMERSION OIL | BOTTLE | #VALUE! | 56822-50ML | 140 | SIGMA ALDRICH...... | 2 | LAB | Laboratory microscope slides and supplies | N/A
33472 KFH-03-B1-RS-065-002 | 70202804 | KANAMYCIN-VANCOMYCIN (KV) LAKED BLOOD AGAR | EACH | #VALUE! | 2099 | 4800 | WATIN-BIOLIFE...... | 2 | LAB | Microorganism propagation and transformation media and kits and equipment | N/A
33472 KFH-03-B1-RS-065-002 | 70202084 | LOOP INOCULATING LABORATORY YELLOW 10UL | CASE | #VALUE! | 220216 | 16 | BD...... | 2 | LAB | Tissue culture and high throughput screening supplies | N/A
33472 KFH-03-B1-RS-065-002 | 70200273 | MEDIA SABOURAUD DEXTROSE (SABDEX) AGAR DEHYDRATED SLANT TUBE | EACH | #VALUE! | 1221 | 3840 | WATIN-BIOLIFE...... | 2 | LAB | Manual test kits and quality controls and calibrators and standards | N/A
33472 KFH-03-B1-RS-065-002 | 70200771 | PAPER STRIP FOR PH UNIVERSAL INDICATOR | PACK | #VALUE! | 140.4 | 10 | JOHNSON...... | 2 | LAB | Chemical evaluation instruments and supplies | N/A
33472 KFH-03-B1-RS-065-002 | 213615916 | PLATE RAPID GROWING MYCOBACTERIA MIC | BX/10 | #VALUE! | RAPMYCOL | 30 | TREK DIAGNOSTIC SYSTEM...... | 2 | LAB | Chemical evaluation instruments and supplies | N/A
33472 KFH-03-B1-RS-065-002 | 213615918 | PLATE SLOWLY GROWING MYCOBACTERIA MIC | BX/10 | #VALUE! | SLOMYCOL | 30 | TREK DIAGNOSTIC SYSTEM...... | 2 | LAB | Chemical evaluation instruments and supplies | N/A
33472 KFH-03-B1-RS-065-002 | 70200165 | PREGNANCY BETA HCG COMBO TEST IN URINE AND SERUM WITH ON BOARD CONTROL | KIT | #VALUE! | R1001C | 300 | WAREED ALHAYAT EST\....... | 2 | LAB | Manual test kits and quality controls and calibrators and standards | N/A
33472 KFH-03-B1-RS-065-002 | 70200358 | REAGENT ANTIBIOTIC DISC AZTREONAM (AT) E.TEST | BOX | #VALUE! | 501718 | 4 | BIO-MERIEUX...... | 2 | LAB | Manual test kits and quality controls and calibrators and standards | N/A
33472 KFH-03-B1-RS-065-002 | 70201751 | REAGENT ANTIBIOTIC DISC NETILMICIN (NET-30) PK/500 | PACK | #VALUE! | 231603 | 4 | BECTON DICKINSON...... | 2 | LAB | Manual test kits and quality controls and calibrators and standards | N/A
33472 KFH-03-B1-RS-065-002 | 70201551 | REAGENT ANTIMICROBIAL E TEST STRIP DAPTOMYCIN | EACH | #VALUE! | 535018 | 4 | BIOMERIEUX...... | 2 | LAB | Manual test kits and quality controls and calibrators and standards | N/A
33472 KFH-03-B1-RS-065-002 | 70202324 | REAGENT ANTIMICROBIAL MUPIROCIN | BOX | #VALUE! | 291280 | 16 | BD...... | 2 | LAB | Manual test kits and quality controls and calibrators and standards | N/A
33472 KFH-03-B1-RS-065-002 | 70200542 | REAGENT ANTISERA SALMONELLA NON-SPEC PHASE -2 | EACH | #VALUE! | R30163201 | 6 | REMEL\....... | 2 | LAB | Manual test kits and quality controls and calibrators and standards | N/A
33472 KFH-03-B1-RS-065-002 | 70200333 | REAGENT ANTISERA SALMONELLA O A-G | EACH | #VALUE! | R30858101 | 6 | REMEL\....... | 2 | LAB | Manual test kits and quality controls and calibrators and standards | N/A
33472 KFH-03-B1-RS-065-002 | 70200473 | REAGENT ANTISERA SALMONELLA 'O' FACTOR -11 | EACH | #VALUE! | R30957601 | 6 | REMEL\....... | 2 | LAB | Manual test kits and quality controls and calibrators and standards | N/A
33472 KFH-03-B1-RS-065-002 | 70200474 | REAGENT ANTISERA SALMONELLA 'O' FACTOR -1322 | EACH | #VALUE! | R30957701 | 4 | REMEL\....... | 2 | LAB | Manual test kits and quality controls and calibrators and standards | N/A
33472 KFH-03-B1-RS-065-002 | 70200472 | REAGENT ANTISERA SALMONELLA 'O' FACTOR 3,10,15,19,24 | EACH | #VALUE! | R30956801 | 6 | REMEL\....... | 2 | LAB | Manual test kits and quality controls and calibrators and standards | N/A
33472 KFH-03-B1-RS-065-002 | 70200471 | REAGENT ANTISERA SALMONELLA 'O' FACTOR -8 | EACH | #VALUE! | R30957201 | 6 | REMEL\....... | 2 | LAB | Manual test kits and quality controls and calibrators and standards | N/A
33472 KFH-03-B1-RS-065-002 | 70200626 | REAGENT ANTISERA SALMONELLA POLY-O | EACH | #VALUE! | R30858201 | 4 | REMEL\....... | 2 | LAB | Manual test kits and quality controls and calibrators and standards | N/A
33472 KFH-03-B1-RS-065-002 | 211698004 | REAGENT AURAMINE-RHODAMINE KIT 950ML | KIT | #VALUE! | FR-2A | 12 | DAGATRON...... | 2 | LAB | Manual test kits and quality controls and calibrators and standards | N/A
33472 KFH-03-B1-RS-065-002 | 70201503 | REAGENT CAMPYLOBACTER PACKS (PK/10 SACHETS) | PACK | #VALUE! | 4416 | 480 | WATIN-BIOLIFE...... | 2 | LAB | Manual test kits and quality controls and calibrators and standards | N/A
33472 KFH-03-B1-RS-065-002 | 211693913 | REAGENT COAGULASE RABBIT PLASMA | EACH | #VALUE! | 240661 | 32 | BD...... | 2 | LAB | Manual test kits and quality controls and calibrators and standards | N/A
33472 KFH-03-B1-RS-065-002 | 200100428 | REAGENT CUTION ADJUSTED MUELLER-HINTON BROTH WITH TES BUFFER (CAMHBT), 11 ML | EACH | #VALUE! | T3462 | 10 | TREK DIAGNOSTIC SYSTEM...... | 2 | LAB | Microorganism propagation and transformation media and kits and equipment | N/A
33472 KFH-03-B1-RS-065-002 | 70202686 | REAGENT E-TEST LEVOFLOXACIN #527418 | BOX | 30 | 527418 | 4 | BIOMERIEUX...... | 2 | LAB | Manual test kits and quality controls and calibrators and standards | N/A
33472 KFH-03-B1-RS-065-002 | 70201107 | REAGENT E-TEST STREPTOMYCIN - HIGH RANGE (SM) #526808 | BOX | #VALUE! | FRANCE;526808 | 4 | BIOMERIEUX; FRANCE...... | 2 | LAB | Manual test kits and quality controls and calibrators and standards | N/A
33472 KFH-03-B1-RS-065-002 | 70202348 | REAGENT E-TEST TOBRAMYCIN ™ #522718 | PACK | 30 | 522718 | 8 | BIOMERIEUX...... | 2 | LAB | Manual test kits and quality controls and calibrators and standards | N/A
33472 KFH-03-B1-RS-065-002 | 211696114 | REAGENT FOR ESBL CONFIRMATION CT/CTL 16/1 WW B30 | EACH | #VALUE! | 532208 | 8 | BIOMERIEUX...... | 2 | LAB | Manual test kits and quality controls and calibrators and standards | N/A
33472 KFH-03-B1-RS-065-002 | 211696115 | REAGENT FOR ESBL CONFIRMATION PM/PML 16/4 WW B30 | EACH | #VALUE! | 534708 | 8 | BIOMERIEUX...... | 2 | LAB | Manual test kits and quality controls and calibrators and standards | N/A
33472 KFH-03-B1-RS-065-002 | 211698003 | REAGENT GRAM STAINING KIT 950ML | KIT | #VALUE! | GR-2A | 60 | DAGATRON...... | 2 | LAB | Manual test kits and quality controls and calibrators and standards | N/A
33472 KFH-03-B1-RS-065-002 | 70200995 | REAGENT KIT OXIDE STAPHYLASE TEST (100 TESTS/KIT) | KIT | #VALUE! | M43 | 30 | WAREED ALHAYAT EST\....... | 2 | LAB | Manual test kits and quality controls and calibrators and standards | N/A
33472 KFH-03-B1-RS-065-002 | 70200170 | REAGENT MEDIA CAMPY 10% SHEEP/BLOOD | EACH | #VALUE! | 1021 | 9600 | SAUDI PREPARED MEDIA LAB...... | 2 | LAB | Microorganism propagation and transformation media and kits and equipment | N/A
33472 KFH-03-B1-RS-065-002 | 70200185 | REAGENT MEDIA COLUMBIA PNBA | EACH | #VALUE! | 2074 | 1440 | WATIN-BIOLIFE...... | 2 | LAB | Laboratory electrophoresis and blotting system and supplies | N/A
33472 KFH-03-B1-RS-065-002 | 70200202 | REAGENT MEDIA GARDNERELLA SELECTIVE | EACH | #VALUE! | 2087 | 3360 | WATIN-BIOLIFE...... | 2 | LAB | Microorganism propagation and transformation media and kits and equipment | N/A
33472 KFH-03-B1-RS-065-002 | 70200284 | REAGENT MEDIA GENERAL DISTILLED WATER STERILE D.I. TUBE 5ML | EACH | #VALUE! | 1327 | 9600 | WATIN-BIOLIFE...... | 2 | LAB | Water treatment consumables | N/A
33472 KFH-03-B1-RS-065-002 | 70200696 | REAGENT MEDIA LEGIONELLA MEDIA | EACH | #VALUE! | 2010 | 960 | WATIN-BIOLIFE...... | 2 | LAB | Microorganism propagation and transformation media and kits and equipment | N/A
33472 KFH-03-B1-RS-065-002 | 70200223 | REAGENT MEDIA L-J SELECTIVE AGAR | EACH | #VALUE! | 5128 | 9600 | SAUDI PREPARED MEDIA LAB...... | 2 | LAB | Microorganism propagation and transformation media and kits and equipment | N/A
33472 KFH-03-B1-RS-065-002 | 70200229 | REAGENT MEDIA LOWENSTEIN JENSEN SLANT | EACH | #VALUE! | 5110 | 4800 | SAUDI PREPARED MEDIA LAB...... | 2 | LAB | Microorganism propagation and transformation media and kits and equipment | N/A
33472 KFH-03-B1-RS-065-002 | 70200861 | REAGENT MEDIA MACCONKEY AGAR W/O CRYSTAL VIOLET TUBE | EACH | #VALUE! | 1058 | 480 | SAUDI PREPARED MEDIA LAB...... | 2 | LAB | Microorganism propagation and transformation media and kits and equipment | N/A
33472 KFH-03-B1-RS-065-002 | 70200236 | REAGENT MEDIA MACCONKEY W/ SORBITAL AGAR | EACH | #VALUE! | 2108 | 120 | WATIN-BIOLIFE...... | 2 | LAB | Microorganism propagation and transformation media and kits and equipment | N/A
33472 KFH-03-B1-RS-065-002 | 70200233 | REAGENT MEDIA M-H CHOCOLATE 150'S | EACH | #VALUE! | 6608 | 240 | WATIN-BIOLIFE...... | 2 | LAB | Microorganism propagation and transformation media and kits and equipment | N/A
33472 KFH-03-B1-RS-065-002 | 70200863 | REAGENT MEDIA MIDDLE BROOK BROTH, # 5122 | EACH | 37 | 5122 | 960 | SAUDI PREPARED MEDIA LAB...... | 2 | LAB | Microorganism propagation and transformation media and kits and equipment | N/A
33472 KFH-03-B1-RS-065-002 | 70200245 | REAGENT MEDIA MULLER HINTON 150'S | EACH | #VALUE! | 4010 | 7200 | SAUDI PREPARED MEDIA LAB...... | 2 | LAB | Microorganism propagation and transformation media and kits and equipment | N/A
33472 KFH-03-B1-RS-065-002 | 70200247 | REAGENT MEDIA MYCOLOGICAL AGAR W/ C & C | EACH | #VALUE! | 1072 | 3360 | SAUDI PREPARED MEDIA LAB...... | 2 | LAB | Manual test kits and quality controls and calibrators and standards | N/A
33472 KFH-03-B1-RS-065-002 | 70200446 | REAGENT MEDIA POTATO DEXTROSE AGAR | EACH | #VALUE! | 09-656 | 60 | REMEL\....... | 2 | LAB | Manual test kits and quality controls and calibrators and standards | N/A
33472 KFH-03-B1-RS-065-002 | 70200295 | REAGENT MEDIA THAYER MARTIN AGAR | EACH | #VALUE! | 1087 | 3360 | SAUDI PREPARED MEDIA LAB...... | 2 | LAB | Microorganism propagation and transformation media and kits and equipment | N/A
33472 KFH-03-B1-RS-065-002 | 70200302 | REAGENT MEDIA UREA AGAR SLANT | EACH | #VALUE! | 1311 | 4800 | WATIN-BIOLIFE...... | 2 | LAB | Microorganism propagation and transformation media and kits and equipment | N/A
33472 KFH-03-B1-RS-065-002 | 70200858 | REAGENT MEDIA YERSINIA CIN AGAR | EACH | #VALUE! | 2158 | 240 | WATIN-BIOLIFE...... | 2 | LAB | Microorganism propagation and transformation media and kits and equipment | N/A
33472 KFH-03-B1-RS-065-002 | 70200858 | REAGENT MEDIA YERSINIA CIN AGAR | EACH | #VALUE! | 1098 | 240 | SAUDI PREPARED MEDIA LAB...... | 2 | LAB | Microorganism propagation and transformation media and kits and equipment | N/A
33472 KFH-03-B1-RS-065-002 | 70201759 | REAGENT MICROGEN STREP KIT 50 TEST | KIT | #VALUE! | M47CE | 15 | MICROGEN BIOPRODUCTS UK...... | 2 | LAB | Clinical and diagnostic analyzer reagents | N/A
33472 KFH-03-B1-RS-065-002 | 70200443 | REAGENT NIACIN | EACH | #VALUE! | 21-090 | 4 | REMEL\....... | 2 | LAB | Manual test kits and quality controls and calibrators and standards | N/A
33472 KFH-03-B1-RS-065-002 | 241949305 | REAGENT PLATE SHEEP BLOOD/MACCONKEY WITHOUT CV, # 2020 | EACH | 51 | 2020 | 76800 | SAUDI PREPARED MEDIA LAB...... | 2 | LAB | Microorganism propagation and transformation media and kits and equipment | N/A
33472 KFH-03-B1-RS-065-002 | 2688 | REAGENT POLYVALENT H SERA | EACH | #VALUE! | R30858501 | 4 | REMEL\....... | 2 | LAB | Manual test kits and quality controls and calibrators and standards | N/A
33472 KFH-03-B1-RS-065-002 | 70202376 | REAGENT PREVICOLOR ACETONE 500ML, 29519 | EACH | 35 | 29519 | 48 | BIOMERIEUX...... | 2 | LAB | Laboratory electrophoresis and blotting system and supplies | N/A
33472 KFH-03-B1-RS-065-002 | 70202378 | REAGENT PREVICOLOR CRYSTAL VIOLET, 29524 | EACH | 36 | 29524 | 48 | BIOMERIEUX...... | 2 | LAB | Laboratory electrophoresis and blotting system and supplies | N/A
33472 KFH-03-B1-RS-065-002 | 70202377 | REAGENT PREVICOLOR IODINE 500ML,29523 | EACH | 33 | 29523 | 48 | BIOMERIEUX...... | 2 | LAB | Laboratory electrophoresis and blotting system and supplies | N/A
33472 KFH-03-B1-RS-065-002 | 70200274 | REAGENT SALINE SOLUTION | EACH | #VALUE! | 1150 | 4800 | WATIN BIOLIFE ADVANCED MEDICAL...... | 2 | LAB | Manual test kits and quality controls and calibrators and standards | N/A
33472 KFH-03-B1-RS-065-002 | 213670431 | REAGENT SENSITITRE CATION ADJUSTED MULLER HINTON BROTH WITH OADC 11ML | BOX | #VALUE! | T8006 | 10 | TREK DIAGNOSTIC SYSTEM...... | 2 | LAB | Microorganism propagation and transformation media and kits and equipment | N/A
33472 KFH-03-B1-RS-065-002 | 70202169 | REAGENT SENSITITRE YEASTONE | KIT | #VALUE! | YO-10 | 60 | TREK DIAGNOSTIC SYSTEM...... | 2 | LAB | Manual test kits and quality controls and calibrators and standards | N/A
33472 KFH-03-B1-RS-065-002 | 70200389 | REAGENT STAIN LACTOPHENOL ANILINE BLUE | EACH | #VALUE! | 261188 | 8 | BD...... | 2 | LAB | Manual test kits and quality controls and calibrators and standards | N/A
33472 KFH-03-B1-RS-065-002 | 70200291 | REAGENT STAIN TB DECOLORIZER | EACH | #VALUE! | 212517 | 2 | BD...... | 2 | LAB | Manual test kits and quality controls and calibrators and standards | N/A
33472 KFH-03-B1-RS-065-002 | 70200292 | REAGENT STAIN TB-AURAMINE RHODAMINE | EACH | #VALUE! | 212515 | 2 | BD...... | 2 | LAB | Manual test kits and quality controls and calibrators and standards | N/A
33472 KFH-03-B1-RS-065-002 | 70202230 | REAGENT YEAST ONE BROTH | BOX | #VALUE! | Y3462 | 30 | TREK DIAGNOSTIC SYSTEM...... | 2 | LAB | Microorganism propagation and transformation media and kits and equipment | N/A
33472 KFH-03-B1-RS-065-002 | 211696998 | SOLUTION STAIN POTASSIUM HYDROXIDE 10% 0.5 ML | EACH | #VALUE! | 261191 | 2 | BD...... | 2 | LAB | Manual test kits and quality controls and calibrators and standards | N/A
33472 KFH-03-B1-RS-065-002 | 70200294 | TB-POTASSIUM PERMANGANATE | BOX | #VALUE! | 212513 | 2 | BD...... | 2 | LAB | Manual test kits and quality controls and calibrators and standards | N/A
33472 KFH-03-B1-RS-065-002 | 70200259 | TEST DISC ANTIBIOTIC DISC - PENICILLIN (P-10) | EACH | #VALUE! | 231321 | 16 | BD...... | 2 | LAB | Manual test kits and quality controls and calibrators and standards | N/A
33472 KFH-03-B1-RS-065-002 | 70200297 | TEST DISC ANTIBIOTIC DISC - SULPHA/TRIMETH (SXT) | BOX | #VALUE! | 231539 | 4 | BD...... | 2 | LAB | Manual test kits and quality controls and calibrators and standards | N/A
33472 KFH-03-B1-RS-065-002 | 213615919 | TEST SENSI COLISTIN 4X4 0.25-16ML | KIT | #VALUE! | 75001 | 48 | LIOFILCHEM...... | 2 | LAB | Manual test kits and quality controls and calibrators and standards | N/A
33472 Main Hosp,1 Fr Balconystore,R18302 Sub-store | 70200211 | AGAR READY PLATE HEAKTOEN ENTERIC | EACH | #VALUE! | 1051 | 30000 | SAUDI PREPARED MEDIA LAB...... | 2 | LAB | Microorganism propagation and transformation media and kits and equipment | N/A
33472 Main Hosp,1 Fr Balconystore,R18302 Sub-store | 76131 | ANTIMICROBIAL E TEST STRIP - TZP | EACH | #VALUE! | 521418 | 400 | BIOMERIEUX...... | 2 | LAB | Manual test kits and quality controls and calibrators and standards | N/A
33472 Main Hosp,1 Fr Balconystore,R18302 Sub-store | 70200622 | ANTIMICROBIAL E TEST STRIP CEFUROXIME | EACH | #VALUE! | 412305 | 1530 | BIOMERIEUX...... | 2 | LAB | Manual test kits and quality controls and calibrators and standards | N/A
33472 Main Hosp,1 Fr Balconystore,R18302 Sub-store | 70202549 | ANTIMICROBIAL E TEST STRIP ERYTHROMYCIN | EACH | #VALUE! | 510518 | 400 | Biomeriux...... | 2 | LAB | Manual test kits and quality controls and calibrators and standards | N/A
33472 Main Hosp,1 Fr Balconystore,R18302 Sub-store | 70202124 | BACTEROIDES BILE ESCULIN AGAR (BBE) | EACH | #VALUE! | 1005 | 1600 | SPML COMPANY LTD\....... | 2 | LAB | Microorganism propagation and transformation media and kits and equipment | N/A
33472 Main Hosp,1 Fr Balconystore,R18302 Sub-store | 211669000 | BLOOD CULTURE BACTEC BOTTLE MEDIUM, MYCO/F LYTIC BD#442288 | EACH | 53 | 442288 | 200 | BD...... | 2 | LAB | Specimen collection and transport containers and supplies | N/A
33472 Main Hosp,1 Fr Balconystore,R18302 Sub-store | 70202062 | BUFFER KIT MYCOPREP SPECIMEN DIGESTION/DECONTAMINATION KIT BD#240862 | KIT | 63 | 240862 | 35 | BD...... | 2 | LAB | Manual test kits and quality controls and calibrators and standards | N/A
33472 Main Hosp,1 Fr Balconystore,R18302 Sub-store | 411062000159 | CATARRHALIS TEST DISK (25 DISKS/VIAL) | EACH | #VALUE! | 21121 | 4 | REMEL\....... | 2 | LAB | Manual test kits and quality controls and calibrators and standards | N/A
33472 Main Hosp,1 Fr Balconystore,R18302 Sub-store | 97540 | CHEMICAL ETHYL ACETATE 99% | EACH | #VALUE! | 270989 | 48 | SIGMA ALDRICH...... | 2 | LAB | Manual test kits and quality controls and calibrators and standards | N/A
33472 Main Hosp,1 Fr Balconystore,R18302 Sub-store | 15275 | CHEMICAL FERROUS AMMONIUM SULFATE | EACH | #VALUE! | F1543 | 2 | SIGMA ALDRICH...... | 2 | LAB | Manual test kits and quality controls and calibrators and standards | N/A
33472 Main Hosp,1 Fr Balconystore,R18302 Sub-store | 248080104 | CHEMICAL PREPARED TUBED MEDIA | EACH | #VALUE! | 5236 | 1200 | SPML COMPANY LTD\....... | 2 | LAB | Manual test kits and quality controls and calibrators and standards | N/A
33472 Main Hosp,1 Fr Balconystore,R18302 Sub-store | 70203058 | CHEMISTRY LEVEL 1 LIQUICHEK URINE CONTROL | BOX | #VALUE! | 436 | 40 | BIO-RAD...... | 2 | LAB | Manual test kits and quality controls and calibrators and standards | N/A
33472 Main Hosp,1 Fr Balconystore,R18302 Sub-store | 70203059 | CHEMISTRY LEVEL 2 LIQUICHEK URINE CONTROL | BOX | #VALUE! | 437 | 40 | BIO-RAD...... | 2 | LAB | Manual test kits and quality controls and calibrators and standards | N/A
33472 Main Hosp,1 Fr Balconystore,R18302 Sub-store | 70201430 | CLOSTRIDIUM DIFFICILE TOXIN | EACH | #VALUE! | T30525/T30550 | 10000 | TECHLAB INC\....... | 2 | LAB | Manual test kits and quality controls and calibrators and standards | N/A
33472 Main Hosp,1 Fr Balconystore,R18302 Sub-store | 411062000469 | CRYPTOSPORIDIUM STAIN QC SLIDE(JED) | EACH | 1 |  | 450 | OTHERS...... | 2 | LAB |  | N/A
33472 Main Hosp,1 Fr Balconystore,R18302 Sub-store | 411062000013 | E-TEST AZTREONAM (AT)STRIPS PK/100 | EACH | #VALUE! | 412259 | 500 | BIOMERIEUX...... | 2 | LAB | Manual test kits and quality controls and calibrators and standards | N/A
33472 Main Hosp,1 Fr Balconystore,R18302 Sub-store | 411062000435 | GARDNERELLA AGAR # 1050(JED) | EACH | 20 | 1050 | 5500 | SPML COMPANY LTD\....... | 2 | LAB | Manual test kits and quality controls and calibrators and standards | N/A
33472 Main Hosp,1 Fr Balconystore,R18302 Sub-store | 70202804 | KANAMYCIN-VANCOMYCIN (KV) LAKED BLOOD AGAR | EACH | #VALUE! | 1054 | 1600 | SPML COMPANY LTD\....... | 2 | LAB | Microorganism propagation and transformation media and kits and equipment | N/A
33472 Main Hosp,1 Fr Balconystore,R18302 Sub-store | 411062000110 | MEDIA FUNGUS DERMATOPHYTE TEST MEDIUM # 5085(JED) | TUBE | 41 | 5085 | 40 | SPML COMPANY LTD\....... | 2 | LAB | Manual test kits and quality controls and calibrators and standards | N/A
33472 Main Hosp,1 Fr Balconystore,R18302 Sub-store | 121615000061 | MEDIA FUNGUS MYCOLOGICAL AGAR PLATE W/ C&C 35ML # 1072(JED) | EACH | 51 | 1072 | 700 | SPML COMPANY LTD\....... | 2 | LAB | Manual test kits and quality controls and calibrators and standards | N/A
33472 Main Hosp,1 Fr Balconystore,R18302 Sub-store | 411062000195 | MEDIA FUNGUS SABDEX BHI SLANT # 5044(JED) | EACH | 33 | 5044 | 1000 | SPML COMPANY LTD\....... | 2 | LAB | Manual test kits and quality controls and calibrators and standards | N/A
33472 Main Hosp,1 Fr Balconystore,R18302 Sub-store | 411062000451 | MEDIA FUNGUS SABDEX/MYC BIPLATE # 2075(JED) | EACH | 35 | 2075 | 1400 | SPML COMPANY LTD\....... | 2 | LAB | Manual test kits and quality controls and calibrators and standards | N/A
33472 Main Hosp,1 Fr Balconystore,R18302 Sub-store | 411062000194 | MEDIA FUNGUS SABDEX-BHI AGAR PLATE # 1014(JED) | EACH | 38 | 1014 | 1400 | SPML COMPANY LTD\....... | 2 | LAB | Manual test kits and quality controls and calibrators and standards | N/A
33472 Main Hosp,1 Fr Balconystore,R18302 Sub-store | 422217000009 | MEDIA FUNGUS SABDEX-BHI W/ C & C SLANT # 5046(JED) | EACH | 42 | 5046 | 800 | SPML COMPANY LTD\....... | 2 | LAB | Manual test kits and quality controls and calibrators and standards | N/A
33472 Main Hosp,1 Fr Balconystore,R18302 Sub-store | 411062000196 | MEDIA FUNGUS SABDEX-BHI WITH C & C AGAR PLATE # 1016(JED) | EACH | 49 | 1016 | 1000 | SPML COMPANY LTD\....... | 2 | LAB | Manual test kits and quality controls and calibrators and standards | N/A
33472 Main Hosp,1 Fr Balconystore,R18302 Sub-store | 411062000434 | MEDIA FUNGUS SABORAUD DEXTROSE AGAR # 1081(JED) | EACH | 39 | 1081 | 5000 | SPML COMPANY LTD\....... | 2 | LAB | Manual test kits and quality controls and calibrators and standards | N/A
33472 Main Hosp,1 Fr Balconystore,R18302 Sub-store | 411062000092 | MEDIA GENERAL BAP/MAC BIPLATE AGAR PLATE # 2020(JED) | EACH | 44 | 2020 | 45000 | SPML COMPANY LTD\....... | 2 | LAB | Manual test kits and quality controls and calibrators and standards | N/A
33472 Main Hosp,1 Fr Balconystore,R18302 Sub-store | 411062000039 | MEDIA GENERAL BILE ESCULIN AGAR SLANT TUBE # 5025(JED) | TUBE | 46 | 5025 | 2500 | SPML COMPANY LTD\....... | 2 | LAB | Manual test kits and quality controls and calibrators and standards | N/A
33472 Main Hosp,1 Fr Balconystore,R18302 Sub-store | 411062000030 | MEDIA GENERAL CAMPY 10% SHEEP BLOOD AGAR PLATE # 1021(JED) | EACH | 51 | 1021 | 6500 | SPML COMPANY LTD\....... | 2 | LAB | Manual test kits and quality controls and calibrators and standards | N/A
33472 Main Hosp,1 Fr Balconystore,R18302 Sub-store | 411062000033 | MEDIA GENERAL CHOCOLATE AGAR PLATE # 1027(JED) | EACH | 38 | 1027 | 25000 | SPML COMPANY LTD\....... | 2 | LAB | Manual test kits and quality controls and calibrators and standards | N/A
33472 Main Hosp,1 Fr Balconystore,R18302 Sub-store | 411062000037 | MEDIA GENERAL CHOCOLATE AGAR SLANT TUBE # 5060(JED) | TUBE | 43 | 5060 | 300 | SPML COMPANY LTD\....... | 2 | LAB | Manual test kits and quality controls and calibrators and standards | N/A
33472 Main Hosp,1 Fr Balconystore,R18302 Sub-store | 411062000023 | MEDIA GENERAL COLUMBIA PNBA AGAR PLATE # 1036(JED) | EACH | 42 | 1036 | 5500 | SPML COMPANY LTD\....... | 2 | LAB | Manual test kits and quality controls and calibrators and standards | N/A
33472 Main Hosp,1 Fr Balconystore,R18302 Sub-store | 411062000089 | MEDIA GENERAL HAEMOPHILUS TEST MEDIUM PLATE # 4040(JED) | EACH | 48 | 4040 | 1000 | SPML COMPANY LTD\....... | 2 | LAB | Manual test kits and quality controls and calibrators and standards | N/A
33472 Main Hosp,1 Fr Balconystore,R18302 Sub-store | 411062000165 | MEDIA GENERAL LYSINE IRON AGAR SLANT TUBE # 5115(JED) | TUBE | 45 | 5115 | 1000 | SPML COMPANY LTD\....... | 2 | LAB | Manual test kits and quality controls and calibrators and standards | N/A
33472 Main Hosp,1 Fr Balconystore,R18302 Sub-store | 411062000031 | MEDIA GENERAL MAC CONKEY AGAR WITH CV PLATE # 1057(JED) | EACH | 47 | 1057 | 20000 | SPML COMPANY LTD\....... | 2 | LAB | Manual test kits and quality controls and calibrators and standards | N/A
33472 Main Hosp,1 Fr Balconystore,R18302 Sub-store | 411062000026 | MEDIA GENERAL MANNITOL SALT AGAR PLATE # 1060(JED) | EACH | 42 | 1060 | 5000 | SPML COMPANY LTD\....... | 2 | LAB | Manual test kits and quality controls and calibrators and standards | N/A
33472 Main Hosp,1 Fr Balconystore,R18302 Sub-store | 411062000041 | MEDIA GENERAL MUELLER HINTON 150 PLATE PC # 4010(JED) | EACH | 45 | 4010 | 9000 | SPML COMPANY LTD\....... | 2 | LAB | Manual test kits and quality controls and calibrators and standards | N/A
33472 Main Hosp,1 Fr Balconystore,R18302 Sub-store | 411062000032 | MEDIA GENERAL MUELLER HINTON BLOOD 150 PLATE # 4020(JED) | EACH | 48 | 4020 | 1200 | SPML COMPANY LTD\....... | 2 | LAB | Manual test kits and quality controls and calibrators and standards | N/A
33472 Main Hosp,1 Fr Balconystore,R18302 Sub-store | 411062000040 | MEDIA GENERAL PURPLE SALT BROTH TUBE # 5204(JED) | TUBE | 40 | 5204 | 2500 | SPML COMPANY LTD\....... | 2 | LAB | Manual test kits and quality controls and calibrators and standards | N/A
33472 Main Hosp,1 Fr Balconystore,R18302 Sub-store | 411062000025 | MEDIA GENERAL SHEEP BLOOD AGAR PLATE # 1009(JED) | EACH | 40 | 1009 | 45000 | SPML COMPANY LTD\....... | 2 | LAB | Manual test kits and quality controls and calibrators and standards | N/A
33472 Main Hosp,1 Fr Balconystore,R18302 Sub-store | 411062000091 | MEDIA GENERAL STERILE DISTILLED WATER TUBE # 5290(JED) | TUBE | 46 | 5290 | 2000 | SPML COMPANY LTD\....... | 2 | LAB | Manual test kits and quality controls and calibrators and standards | N/A
33472 Main Hosp,1 Fr Balconystore,R18302 Sub-store | 411062000021 | MEDIA GENERAL STERILE SALINE TUBE PC # 5200(JED) | TUBE | 40 | 5200 | 7500 | SPML COMPANY LTD\....... | 2 | LAB | Manual test kits and quality controls and calibrators and standards | N/A
33472 Main Hosp,1 Fr Balconystore,R18302 Sub-store | 411062000028 | MEDIA GENERAL THAYER MARTIN AGAR PLATE # 1087(JED) | EACH | 42 | 1087 | 5500 | SPML COMPANY LTD\....... | 2 | LAB | Manual test kits and quality controls and calibrators and standards | N/A
33472 Main Hosp,1 Fr Balconystore,R18302 Sub-store | 411062000078 | MEDIA GENERAL TODD HEWITT BROTH TUBE # 5226(JED) | TUBE | 40 | 5226 | 1200 | SPML COMPANY LTD\....... | 2 | LAB | Manual test kits and quality controls and calibrators and standards | N/A
33472 Main Hosp,1 Fr Balconystore,R18302 Sub-store | 411062000035 | MEDIA GENERAL TRIPLE SUGAR IRON SLANT TUBE # 5229(JED) | TUBE | 46 | 5229 | 1000 | SPML COMPANY LTD\....... | 2 | LAB | Manual test kits and quality controls and calibrators and standards | N/A
33472 Main Hosp,1 Fr Balconystore,R18302 Sub-store | 411062000029 | MEDIA GENERAL TRYPTIC SOY BROTH TUBE PC # 5235(JED) | TUBE | 43 | 5235 | 7500 | SPML COMPANY LTD\....... | 2 | LAB | Manual test kits and quality controls and calibrators and standards | N/A
33472 Main Hosp,1 Fr Balconystore,R18302 Sub-store | 411062000090 | MEDIA GENERAL UREA AGAR SLANT 4ML TUBE # 5279(JED) | TUBE | 42 | 5279 | 350 | SPML COMPANY LTD\....... | 2 | LAB | Manual test kits and quality controls and calibrators and standards | N/A
33472 Main Hosp,1 Fr Balconystore,R18302 Sub-store | 411062000036 | MEDIA GENERAL UREA INDOLE MOTILITY MEDIUM TUBE # 5284(JED) | TUBE | 50 | 5284 | 1200 | SPML COMPANY LTD\....... | 2 | LAB | Manual test kits and quality controls and calibrators and standards | N/A
33472 Main Hosp,1 Fr Balconystore,R18302 Sub-store | 70200273 | MEDIA SABOURAUD DEXTROSE (SABDEX) AGAR DEHYDRATED SLANT TUBE | EACH | #VALUE! | 5190 | 100 | SAUDI PREPARED MEDIA LAB...... | 2 | LAB | Manual test kits and quality controls and calibrators and standards | N/A
33472 Main Hosp,1 Fr Balconystore,R18302 Sub-store | 411062000081 | MEDIA TB LJ SELECTIVE TUBE 5128(JED) | TUBE | 28 | 5128 | 3500 | SPML COMPANY LTD\....... | 2 | LAB | Manual test kits and quality controls and calibrators and standards | N/A
33472 Main Hosp,1 Fr Balconystore,R18302 Sub-store | 411062000034 | MEDIA TB LOWENSTEIN-JENSEN (LJ) SLANT TUBE # 5110(JED) | TUBE | 46 | 5110 | 3500 | SPML COMPANY LTD\....... | 2 | LAB | Manual test kits and quality controls and calibrators and standards | N/A
33472 Main Hosp,1 Fr Balconystore,R18302 Sub-store | 411062000085 | MEDIA TB MAC CONKEY WITHOUT CV TUBE # 1058(JED) | EACH | 39 | 1058 | 50 | SPML COMPANY LTD\....... | 2 | LAB | Manual test kits and quality controls and calibrators and standards | N/A
33472 Main Hosp,1 Fr Balconystore,R18302 Sub-store | 411062000202 | MEDIA TB MIDD 7H9 BROTH W/ GLYCEROL TUBE # 5121(JED) | TUBE | 44 | 5121 | 50 | SPML COMPANY LTD\....... | 2 | LAB | Manual test kits and quality controls and calibrators and standards | N/A
33472 Main Hosp,1 Fr Balconystore,R18302 Sub-store | 411062000084 | MEDIA TB MIDD 7H9 BROTH W/ TWEEN 80 TUBE # 5122(JED) | TUBE | 44 | 5122 | 50 | SPML COMPANY LTD\....... | 2 | LAB | Manual test kits and quality controls and calibrators and standards | N/A
33472 Main Hosp,1 Fr Balconystore,R18302 Sub-store | 411062000086 | MEDIA TB NITRATE BROTH TUBE # 5131(JED) | TUBE | 31 | 5131 | 200 | SPML COMPANY LTD\....... | 2 | LAB | Manual test kits and quality controls and calibrators and standards | N/A
33472 Main Hosp,1 Fr Balconystore,R18302 Sub-store | 608930 | PLATES TISSUE CULTURE MULTIWELL 96-WELL MICROTEST-III FLAT W/COVER STERILE (37) | CS/50 | #VALUE! | 353072 | 20 | BD...... | 2 | LAB | Tissue culture and high throughput screening supplies | N/A
33472 Main Hosp,1 Fr Balconystore,R18302 Sub-store | 16280 | REAGENT 9-0 SERA D | EACH | #VALUE! | R30957301 | 8 | ...... | 2 | LAB | Manual test kits and quality controls and calibrators and standards | N/A
33472 Main Hosp,1 Fr Balconystore,R18302 Sub-store | 70200203 | REAGENT ANTIBIOTIC GENTAMICIN | EACH | #VALUE! | 231299 | 2000 | BD...... | 2 | LAB | Clinical and diagnostic analyzer reagents | N/A
33472 Main Hosp,1 Fr Balconystore,R18302 Sub-store | 70200542 | REAGENT ANTISERA SALMONELLA NON-SPEC PHASE -2 | EACH | #VALUE! | R30163201 | 24 | REMEL\....... | 2 | LAB | Manual test kits and quality controls and calibrators and standards | N/A
33472 Main Hosp,1 Fr Balconystore,R18302 Sub-store | 70200473 | REAGENT ANTISERA SALMONELLA 'O' FACTOR -11 | EACH | #VALUE! | R30957601 | 16 | REMEL\....... | 2 | LAB | Manual test kits and quality controls and calibrators and standards | N/A
33472 Main Hosp,1 Fr Balconystore,R18302 Sub-store | 70200474 | REAGENT ANTISERA SALMONELLA 'O' FACTOR -1322 | EACH | #VALUE! | R30957701 | 16 | REMEL\....... | 2 | LAB | Manual test kits and quality controls and calibrators and standards | N/A
33472 Main Hosp,1 Fr Balconystore,R18302 Sub-store | 70200472 | REAGENT ANTISERA SALMONELLA 'O' FACTOR 3,10,15,19,24 | EACH | #VALUE! | R30956801 | 16 | REMEL\....... | 2 | LAB | Manual test kits and quality controls and calibrators and standards | N/A
33472 Main Hosp,1 Fr Balconystore,R18302 Sub-store | 70200471 | REAGENT ANTISERA SALMONELLA 'O' FACTOR -8 | EACH | #VALUE! | R30957201 | 16 | REMEL\....... | 2 | LAB | Manual test kits and quality controls and calibrators and standards | N/A
33472 Main Hosp,1 Fr Balconystore,R18302 Sub-store | 70200866 | REAGENT BACTEC MGIT 960 PZA MEDIUM, 25 TUBES / PACK, BD #245115 | KIT | 58 | 245115 | 8 | BECTON DICKINSON...... | 2 | LAB | Manual test kits and quality controls and calibrators and standards | N/A
33472 Main Hosp,1 Fr Balconystore,R18302 Sub-store | 70202286 | REAGENT BACTEC MGIT 960 SUPPLEMENT KIT #245124 | KIT | 41 | 245124 | 10 | BD...... | 2 | LAB | Manual test kits and quality controls and calibrators and standards | N/A
33472 Main Hosp,1 Fr Balconystore,R18302 Sub-store | 411062000151 | REAGENT DROPPER - BACTIDROP SPOT INDOLE - DMACA (PK/50) | AMPULE | #VALUE! | 21550 | 600 | REMEL\....... | 2 | LAB | Manual test kits and quality controls and calibrators and standards | N/A
33472 Main Hosp,1 Fr Balconystore,R18302 Sub-store | 411062000158 | REAGENT DROPPER - BILE SOLUBILITY BACTIDROP DESOXYCHOLATE 10% | AMPULE | #VALUE! | 21508 | 300 | REMEL\....... | 2 | LAB | Manual test kits and quality controls and calibrators and standards | N/A
33472 Main Hosp,1 Fr Balconystore,R18302 Sub-store | 70202686 | REAGENT E-TEST LEVOFLOXACIN #527418 | EACH | 30 | 527418 | 300 | BIOMERIEUX...... | 2 | LAB | Manual test kits and quality controls and calibrators and standards | N/A
33472 Main Hosp,1 Fr Balconystore,R18302 Sub-store | 211696114 | REAGENT FOR ESBL CONFIRMATION CT/CTL 16/1 WW B30 | EACH | #VALUE! | 532200 | 900 | BIOMERIEUX...... | 2 | LAB | Manual test kits and quality controls and calibrators and standards | N/A
33472 Main Hosp,1 Fr Balconystore,R18302 Sub-store | 211696115 | REAGENT FOR ESBL CONFIRMATION PM/PML 16/4 WW B30 | EACH | #VALUE! | 534700 | 840 | BIOMERIEUX...... | 2 | LAB | Manual test kits and quality controls and calibrators and standards | N/A
33472 Main Hosp,1 Fr Balconystore,R18302 Sub-store | 213670430 | REAGENT GENERAL-PURPOSE MEDIA CORNMEAL AGAR | EACH | #VALUE! | 1035 | 200 | SPML COMPANY LTD\....... | 2 | LAB | Microorganism propagation and transformation media and kits and equipment | N/A
33472 Main Hosp,1 Fr Balconystore,R18302 Sub-store | 2688 | REAGENT POLYVALENT H SERA | EACH | #VALUE! | R30858501 | 16 | REMEL\....... | 2 | LAB | Manual test kits and quality controls and calibrators and standards | N/A
33472 Main Hosp,1 Fr Balconystore,R18302 Sub-store | 70201376 | REAGENT RESERVOIRS | CASE | #VALUE! | 4870 | 800 | CORNING...... | 2 | LAB | Pipettes and liquid handling equipment and supplies | N/A
33472 Main Hosp,1 Fr Balconystore,R18302 Sub-store | 70202169 | REAGENT SENSITITRE YEASTONE | KIT | #VALUE! | YO-10 | 28 | TREK DIAGNOSTIC SYSTEM...... | 2 | LAB | Manual test kits and quality controls and calibrators and standards | N/A
33472 Main Hosp,1 Fr Balconystore,R18302 Sub-store | 70200291 | REAGENT STAIN TB DECOLORIZER | EACH | #VALUE! | 212517 | 24 | BD...... | 2 | LAB | Manual test kits and quality controls and calibrators and standards | N/A
33472 Main Hosp,1 Fr Balconystore,R18302 Sub-store | 70200293 | REAGENT STAIN TB-METHYLENE BLUE | EACH | #VALUE! | 212516 | 48 | BD...... | 2 | LAB | Manual test kits and quality controls and calibrators and standards | N/A
33472 Main Hosp,1 Fr Balconystore,R18302 Sub-store | 411062000098 | REAGENT TB - NITRATE REAGENT A FOR AFB (25 ML BTL/PK) | BOTTLE | #VALUE! | 21243 | 4 | REMEL\....... | 2 | LAB | Manual test kits and quality controls and calibrators and standards | N/A
33472 Main Hosp,1 Fr Balconystore,R18302 Sub-store | 411062000096 | REAGENT TB - ARYLSULFATASE BROTH, 3-DAY (PK/20) | TUBE | #VALUE! | 60192 | 80 | REMEL\....... | 2 | LAB | Manual test kits and quality controls and calibrators and standards | N/A
33472 Main Hosp,1 Fr Balconystore,R18302 Sub-store | 411062000097 | REAGENT TB - NIACIN REAGENT STRIP (PK/25) | EACH | #VALUE! | 21090 | 200 | REMEL\....... | 2 | LAB | Manual test kits and quality controls and calibrators and standards | N/A
33472 Main Hosp,1 Fr Balconystore,R18302 Sub-store | 411062000099 | REAGENT TB - NITRATE REAGENT B FOR AFB (25 ML BTL/PK) | BOTTLE | #VALUE! | 21244 | 4 | REMEL\....... | 2 | LAB | Manual test kits and quality controls and calibrators and standards | N/A
33472 Main Hosp,1 Fr Balconystore,R18302 Sub-store | 70202230 | REAGENT YEAST ONE BROTH | BOX | #VALUE! | Y3462 | 24 | TREK DIAGNOSTIC SYSTEM...... | 2 | LAB | Microorganism propagation and transformation media and kits and equipment | N/A
33472 Main Hosp,1 Fr Balconystore,R18302 Sub-store | 411062000127 | SEALING TAPE PETRI WHITE # 16241 | ROLL | 28 | 16241 | 10 | OXOID...... | 2 | LAB | Laboratory tapes and labels | N/A
33472 Main Hosp,1 Fr Balconystore,R18302 Sub-store | 411062000450 | SELENITE BROTH # 5210(JED) | EACH | 18 | 5210 | 3500 | SPML COMPANY LTD\....... | 2 | LAB | Manual test kits and quality controls and calibrators and standards | N/A
33472 Main Hosp,1 Fr Balconystore,R18302 Sub-store | 411062000124 | STAIN FUNGUS - LACTOPHENOL ANILINE BLUE (PK/50) | AMPULE | #VALUE! | 21526 | 500 | REMEL\....... | 2 | LAB | Manual test kits and quality controls and calibrators and standards | N/A
33472 Main Hosp,1 Fr Balconystore,R18302 Sub-store | 411062000130 | STAIN FUNGUS - BACTIDROP INDIA INK (PK/50) | AMPULE | #VALUE! | 21518 | 300 | REMEL\....... | 2 | LAB | Manual test kits and quality controls and calibrators and standards | N/A
33472 Main Hosp,1 Fr Balconystore,R18302 Sub-store | 210447101 | TEST ANTIMICROBIAL E-TEST AMPICILLIN SULBACTAM | EACH | #VALUE! | 501818/412251 | 200 | BIOMERIEUX...... | 2 | LAB | Manual test kits and quality controls and calibrators and standards | N/A
33472 Main Hosp,1 Fr Balconystore,R18302 Sub-store | 210447100 | TEST ANTIMICROBIAL E-TEST SYNERCID | EACH | #VALUE! | 528718 | 200 | BIOMERIEUX...... | 2 | LAB | Manual test kits and quality controls and calibrators and standards | N/A
33472 Main Hosp,1 Fr Balconystore,R18302 Sub-store | 70200174 | TEST DISC ANTIBIOTIC DISC - CEFTAZIDIME (CAZ-30) | EACH | #VALUE! | 231633 | 1500 | BD...... | 2 | LAB | Manual test kits and quality controls and calibrators and standards | N/A
33472 Main Hosp,1 Fr Balconystore,R18302 Sub-store | 70200175 | TEST DISC ANTIBIOTIC DISC - CEFTRIAXONE (CRO-30) | EACH | #VALUE! | 231635 | 2000 | BD...... | 2 | LAB | Manual test kits and quality controls and calibrators and standards | N/A
33472 Main Hosp,1 Fr Balconystore,R18302 Sub-store | 70200919 | TEST DISC ANTIBIOTIC DISC - CIPROFLOXACIN (CIP-5) | EACH | #VALUE! | 231658 | 4000 | BD...... | 2 | LAB | Manual test kits and quality controls and calibrators and standards | N/A
33472 Main Hosp,1 Fr Balconystore,R18302 Sub-store | 411062000012 | TEST DISC ANTIBIOTIC DISC - MEROPENEM (MEM-10) | EACH | #VALUE! | 231704 | 6000 | BD...... | 2 | LAB | Manual test kits and quality controls and calibrators and standards | N/A
33472 Main Hosp,1 Fr Balconystore,R18302 Sub-store | 70200253 | TEST DISC ANTIBIOTIC DISC - NITROFURANTOIN (FM-300) | EACH | #VALUE! | 231293 | 1000 | BD...... | 2 | LAB | Manual test kits and quality controls and calibrators and standards | N/A
33472 Main Hosp,1 Fr Balconystore,R18302 Sub-store | 70200259 | TEST DISC ANTIBIOTIC DISC - PENICILLIN (P-10) | EACH | #VALUE! | 231321 | 4000 | BD...... | 2 | LAB | Manual test kits and quality controls and calibrators and standards | N/A
33472 Main Hosp,1 Fr Balconystore,R18302 Sub-store | 70200261 | TEST DISC ANTIBIOTIC DISC - PIPERACILLIN (PIP-100) | EACH | #VALUE! | 231609 | 2000 | BD...... | 2 | LAB | Clinical and diagnostic analyzer reagents | N/A
33472 Main Hosp,1 Fr Balconystore,R18302 Sub-store | 70201753 | TEST DISC ANTIBIOTIC DISC - PIPERACILLIN/TAZOBACTAM (PIP-100/TAZ-10) | EACH | #VALUE! | 231692 | 5000 | BD...... | 2 | LAB | Manual test kits and quality controls and calibrators and standards | N/A
33472 Main Hosp,1 Fr Balconystore,R18302 Sub-store | 70200262 | TEST DISC ANTIBIOTIC DISC - POLYMIXIN B (PB-300) | EACH | #VALUE! | 231324 | 1500 | BD...... | 2 | LAB | Manual test kits and quality controls and calibrators and standards | N/A
33472 Main Hosp,1 Fr Balconystore,R18302 Sub-store | 70200297 | TEST DISC ANTIBIOTIC DISC - SULPHA/TRIMETH (SXT) | EACH | #VALUE! | 231539 | 2000 | BD...... | 2 | LAB | Manual test kits and quality controls and calibrators and standards | N/A
33472 Main Hosp,1 Fr Balconystore,R18302 Sub-store | 70201752 | TEST DISC ANTIBIOTIC DISC - VANCOMYCIN (VA-30) | EACH | #VALUE! | 231353 | 4000 | BD...... | 2 | LAB | Clinical and diagnostic analyzer reagents | N/A
33472 Main Hosp,1 Fr Balconystore,R18302 Sub-store | 411062000065 | TEST DISC ANTIBIOTIC DISC ANTIBIOTIC DISC - CEPHAZOLIN (CZ-30) | EACH | #VALUE! | 231593 | 6000 | BD...... | 2 | LAB | Manual test kits and quality controls and calibrators and standards | N/A
33472 Main Hosp,1 Fr Balconystore,R18302 Sub-store | 70200257 | TEST DISC ANTIBIOTIC DISC -OXACILLIN (OX-1) | EACH | #VALUE! | 231319 | 6000 | BD...... | 2 | LAB | Manual test kits and quality controls and calibrators and standards | N/A
33472 Main Hosp,1 Fr Balconystore,R18302 Sub-store | 411062000011 | TEST DISC TAXO A - BACITRACIN (VIAL/50 DISKS) | VIAL | #VALUE! | 231040 | 10 | BD...... | 2 | LAB | Clinical and diagnostic analyzers and accessories and supplies | N/A
33472 Main Hosp,1 Fr Balconystore,R18302 Sub-store | 411062000010 | TEST DISC TAXO P - OPTOCHIN (VIAL/50 DISKS) | VIAL | #VALUE! | 231046 | 10 | BD...... | 2 | LAB | Clinical and diagnostic analyzers and accessories and supplies | N/A
33472 Main Hosp,1 Fr Balconystore,R18302 Sub-store | 241117100 | TEST KIT TB FLUORESCENT STAIN KIT BD#212521 | KIT | 38 | 212521 | 14 | BD...... | 2 | LAB | Manual test kits and quality controls and calibrators and standards | N/A
33472 Main Hosp,1 Fr Balconystore,R18302 Sub-store | 411062000020 | TEST STAPH TUBE COAG TEST COAGULASE PLASMA RABBIT(6 X5ML) 5ML | EACH | #VALUE! | 240658 | 100 | BD...... | 2 | LAB | Manual test kits and quality controls and calibrators and standards | N/A
33472 Main Hosp,1 Fr Balconystore,R18302 Sub-store | 411062000154 | TEST STREP GROUPING KIT - STREPTOCARD ACID LATEX (KIT/50 TESTS) | KIT | #VALUE! | 240917 | 28 | BD...... | 2 | LAB | Clinical and diagnostic analyzers and accessories and supplies | N/A
33472 Main Hosp,1 Fr Balconystore,R18302 Sub-store | 242835101 | TEST STRIP CEFTAZIDIME*-AVIBACTAM MIC FOR SUSCEPTIBILITY TESTING 100 STRIPS | EACH | #VALUE! | 921390 | 500 | LIOFILCHEM...... | 2 | LAB | Manual test kits and quality controls and calibrators and standards | N/A
33472 Main Hosp,1 Fr Balconystore,R18302 Sub-store | 213497911 | TEST STRIP CEFTOLOZANE TAZOBACTAM 4 ?G/ML | EACH | #VALUE! | 921460 | 500 | LIOFILCHEM...... | 2 | LAB | Chemical evaluation instruments and supplies | N/A
33472 Main Hosp,1 Fr Balconystore,R18302 Sub-store | 411158000263 | THIOGLYCOLLATE FLUID SPML # 5095(JED) | EACH | 29 | 5095 | 4500 | SPML COMPANY LTD\....... | 2 | LAB | Microorganism propagation and transformation media and kits and equipment | N/A
33472 Main Hosp,1 Fr Balconystore,R18302 Sub-store | 411062000052 | TURBIDITY SET MC FARLAND STANDARD EQUIVALENT #20421 | SET | 47 | 20421 | 6 | REMEL\....... | 2 | LAB | Manual test kits and quality controls and calibrators and standards | N/A
33475 KFH-03-B1-RS-065-002 | 211711917 | CRYO STORAGE BOXES 81-PLACE, LID NATURAL | EACH | #VALUE! | 802202 | 2000 | GREINER BIO-ONE...... | 2 | LAB | General laboratory storage containers and cabinets | N/A
33475 KFH-03-B1-RS-065-002 | 211691011 | EXTRACTION DEVICE SCHEOBO QUICK PREP | EACH | #VALUE! | B-CAL-5050 | 9 | BUHLMANN LABORATORIES...... | 2 | LAB | Clinical and diagnostic analyzers and accessories and supplies | N/A
33475 KFH-03-B1-RS-065-002 | 70200527 | REAGENT HSV 1 2 COLLECTION KIT | KIT | #VALUE! | DK610611-2 | 20 | REMEL-OXOID...... | 2 | LAB | Manual test kits and quality controls and calibrators and standards | N/A
33475 KFH-03-B1-RS-065-002 | 70200616 | REAGENT KIT VARICELLA-ZOSTER VIRUS-FA (KIT/30) | KIT | #VALUE! | 3430 | 6 | MILLPORE...... | 2 | LAB | Manual test kits and quality controls and calibrators and standards | N/A
33475 KFH-03-B1-RS-065-002 | 70202807 | REAGENT LEGIONELLA URINE ANTIGEN EIA CONTROL SWABS | KIT | #VALUE! | 852-010 | 24 | BINAXNOW...... | 2 | LAB | Manual test kits and quality controls and calibrators and standards | N/A
33475 KFH-03-B1-RS-065-002 | 70202806 | REAGENT LEGIONELLA URINE ANTIGEN EIA TEST KIT | KIT | #VALUE! | 852-100 | 10 | BINAXNOW...... | 2 | LAB | Manual test kits and quality controls and calibrators and standards | N/A
33475 KFH-03-B1-RS-065-002 | 70200813 | REAGENT PHOSPHATE BUFFERED SALINE POWDER PH 7.4 | BOX | #VALUE! | P3813-10PAK | 20 | SIGMA ALDRICH...... | 2 | LAB | Manual test kits and quality controls and calibrators and standards | N/A
33475 KFH-03-B1-RS-065-002 | 70201645 | REAGENT QUANTUM BLUEE CALPROTEIN EXTENDED | EACH | #VALUE! | LF-CALE25 | 18 | BUHLMANN LABORATORIES...... | 2 | LAB | Clinical and diagnostic analyzers and accessories and supplies | N/A
33475 KFH-03-B1-RS-065-002 | 85526 | SPECIMEN SLIDE MICROTAK HSV 1/HSV 2 TEST | BOX | #VALUE! | 1216681 | 40 | MARIENFELD...... | 2 | LAB | Manual test kits and quality controls and calibrators and standards | N/A
33475 KFH-03-B1-RS-065-002 | 210015928 | TEST PLATE ACCUCHROME 450 (BIOTEK™ ABSORBANCE TEST PLATE) | EACH | #VALUE! | BT7260522 | 1 | BIOTEK...... | 2 | LAB | Tissue culture and high throughput screening supplies | N/A
33475 KFH-03-B1-RS-065-002 | 211698561 | TEST RAPID DIAGNOSIS PNEUMONIA PANEL 30 TESTS | KIT | #VALUE! | RFIT-ASY-0143 | 4 | BIOMERUX...... | 2 | LAB | Manual test kits and quality controls and calibrators and standards | N/A
33475 KFH-03-B1-RS-065-002 | 70201353 | TUBE PCR STRIP THIN WALL WITH INDIVIDUAL ATTACHED CAPS 0.2ML | PACK | #VALUE! | 981103 | 170 | QIAGEN...... | 2 | LAB | Test Tubes | N/A
33480 KFH-03-B1-RS-065-002 | 70200061 | ANTIBODY LIAISON CMV IGG | EACH | #VALUE! | 310745 | 100 | DIASORIN...... | 2 | LAB | Manual test kits and quality controls and calibrators and standards | N/A
33480 KFH-03-B1-RS-065-002 | 70200072 | ANTIBODY LIAISON CMV IGG CONTROL | KIT | #VALUE! | 310746 | 10 | DIASORIN...... | 2 | LAB | Manual test kits and quality controls and calibrators and standards | N/A
33480 KFH-03-B1-RS-065-002 | 70200063 | ANTIBODY LIAISON CMV IGM | KIT | #VALUE! | 310755 | 70 | DIASORIN...... | 2 | LAB | Manual test kits and quality controls and calibrators and standards | N/A
33480 KFH-03-B1-RS-065-002 | 70200073 | ANTIBODY LIAISON CMV IGM CONTROL | KIT | #VALUE! | 310756 | 10 | DIASORIN...... | 2 | LAB | Manual test kits and quality controls and calibrators and standards | N/A
33480 KFH-03-B1-RS-065-002 | 70203119 | CLEANING KIT LIAISON® XL # 310995 FOR IMMUNOASSAY ANALYZER | KIT | 28 | 310995 | 6 | DIASORIN...... | 2 | LAB | Laboratory electrophoresis and blotting system and supplies | N/A
33480 KFH-03-B1-RS-065-002 | 70203122 | CUVETTES LIAISON® XL (7200 CUVETTES) FOR IMMUNOASSAY ANALYZER | BOX | #VALUE! | X0016 | 12 | DIASORIN...... | 2 | LAB | Laboratory electrophoresis and blotting system and supplies | N/A
33480 KFH-03-B1-RS-065-002 | 70200372 | DIAGNOSTIC TEST KIT C1 ESTERASE RID | KIT | #VALUE! | RN019-3 | 16 | THE BINDING SITE...... | 2 | LAB | Manual test kits and quality controls and calibrators and standards | N/A
33480 KFH-03-B1-RS-065-002 | 70200557 | DIAGNOSTIC TEST KIT COMPLEMENT C1Q | KIT | #VALUE! | RN020-3 | 16 | THE BINDING SITE...... | 2 | LAB | Manual test kits and quality controls and calibrators and standards | N/A
33480 KFH-03-B1-RS-065-002 | 70200558 | DIAGNOSTIC TEST KIT COMPLEMENT C2 | KIT | #VALUE! | RN022-3 | 14 | THE BINDING SITE...... | 2 | LAB | Manual test kits and quality controls and calibrators and standards | N/A
33480 KFH-03-B1-RS-065-002 | 70200373 | DIAGNOSTIC TEST KIT COMPLEMENT C5 | KIT | #VALUE! | RN027-3 | 10 | THE BINDING SITE...... | 2 | LAB | Manual test kits and quality controls and calibrators and standards | N/A
33480 KFH-03-B1-RS-065-002 | 70200559 | DIAGNOSTIC TEST KIT COMPLEMENT C6 | KIT | #VALUE! | RN102-3 | 10 | THE BINDING SITE...... | 2 | LAB | Manual test kits and quality controls and calibrators and standards | N/A
33480 KFH-03-B1-RS-065-002 | 70200560 | DIAGNOSTIC TEST KIT COMPLEMENT C7 | KIT | #VALUE! | RN103-3 | 10 | THE BINDING SITE...... | 2 | LAB | Manual test kits and quality controls and calibrators and standards | N/A
33480 KFH-03-B1-RS-065-002 | 70200561 | DIAGNOSTIC TEST KIT COMPLEMENT C8 | KIT | #VALUE! | RN089-3 | 10 | THE BINDING SITE...... | 2 | LAB | Manual test kits and quality controls and calibrators and standards | N/A
33480 KFH-03-B1-RS-065-002 | 70200374 | DIAGNOSTIC TEST KIT COMPLEMENT C9 | KIT | #VALUE! | RN028-3 | 16 | THE BINDING SITE...... | 2 | LAB | Manual test kits and quality controls and calibrators and standards | N/A
33480 KFH-03-B1-RS-065-002 | 70200375 | DIAGNOSTIC TEST KIT COMPLEMENT FACTOR B | KIT | #VALUE! | RN029-3 | 10 | THE BINDING SITE...... | 2 | LAB | Manual test kits and quality controls and calibrators and standards | N/A
33480 KFH-03-B1-RS-065-002 | 70200562 | DIAGNOSTIC TEST KIT COMPLEMENT FACTOR H | KIT | #VALUE! | RN030-3 | 10 | THE BINDING SITE...... | 2 | LAB | Manual test kits and quality controls and calibrators and standards | N/A
33480 KFH-03-B1-RS-065-002 | 70200483 | DIAGNOSTIC TEST KIT IGG SUBCLASSES | KIT | #VALUE! | RK021 | 30 | THE BINDING SITE...... | 2 | LAB | Manual test kits and quality controls and calibrators and standards | N/A
33480 KFH-03-B1-RS-065-002 | 70200479 | DIAGNOSTIC TEST KIT PNEUMOCOCCAL POLYSACCHARIDE IGG | KIT | #VALUE! | RK021 | 16 | ...... | 2 | LAB | Manual test kits and quality controls and calibrators and standards | N/A
33480 KFH-03-B1-RS-065-002 | 70200480 | DIAGNOSTIC TEST KIT PNEUMOCOCCAL POLYSACCHARIDE IGG2 | KIT | #VALUE! | MK013 | 8 | THE BINDING SITE...... | 2 | LAB | Manual test kits and quality controls and calibrators and standards | N/A
33480 KFH-03-B1-RS-065-002 | 70200480 | DIAGNOSTIC TEST KIT PNEUMOCOCCAL POLYSACCHARIDE IGG2 | KIT | #VALUE! | RK021 | 8 | ...... | 2 | LAB | Manual test kits and quality controls and calibrators and standards | N/A
33480 KFH-03-B1-RS-065-002 | 70200481 | DIAGNOSTIC TEST KIT TETANUS TOXOID IGG | KIT | #VALUE! | MK010 | 13 | THE BINDING SITE...... | 2 | LAB | Manual test kits and quality controls and calibrators and standards | N/A
33480 KFH-03-B1-RS-065-002 | 70200482 | DIAGNOSTIC TEST KIT TETANUS TOXOID IGG1 | KIT | #VALUE! | MK011 | 13 | THE BINDING SITE...... | 2 | LAB | Manual test kits and quality controls and calibrators and standards | N/A
33480 KFH-03-B1-RS-065-002 | 70202522 | DIAGNOSTIC TEST KIT TOTAL COMPLEMENT CH50 | KIT | #VALUE! | MK095 | 30 | THE BINDING SITE...... | 2 | LAB | Manual test kits and quality controls and calibrators and standards | N/A
33480 KFH-03-B1-RS-065-002 | 211698637 | KIT ETHANOL FIXED ANTI-NEUTROPHIL CYTOPLASMIC IGG ANTIBODIES CLASSIC FORMULATION 10 X 6 WELLS | KIT | #VALUE! | 708290 | 15 | INOVA DIAGNOSTIC INC...... | 2 | LAB | Manual test kits and quality controls and calibrators and standards | N/A
33480 KFH-03-B1-RS-065-002 | 211698638 | KIT FORMALIN FIXED ANTI-NEUTROPHIL CYTOPLASMIC IGG ANTIBODIES 10 X 6 WELLS | KIT | #VALUE! | 708295 | 10 | INOVA DIAGNOSTIC INC...... | 2 | LAB | Manual test kits and quality controls and calibrators and standards | N/A
33480 KFH-03-B1-RS-065-002 | 70201641 | LIGHT CHECK FOR IMMUNOASSAY ANALYZER LIAISON® | BOX | #VALUE! | 319150 | 4 | DIASORIN...... | 2 | LAB | Clinical and diagnostic analyzers and accessories and supplies | N/A
33480 KFH-03-B1-RS-065-002 | 70202925 | LIQUID WASH/SYSTEM FOR IMMUNOASSAY ANALYZER LIAISON® | PACK | #VALUE! | 319100 | 16 | DIASORIN...... | 2 | LAB | Clinical and diagnostic analyzers and accessories and supplies | N/A
33480 KFH-03-B1-RS-065-002 | 70201402 | PIPETTE TIPS 1000 UL 96 TIPS | EACH | #VALUE! | PPT10 | 20 | ASSOCIATES OF CAPE COD INC\....... | 2 | LAB | Pipette tips | N/A
33480 KFH-03-B1-RS-065-002 | 70202161 | REAGENT ALBUMIN BOVIN FARV 10G | VIAL | #VALUE! | A7906-10G | 40 | SIGMA ALDRICH...... | 2 | LAB | Manual test kits and quality controls and calibrators and standards | N/A
33480 KFH-03-B1-RS-065-002 | 70200146 | REAGENT ANTIBODY MEASLES IGM | KIT | #VALUE! | 318820 | 120 | DIASORIN...... | 2 | LAB | Manual test kits and quality controls and calibrators and standards | N/A
33480 KFH-03-B1-RS-065-002 | 70200067 | REAGENT ANTIBODY RUBELLA IGG | EACH | #VALUE! | 317260 | 120 | DIASORIN INC\....... | 2 | LAB | Manual test kits and quality controls and calibrators and standards | N/A
33480 KFH-03-B1-RS-065-002 | 70200076 | REAGENT ANTIBODY RUBELLA IGG CONTROL | KIT | #VALUE! | 310721 | 10 | DIASORIN...... | 2 | LAB | Manual test kits and quality controls and calibrators and standards | N/A
33480 KFH-03-B1-RS-065-002 | 70200064 | REAGENT ANTIBODY RUBELLA IGM | KIT | #VALUE! | 310730 | 60 | DIASORIN...... | 2 | LAB | Manual test kits and quality controls and calibrators and standards | N/A
33480 KFH-03-B1-RS-065-002 | 70200077 | REAGENT ANTIBODY RUBELLA IGM CONTROL | KIT | #VALUE! | 310731 | 10 | DIASORIN...... | 2 | LAB | Manual test kits and quality controls and calibrators and standards | N/A
33480 KFH-03-B1-RS-065-002 | 70200079 | REAGENT ANTIBODY TOXO II IGG CONTROL | KIT | #VALUE! | 310781 | 10 | DIASORIN...... | 2 | LAB | Manual test kits and quality controls and calibrators and standards | N/A
33480 KFH-03-B1-RS-065-002 | 70200069 | REAGENT ANTIBODY TOXOPLASMA IGG | KIT | #VALUE! | 310780 | 80 | DIASORIN...... | 2 | LAB | Manual test kits and quality controls and calibrators and standards | N/A
33480 KFH-03-B1-RS-065-002 | 70200070 | REAGENT ANTIBODY TOXOPLASMA IGM | KIT | #VALUE! | 310710 | 60 | DIASORIN...... | 2 | LAB | Manual test kits and quality controls and calibrators and standards | N/A
33480 KFH-03-B1-RS-065-002 | 70201388 | REAGENT ASO LATEX TEST KIT | KIT | #VALUE! | UA80315 | 10 | MASCIA BRUNELLI...... | 2 | LAB | Manual test kits and quality controls and calibrators and standards | N/A
33480 KFH-03-B1-RS-065-002 | 70201006 | REAGENT BRUCELLA ABORTUS STAINED ANTIGEN | BOTTLE | #VALUE! | OD095 | 140 | OMEGA...... | 2 | LAB | Manual test kits and quality controls and calibrators and standards | N/A
33480 KFH-03-B1-RS-065-002 | 70200340 | REAGENT CELLOGNOST AMOEBA IHA KITS | KIT | #VALUE! | OTMO17 | 3 | SIEMENS...... | 2 | LAB | Manual test kits and quality controls and calibrators and standards | N/A
33480 KFH-03-B1-RS-065-002 | 70200147 | REAGENT CONTROL LIAISON® MEASLES IGG | EACH | #VALUE! | 318811 | 8 | DIASORIN...... | 2 | LAB | Laboratory electrophoresis and blotting system and supplies | N/A
33480 KFH-03-B1-RS-065-002 | 70200391 | REAGENT CRYPTOCOCCUS LATEX KIT | KIT | #VALUE! | 140100 | 12 | Meridian Bisoscience Inc...... | 2 | LAB | Manual test kits and quality controls and calibrators and standards | N/A
33480 KFH-03-B1-RS-065-002 | 70201786 | REAGENT EBV EA IGG CONTROL | KIT | #VALUE! | 310541 | 10 | DIASORIN...... | 2 | LAB | Manual test kits and quality controls and calibrators and standards | N/A
33480 KFH-03-B1-RS-065-002 | 70201787 | REAGENT EBV IGM CONTROL | KIT | #VALUE! | 310501 | 10 | DIASORIN...... | 2 | LAB | Manual test kits and quality controls and calibrators and standards | N/A
33480 KFH-03-B1-RS-065-002 | 721 | REAGENT EBV VCA ELISA IGG | EACH | #VALUE! | 310510 | 200 | DIASORIN...... | 2 | LAB | Manual test kits and quality controls and calibrators and standards | N/A
33480 KFH-03-B1-RS-065-002 | 70201789 | REAGENT EBV VCA IGG CONTROL | KIT | #VALUE! | 310511 | 10 | DIASORIN...... | 2 | LAB | Manual test kits and quality controls and calibrators and standards | N/A
33480 KFH-03-B1-RS-065-002 | 70201118 | REAGENT GLUCAN ASSAY FOR (1,3)-?-D-GLUCAN IN SERUM | KIT | #VALUE! | FT001 | 60 | BEACON MEDAES...... | 2 | LAB | Manual test kits and quality controls and calibrators and standards | N/A
33480 KFH-03-B1-RS-065-002 | 70201794 | REAGENT HEPATITIS E IGG | KIT | #VALUE! | EVG.CE | 10 | DIASORIN...... | 2 | LAB | Manual test kits and quality controls and calibrators and standards | N/A
33480 KFH-03-B1-RS-065-002 | 70201795 | REAGENT HEPATITIS E IGM | KIT | #VALUE! | EVM.CE | 10 | DIASORIN...... | 2 | LAB | Manual test kits and quality controls and calibrators and standards | N/A
33480 KFH-03-B1-RS-065-002 | 70201790 | REAGENT HSV 1/2 IGG CONTROL | KIT | #VALUE! | 310801 | 10 | DIASORIN...... | 2 | LAB | Manual test kits and quality controls and calibrators and standards | N/A
33480 KFH-03-B1-RS-065-002 | 70201791 | REAGENT HSV 1/2 IGM CONTROL | KIT | #VALUE! | 310821 | 10 | DIASORIN...... | 2 | LAB | Manual test kits and quality controls and calibrators and standards | N/A
33480 KFH-03-B1-RS-065-002 | 70201781 | REAGENT KIT EBV EA IGG | KIT | #VALUE! | 310540 | 60 | DIASORIN...... | 2 | LAB | Manual test kits and quality controls and calibrators and standards | N/A
33480 KFH-03-B1-RS-065-002 | 720 | REAGENT KIT EBV IGM | KIT | #VALUE! | 310500 | 120 | DIASORIN...... | 2 | LAB | Manual test kits and quality controls and calibrators and standards | N/A
33480 KFH-03-B1-RS-065-002 | 70201782 | REAGENT KIT EBV NA IGG | KIT | #VALUE! | 310520 | 60 | DIASORIN...... | 2 | LAB | Manual test kits and quality controls and calibrators and standards | N/A
33480 KFH-03-B1-RS-065-002 | 70200190 | REAGENT KIT ECHINOCOCCUS IHA TEST | KIT | #VALUE! | OTS013 | 6 | SIEMENS...... | 2 | LAB | Manual test kits and quality controls and calibrators and standards | N/A
33480 KFH-03-B1-RS-065-002 | 95126 | REAGENT KIT HSV 1/2 ELISA IGM | KIT | #VALUE! | 310820 | 60 | DIASORIN...... | 2 | LAB | Manual test kits and quality controls and calibrators and standards | N/A
33480 KFH-03-B1-RS-065-002 | 70201788 | REAGENT LIAISON® CONTROL EBNA IgG | KIT | #VALUE! | 310521 | 10 | DIASORIN...... | 2 | LAB | Manual test kits and quality controls and calibrators and standards | N/A
33480 KFH-03-B1-RS-065-002 | 70201783 | REAGENT LIAISON® HSV, IGG | KIT | #VALUE! | 310800 | 140 | DIASORIN...... | 2 | LAB | Manual test kits and quality controls and calibrators and standards | N/A
33480 KFH-03-B1-RS-065-002 | 70200148 | REAGENT LIAISON® MEASLES IGM CONTROL | EACH | #VALUE! | 318821 | 8 | DIASORIN...... | 2 | LAB | Manual test kits and quality controls and calibrators and standards | N/A
33480 KFH-03-B1-RS-065-002 | 241117997 | REAGENT LIASON BIOTRIN PARVOVIRUS B19 IgG, 50 TEST/ KIT, 317000 | KIT | 58 | 317000 | 12 | DIASORIN...... | 2 | LAB | Manual test kits and quality controls and calibrators and standards | N/A
33480 KFH-03-B1-RS-065-002 | 241117999 | REAGENT LIASON BIOTRIN PARVOVIRUS B19 IgM,50 TEST/ KIT, 317010 | KIT | 57 | 317010 | 12 | DIASORIN...... | 2 | LAB | Manual test kits and quality controls and calibrators and standards | N/A
33480 KFH-03-B1-RS-065-002 | 241117998 | REAGENT LIASON CONTROL BIOTRIN PARVOVIRUS B19 IgG,2 BOTTLES/ KIT, 317001 | KIT | 67 | 317001 | 6 | DIASORIN...... | 2 | LAB | Manual test kits and quality controls and calibrators and standards | N/A
33480 KFH-03-B1-RS-065-002 | 241118000 | REAGENT LIASON CONTROL BIOTRIN PARVOVIRUS B19 IgM,2 BOTTLES/ KIT, 317011 | KIT | 67 | 317011 | 6 | DIASORIN...... | 2 | LAB | Manual test kits and quality controls and calibrators and standards | N/A
33480 KFH-03-B1-RS-065-002 | 70201796 | REAGENT MEASLES IGG | KIT | #VALUE! | 318810 | 160 | DIASORIN...... | 2 | LAB | Manual test kits and quality controls and calibrators and standards | N/A
33480 KFH-03-B1-RS-065-002 | 70200243 | REAGENT MONONUCLEOSIS TEST KIT | KIT | #VALUE! | 20121 | 30 | QUIDEL...... | 2 | LAB | Manual test kits and quality controls and calibrators and standards | N/A
33480 KFH-03-B1-RS-065-002 | 70201239 | REAGENT MOUSE KIDNEY AND STOMACH (ANA PLUS) | EACH | #VALUE! | 708150 | 42 | INOVA DIAGNOSTIC INC...... | 2 | LAB | Manual test kits and quality controls and calibrators and standards | N/A
33480 KFH-03-B1-RS-065-002 | 211694091 | REAGENT RPR CARBON SLIDE AGGLUTINATION | KIT | #VALUE! | 22152 | 12 | CYPRESS DIAGNOSTICS...... | 2 | LAB | Manual test kits and quality controls and calibrators and standards | N/A
33480 KFH-03-B1-RS-065-002 | 70200241 | REAGENT SLIDE SKIN ANTIBODY 8 WELLS/SLIDE, # 504150 | EACH | #VALUE! | 704155 | 30 | INOVA DIAGNOSTIC INC...... | 2 | LAB | Manual test kits and quality controls and calibrators and standards | N/A
33480 KFH-03-B1-RS-065-002 | 70200080 | REAGENT TOXO IGM CONTROL | KIT | #VALUE! | 310711 | 10 | DIASORIN...... | 2 | LAB | Manual test kits and quality controls and calibrators and standards | N/A
33480 KFH-03-B1-RS-065-002 | 70201792 | REAGENT VZV IGG CONTROL | KIT | #VALUE! | 310851 | 10 | DIASORIN...... | 2 | LAB | Manual test kits and quality controls and calibrators and standards | N/A
33480 KFH-03-B1-RS-065-002 | 70201784 | REAGENT VZV IGG LIAISON® | KIT | #VALUE! | 310850L | 80 | DIASORIN...... | 2 | LAB | Manual test kits and quality controls and calibrators and standards | N/A
33480 KFH-03-B1-RS-065-002 | 70201793 | REAGENT VZV IGM CONTROL | KIT | #VALUE! | 310861 | 10 | DIASORIN...... | 2 | LAB | Manual test kits and quality controls and calibrators and standards | N/A
33480 KFH-03-B1-RS-065-002 | 70201785 | REAGENT VZV IGM IGG LIAISON® | KIT | #VALUE! | 310860 | 60 | DIASORIN...... | 2 | LAB | Manual test kits and quality controls and calibrators and standards | N/A
33480 KFH-03-B1-RS-065-002 | 70203120 | SOLUTION LIAISON - LIQUI - NOX # 1232 | EACH | 34 | 1232 | 3 | DIASORIN...... | 2 | LAB | Laboratory electrophoresis and blotting system and supplies | N/A
33480 KFH-03-B1-RS-065-002 | 70203118 | STARTER KIT LIAISON® 319200 FOR IMMUNOASSAY ANALYZER | KIT | 22 | 319200 | 50 | DIASORIN...... | 2 | LAB | Laboratory electrophoresis and blotting system and supplies | N/A
33480 KFH-03-B1-RS-065-002 | 211700541 | TEST ANTI-HDV ASSAY CONTROL | KIT | #VALUE! | 311261 | 8 | SORIN...... | 2 | LAB | Manual test kits and quality controls and calibrators and standards | N/A
33480 KFH-03-B1-RS-065-002 | 211700542 | TEST ANTI-HDV SERUM AND PLASMA AND CADAVERIC SPECIMENS | KIT | #VALUE! | 311260 | 60 | SORIN...... | 2 | LAB | Manual test kits and quality controls and calibrators and standards | N/A
33480 KFH-03-B1-RS-065-002 | 70202251 | TEST REAGENT ANTIBODY IGG PAN MALARIA | KIT | #VALUE! | KAPDMA | 240 | DIASORIN...... | 2 | LAB | Manual test kits and quality controls and calibrators and standards | N/A
33480 KFH-03-B1-RS-065-002 | 233434117 | TIPS CONDUCTIVE ETI-MAX SMALL DISPOSABLE | BOX | #VALUE! | X0003 | 20 | DIASORIN...... | 2 | LAB | Laboratory stands and racks and trays | N/A
33480 KFH-03-B1-RS-065-002 | 70202399 | TIPS LIAISON XL DITI 6912 DISPOSABLE, # X0015 | BOX | 41 | X0015 | 15 | DIASORIN...... | 2 | LAB | Laboratory electrophoresis and blotting system and supplies | N/A
33480 KFH-03-B1-RS-065-002 | 70200834 | TUBES MICROCENTRIFUGE WITH SCREW CAPS STERILE | PACK | #VALUE! | BR780752-500A | 60 | SIGMA...... | 2 | LAB | Test Tubes | N/A
33480 KFH-03-B1-RS-065-002 | 70201644 | WASTE BAG FOR IMMUNOASSAY ANALYZER LIAISON® | BAG | #VALUE! | 318811 | 4 | DIASORIN...... | 2 | LAB | Clinical and diagnostic analyzers and accessories and supplies | N/A
33480 Main Hosp,1 Fr Balconystore,R18303 Sub-Store | 411161000404 | (DWZ)-ARCHITECT TACROLIMUS II IMX REAGENT PACK # 3C10.20 / 100TEST/KIT 1L77.25(JED) | KIT | #VALUE! | 5889057190 | 90 | ROCHE...... | 2 | LAB | Manual test kits and quality controls and calibrators and standards | N/A
33480 Main Hosp,1 Fr Balconystore,R18303 Sub-Store | 411158000314 | ARCHITECT ANTI-HBS REAGENT # 7C18.20(JED) | KIT | #VALUE! | 5894816190 | 70 | ROCHE...... | 2 | LAB | Manual test kits and quality controls and calibrators and standards | N/A
33480 Main Hosp,1 Fr Balconystore,R18303 Sub-Store | 240914100 | NEGATIVE CONTROL SERUM KIT | KIT | #VALUE! | 11N508 | 8 | STANDARD DIAGNOSTIC...... | 2 | LAB | Manual test kits and quality controls and calibrators and standards | N/A
33480 Main Hosp,1 Fr Balconystore,R18303 Sub-Store | 221330 | PLATES MICROTITER-U 12.8X8.6CM POLYSTERENE DISPOSABLE (36) | EACH | #VALUE! | 268152 | 100 | NUNC...... | 2 | LAB | Tissue culture and high throughput screening supplies | N/A
33480 Main Hosp,1 Fr Balconystore,R18303 Sub-Store | 236695981 | POSITIVE CONTROL SERUM | VIAL | #VALUE! | 11P508 | 8 | STANDARD DIAGNOSTIC...... | 2 | LAB | Manual test kits and quality controls and calibrators and standards | N/A
33480 Main Hosp,1 Fr Balconystore,R18303 Sub-Store | 211695805 | QUALITY CONTROL INFECTIOUS DESEASE VIROCLEAR SINGLE LEVEL | EACH | #VALUE! | 106 | 130 | BIO-RAD...... | 2 | LAB | Manual test kits and quality controls and calibrators and standards | N/A
33480 Main Hosp,1 Fr Balconystore,R18303 Sub-Store | 2829 | REAGENT ANTIBODY ANTI-CARDIOLIPIN IGA | KIT | #VALUE! | 708635 | 24 | DIASORIN INC\....... | 2 | LAB | Manual test kits and quality controls and calibrators and standards | N/A
33480 Main Hosp,1 Fr Balconystore,R18303 Sub-Store | 70201006 | REAGENT BRUCELLA ABORTUS STAINED ANTIGEN | BOTTLE | #VALUE! | OD095 | 40 | OMEGA...... | 2 | LAB | Manual test kits and quality controls and calibrators and standards | N/A
33480 Main Hosp,1 Fr Balconystore,R18303 Sub-Store | 14456 | REAGENT CORE (ANTI HBC -IGG TEST) | EACH | 1 |  | 160 | OTHERS...... | 2 | LAB | Manual test kits and quality controls and calibrators and standards | N/A
33480 Main Hosp,1 Fr Balconystore,R18303 Sub-Store | 211696300 | REAGENT ETI-BETA2 GLYCOPROTEIN IGA | KIT | #VALUE! | 708675 | 30 | DIASORIN...... | 2 | LAB | Manual test kits and quality controls and calibrators and standards | N/A
33480 Main Hosp,1 Fr Balconystore,R18303 Sub-Store | 211696301 | REAGENT ETI-BETA2 GLYCOPROTEIN IGM | KIT | #VALUE! | 708670 | 42 | DIASORIN...... | 2 | LAB | Manual test kits and quality controls and calibrators and standards | N/A
33480 Main Hosp,1 Fr Balconystore,R18303 Sub-Store | 70201120 | REAGENT HERPES SIMPLEX VIRUS (HSV) TYPES 1 AND II | EACH | #VALUE! | 5572185190 | 60 | ROCHE...... | 2 | LAB | Manual test kits and quality controls and calibrators and standards | N/A
33480 Main Hosp,1 Fr Balconystore,R18303 Sub-Store | 411061000059 | REAGENT HTLV I/II ORTHO 480TEST # 9196023(JED) | KIT | #VALUE! | 7091656190 | 40 | ROCHE...... | 2 | LAB | Manual test kits and quality controls and calibrators and standards | N/A
33480 Main Hosp,1 Fr Balconystore,R18303 Sub-Store | 70202525 | REAGENT INNO-LIA SYPHILIS ANTIBODY CONFIRMATORY | KIT | #VALUE! | 80542 | 20 | INNOGENETICS...... | 2 | LAB | Manual test kits and quality controls and calibrators and standards | N/A
33480 Main Hosp,1 Fr Balconystore,R18303 Sub-Store | 70200546 | REAGENT QF HEP-2 ANA KIT | KIT | #VALUE! | 30472 | 100 | BIO-RAD...... | 2 | LAB | Manual test kits and quality controls and calibrators and standards | N/A
33480 Main Hosp,1 Fr Balconystore,R18303 Sub-Store | 70203023 | REAGENT TEST STRIPS | BOX | #VALUE! | 11FK45 | 30 | STANDARD DIAGNOSTIC...... | 2 | LAB | Manual test kits and quality controls and calibrators and standards | N/A
33480 Main Hosp,1 Fr Balconystore,R18303 Sub-Store | 70200629 | REAGENT VIROTROL HIV-1 AG | BOTTLE | #VALUE! | 108A | 100 | BIO-RAD...... | 2 | LAB | Clinical and diagnostic analyzer reagents | N/A
33480 Main Hosp,1 Fr Balconystore,R18303 Sub-Store | 241949898 | TEST KIT HUMAN HERPES VIRUS | EACH | #VALUE! | 5572193190 | 45 | ROCHE...... | 2 | LAB | Manual test kits and quality controls and calibrators and standards | N/A
33480 Main Hosp,1 Fr Balconystore,R18303 Sub-Store | 241116215 | TEST KIT VIROTROL I QC MATERIAL | EACH | #VALUE! | 168 | 100 | BIO-RAD...... | 2 | LAB | Manual test kits and quality controls and calibrators and standards | N/A
33480 Main Hosp,1 Fr Balconystore,R18303 Sub-Store | 70202089 | TRAY UTILITY LABORATORY FOR AUTO LIPA STRIPS PACK/25 TRAYS | PACK | 1 |  | 30 | OTHERS...... | 2 | LAB | Laboratory stands and racks and trays | N/A
33482 KFH-03-B1-RS-065-002 | 70201308 | DNA POLYMERASE TAQ FAST START | KIT | #VALUE! | 4738403001 | 8 | ROCHE...... | 2 | LAB | Polymerase chain reaction PCR and reverse transcriptase polymerase chain reaction RT PCR products | N/A
33482 KFH-03-B1-RS-065-002 | 70202785 | DYE TERMINATOR CLEANSEQ REMOVAL KIT | KIT | #VALUE! | A29154 | 54 | BECKMAN COULTER...... | 2 | LAB | Dyes | N/A
33482 KFH-03-B1-RS-065-002 | 70201270 | E-GEL AGAROSE | EACH | #VALUE! | G800802 | 150 | THERMO FISHER SCIENTIFIC ...... | 2 | LAB | Laboratory electrophoresis and blotting system and supplies | N/A
33482 KFH-03-B1-RS-065-002 | 70201337 | REAGENT AMPURE KIT | KIT | #VALUE! | A29152 | 72 | BECKMAN COULTER...... | 2 | LAB | Polymerase chain reaction PCR and reverse transcriptase polymerase chain reaction RT PCR products | N/A
33482 KFH-03-B1-RS-065-002 | 211695657 | REAGENT HLA CHIMERISM WHOLE BLOOD CD3 POSITIVE SELECTION KIT | EACH | #VALUE! | 17871C | 120 | STEM CELL TECHNOLOGIES...... | 2 | LAB | Manual test kits and quality controls and calibrators and standards | N/A
33482 KFH-03-B1-RS-065-002 | 211695656 | REAGENT HLA CHIMERISM WHOLE BLOOD MYELOID POSITIVE SELECTION COCKTAIL | EACH | #VALUE! | 17884C | 120 | STEM CELL TECHNOLOGIES...... | 2 | LAB | Manual test kits and quality controls and calibrators and standards | N/A
33482 KFH-03-B1-RS-065-002 | 70200780 | REAGENT TRISOL 100ML | EACH | #VALUE! | 15596-026 | 36 | INVITROGEN...... | 2 | LAB | Manual test kits and quality controls and calibrators and standards | N/A
33482 KFH-03-B1-RS-065-002 | 70202159 | REAGENT, SUPERSCRIPT ONE STEP RT-PCR SYSTEM WITH PLATINUM TAQ DNA POLYMERASE | EACH | #VALUE! | 12574-035 | 48 | INVITROGEN...... | 2 | LAB | Clinical and diagnostic analyzer reagents | N/A
33482 KFH-03-B1-RS-065-002 | 221000438 | VIALS DMSO/DEXTRAN/REMAINDER WATER, 50ML FILL VOLUME | EACH | #VALUE! | CD-50 | 30 | ORIGEN BIOMEDICAL...... | 2 | LAB | General laboratory glassware and plasticware and supplies | N/A
33485 KFH-03-B1-RS-065-002 | 211668503 | CRYOMAS FREEZING BAG FOR STEM CELL 250 ML | BOX | #VALUE! | 200-074-401 | 120 | ORIGEN BIOMEDICAL...... | 2 | LAB | Specimen collection and transport containers and supplies | N/A
33485 KFH-03-B1-RS-065-002 | 77386 | REAGENT DMSO/DEXTRAN 40 7.2ML | PACK | #VALUE! | SD-10-1 | 300 | ORIGEN BIOMEDICAL...... | 2 | LAB | Manual test kits and quality controls and calibrators and standards | N/A
33485 KFH-03-B1-RS-065-002 | 241949156 | TEST KIT COMPLETE CLINIMACS CD34 | KIT | #VALUE! | 178-01 | 5 | MILTENYI BIOTEC...... | 2 | LAB | Manual test kits and quality controls and calibrators and standards | N/A
33485 KFH-03-B1-RS-065-002 | 221000438 | VIALS DMSO/DEXTRAN/REMAINDER WATER, 50ML FILL VOLUME | EACH | #VALUE! | CD-50 | 360 | ORIGEN BIOMEDICAL...... | 2 | LAB | General laboratory glassware and plasticware and supplies | N/A
33490 Main Hosp,1 Fr Balconystore,R18304 Sub-Store | 241949932 | ANTI HUMAN LEUKOCYTE CD3 PERCP | VIAL | 1 |  | 15 | OTHERS...... | 2 | LAB | Clinical and diagnostic analyzer reagents | N/A
33490 Main Hosp,1 Fr Balconystore,R18304 Sub-Store | 411161000402 | HEMOTROL HIGH 2X1ML # 022.003.002(JED) | EACH | 23 | 022.003.002 | 13 | EUROTROL...... | 2 | LAB | Manual test kits and quality controls and calibrators and standards | N/A
33490 Main Hosp,1 Fr Balconystore,R18304 Sub-Store | 411161000400 | HEMOTROL LOW CONTROL 2X1ML # 022.001.002(JED) | EACH | 30 | 022.001.002 | 13 | EUROTROL...... | 2 | LAB | Manual test kits and quality controls and calibrators and standards | N/A
33490 Main Hosp,1 Fr Balconystore,R18304 Sub-Store | 411161000401 | HEMOTROL NORMAL 2X1ML # 022.002.002(JED) | EACH | 25 | 022.002.002 | 13 | EUROTROL...... | 2 | LAB | Manual test kits and quality controls and calibrators and standards | N/A
33490 Main Hosp,1 Fr Balconystore,R18304 Sub-Store | 70200430 | POOLED HUMAN AB SERUM | EACH | #VALUE! | H4522-100ML | 45 | SIGMA ALDRICH...... | 2 | LAB | Manual test kits and quality controls and calibrators and standards | N/A
33490 Main Hosp,1 Fr Balconystore,R18304 Sub-Store | 241106017 | REAGENT ASHI PT MOLECULAR TYPING | KIT | #VALUE! | HT | 1 | ASHI-HLA...... | 2 | LAB | Manual test kits and quality controls and calibrators and standards | N/A
33490 Main Hosp,1 Fr Balconystore,R18304 Sub-Store | 241106015 | REAGENT ASHI PT SCREEN/ID AND XM | KIT | #VALUE! | AC | 1 | ASHI-HLA...... | 2 | LAB | Manual test kits and quality controls and calibrators and standards | N/A
33490 Main Hosp,1 Fr Balconystore,R18304 Sub-Store | 241106016 | REAGENT ASHI PT SUPPLEMENTAL # ACC KIT | KIT | 32 | ACC | 1 | ASHI-HLA...... | 2 | LAB | Manual test kits and quality controls and calibrators and standards | N/A
33490 Main Hosp,1 Fr Balconystore,R18304 Sub-Store | 75487 | REAGENT CD19 PE | EACH | 1 |  | 150 | OTHERS...... | 2 | LAB | Manual test kits and quality controls and calibrators and standards | N/A
33490 Main Hosp,1 Fr Balconystore,R18304 Sub-Store | 108751 | REAGENT HEPES BUFFER | EACH | #VALUE! | H0887 | 8 | SIGMA ALDRICH...... | 2 | LAB | Manual test kits and quality controls and calibrators and standards | N/A
33490 Main Hosp,1 Fr Balconystore,R18304 Sub-Store | 70200270 | REAGENT RPMI 1640 500ML | BOTTLE | #VALUE! | R8758-500ML | 100 | SIGMA ALDRICH...... | 2 | LAB | Manual test kits and quality controls and calibrators and standards | N/A
33493 MainHosp,1 Fr Balcony store,R18302 Sub-Store | 241121607 | CONSUMABLE PIPETTE TIPS PACK, # 7084307001 | PACK | 1 |  | 100 | OTHERS...... | 2 | LAB | Pipette tips | N/A
33493 MainHosp,1 Fr Balcony store,R18302 Sub-Store | 411158000420 | SPECIMEN LABEL FOR COBAS® 8100, SIZE:53MM X 29.5MM ROLL,ROCHE # 7084269001 | ROLL | 1 |  | 110 | OTHERS...... | 2 | LAB | Laboratory tapes and labels | N/A
33493 MainHosp,1 Fr Balcony store,R18302 Sub-Store | 211697210 | STOPPER TUBE WITH TONGUES 12MM | EACH | 1 |  | 40000 | OTHERS...... | 2 | LAB | Test Tubes | N/A
33493 MainHosp,1 Fr Balcony store,R18302 Sub-Store | 241121708 | TEST TUBES BOROSILICATE GLASS SCREW CAP | CS/1000 | 1 |  | 1700 | OTHERS...... | 2 | LAB | Test Tubes | N/A
33493 MainHosp,1 Fr Balcony store,R18302 Sub-Store | 411062000465 | TRANSPORT MEDIA M4RT FEMAL/MALE KIT FOR VIRUSES & CHLAMYDIA (SWINE FLU SPECIMEN)(JED) # R12578 | KIT | 1 |  | 6000 | OTHERS...... | 2 | LAB | Manual test kits and quality controls and calibrators and standards | N/A
33495 MainHosp,1 Fr Balconystore,R18302 Sub-Store | 211697001 | REAL TIME EBV ASSAY # 8N54.85 | KIT | 1 |  | 50 | OTHERS...... | 2 | LAB | Manual test kits and quality controls and calibrators and standards | N/A
33535 KFH-01-01-RD-041-069 | 210059503 | GENERATOR RADIOACTIVE GERMANIUM 68 / GALLIUM 68Ga | EACH | #VALUE! | GalliaPharm® 68Ge/68Ga G | 2 | ECKERT & ZEIGLER...... | 2 | LAB | Isotopes | N/A
33535 KFH-01-01-RD-041-069 | 138075100 | TECHNETIUM 99M STERILE GENERATOR TC99M | EACH | #VALUE! | MCD33-810.8MCI | 104 | GE HEALTHCARE...... | 2 | LAB |  | N/A
34000 MainHosp,3 Fr,NursingDome,R32402 | 242106100 | CYTOLOGY FIXATIVE SOLUTION PRESERVE COLORLESS 20ML/VIAL | BOX | #VALUE! | 70098-001 | 6 | CYTYC...... | 2 | LAB | Manual test kits and quality controls and calibrators and standards | N/A
34000 MainHosp,3 Fr,NursingDome,R32402 | 242106100 | CYTOLOGY FIXATIVE SOLUTION PRESERVE COLORLESS 20ML/VIAL | BOX | #VALUE! | 70098-002 | 6 | CYTYC...... | 2 | LAB | Manual test kits and quality controls and calibrators and standards | N/A
80003 CCC-01-01-LAB-069-XXX | 217859108 | ANALYTE ClinChek® WHOLE BLOOD CONTROL LYOPHIL ( LEVEL I, II, III ) 2ML 2SETS/PK FOR IMMUNOSUPPRESANTS | EACH | #VALUE! | 8833 | 3 | RECIPE...... | 2 | LAB | Manual test kits and quality controls and calibrators and standards | N/A
80003 CCC-01-01-LAB-069-XXX | 217859101 | BUFFER SPE CLinMASS® 1000ML FOR LC-MS/MS LIQUID HANDLING SYSTEM | EACH | #VALUE! | MS1009 | 40 | RECIPE...... | 2 | LAB | Laboratory electrophoresis and blotting system and supplies | N/A
80003 CCC-01-01-LAB-069-XXX | 217859107 | CALIBRATOR SET WHOLE BLOOD LYOPHIL (LEVEL 0-6 ) 2ML FOR IMMUNOSUPPRESANTS | EACH | #VALUE! | 9933 | 6 | RECIPE...... | 2 | LAB | Manual test kits and quality controls and calibrators and standards | N/A
80003 CCC-01-01-LAB-069-XXX | 217859109 | CHEMICAL METHANOL OPTIMA™ LC/MS 4L | EACH | #VALUE! | A456-4 | 1 | FISHER SCIENTIFIC...... | 2 | LAB | Manual test kits and quality controls and calibrators and standards | N/A
80003 CCC-01-01-LAB-069-XXX | 217859104 | COLUMN ANALYTICAL WITH TEST CHROMATOGRAM FOR LC-MS/MS LIQUID HANDLING SYSTEM | EACH | #VALUE! | MS1030 | 10 | RECIPE...... | 2 | LAB | Chromatographic measuring instruments and accessories | N/A
80003 CCC-01-01-LAB-069-XXX | 217859105 | COLUMN SPE CLinMASS® FOR LC-MS/MS LIQUID HANDLING SYSTEM | EACH | #VALUE! | MS1031 | 10 | RECIPE...... | 2 | LAB | Chromatographic measuring instruments and accessories | N/A
80003 CCC-01-01-LAB-069-XXX | 217859106 | CONSUMABLE INTERNAL STANDARD LYOPHIL CLinMASS® 3ML 3/PK FOR LC-MS/MS LIQUID HANDLING SYSTEM | EACH | #VALUE! | MS1412 | 30 | RECIPE...... | 2 | LAB | Manual test kits and quality controls and calibrators and standards | N/A
80003 CCC-01-01-LAB-069-XXX | 217859103 | CONSUMABLE P PRECIPITANT CLinMASS® 80ML FOR LC-MS/MS LIQUID HANDLING SYSTEM | EACH | #VALUE! | MS1021 | 25 | RECIPE...... | 2 | LAB | Nucleic acid DNA and RNA extraction and purification and quantitation kits and components | N/A
80003 CCC-01-01-LAB-069-XXX | 217859102 | MOBILE PHASE CLinMASS® 1000ML FOR LC-MS/MS LIQUID HANDLING SYSTEM | EACH | #VALUE! | MS1010 | 50 | RECIPE...... | 2 | LAB | Chromatographic measuring instruments and accessories | N/A
80003 CCC-01-01-LAB-069-XXX | 217859100 | SOLUTION WASHING CLinMASS® 1000ML FOR AUTOSAMPLER | EACH | #VALUE! | MS1005 | 10 | RECIPE...... | 2 | LAB | Chromatographic measuring instruments and accessories | N/A
80100 CCC-01-FF-A4-205 | 70202148 | AMPLIFICATION KIT, AMPFISTR IDENTIFILER PCR | KIT | #VALUE! | 4322288 | 3 | APPLIED BIOSYSTEMS LTD...... | 2 | LAB | Polymerase chain reaction PCR and reverse transcriptase polymerase chain reaction RT PCR products | N/A
80100 CCC-01-FF-A4-205 | 227066101 | AMPLITAQ GOLD DNA POLYMERASE WITH BUFFER (250 UNITS) | EACH | #VALUE! | N8080241 | 30 | APPLIED BIOSYSTEMS LTD...... | 2 | LAB | Polymerase chain reaction PCR and reverse transcriptase polymerase chain reaction RT PCR products | N/A
80100 CCC-01-FF-A4-205 | 212000171 | ANTIBODY MONOCLONAL ANTI-DLX1 PRODUCED IN MOUSE | EACH | #VALUE! | SAB1403738-100UG | 3 | SIGMA ALDRICH...... | 2 | LAB | Manual test kits and quality controls and calibrators and standards | N/A
80100 CCC-01-FF-A4-205 | 213679600 | BLOTTING IMMOBILON-P MEMBRANE, PVDF, 0.45 uM, 26 X 26 CM SHEET | EACH | #VALUE! | IPVH304F0 | 25 | MERCK MILLIPORE...... | 2 | LAB | Laboratory electrophoresis and blotting system and supplies | N/A
80100 CCC-01-FF-A4-205 | 213676800 | CHEMICAL TARGET RETRIEVAL SOLUTION, pH 9 | EACH | #VALUE! | S236784-2 | 8 | AGILENT TECHNOLOGIES...... | 2 | LAB | Vectors | N/A
80100 CCC-01-FF-A4-205 | 98432 | CUVETTE POLYSTYRENE | PACK | #VALUE! | 2239955 | 100 | BIO-RAD LABORATORIES...... | 2 | LAB | General laboratory glassware and plasticware and supplies | N/A
80100 CCC-01-FF-A4-205 | 211696202 | DNA PROBE GENESCAN™ 500 LIZ™ DYE SIZE STANDARD | EACH | #VALUE! | 4322682 | 10 | APPLIED BIOSYSTEMS LTD...... | 2 | LAB | Manual test kits and quality controls and calibrators and standards | N/A
80100 CCC-01-FF-A4-205 | 248698205 | DNA TEST METHYLATED/NON-METHYLATED | EACH | #VALUE! | S7821 | 5 | SIGMA ALDRICH...... | 2 | LAB | Manual test kits and quality controls and calibrators and standards | N/A
80100 CCC-01-FF-A4-205 | 213670142 | ELECTROPHORESIS BUFFER 10X TRIS/GLYCINE/SDS | EACH | #VALUE! | 1610772EDU | 30 | BIO-RAD LABORATORIES...... | 2 | LAB | Deoxyribonucleic acid DNA analysis kits | N/A
80100 CCC-01-FF-A4-205 | 213679603 | IMMOBILON-E PVDF MEMBRANE, 7CM X 8.4CM, 50 SHEETS | EACH | #VALUE! | IEVH07850 | 1 | SIGMA ALDRICH...... | 2 | LAB | Laboratory electrophoresis and blotting system and supplies | N/A
80100 CCC-01-FF-A4-205 | 217848604 | MARKER COLORBURST ELECTROPHORESIS (HS CODE: 38220000) | EACH | #VALUE! | C1992-1VL | 1 | MERCK...... | 2 | LAB | Laboratory electrophoresis and blotting system and supplies | N/A
80100 CCC-01-FF-A4-205 | 211698560 | PLATE INSERT CONTROL BIOCOAT WITH 8.0 ?M PET MEMBRANE IN TWO 24-WELL | CASE | #VALUE! | 354578 | 30 | CORNING...... | 2 | LAB | Tissue culture and high throughput screening supplies | N/A
80100 CCC-01-FF-A4-205 | 213678509 | REAGENT 10X TRIS/GLYCINE NATIVE RUNNING BUFFER | EACH | #VALUE! | 1610771EDU | 30 | BIO-RAD LABORATORIES...... | 2 | LAB | Laboratory electrophoresis and blotting system and supplies | N/A
80100 CCC-01-FF-A4-205 | 241119755 | REAGENT ANTI-CDH4 ANTIBODY PRODUCED IN RABBIT, 100UL | EACH | #VALUE! | SAB2100388-100UL | 2 | SIGMA ALDRICH...... | 2 | LAB | Manual test kits and quality controls and calibrators and standards | N/A
80100 CCC-01-FF-A4-205 | 211695221 | REAGENT ANTI-TWIST (1OE4E6) MOUSE MONOCLONAL ANTIBODY | EACH | #VALUE! | AB175430 | 4 | ABCAM...... | 2 | LAB | Manual test kits and quality controls and calibrators and standards | N/A
80100 CCC-01-FF-A4-205 | 241119752 | REAGENT ANTI-ZNF677 ANTIBODY, 100UL | EACH | #VALUE! | HPA024796-100UL | 2 | SIGMA ALDRICH...... | 2 | LAB | Manual test kits and quality controls and calibrators and standards | N/A
80100 CCC-01-FF-A4-205 | 241119969 | REAGENT BUGBUSTER MASTER MIX 500ML | EACH | #VALUE! | 71456-4 | 1 | MERCK...... | 2 | LAB | Manual test kits and quality controls and calibrators and standards | N/A
80100 CCC-01-FF-A4-205 | 241119848 | REAGENT CPGENOME UNIVERSAL UNMETHYLATED DNA 10UG | EACH | #VALUE! | S7822 | 1 | SIGMA ALDRICH...... | 2 | LAB | Manual test kits and quality controls and calibrators and standards | N/A
80100 CCC-01-FF-A4-205 | 213680400 | REAGENT ENVISION AND DETECTION SYSTEM PEROXIDASE/DAB, RABBIT/MOUSE, HRP, RABBIT/MOUSE (DAB+) IMMUNOHISTOCHEMISTRY VISUALIZATION, 150 TESTS | EACH | #VALUE! | K406511-2 | 6 | AGILENT TECHNOLOGIES...... | 2 | LAB | Laboratory electrophoresis and blotting system and supplies | N/A
80100 CCC-01-FF-A4-205 | 210057444 | REAGENT EXOSAP-IT PCR PRODUCT CLEANUP, 4X1ML, 2000 RXN | EACH | #VALUE! | 78202.4X.1.ML | 60 | APPLIED BIOSYSTEMS...... | 2 | LAB | Polymerase chain reaction PCR and reverse transcriptase polymerase chain reaction RT PCR products | N/A
80100 CCC-01-FF-A4-205 | 211681007 | REAGENT GC-RICH TAQ POLYMERASE DNA KIT, 200RXN | EACH | #VALUE! | GC-200 | 5 | SAUDI DIAGNOSTICS HOLDING...... | 2 | LAB | Manual test kits and quality controls and calibrators and standards | N/A
80100 CCC-01-FF-A4-205 | 241119634 | REAGENT IMMOBILON ECL ULTRA WESTERN HRP SUBSTRATE | EACH | #VALUE! | WBULS0500 | 1 | MERCK...... | 2 | LAB | Manual test kits and quality controls and calibrators and standards | N/A
80100 CCC-01-FF-A4-205 | 241117442 | REAGENT KIT SALSA MLPA EK5, 500 RXN - FAM | EACH | #VALUE! | EK5-FAM | 1 | MRC HOLLAND...... | 2 | LAB | Manual test kits and quality controls and calibrators and standards | N/A
80100 CCC-01-FF-A4-205 | 241119636 | REAGENT LUMINATA FORTE WESTERN HRP SUBSTRATE | EACH | #VALUE! | WBLUF0100 | 1 | MERCK...... | 2 | LAB | Manual test kits and quality controls and calibrators and standards | N/A
80100 CCC-01-FF-A4-205 | 241119756 | REAGENT MONOCLONAL ANTI-CDH4 ANTIBODY PRODUCED IN MOUSE, 100UG | EACH | #VALUE! | WH0001002M1-100UG | 2 | SIGMA ALDRICH...... | 2 | LAB | Manual test kits and quality controls and calibrators and standards | N/A
80100 CCC-01-FF-A4-205 | 241119892 | REAGENT P300 HUMAN DNA REFERENCE PROBEMIXES | EACH | #VALUE! | P300-100R | 1 | MRC HOLLAND...... | 2 | LAB | Manual test kits and quality controls and calibrators and standards | N/A
80100 CCC-01-FF-A4-205 | 241119857 | REAGENT PLUS HRP-DAB (ANTI-MOUSE) KIT 150 TEST | KIT | #VALUE! | ENZ-KIT160-0150 | 1 | ENZO LIFE SCIENCES...... | 2 | LAB | Manual test kits and quality controls and calibrators and standards | N/A
80100 CCC-01-FF-A4-205 | 241119856 | REAGENT PLUS HRP-DAB (ANTI-RABBIT) KIT 150 TEST | KIT | #VALUE! | ENZ-KIT159-0150 | 1 | ENZO LIFE SCIENCES...... | 2 | LAB | Manual test kits and quality controls and calibrators and standards | N/A
80100 CCC-01-FF-A4-205 | 241789104 | REAGENT POP-7 POLYMER FOR 3730/3730XL/ DNA ANALYZERS | EACH | #VALUE! | 4335615 | 6 | APPLIED BIOSYSTEMS LTD...... | 2 | LAB | Manual test kits and quality controls and calibrators and standards | N/A
80100 CCC-01-FF-A4-205 | 213681042 | REAGENT PRECISION PLUS PROTEIN DUAL COLOR STANDARDS, 2.5ML | EACH | #VALUE! | 1610394 | 25 | BIO-RAD...... | 2 | LAB | Laboratory electrophoresis and blotting system and supplies | N/A
80100 CCC-01-FF-A4-205 | 241119845 | REAGENT PROCESSING CHEMICALS 1GA | EACH | #VALUE! | P6557-1GA | 50 | SIGMA ALDRICH...... | 2 | LAB | Manual test kits and quality controls and calibrators and standards | N/A
80100 CCC-01-FF-A4-205 | 211695190 | REAGENT REBLOT PLUS STRONG ANTIBODY STRIPPING SOLUTION, (10X), 50ML | EACH | #VALUE! | 2504 | 1 | MERCK...... | 2 | LAB | Manual test kits and quality controls and calibrators and standards | N/A
80100 CCC-01-FF-A4-205 | 241119498 | REAGENT SALSA MLPA ME011 MISMATCH REPAIR GENES PROBEMIX, 100 REACTIONS | KIT | #VALUE! | ME011-100R | 1 | MRC HOLLAND...... | 2 | LAB | Manual test kits and quality controls and calibrators and standards | N/A
80100 CCC-01-FF-A4-205 | 241119497 | REAGENT SALSA MLPA P003 MLH1/MSH2 PROBEMIX, 100 REACTIONS | KIT | #VALUE! | P003-100R | 1 | MRC HOLLAND...... | 2 | LAB | Manual test kits and quality controls and calibrators and standards | N/A
80100 CCC-01-FF-A4-205 | 241119499 | REAGENT SALSA MLPA P072 MSH6-MUTYH PROBEMIX, 100 REACTIONS | KIT | #VALUE! | P072-100R | 1 | MRC HOLLAND...... | 2 | LAB | Manual test kits and quality controls and calibrators and standards | N/A
80100 CCC-01-FF-A4-205 | 241119972 | REAGENT SALSA MLPA PROBEMIX P008 PMS2-100 RXN | EACH | #VALUE! | P008-100R | 1 | MRC HOLLAND...... | 2 | LAB | Manual test kits and quality controls and calibrators and standards | N/A
80100 CCC-01-FF-A4-205 | 241117399 | REAGENT SHANDON GILL 2 HEMATOXYLIN | EACH | #VALUE! | 6765008 | 12 | THERMO FISHER SCIENTIFIC ...... | 2 | LAB | Manual test kits and quality controls and calibrators and standards | N/A
80100 CCC-01-FF-A4-205 | 213670758 | REAGENT SODIUM DODECYL SULFATE SOLUTION 500ML | EACH | #VALUE! | 71736-500ML | 30 | SIGMA ALDRICH...... | 2 | LAB | Deoxyribonucleic acid DNA analysis kits | N/A
80100 CCC-01-FF-A4-205 | 200111064 | REAGENT STAT3 (F-2) MOUSE MONOCLONAL ANTIBODY | EACH | #VALUE! | SC-8019 | 4 | SANTA CRUZ BIOTECHNOLOGY...... | 2 | LAB | Clinical and diagnostic analyzer reagents | N/A
80100 CCC-01-FF-A4-205 | 70202152 | REAGENT TAQMAN GENOTYPING MASTER MIX | EACH | #VALUE! | 4371355 | 2 | APPLIED BIOSYSTEMS LTD...... | 2 | LAB | Polymerase chain reaction PCR and reverse transcriptase polymerase chain reaction RT PCR products | N/A
80100 CCC-01-FF-A4-205 | 241119548 | REAGENT TAQPATH PROAMP MASTER MIX, 1 X 10 ML | EACH | #VALUE! | A30866 | 1 | APPLIED BIOSYSTEMS...... | 2 | LAB | Manual test kits and quality controls and calibrators and standards | N/A
80100 CCC-01-FF-A4-205 | 213676806 | REAGENT TARGET RETRIEVAL SOLUTION, pH6, (x10) CONCENTRATE, 500ml | EACH | #VALUE! | S236984-2 | 4 | AGILENT TECHNOLOGIES...... | 2 | LAB | Vectors | N/A
80100 CCC-01-FF-A4-205 | 211696391 | REAGENT TOPO TA CLONING KIT FOR SEQUENCING, 50 REACTIONS | KIT | #VALUE! | K457540 | 10 | INVITROGEN...... | 2 | LAB | Manual test kits and quality controls and calibrators and standards | N/A
80100 CCC-01-FF-A4-205 | 241119754 | REAGENT TRANSFORMING GROWTH FACTOR-?1 HUMAN, 50UG | EACH | #VALUE! | T7039-50UG | 2 | SIGMA ALDRICH...... | 2 | LAB | Manual test kits and quality controls and calibrators and standards | N/A
80100 CCC-01-FF-A4-205 | 241119962 | REAGENT VIMENTIN ANTIBODY 200UG/ML | EACH | #VALUE! | SC-6260 | 3 | SANTA CRUZ BIOTECHNOLOGY...... | 2 | LAB | Manual test kits and quality controls and calibrators and standards | N/A
80100 CCC-01-FF-A4-205 | 241119731 | REAGENT VYSIS 10Q11 RET BREAK-APART FISH PROBE KIT RUO | EACH | #VALUE! | 8N31.60 | 1 | ABBOTT MOLECULAR...... | 2 | LAB | Manual test kits and quality controls and calibrators and standards | N/A
80100 CCC-01-FF-A4-205 | 236695559 | REAGENT, EOSIN Y ALCOHOLIC, PACK/4 LITERS | EACH | #VALUE! | 6766008 | 12 | THERMO FISHER SCIENTIFIC...... | 2 | LAB | Manual test kits and quality controls and calibrators and standards | N/A
80100 CCC-01-FF-A4-205 | 241117401 | SEQUENCING KIT DGTP BIGDYE® TERMINATOR V3.0 READY REACTION CYCLE, 100 REACTIONS | EACH | #VALUE! | 4390229 | 14 | APPLIED BIOSYSTEMS LTD...... | 2 | LAB | Deoxyribonucleic acid DNA sequencing products | N/A
80100 CCC-01-FF-A4-205 | 211700805 | TIPS PIPETTE ART BARRIER HINGED RACK 20UL FILTERED STERILE | CASE | #VALUE! | 2149P-HR | 4 | THERMO FISHER SCIENTIFIC...... | 2 | LAB | Pipette tips | N/A
80100 CCC-01-FF-A4-205 | 211145106 | TUBES REINFORCED, 2ML WITH 2.8MM CERAMIC BEADS | EACH | #VALUE! | 19-628 | 100 | THERMO SCIENTIFIC...... | 2 | LAB | Test Tubes | N/A
80100 CCC-01-FF-A4-212 | 241120056 | REAGENT AG 879 TRKA INHIBITOR | EACH | #VALUE! | 2617/10 | 2 | R&D SYSTEMS...... | 2 | LAB | Manual test kits and quality controls and calibrators and standards | N/A
80100 CCC-01-FF-A4-212 | 70202146 | SEQUENCING KIT BIGDYE® TERMINATOR V3.1 READY REACTION CYCLE | KIT | #VALUE! | 4337456 | 3 | APPLIED BIOSYSTEMS LTD...... | 2 | LAB | Deoxyribonucleic acid DNA sequencing products | N/A
Cytogenes | 70200462 | BUFFER SOLUTION PH 10.00 BLUE | EACH | #VALUE! | SB115-500 | 6 | FISHER SCIENTIFIC WORLD WIDE...... | 2 | LAB | Water treatment consumables | N/A
Cytogenes | 70200460 | BUFFER SOLUTION PH 4.00 COLOR CODED RED | EACH | #VALUE! | SB-101-500 | 4 | FISHER SCIENTIFIC WORLD WIDE...... | 2 | LAB | Water treatment consumables | N/A
Cytogenes | 70200461 | BUFFER SOLUTION PH 7.00 COLOR CODED YELLOW | EACH | #VALUE! | SB-107-500 | 4 | FISHER SCIENTIFIC WORLD WIDE...... | 2 | LAB | Water treatment consumables | N/A
Cytogenes | 70202280 | BUFFER TABLETS pH 6.8 | BOX | #VALUE! | 111374 | 12 | MERCK & CO\....... | 2 | LAB | Manual test kits and quality controls and calibrators and standards | N/A
Cytogenes | 70201158 | CEP PROBE SPECTRUM GREEN | KIT | #VALUE! | 6J37.07 | 10 | ABBOTT...... | 2 | LAB | Laboratory electrophoresis and blotting system and supplies | N/A
Cytogenes | 70202036 | CHEMICAL 1,3-BUTADIENE DIEPOXIDE WHITE 5ML | EACH | #VALUE! | 202533 | 4 | SIGMA ALDRICH...... | 2 | LAB | Manual test kits and quality controls and calibrators and standards | N/A
Cytogenes | 70201268 | CHEMICAL 5-BROMO-2-DEOXYURIDINE | EACH | #VALUE! | B5002-500mg | 3 | SIGMA ALDRICH...... | 2 | LAB | Polymerase chain reaction PCR and reverse transcriptase polymerase chain reaction RT PCR products | N/A
Cytogenes | 70200784 | CHEMICAL CITRIC ACID FREE ACID ANHYDROUS | EACH | #VALUE! | C0759 | 2 | SIGMA ALDRICH...... | 2 | LAB | Manual test kits and quality controls and calibrators and standards | N/A
Cytogenes | 70201265 | CHEMICAL EGTA | EACH | #VALUE! | E3889 | 4 | SIGMA ALDRICH...... | 2 | LAB | Manual test kits and quality controls and calibrators and standards | N/A
Cytogenes | 70201365 | CHEMICAL HEPES SODIUM SALT MINIMUM 99.5% 100GM | EACH | #VALUE! | H3784-100G | 6 | SIGMA...... | 2 | LAB | Manual test kits and quality controls and calibrators and standards | N/A
Cytogenes | 70201025 | CHEMICAL POTASSIUM CHLORIDE | EACH | #VALUE! | P3911 | 10 | SIGMA ALDRICH...... | 2 | LAB | Manual test kits and quality controls and calibrators and standards | N/A
Cytogenes | 70201331 | CHEMICAL SODIUM CHLORIDE | EACH | #VALUE! | S671-500 | 10 | FISHER SCIENTIFIC WORLD WIDE...... | 2 | LAB | Manual test kits and quality controls and calibrators and standards | N/A
Cytogenes | 70201031 | CHEMICAL SODIUM CITRATE 500 GM BOTTLE | EACH | #VALUE! | S4641 | 4 | SIGMA ALDRICH...... | 2 | LAB | Manual test kits and quality controls and calibrators and standards | N/A
Cytogenes | 70200822 | CHEMICAL THYMIDINE | VIAL | #VALUE! | T-9250 | 18 | SIGMA ALDRICH...... | 2 | LAB | Manual test kits and quality controls and calibrators and standards | N/A
Cytogenes | 70202189 | CLEARING AGENT | GALLON | #VALUE! | 22-143-975 | 10 | FISHER SCIENTIFIC WORLD WIDE...... | 2 | LAB | Manual test kits and quality controls and calibrators and standards | N/A
Cytogenes | 70200464 | CONSUMABLE PIPETTE TIPS ULTRA MICRO | PACK | #VALUE! | 02-681-437 | 12 | FISHER SCIENTIFIC WORLDWIDE...... | 2 | LAB | Pipette tips | N/A
Cytogenes | 214347713 | COVER GLASS ROUND CIRCLE 12MM | EACH | #VALUE! | 1190H15 | 12 | THOMAS SCIENTIFIC...... | 2 | LAB | General laboratory glassware and plasticware and supplies | N/A
Cytogenes | 70202849 | COVERSLIP LABORATORY GLASS | PACK | #VALUE! | 12-545M | 120 | FISHER SCIENTIFIC...... | 2 | LAB | General laboratory glassware and plasticware and supplies | N/A
Cytogenes | 99462 | DISPENSER PIPET-AID FILLER/DISPENSERS STANDARD MODEL | EACH | #VALUE! | 13-688-177 | 5 | BRINKMANN...... | 2 | LAB | Pipettes and liquid handling equipment and supplies | N/A
Cytogenes | 70201063 | DNA PROBE LSI 1P36/1P25 AND 19Q13/19P13 | EACH | #VALUE! | 04N60-020 | 2 | VYSIS...... | 2 | LAB | Laboratory electrophoresis and blotting system and supplies | N/A
Cytogenes | 70201220 | ETHIDIUM BROMIDE AQUEOUS SOLUTION | EACH | #VALUE! | E1510 | 8 | SIGMA ALDRICH...... | 2 | LAB | Manual test kits and quality controls and calibrators and standards | N/A
Cytogenes | 70200600 | FILTER BONDED GENERAL CHARCOAL FOR BENCHTOP FUME HOOD | EACH | #VALUE! | ACF-100 | 4 | AIRCLEAN SYSTEMS...... | 2 | LAB | Laboratory enclosures and accessories | N/A
Cytogenes | 70202833 | FILTER HEPA-FORMA INCUBATOR | EACH | #VALUE! | 760175 | 180 | THERMO ELECTRON...... | 2 | LAB | Laboratory filtering equipment and supplies | N/A
Cytogenes | 70201465 | FILTER NALGENE 0.2 UM, 500 ML (NNI#150-0020) PK/12-CS/6 | CASE | #VALUE! | 430769 | 4 | CORNING...... | 2 | LAB | Laboratory filtering equipment and supplies | N/A
Cytogenes | 70201218 | FILTER UNIT TISSUE CULTURE FILTER UNITS NALGENE 0.45UM 500ML CONSUMABLE | CASE | #VALUE! | 430770 | 4 | CORNING...... | 2 | LAB | Histology equipment | N/A
Cytogenes | 70201431 | FILTER WHATMAN VACUGUARD (PK/10) | PACK | #VALUE! | 6722-5000 | 5 | FISHER SCIENTIFIC...... | 2 | LAB | Laboratory filtering equipment and supplies | N/A
Cytogenes | 213679940 | FISH PROBE D13S319/13Q34 KIT (CE) 20 UL | VIAL | #VALUE! | 05N37-020 | 3 | VYSIS...... | 2 | LAB | Laboratory electrophoresis and blotting system and supplies | N/A
Cytogenes | 70200700 | GAMMA IRRADIATED PLASTEK COVERSLIP KITS | CASE | #VALUE! | CSGK/F | 10 | MATTEK CORP\....... | 2 | LAB | Laboratory microscope slides and supplies | N/A
Cytogenes | 70201414 | IMMERSION OIL | BOTTLE | #VALUE! | 56822-50ML | 42 | SIGMA ALDRICH...... | 2 | LAB | Laboratory microscope slides and supplies | N/A
Cytogenes | 217186130 | INSTRUMENT FORCEPS LABORATORY GENERAL PURPOSE | EACH | #VALUE! | 10-270 | 30 | FISHER SCIENTIFIC WORLD WIDE...... | 2 | LAB | Laboratory implements | N/A
Cytogenes | 70202834 | LABEL TAPE FOR LABORATORY USE | BOX | #VALUE! | 15-901-20A (WHITE) | 350 | FISHER SCIENTIFIC WORLD WIDE...... | 2 | LAB | Laboratory tapes and labels | N/A
Cytogenes | 70202834 | LABEL TAPE FOR LABORATORY USE | BOX | #VALUE! | 15-901-20B (YELLOW) | 350 | FISHER SCIENTIFIC WORLD WIDE...... | 2 | LAB | Laboratory tapes and labels | N/A
Cytogenes | 70202834 | LABEL TAPE FOR LABORATORY USE | BOX | #VALUE! | 15-901-20E (RED) | 350 | FISHER SCIENTIFIC WORLD WIDE...... | 2 | LAB | Laboratory tapes and labels | N/A
Cytogenes | 70202834 | LABEL TAPE FOR LABORATORY USE | BOX | #VALUE! | 15-901-20H (AQUA) | 210 | FISHER SCIENTIFIC WORLD WIDE...... | 2 | LAB | Laboratory tapes and labels | N/A
Cytogenes | 70202834 | LABEL TAPE FOR LABORATORY USE | BOX | #VALUE! | 15-901-20Q (VIOLET) | 350 | FISHER SCIENTIFIC WORLD WIDE...... | 2 | LAB | Laboratory tapes and labels | N/A
Cytogenes | 70201930 | LOW VISCOSITY LIQUID MOUNTING MEDIUM, CYTOSEAL, CLEAR, 4OZ | EACH | #VALUE! | 6705-A05 | 4 | CYTOSEAL...... | 2 | LAB | Manual test kits and quality controls and calibrators and standards | N/A
Cytogenes | 70201952 | MICROSCOPIC CIRCLE SLIDES TWO ETCHED 15MM FROSTED-END | PACK | #VALUE! | 71879-16 | 80 | ELECTRON MICROSCOPY SCIENCES...... | 2 | LAB | Manual test kits and quality controls and calibrators and standards | N/A
Cytogenes | 70201931 | MOUNTING MEDIUM MICROSCOPY VECTASHIELD (10ML) | EACH | #VALUE! | H-1000 | 90 | VECTOR LABS...... | 2 | LAB | Manual test kits and quality controls and calibrators and standards | N/A
Cytogenes | 70201932 | MOUNTING MEDIUM MICROSCOPY VECTASHIELD WITH DAPI (10ML) | EACH | #VALUE! | H-1200 | 60 | VECTOR LABS...... | 2 | LAB | Manual test kits and quality controls and calibrators and standards | N/A
Cytogenes | 70202074 | PEPSIN-1:60,000 (25GM BOTTLE) | BOTTLE | #VALUE! | P7012 | 3 | SIGMA ALDRICH...... | 2 | LAB | Manual test kits and quality controls and calibrators and standards | N/A
Cytogenes | 70201172 | POTASSIUM CHLORIDE FILLING SOLUTION | EACH | #VALUE! | 62308020 | 2 | METROHM...... | 2 | LAB | Manual test kits and quality controls and calibrators and standards | N/A
Cytogenes | 70201916 | PROBE D-FISH RPN1/MECOM | VIAL | #VALUE! | 6N60.10 | 5 | VYSIS...... | 2 | LAB | Laboratory electrophoresis and blotting system and supplies | N/A
Cytogenes | 70201915 | PROBE FISH KIT MDM2/CEP12 | VIAL | #VALUE! | 01N15-010 | 7 | VYSIS...... | 2 | LAB | Laboratory electrophoresis and blotting system and supplies | N/A
Cytogenes | 70200149 | PROBE VYSIS LSI SPECTRUM AQUA | VIAL | #VALUE! | 5N53.20 | 24 | ABBOTT...... | 2 | LAB | Laboratory electrophoresis and blotting system and supplies | N/A
Cytogenes | 70202212 | PTFE PRINTED SLIDES | PACK | #VALUE! | 63421-10 | 80 | ELECTRON MICROSCOPY SCIENCES...... | 2 | LAB | Manual test kits and quality controls and calibrators and standards | N/A
Cytogenes | 70201127 | REAGENT AMNIOMAX-II COMPLETE MEDIUM 100ML | EACH | #VALUE! | 11269-016 | 80 | INVITROGEN...... | 2 | LAB | Manual test kits and quality controls and calibrators and standards | N/A
Cytogenes | 70200184 | REAGENT COLCEMID SOLUTION (10UG/ML) (BOX/12 BTL) | BOX | #VALUE! | 15210040 | 160 | LIFE TECHNOLOGIES...... | 2 | LAB | Manual test kits and quality controls and calibrators and standards | N/A
Cytogenes | 70200484 | REAGENT COLLAGENASE-CLS TYPE 2 | BOTTLE | #VALUE! | 4174 | 16 | WORTHINGTON BIO CHEMICAL...... | 2 | LAB | Manual test kits and quality controls and calibrators and standards | N/A
Cytogenes | 70202389 | REAGENT EWSRI (22Q12) BREAKAPART DNA PROBE | VIAL | #VALUE! | 3N5920 | 2 | VYSIS...... | 2 | LAB | Laboratory electrophoresis and blotting system and supplies | N/A
Cytogenes | 241119291 | REAGENT FETAL BOVINE SERUM, HEAT INACTIVATED, AUSTRALIA ORIGIN 500ML | EACH | #VALUE! | 35-016-CV | 36 | CORNING...... | 2 | LAB | Clinical and diagnostic analyzer reagents | N/A
Cytogenes | 70200533 | REAGENT GENTAMYCIN SULFATE SOLUTION | EACH | #VALUE! | G1522 | 60 | SIGMA ALDRICH...... | 2 | LAB | Manual test kits and quality controls and calibrators and standards | N/A
Cytogenes | 20163 | REAGENT L-GLUTAMINE SOLUTION 200MM | EACH | #VALUE! | 25030081 | 72 | INVITROGEN...... | 2 | LAB | Manual test kits and quality controls and calibrators and standards | N/A
Cytogenes | 241118479 | REAGENT MAGNESIUM CHLORIDE SOLUTION FOR MOLECULAR BIOLOGY, 100ML | EACH | #VALUE! | M1028-100ML | 3 | SIGMA ALDRICH...... | 2 | LAB | Manual test kits and quality controls and calibrators and standards | N/A
Cytogenes | 70202130 | REAGENT MARROW MAX (BONE MARROW MEDIUM) 100ML | EACH | #VALUE! | 12260-014 | 350 | INVITROGEN...... | 2 | LAB | Manual test kits and quality controls and calibrators and standards | N/A
Cytogenes | 70200209 | REAGENT MEDIA HBSS W/O CA+MG 500ML | EACH | #VALUE! | 14175-053 | 300 | INVITROGEN...... | 2 | LAB | Manual test kits and quality controls and calibrators and standards | N/A
Cytogenes | 70200813 | REAGENT PHOSPHATE BUFFERED SALINE POWDER PH 7.4 | BOX | #VALUE! | P3813-10PAK | 200 | SIGMA ALDRICH...... | 2 | LAB | Manual test kits and quality controls and calibrators and standards | N/A
Cytogenes | 70200392 | REAGENT PHYTOHEMAGGLUTININ 5ML/VIAL | VIAL | #VALUE! | R30852701 | 100 | REMEL\....... | 2 | LAB | Manual test kits and quality controls and calibrators and standards | N/A
Cytogenes | 70201413 | REAGENT PROBE ANEUVYSION PRENATAL KIT | KIT | #VALUE! | 05J38-030 | 1 | VYSIS...... | 2 | LAB | Manual test kits and quality controls and calibrators and standards | N/A
Cytogenes | 70201154 | REAGENT PROBE CEP 4 SPEC GREEN | KIT | #VALUE! | 6J37.04 | 3 | ABBOTT...... | 2 | LAB | Laboratory electrophoresis and blotting system and supplies | N/A
Cytogenes | 69900323 | REAGENT RPMI 1640 LIQUID SIZE R8758-500ML | EACH | 31 | R8758 | 140 | SIGMA ALDRICH...... | 2 | LAB | Manual test kits and quality controls and calibrators and standards | N/A
Cytogenes | 70200648 | REAGENT STAIN WRIGHTS POWDER | KIT | #VALUE! | W065-25G | 8 | SIGMA ALDRICH...... | 2 | LAB | Manual test kits and quality controls and calibrators and standards | N/A
Cytogenes | 70200299 | REAGENT TRYPSIN-EDTA 1X | EACH | #VALUE! | 59428C | 60 | SIGMA ALDRICH...... | 2 | LAB | Manual test kits and quality controls and calibrators and standards | N/A
Cytogenes | 70200693 | REAGENT TRYPSIN-EDTA SOLUTION | EACH | #VALUE! | 25300-054 | 12 | INVITROGEN...... | 2 | LAB | Manual test kits and quality controls and calibrators and standards | N/A
Cytogenes | 70200826 | SLIDES PLAIN GOLD SEAL MICRO | CASE | #VALUE! | 12-544-7 | 40 | FISHER SCIENTIFIC WORLDWIDE...... | 2 | LAB | Laboratory microscope slides and supplies | N/A
Cytogenes | 211683101 | THERMOMETER H-B INSTRUMENT DURAC SPECIAL APPLICATION, 24 TO 57 DEGREES CENTEGRADE | EACH | #VALUE! | 13-201-557 | 4 | FISHER SCIENTIFIC...... | 2 | LAB | Temperature and heat measuring instruments | N/A
Cytogenes | 218777122 | TUBE CENTRIFUGE CONICAL WITH CAP | CASE | #VALUE! | 352095 | 60 | CORNING...... | 2 | LAB | Test Tubes | N/A
Gen-Med-WH | 225401 | ACETONE HISTOLOGICAL GRADE DIMETHYL KETONE 4 LITER BTL (CORROSIVE-HAZARDS) (35) | EACH | #VALUE! | P161007 | 288 | LOCAL...... | 2 | LAB | Manual test kits and quality controls and calibrators and standards | N/A
Gen-Med-WH | 384554 | DETERGENT LIQUID ULTRASONIC/WASHER DECONTAMINATOR MACHINE GAL' NPH-KLENZ' (65) | EACH | #VALUE! | IC3208WR | 432 | STERIS CORPORATION...... | 2 | LAB | Disinfecting or presterilization cleaning equipment and solutions | N/A
Gen-Med-WH | 608200 | ETHANOL ABS ALCOHOL 99.8% AR/ACS SOLU 1 LITER/ BTL (HAZARDOUS-FLAMMABLE LIQ (35) | EACH | #VALUE! | PETROCHEM | 15840 | SASOL...... | 2 | LAB | Manual test kits and quality controls and calibrators and standards | N/A
Gen-Med-WH | 608210 | ETHYL ACETATE HPLC GRADE HIGH PERFORMANCE LIQUID CHROMATOGRAPHY 2.5LTR (35) | BOTTLE | #VALUE! | E-0906-17 | 216 | LOCAL...... | 2 | LAB | Manual test kits and quality controls and calibrators and standards | N/A
Gen-Med-WH | 611326 | FILTER MILLEX GV 0.22UM (72) | EACH | #VALUE! | 4652 | 6000 | PALL LABORATORY...... | 2 | LAB | Laboratory filtering equipment and supplies | N/A
Gen-Med-WH | 225581 | FORMALDEHEYDE SOLUTION 40%WW HCHO GPR GRADE | EACH | #VALUE! | 38060/1 | 3000 | LOCAL...... | 2 | LAB | Cold sterilization and disinfectant solutions | N/A
Gen-Med-WH | 608955 | INSERTS GLASS WITH POLYMER SPRING 0.20ML 200UL 6X29MM (TO FIT CRIMP VIAL 12X32MM) PACK/100 (37) | PACK | #VALUE! | IP250 | 2400 | CHINA LAB...... | 2 | LAB | General laboratory glassware and plasticware and supplies | N/A
Gen-Med-WH | 458840 | PAPER ROLL RECORDING CHEMICAL THERMAL 1-CHANNEL 2"X100' (56) | ROLL | #VALUE! | KSA100 | 13200 | LOCAL...... | 2 | LAB | Printing and writing paper | N/A
Gen-Med-WH | 224146 | PIPET SEROLOGICAL PLUGGED 5ML 1/10ML INDIV WRAP STERILE DISPOSABLE (37) | EACH | #VALUE! | 4051 | 306000 | CORNING...... | 2 | LAB | Pipettes and liquid handling equipment and supplies | N/A
Gen-Med-WH | 224880 | PIPET TRANSFER POLYETHYLENE 1ML NON-STERILE DISPOSABLE (36) | EACH | #VALUE! | 357524 | 1104000 | FALCON CORNING...... | 2 | LAB | Pipettes and liquid handling equipment and supplies | N/A
Gen-Med-WH | 608930 | PLATES TISSUE CULTURE MULTIWELL 96-WELL MICROTEST-III FLAT W/COVER STERILE (37) | EACH | #VALUE! | 35 3072-FALCON-B.D | 21000 | EL-SEIF DEVELOPMENT CO\....... | 2 | LAB | Tissue culture and high throughput screening supplies | N/A
Gen-Med-WH | 220008 | PROPANOL-2 ISPROPYL ALCOHOL HISTOLOGICAL GRADE LITER/ BTL (HAZARDOUS) (35) | EACH | #VALUE! | P/7507/17 | 160 | FISHER...... | 2 | LAB | Manual test kits and quality controls and calibrators and standards | N/A
Gen-Med-WH | 226609 | STAINING MICROORGANISM DIFF GRAM METHOD, ONE 250ML BOTTLE EACH OF GRAM CRYSTAL VIOLET, IODINE, GRAM DECOLORIZER AND GRAM SAFRANIN | KIT | #VALUE! | 212539 | 480 | BD...... | 2 | LAB | Manual test kits and quality controls and calibrators and standards | N/A
Gen-Med-WH | 224800 | TIP PIPET ART 100UL, 100E 2 INCHES/50.7MM BOX/10 TRAYS/96 TIPS STERILE CONSUMABLE (36) | BOX | #VALUE! | TF-100-R-S | 480 | CORNING...... | 2 | LAB | Pipette tips | N/A
Gen-Med-WH | 227355 | TUBE BLOOD COL'VACUTAINER'PLASMA SEPERATOR 3ML 13X75 PLASTIC PST II TUBE GREEN (36) | EACH | #VALUE! | 367374 | 612000 | BD / BECTON DICKINSON...... | 2 | LAB | Specimen collection and transport containers and supplies | N/A
Gen-Med-WH | 225063 | VIAL CRYOGENIC 2.0ML ROUND BOTTOM POLYPROPYLENE W/SCREW CAP STERILE DISP (36) | VIAL | #VALUE! | 430661 | 108000 | ROYSPEC...... | 2 | LAB | Test Tubes | N/A
Gen-Med-WH | 229425 | VIAL SAMPLE CONTAINER 20ML DISPOSABLE 'ACCUVETTE-II' (36) | VIAL | #VALUE! | FX1006-EBL | 75000 | CANCER DIAGNOSTIC...... | 2 | LAB | General laboratory glassware and plasticware and supplies | N/A
Gen-Med-WH | 25770 | WATER PURIFICATION TABLET A-DEC ICX 2 LITERS BLUE (08) | PACK | #VALUE! | 90.1065.00 | 180 | A-DEC INC\....... | 2 | LAB | Dental | N/A
Hematology | 241106970 | DETECTION OF ANTI-HEPARIN – PF4 ANTIBODIES, ASSERACHROM®HPIA-IGG #D00624 | KIT | 67 | D00624 | 15 | STAGO...... | 2 | LAB | Protein expression products | N/A
Hematology | 70202354 | TEST KIT PROTEIN C ANTIGEN ASSAY ELISA | KIT | #VALUE! | 035-001 | 40 | CORGENIX (UK) LTD...... | 2 | LAB | Manual test kits and quality controls and calibrators and standards | N/A
Hematology | 70202352 | TEST KIT PROTEIN S ANTIGEN 036-001 | KIT | 28 | 036-001 | 40 | CORGENIX (UK) LTD...... | 2 | LAB | Manual test kits and quality controls and calibrators and standards | N/A
J_BULK_WH | 220245 | (DWZ) TUBE MICROTAINER W/ HEPARIN-SEPARATOR GEL LIGHT GREEN TOP (36) | EACH | #VALUE! | 365986 | 19000 | SAUDI MEDICAL SERVICES LTD \....... | 2 | LAB | Specimen collection and transport containers and supplies | N/A
J_BULK_WH | 415601 | LUBRICANT INSTRUMENT RUST INHIBITOR ANTICORROSIVE NONGREASY CONCENTRATED GAL (68) | EACH | #VALUE! | 103108 | 160 | STERIS...... | 2 | LAB | Disinfecting or presterilization cleaning equipment and solutions | N/A
J_BULK_WH | 411226000002 | SLIDE MICROSCOPE DOUBLE / SINGLE SIDE FROSTED GROUND EDGE 90, 1.0-1.2MM THERMO SHANDON # 6776109 / 4445(JED) | EACH | 101 | 4445 | 80784 | THERMO SHANDON...... | 2 | LAB | Laboratory microscope slides and supplies | N/A
J_BULK_WH | 411200000039 | TUBE BLOOD COLLECT VACUTAINER SST 5.0ML GOLD 13MM X 100MM CS/1000 # 367955(JED) | EACH | 69 | 367955 | 32000 | BD...... | 2 | LAB | Specimen collection and transport containers and supplies | N/A
J_BULK_WH | 227355 | TUBE BLOOD COL'VACUTAINER'PLASMA SEPERATOR 3ML 13X75 PLASTIC PST II TUBE GREEN (36) | EACH | #VALUE! | 367374 | 600000 | BD / BECTON DICKINSON...... | 2 | LAB | Specimen collection and transport containers and supplies | N/A
J_BULK_WH | 218777122 | TUBE CENTRIFUGE CONICAL WITH CAP | CASE | #VALUE! | 352095 | 150 | CORNING...... | 2 | LAB | Test Tubes | N/A
Pathology-Lab | 70200379 | CONSUMABLE UNIT CROSSMATCH CARD 1000/BOX TAG 8.5 INCH X 11 INCH | BOX | #VALUE! | 245 | 200 | AL-HILAL PRINTING COMPANY...... | 2 | LAB | Clinical and diagnostic analyzers and accessories and supplies | N/A
Pathology-Lab | 70200084 | CONTAINER BOX STORAGE FFP | EACH | #VALUE! | 67950 | 16000 | MED MEANS TRADING...... | 2 | LAB | General laboratory storage containers and cabinets | N/A
Pathology-Lab | 70201951 | DISH CULTURE 1006 FALCON | CASE | #VALUE! | 351006 | 24 | FALCON...... | 2 | LAB | Tissue culture and high throughput screening supplies | N/A
Pathology-Lab | 70200740 | ORGAN CULTURE DISHES FALKON 3037 | CASE | #VALUE! | 353037 | 24 | FALCON...... | 2 | LAB | Tissue culture and high throughput screening supplies | N/A
Pathology-Lab | 70200846 | PETRI DISH FALCON 1029, 100X15 MM | CASE | #VALUE! | 351029 | 72 | FALCON...... | 2 | LAB | Tissue culture and high throughput screening supplies | N/A
Pathology-Lab | 70200206 | REAGENT HAEMATOXYLINE ACTIVITY-2 (4.00L/PACK) | PACK | #VALUE! | 6765008 | 18 | SHANDON...... | 2 | LAB | Manual test kits and quality controls and calibrators and standards | N/A
Pathology-Lab | 70201197 | REAGENT KIT CYTOBLOCK-CELL BLOCK PREPARTION SYSTEM | KIT | #VALUE! | 7401151 | 45 | SHANDON...... | 2 | LAB | Manual test kits and quality controls and calibrators and standards | N/A
Pathology-Lab | 70201483 | REAGENT THINPREP PAP TEST (KIT/500 TESTS) | KIT | #VALUE! | 70096-004 | 20 | HOLOGIC, INC\....... | 2 | LAB | Manual test kits and quality controls and calibrators and standards | N/A
Pathology-Lab | 70202063 | TEST TUBE POLYSTYRENE ROUND BOTTOM CORNING™ FALCON™ | CASE | #VALUE! | 352001 | 360 | FALCON...... | 2 | LAB | Test Tubes | N/A
Research CNTR | 211693875 | ALLPREP DNA/RNA/PROTEIN MINI KIT (50) | EACH | #VALUE! | 80004 | 2 | QIAGEN...... | 2 | LAB | Manual test kits and quality controls and calibrators and standards | N/A
Research CNTR | 211690012 | BUFFER RUNNING 10X, 500ML WITH EDTA FOR GENETIC ANALYZER, # 4335613 | EACH | 61 | 4335613 | 2 | APPLIED BIOSYSTEMS LTD...... | 2 | LAB | Clinical and diagnostic analyzers and accessories and supplies | N/A
Research CNTR | 211145200 | CULTURE MEDIUM D-MEM/F12, 500ML | EACH | #VALUE! | 11-320-033 | 30 | FISHER SCIENTIFIC...... | 2 | LAB | Manual test kits and quality controls and calibrators and standards | N/A
Research CNTR | 248698310 | DEPARAFFINIZATION SOLUTION, # 19093 | EACH | 31 | 19093 | 3 | QIAGEN...... | 2 | LAB | Nucleic acid DNA and RNA extraction and purification and quantitation kits and components | N/A
Research CNTR | 90395 | FLASK CELL CULTURE FALCON 25 CM2 RECTANGULAR CANTED NECK WITH VENTED CAP, CS/100 | CASE | #VALUE! | 353108 | 6 | CORNING...... | 2 | LAB | Tissue culture and high throughput screening supplies | N/A
Research CNTR | 210111255 | FLASKS CORNING CELL CULTURE, 75 CM2, STRAIGHT NECK WITH CAP, 100EA | PACK | #VALUE! | 353110 | 12 | CORNING...... | 2 | LAB | General laboratory glassware and plasticware and supplies | N/A
Research CNTR | 213665347 | GENEREAD DNA FFPE KIT | EACH | #VALUE! | 180134 | 6 | QIAGEN...... | 2 | LAB | Nucleic acid DNA and RNA extraction and purification and quantitation kits and components | N/A
Research CNTR | 248698190 | HUMEC SUPPLEMENT KIT | KIT | #VALUE! | 12755013 | 10 | LIFE TECHNOLOGIES...... | 2 | LAB | Deoxyribonucleic acid DNA analysis kits | N/A
Research CNTR | 211692805 | KIT BACTERIAL MICROBIOME DNA PURIFICATION 50 PREPS | KIT | #VALUE! | 51704 | 2 | QIAGEN...... | 2 | LAB | Clinical and diagnostic analyzer reagents | N/A
Research CNTR | 211698012 | KIT PREPARATION TRUSEQ SMALL RNA LIBRARY SET A (24 RXNS) (SET A: INDEXES 1-12) | KIT | #VALUE! | RS-200-0012 | 2 | ILLUMINA...... | 2 | LAB | Manual test kits and quality controls and calibrators and standards | N/A
Research CNTR | 211698013 | KIT PREPARATION TRUSEQ SMALL RNA LIBRARY SET B (24 RXNS) (SET B: INDEXES 13-24) | KIT | #VALUE! | RS-200-0024 | 1 | ILLUMINA...... | 2 | LAB | Manual test kits and quality controls and calibrators and standards | N/A
Research CNTR | 211698014 | KIT PREPARATION TRUSEQ SMALL RNA LIBRARY SET C (24 RXNS) (SET C: INDEXES 25-36) | KIT | #VALUE! | RS-200-0036 | 1 | ILLUMINA...... | 2 | LAB | Manual test kits and quality controls and calibrators and standards | N/A
Research CNTR | 211698015 | KIT PREPARATION TRUSEQ SMALL RNA LIBRARY SET D (24 RXNS) (SET D: INDICES 37-48) | KIT | #VALUE! | RS-200-0048 | 1 | ILLUMINA...... | 2 | LAB | Manual test kits and quality controls and calibrators and standards | N/A
Research CNTR | 40193 | MICROPLATES 96 WELL POLYSTYRENE TISSUE CULTURE TREATED WITH LID STERILE | BOX | #VALUE! | 353075 | 18 | CORNING...... | 2 | LAB | Tissue culture and high throughput screening supplies | N/A
Research CNTR | 211698925 | PIPETTE SEROLOGICAL, INDIVIDUALLY PAPER/PLASTIC WRAPPED, 10ML | CASE | #VALUE! | 4488 | 50 | CORNING...... | 2 | LAB | Pipettes and liquid handling equipment and supplies | N/A
Research CNTR | 237080126 | PIPETTE SEROLOGICAL, INDIVIDUALLY PAPER/PLASTIC WRAPPED, 5ML | CS/200 | #VALUE! | 4487 | 25 | SIGMA ALDRICH...... | 2 | LAB | Pipettes and liquid handling equipment and supplies | N/A
Research CNTR | 70202184 | REAGENT 3730 POP-7 POLYMER, 1 X 28 ML | PACK | #VALUE! | 4363929 | 3 | APPLIED BIOSYSTEMS LTD...... | 2 | LAB | Clinical and diagnostic analyzer reagents | N/A
Research CNTR | 241117803 | REAGENT AMPLITAQ GOLD 360 MASTER MIX | EACH | #VALUE! | 4398881 | 1 | APPLIED BIOSYSTEMS LTD...... | 2 | LAB | Manual test kits and quality controls and calibrators and standards | N/A
Research CNTR | 241117528 | REAGENT BIGDYE XTERMINATOR PURIFICATION KIT, 100 PREPS | KIT | #VALUE! | 4376486 | 2 | APPLIED BIOSYSTEMS LTD...... | 2 | LAB | Manual test kits and quality controls and calibrators and standards | N/A
Research CNTR | 211697254 | REAGENT BLOCKING BUFFER PBS 1L | EACH | #VALUE! | 37538 | 1 | THERMO FISHER...... | 2 | LAB | Manual test kits and quality controls and calibrators and standards | N/A
Research CNTR | 211693240 | REAGENT CHEMICAL NEXTERA XT INDEX KIT (24 INDEXES, 96 SAMPLES) | KIT | #VALUE! | FC -131-1001 | 1 | ILLUMINA...... | 2 | LAB | Manual test kits and quality controls and calibrators and standards | N/A
Research CNTR | 210001416 | REAGENT DMEM, HIGH GLUCOSE, PYRUVATE, 500ML | EACH | #VALUE! | 31966047 | 8 | GIBCO...... | 2 | LAB | Manual test kits and quality controls and calibrators and standards | N/A
Research CNTR | 210057445 | REAGENT EXOSAP-IT PCR PRODUCT CLEANUP 100 RXN 200 UL | EACH | #VALUE! | 75001.200.UL | 3 | APPLIED BIOSYSTEMS...... | 2 | LAB | Polymerase chain reaction PCR and reverse transcriptase polymerase chain reaction RT PCR products | N/A
Research CNTR | 211696526 | REAGENT HIGH CAPACITY CDNA REVERSE TRANSCRIPTION KIT WITH RNASE INHIBITOR | KIT | #VALUE! | 4374967 | 2 | APPLIED BIOSYSTEMS LTD...... | 2 | LAB | Manual test kits and quality controls and calibrators and standards | N/A
Research CNTR | 70200407 | REAGENT HIGH SENSITIVITY DNA KIT | EACH | #VALUE! | 5067-4626 | 4 | AGILENT...... | 2 | LAB | Laboratory electrophoresis and blotting system and supplies | N/A
Research CNTR | 211693687 | REAGENT KIT, MISEQ V3 (600 CYCLES) | EACH | #VALUE! | MS-102-3003 | 4 | ILLUMINA INC\....... | 2 | LAB | Manual test kits and quality controls and calibrators and standards | N/A
Research CNTR | 20163 | REAGENT L-GLUTAMINE SOLUTION 200MM | EACH | #VALUE! | 25030081 | 6 | INVITROGEN...... | 2 | LAB | Manual test kits and quality controls and calibrators and standards | N/A
Research CNTR | 211697259 | REAGENT MONOCLONAL ANTIBODY P53 (PAB 240) | EACH | #VALUE! | MA5-15244 | 1 | THERMO FISHER...... | 2 | LAB | Manual test kits and quality controls and calibrators and standards | N/A
Research CNTR | 213667117 | REAGENT NEXTERA XT DNA SAMPLE PREPARATION KIT | KIT | #VALUE! | FC-131-1096 | 1 | ILLUMINA INC\....... | 2 | LAB | Deoxyribonucleic acid DNA sequencing products | N/A
Research CNTR | 211697263 | REAGENT POLYCLONAL ANTIBODY WNT1 | EACH | #VALUE! | PA5-32641 | 1 | THERMO FISHER...... | 2 | LAB | Manual test kits and quality controls and calibrators and standards | N/A
Research CNTR | 236695426 | REAGENT RNA KIT | KIT | #VALUE! | 5067-1548 | 2 | AGILENT TECHNOLOGIES...... | 2 | LAB | Nucleic acid DNA and RNA extraction and purification and quantitation kits and components | N/A
Research CNTR | 241117702 | REAGENT RPMI 1640 MEDIUM, GLUTAMAX SUPPLEMENT, 500ML | EACH | #VALUE! | 72400054 | 8 | GIBCO...... | 2 | LAB | Manual test kits and quality controls and calibrators and standards | N/A
Research CNTR | 236695505 | REAGENT, BIG DYE V3.1 READY REACTION CYCLE SEQUENCE KIT, 100 REACTIONS | KIT | #VALUE! | 4337455 | 4 | APPLIED BIOSYSTEMS...... | 2 | LAB | Deoxyribonucleic acid DNA sequencing products | N/A
Research CNTR | 224955106 | RNA 6000 NANO LABCHIP KIT | KIT | #VALUE! | 5067-1511 | 4 | AGILENT TECHNOLOGIES...... | 2 | LAB | Manual test kits and quality controls and calibrators and standards | N/A
Research CNTR | 210057448 | TIPS RECYCLABLE RACK 10 ?L MAX VOLUME FOR PIPETTES PRE-STERILIZED FILTER 960 TIPS IN 10 RACKS (TR-L10F) | EACH | #VALUE! | 17014961 | 50 | RAININ...... | 2 | LAB | Pipette tips | N/A
Research CNTR | 211700539 | TIPS RECYCLABLE RACK 1000 UL MAX FOR PIPETTE | EACH | #VALUE! | 17014967 | 15 | RAININ...... | 2 | LAB | Pipette tips | N/A
Research CNTR | 210057447 | TIPS RECYCLABLE RACK 200 ?L MAX VOLUME FOR PIPETTES PRE-STERILIZED FILTER 960 TIPS IN 10 RACKS TR-L200F | EACH | #VALUE! | 17014963 | 25 | RAININ...... | 2 | LAB | Pipette tips | N/A
Research CNTR | 211697255 | TRAY STAIN FOR IMMUNOHISTOCHEMISTRY | EACH | #VALUE! | 44-0404-10 | 3 | THERMO FISHER...... | 2 | LAB | Histology equipment | N/A
Research CNTR | 241117445 | TUBE PET CENTRIFUGE WITH PLUG SEAL CAP, 15ML STERILE | CASE | #VALUE! | 430053 | 24 | CORNING...... | 2 | LAB | Laboratory centrifuges and accessories | N/A
11500 Utility Build, 3rd Floor, Rm. #17 | 342171609 | STANDARD MATTRESS EVACUSLIDER™ PORTABLE 4CM PADDED WASHABLE HEAVY DUTY BASE | EACH | 1 | STANDARD MATTRESS EVACUSL | 13 | EVACUSAFE (UK) LTD...... | 3 | MED | Mobile medical services extricating and immobilizing and transporting products | N/A
20320 KFH-05-01-CY-086-032 | 310059200 | DOSE CALIBRATOR REFERENCE SOURCES CO-57 185MBQ, CO-60 1.85MBQ, CS-137 7.4MBQ, BA-133 9.25MBQ | SET | #VALUE! | RV-SET-1 | 1 | ECKERT & ZIEGLER, GERMANY...... | 3 | MED | Isotopes | N/A
30009 KFH 103-B1-CSSD-CS030-D28 | 303225102 | INTEGRATOR STERILIZATION STEAM CHEMICAL CLASS 5 PROCESS CHALLENGE DEVICE | EACH | #VALUE! | 1243A | 800000 | 3M...... | 3 | MED | Sterilization indicators and controls | N/A
30013 KFH-XX-01-RS-XXX-XXX | 342142408 | BACTERIAL FILTER FOR DEVILBISS VACU-AIDE SUCTION UNIT | EACH | #VALUE! | 7305D-608 | 380 | DEVILBISS HEALTHCARE LLC...... | 3 | MED |  | N/A
30013 KFH-XX-01-RS-XXX-XXX | 342142406 | CANISTER KIT 1200ML REUSABLE FOR DEVILBISS VACU-AIDE SUCTION UNIT | EACH | #VALUE! | 7314D-604 | 380 | DEVILBISS HEALTHCARE LLC...... | 3 | MED |  | N/A
30013 KFH-XX-01-RS-XXX-XXX | 342271707 | CANNULA NASAL OXYGEN ADULT WITH 7.6M SUPPLY TUBE | EACH | #VALUE! | 1127794 | 1200 | RESPIRONICS...... | 3 | MED | Oxygen therapy delivery systems and devices | N/A
30013 KFH-XX-01-RS-XXX-XXX | 311525103 | CARRYING CASE FOR VACU-AID DEVILBISS SUCTION UNIT | EACH | #VALUE! | 7314D-606 | 190 | DEVILBISS HEALTHCARE LLC...... | 3 | MED | Mobile medical services airway management equipment | N/A
30013 KFH-XX-01-RS-XXX-XXX | 311525104 | CORD FOR VACU-AID DEVILBISS SUCTION UNIT 12V DC POWER | EACH | #VALUE! | 7304D-619 | 200 | DEVILBISS HEALTHCARE LLC...... | 3 | MED | Mobile medical services airway management equipment | N/A
30013 KFH-XX-01-RS-XXX-XXX | 30013106 | FACE MASK FULL AMARA LARGE, 1090228, (RCS-TAKE HOME SUPPLIES) | EACH | 29 | 1090228 | 50 | PHILIPS...... | 3 | MED | Resuscitation supplies | N/A
30013 KFH-XX-01-RS-XXX-XXX | 30013105 | FACE MASK FULL AMARA MEDIUM, 1090225, (RCS-TAKE HOME SUPPLIES) | EACH | 30 | 1090225 | 50 | PHILIPS...... | 3 | MED | Resuscitation supplies | N/A
30013 KFH-XX-01-RS-XXX-XXX | 30013104 | FACE MASK FULL AMARA SMALL, 1090221, (RCS-TAKE HOME SUPPLIES) | EACH | 29 | 1090221 | 50 | PHILIPS...... | 3 | MED | Resuscitation supplies | N/A
30013 KFH-XX-01-RS-XXX-XXX | 342271702 | HUMIDIFIER BUBBLE EMPTY 300ML,6PSI FOR OXYGEN THERAPY, CASE/50, HCS64377 | EACH | 65 | HCS64377 | 600 | MEDLINE INDUSTRIES...... | 3 | MED | Oxygen therapy delivery systems and devices | N/A
30013 KFH-XX-01-RS-XXX-XXX | 30013118 | NASAL DREAM WEAR MULTI SIZE PACKAGE,1116696, (RCS-TAKE HOME SUPPLIES) | EACH | #VALUE! | 1116720 | 50 | PHILIPS...... | 3 | MED | Resuscitation supplies | N/A
30013 KFH-XX-01-RS-XXX-XXX | 30013117 | NASAL MASK NUANCE MULTI SIZE PACKAGE, 1105168, (RCS-TAKE HOME SUPPLIES) | EACH | 39 | 1105168 | 50 | PHILIPS...... | 3 | MED | Resuscitation supplies | N/A
30013 KFH-XX-01-RS-XXX-XXX | 30013116 | NASAL MASK WISP MULTI SIZE PACKAGE, 1094061, (RCS-TAKE HOME SUPPLIES) | EACH | 37 | 1094061 | 200 | PHILIPS...... | 3 | MED | Resuscitation supplies | N/A
30013 KFH-XX-01-RS-XXX-XXX | 342142407 | TUBING CLASSIC SIZE 4 INCH CONNECTING FOR DEVILBISS VACU-AIDE SUCTION UNIT | EACH | #VALUE! | 7305D-612 | 380 | DEVILBISS HEALTHCARE LLC...... | 3 | MED |  | N/A
30075 KFH-70-01-OTC-XXX-XXX | 94033 | ADAPTER KIDNEY BACK TABLE FLUSH CANNULA | EACH | #VALUE! | KP 16-32A | 200 | PHARMAPAL...... | 3 | MED | Intravenous and arterial cannulas and catheters and accessories | N/A
30075 KFH-70-01-OTC-XXX-XXX | 311489200 | CANNULA EXPLANT 18FR STERILE | EACH | #VALUE! | 61.040.18.020 | 30 | PFM MEDICAL...... | 3 | MED | Open heart surgical supplies and accessories and related products | N/A
30075 KFH-70-01-OTC-XXX-XXX | 311489201 | CANNULA EXPLANT 20FR STERILE | EACH | #VALUE! | 61.040.20.020 | 30 | PFM MEDICAL...... | 3 | MED | Open heart surgical supplies and accessories and related products | N/A
30075 KFH-70-01-OTC-XXX-XXX | 311489202 | CANNULA EXPLANT 24FR STERILE | EACH | #VALUE! | 61.040.24.020 | 30 | PFM MEDICAL...... | 3 | MED | Open heart surgical supplies and accessories and related products | N/A
30075 KFH-70-01-OTC-XXX-XXX | 330321114 | CANNULA VENOUS/AORTIC EXPLANT 18FR STERILE | EACH | #VALUE! | 61.040.18.040 (CH18) | 60 | OTHERS...... | 3 | MED | Open heart surgical supplies and accessories and related products | N/A
30075 KFH-70-01-OTC-XXX-XXX | 330321115 | CANNULA VENOUS/AORTIC EXPLANT 20FR STERILE | EACH | #VALUE! | 61.040.20.040 (CH20) | 60 | OTHERS...... | 3 | MED | Open heart surgical supplies and accessories and related products | N/A
30075 KFH-70-01-OTC-XXX-XXX | 330321117 | CANNULA VENOUS/AORTIC EXPLANT 24FR STERILE | EACH | #VALUE! | 61.040.24.040 (CH24) | 60 | OTHERS...... | 3 | MED | Open heart surgical supplies and accessories and related products | N/A
30075 KFH-70-01-OTC-XXX-XXX | 69917940 | ORGANOX METRA® REAGENTS DISPOSABLE STERILE SETS AND PRE-FILLED VIALS SODIUM TAUROCHOLATE, 5.6G | SET | #VALUE! | D-0146 | 4 | ORGANOX...... | 3 | MED | Autotransfusion products | N/A
30075 KFH-70-01-OTC-XXX-XXX | 69917940 | ORGANOX METRA® REAGENTS DISPOSABLE STERILE SETS AND PRE-FILLED VIALS SODIUM TAUROCHOLATE, 5.6G | SET | #VALUE! | D-0146 | 4 | ORGANOX..PHARMAPAL (OVERSEAS) LIMITED.... | 3 | MED | Autotransfusion products | N/A
30203 KFH-01-02-MD-068-002 | 314262009 | ENLITE SENSOR ONE PRESS SERTER FOR INSULIN PUMP | EACH | #VALUE! | MMT-7512EEA | 25 | MEDTRONIC DIAGNOSTICS...... | 3 | MED | Intravenous infusion pumps and its analyzers and sensors and its accessories | N/A
30203 KFH-01-02-MD-068-002 | 314262007 | INFUSION SET FOR INSULIN PUMP | EACH | #VALUE! | MMT-305QS | 25 | MEDTRONIC DIAGNOSTICS...... | 3 | MED | Intravenous infusion pumps and its analyzers and sensors and its accessories | N/A
30203 KFH-01-02-MD-068-002 | 314262010 | METER BAYER CONTOUR NEXT FOR INSULIN PUMP | EACH | #VALUE! | MMT-1152SA | 25 | MEDTRONIC DIAGNOSTICS...... | 3 | MED | Intravenous infusion pumps and its analyzers and sensors and its accessories | N/A
30203 KFH-01-02-MD-068-002 | 314262008 | TRANSMITTER KIT GUARDIAN 2 LINK FOR INSULIN PUMP | PACK | #VALUE! | MMT-7730 | 25 | MEDTRONIC DIAGNOSTICS...... | 3 | MED | Intravenous infusion pumps and its analyzers and sensors and its accessories | N/A
30702 MainHosp,GFr,DentalClinic,Rm.04305 | 311641344 | BLADE RECIPROCATING SAW FLAT SHANK 25.5 X 0.25MM | EACH | #VALUE! | 5053-122 | 10 | CONMED...... | 3 | MED | Surgical power equipment and accessories and related products | N/A
30702 MainHosp,GFr,DentalClinic,Rm.04305 | 314385801 | BLADE SAGITTAL SAW COARSE TOOTH 90 DEGREE ANGLED 14 X 15.5 X 0.6MM | EACH | #VALUE! | 5023-136 | 10 | CONMED...... | 3 | MED | Surgical hand drills and reamers and puncturing instruments and accessories and related products | N/A
30702 MainHosp,GFr,DentalClinic,Rm.04305 | 311641346 | INSTRUMENT BUR FISSURE MEDIUM 1.6 X 3.8MM TYPE 702 | EACH | #VALUE! | 5091-272 | 10 | CONMED...... | 3 | MED | Surgical power equipment and accessories and related products | N/A
30702 MainHosp,GFr,DentalClinic,Rm.04305 | 311641347 | INSTRUMENT BUR FISSURE TAPERED LONG 2.1MM X 4.9MM | EACH | #VALUE! | 5092-273 | 30 | CONMED...... | 3 | MED | Surgical power equipment and accessories and related products | N/A
30702 MainHosp,GFr,DentalClinic,Rm.04305 | 311641345 | INSTRUMENT BUR FISSURE TAPERED MEDIUM 1.2 X 2.3MM TYPE 701 | EACH | #VALUE! | 5091-271 | 10 | CONMED...... | 3 | MED | Surgical power equipment and accessories and related products | N/A
30702 MainHosp,GFr,DentalClinic,Rm.04305 | 311641343 | INSTRUMENT BUR GUARD PRECISION X-LONG FOR USE WITH HANDPIECE | EACH | #VALUE! | 1375-023P | 2 | CONMED...... | 3 | MED | Surgical power equipment and accessories and related products | N/A
30820 KFH-01-01-PE-035-224 | 348916100 | GLUCOSE SENSOR | EACH | #VALUE! | MMT-7008A | 180 | MEDTRONIC..SALEHIYA TRADING CO\..... | 3 | MED | Patient point of care testing supplies and equipment | N/A
30955 KFH-81-L8-8016 | 342144026 | COIL CABLE SP BROWN -10 CM | EACH | #VALUE! | A-SP9-ANL2-NBR-10 | 20 | OTICON MEDICAL-NURELEC...... | 3 | MED | External hearing device parts and accessories | N/A
30955 KFH-81-L8-8016 | 342144025 | HEADPIECE SP BROWN ANTENNA AND MAGNET STRENGTH 4 | EACH | #VALUE! | A-SP9-ANM2-NBR-3-4 | 20 | OTICON MEDICAL-NURELEC...... | 3 | MED | External hearing device parts and accessories | N/A
30955 KFH-81-L8-8016 | 111579 | SAPHYR NEO-BROWN SPEECH PROCESSOR KIT | EACH | #VALUE! | E-SP-TX9-GBR | 20 | OTICON MEDICAL-NURELEC...... | 3 | MED | Surgical implants and expanders and extenders and Surgical wires and related products | N/A
31210 KFH-01-05-HI-059-032 | 311610400 | DISKETTE LABELS FOR ANTIGERMIX E1-UV-C | EACH | #VALUE! | ETIQ | 10 | GERMITEC INC FRANCE...... | 3 | MED | Disinfecting or presterilization cleaning equipment and solutions | N/A
31210 KFH-01-05-HI-059-032 | 311610403 | LAMP UVC 325W FOR ANTIGERMIX E1-UV-C | EACH | #VALUE! | 360A011 | 4 | GERMITEC INC FRANCE...... | 3 | MED | Disinfecting or presterilization cleaning equipment and solutions | N/A
31210 KFH-01-05-HI-059-032 | 311610404 | LAMP UVC 35W FOR ANTIGERMIX E1-UV-C | EACH | #VALUE! | 360A006 | 2 | GERMITEC INC FRANCE...... | 3 | MED | Disinfecting or presterilization cleaning equipment and solutions | N/A
31212 KFH-02-04-CV-031-018 | 311482100 | ARM DRAPE SURGICAL, 21" X 19" X 10.5" | EACH | #VALUE! | 470015 | 90 | INTITUITIVE SURGICAL...... | 3 | MED | Surgical textiles | N/A
31212 KFH-02-04-CV-031-018 | 69976883 | BANDAGE ELASTIC MATRIX 4" X 5YD LF STERILE | EACH | #VALUE! | DYNJ05154LF | 180 | MEDLINE...... | 3 | MED | Bandages and dressings and related products | N/A
31212 KFH-02-04-CV-031-018 | 311482101 | COLUMN DRAPE SURGICAL, DA VINCI® XI | EACH | #VALUE! | 470341 | 90 | INTITUITIVE SURGICAL...... | 3 | MED | Surgical textiles | N/A
31212 KFH-02-04-CV-031-018 | 69900513 | COVER TIP FOR HOT SHEARS INSTRUMENTS STERILE DISPOSABLE | EACH | #VALUE! | 400180 | 90 | INTUITIVE SURGICAL INC\....... | 3 | MED | Sterilization wraps and packaging supplies | N/A
31212 KFH-02-04-CV-031-018 | 69910997 | IMPLANT VALVE AORTIC SIZE 11MM STERILE | EACH | #VALUE! | 21111 | 3 | CENO VALVE...... | 3 | MED | Cardiovascular implants | N/A
31212 KFH-02-04-CV-031-018 | 69910998 | IMPLANT VALVE AORTIC SIZE 13MM STERILE | EACH | #VALUE! | 21113 | 4 | CENO VALVE...... | 3 | MED | Cardiovascular implants | N/A
31212 KFH-02-04-CV-031-018 | 69910999 | IMPLANT VALVE AORTIC SIZE 15MM STERILE | EACH | #VALUE! | 21115 | 6 | CENO VALVE...... | 3 | MED | Cardiovascular implants | N/A
31212 KFH-02-04-CV-031-018 | 69911000 | IMPLANT VALVE AORTIC SIZE 17MM STERILE | EACH | #VALUE! | 21117 | 9 | CENO VALVE...... | 3 | MED | Cardiovascular implants | N/A
31212 KFH-02-04-CV-031-018 | 69911001 | IMPLANT VALVE AORTIC SIZE 19MM STERILE | EACH | #VALUE! | 21119 | 7 | CENO VALVE...... | 3 | MED | Cardiovascular implants | N/A
31212 KFH-02-04-CV-031-018 | 69911002 | IMPLANT VALVE AORTIC SIZE 21MM STERILE | EACH | #VALUE! | 21121 | 8 | CENO VALVE...... | 3 | MED | Cardiovascular implants | N/A
31212 KFH-02-04-CV-031-018 | 69911003 | IMPLANT VALVE AORTIC SIZE 23MM STERILE | EACH | #VALUE! | 21123 | 6 | CENO VALVE...... | 3 | MED | Cardiovascular implants | N/A
31212 KFH-02-04-CV-031-018 | 69911004 | IMPLANT VALVE AORTIC SIZE 25MM STERILE | EACH | #VALUE! | 21125 | 2 | CENO VALVE...... | 3 | MED | Cardiovascular implants | N/A
31212 KFH-02-04-CV-031-018 | 69911005 | IMPLANT VALVE AORTIC SIZE 27MM STERILE | EACH | #VALUE! | 21127 | 1 | CENO VALVE...... | 3 | MED | Cardiovascular implants | N/A
31212 KFH-02-04-CV-031-018 | 69911006 | IMPLANT VALVE AORTIC SIZE 29MM STERILE | EACH | #VALUE! | 21129 | 1 | CENO VALVE...... | 3 | MED | Cardiovascular implants | N/A
31212 KFH-02-04-CV-031-018 | 69911007 | IMPLANT VALVE AORTIC SIZE 31MM STERILE | EACH | #VALUE! | 21131 | 1 | CENO VALVE...... | 3 | MED | Cardiovascular implants | N/A
31212 KFH-02-04-CV-031-018 | 69910996 | IMPLANT VALVE AORTIC SIZE 9MM STERILE | EACH | #VALUE! | 21109 | 1 | CENO VALVE...... | 3 | MED | Cardiovascular implants | N/A
31212 KFH-02-04-CV-031-018 | 69911009 | IMPLANT VALVE PULMONARY SIZE 11MM STERILE | EACH | #VALUE! | 21211 | 9 | CENO VALVE...... | 3 | MED | Cardiovascular implants | N/A
31212 KFH-02-04-CV-031-018 | 69911010 | IMPLANT VALVE PULMONARY SIZE 13MM STERILE | EACH | #VALUE! | 21213 | 9 | CENO VALVE...... | 3 | MED | Cardiovascular implants | N/A
31212 KFH-02-04-CV-031-018 | 69911011 | IMPLANT VALVE PULMONARY SIZE 15MM STERILE | EACH | #VALUE! | 21215 | 9 | CENO VALVE...... | 3 | MED | Cardiovascular implants | N/A
31212 KFH-02-04-CV-031-018 | 69911012 | IMPLANT VALVE PULMONARY SIZE 17MM STERILE | EACH | #VALUE! | 21217 | 9 | CENO VALVE...... | 3 | MED | Cardiovascular implants | N/A
31212 KFH-02-04-CV-031-018 | 69911013 | IMPLANT VALVE PULMONARY SIZE 19MM STERILE | EACH | #VALUE! | 21219 | 9 | CENO VALVE...... | 3 | MED | Cardiovascular implants | N/A
31212 KFH-02-04-CV-031-018 | 69911014 | IMPLANT VALVE PULMONARY SIZE 21MM STERILE | EACH | #VALUE! | 21221 | 9 | CENO VALVE...... | 3 | MED | Cardiovascular implants | N/A
31212 KFH-02-04-CV-031-018 | 69911015 | IMPLANT VALVE PULMONARY SIZE 23MM STERILE | EACH | #VALUE! | 21223 | 9 | CENO VALVE...... | 3 | MED | Cardiovascular implants | N/A
31212 KFH-02-04-CV-031-018 | 69911016 | IMPLANT VALVE PULMONARY SIZE 25MM STERILE | EACH | #VALUE! | 21225 | 9 | CENO VALVE...... | 3 | MED | Cardiovascular implants | N/A
31212 KFH-02-04-CV-031-018 | 69911017 | IMPLANT VALVE PULMONARY SIZE 27MM STERILE | EACH | #VALUE! | 21227 | 8 | CENO VALVE...... | 3 | MED | Cardiovascular implants | N/A
31212 KFH-02-04-CV-031-018 | 69911018 | IMPLANT VALVE PULMONARY SIZE 29MM STERILE | EACH | #VALUE! | 21229 | 1 | CENO VALVE...... | 3 | MED | Cardiovascular implants | N/A
31212 KFH-02-04-CV-031-018 | 69911008 | IMPLANT VALVE PULMONARY SIZE 9MM STERILE | EACH | #VALUE! | 21209 | 1 | CENO VALVE...... | 3 | MED | Cardiovascular implants | N/A
31212 KFH-02-04-CV-031-018 | 314616270 | IMPLANT VASCULAR GRAFT STRETCH STANDARD-WALLED 14MM X 20CM STERILE | EACH | #VALUE! | SA1402 | 10 | GORE MEDICAL...... | 3 | MED | Cardiovascular implants | N/A
31212 KFH-02-04-CV-031-018 | 317673100 | INSTRUMENT SURGICAL OBTURATORS DA VINCI® XI, BLADELESS 8MM | EACH | #VALUE! | 470359 | 108 | INTITUITIVE SURGICAL...... | 3 | MED | surgical robotic equipment and accessories and related products | N/A
31212 KFH-02-04-CV-031-018 | 310434558 | SOLUTION SET FOR HEART LUNG MACHINE | EACH | #VALUE! | 1300 | 12 | TRANSMEDICS...... | 3 | MED | Open heart perfusion equipment and monitors and accessories and related products | N/A
31212 KFH-02-04-CV-031-018 | 69912241 | SUTURE NONABSORBABLE SURGICAL CV 4 NEEDLE TH-26, STERILE | BOX | #VALUE! | 4N06A | 18 | K-SYSTEM...... | 3 | MED | Sutures and related products | N/A
32220 KFH-06-B1-OC-090-032 | 342241849 | ARM SPLINT LARGE, 14"L, 8" - 21" | EACH | #VALUE! | 52110 | 30 | ALIMED...... | 3 | MED | Orthopedic softgoods for upper extremity and torso | N/A
32220 KFH-06-B1-OC-090-032 | 342241848 | ARM SPLINT MEDIUM, 13"L, 6" -17" CIRC | EACH | #VALUE! | 52109 | 80 | ALIMED...... | 3 | MED | Orthopedic softgoods for upper extremity and torso | N/A
32220 KFH-06-B1-OC-090-032 | 342241845 | ARM SPLINT PEDIATRIC , 7"L, 3" - 10" CIRC. | EACH | #VALUE! | 52106 | 80 | ALIMED...... | 3 | MED | Orthopedic softgoods for upper extremity and torso | N/A
32220 KFH-06-B1-OC-090-032 | 342241846 | ARM SPLINT PEDIATRIC LARGE, 10"L, 3" - 12" CIRC., | EACH | #VALUE! | 52107 | 80 | ALIMED...... | 3 | MED | Orthopedic softgoods for upper extremity and torso | N/A
32220 KFH-06-B1-OC-090-032 | 342241847 | ARM SPLINT SMALL 11"L, 3" - 14" CIRC | EACH | #VALUE! | 52108 | 80 | ALIMED...... | 3 | MED | Orthopedic softgoods for upper extremity and torso | N/A
32220 KFH-06-B1-OC-090-032 | 328007112 | EXERCISER HAND FOAM BLOCKS ROLYAN R-LITE™ | PACK | #VALUE! | A9088 | 100 | PATTERSON MEDICAL...... | 3 | MED | Rehabilitation exercise devices and equipment | N/A
32220 KFH-06-B1-OC-090-032 | 310542706 | GLOVES THERAPEUTIC FINGERLESS ISOTONER SIZE LARGE, A25830CAMLG | EACH | 52 | A25830CAMLG | 100 | ISOTONER...... | 3 | MED | Safety apparel | N/A
32220 KFH-06-B1-OC-090-032 | 310542704 | GLOVES THERAPEUTIC FINGERLESS ISOTONER SIZE MEDIUM,A25830CAMMD | EACH | 52 | A25830CAMMD | 100 | ISOTONER...... | 3 | MED | Safety apparel | N/A
32220 KFH-06-B1-OC-090-032 | 310542705 | GLOVES THERAPEUTIC FINGERLESS ISOTONER SIZE SMALL,A25830CAMSM | EACH | 51 | A25830CAMSM | 100 | ISOTONER...... | 3 | MED | Safety apparel | N/A
32220 KFH-06-B1-OC-090-032 | 310542703 | GLOVES THERAPEUTIC FINGERLESS ISOTONER SIZE X-SMALL,A25830CAMXSM | EACH | 53 | A25830CAMXSM | 100 | ISOTONER...... | 3 | MED | Safety apparel | N/A
32220 KFH-06-B1-OC-090-032 | 342241818 | HAND POSITIONING SPLINT ROLYAN® CARVE-IT™LARGE/X-LARGE 3" (7.6CM) AND OVER, A812611 | EACH | 77 | A812611 | 50 | SAMMONS & PRESTON...... | 3 | MED | Orthopedic softgoods for upper extremity and torso | N/A
32220 KFH-06-B1-OC-090-032 | 342241817 | HAND POSITIONING SPLINT ROLYAN® CARVE-IT™SMALL/MEDIUM UP TO 3" (7.6CM), A812610 | EACH | 73 | A812610 | 50 | SAMMONS & PRESTON...... | 3 | MED | Orthopedic softgoods for upper extremity and torso | N/A
32220 KFH-06-B1-OC-090-032 | 342241862 | HAND THERAPY PUTTY, YELLOW, X-SOFT, 2-OZ | EACH | #VALUE! | 3406WB | 300 | ALIMED...... | 3 | MED | Rehabilitation exercise devices and equipment | N/A
32220 KFH-06-B1-OC-090-032 | 328468105 | LOW TACK POLYCUSHION PADDING ROLYAN | CASE | #VALUE! | A2913 | 5 | SAMMONS & PRESTON...... | 3 | MED | Casting and splinting supplies | N/A
32220 KFH-06-B1-OC-090-032 | 328468102 | PADDING, ROLYAN CONTOUR FOAM, SELF ADHESIVE, BLUE MEDIUM DENSITY, 9.5MMX41CMX61CM.C/S OF 2 SHEETS. | CASE | #VALUE! | S/N A4881 | 10 | SMITH & NEPHEW...... | 3 | MED | Casting and splinting supplies | N/A
32220 KFH-06-B1-OC-090-032 | 342241836 | SPLINT HAND DELUXE FUNCTIONAL POSITION, LEFT, X-SMALL | EACH | #VALUE! | 5180 | 60 | PATTERSON MEDICAL...... | 3 | MED | Orthopedic softgoods for upper extremity and torso | N/A
32220 KFH-06-B1-OC-090-032 | 342241840 | SPLINT HAND DELUXE FUNCTIONAL POSITION, LEFT, MEDIUM | EACH | #VALUE! | 5184 | 80 | ALIMED...... | 3 | MED | Orthopedic softgoods for upper extremity and torso | N/A
32220 KFH-06-B1-OC-090-032 | 342241838 | SPLINT HAND DELUXE FUNCTIONAL POSITION, LEFT, SMALL | EACH | #VALUE! | 5182 | 80 | PATTERSON MEDICAL...... | 3 | MED | Orthopedic softgoods for upper extremity and torso | N/A
32220 KFH-06-B1-OC-090-032 | 342241841 | SPLINT HAND DELUXE FUNCTIONAL POSITION, RIGHT, MEDIUM | EACH | #VALUE! | 5185 | 80 | ALIMED...... | 3 | MED | Orthopedic softgoods for upper extremity and torso | N/A
32220 KFH-06-B1-OC-090-032 | 342241835 | SPLINT HAND DELUXE FUNCTIONAL POSITION, RIGHT, SMALL | EACH | #VALUE! | 5183 | 80 | ALIMED, INC\....... | 3 | MED | Orthopedic softgoods for upper extremity and torso | N/A
32220 KFH-06-B1-OC-090-032 | 342241837 | SPLINT HAND DELUXE FUNCTIONAL POSITION, RIGHT, X-SMALL | EACH | #VALUE! | 5181 | 60 | ALIMED, INC\....... | 3 | MED | Orthopedic softgoods for upper extremity and torso | N/A
32220 KFH-06-B1-OC-090-032 | 314265100 | SPLINTS STRAP SOFT SIZE 2 INCH,A34961 | EACH | 32 | A34961 | 80 | GLOBAL TRADING GROUP, INC\....... | 3 | MED | Casting and splinting supplies | N/A
32220 KFH-06-B1-OC-090-032 | 311569120 | STABLE TRANSFER BOARD | EACH | #VALUE! | 552593 | 20 | PATTERSON MEDICAL...... | 3 | MED | Communication aids for the physically challenged | N/A
32400 KFH-06-01-RA-091-092 | 311564130 | (OTP) MASK S-TYPE THERMOPLASTIC HEAD NECK AND SHOULDER 3 2MM DISPOSABLE BLUE | EACH | #VALUE! | TSRP3-HNS-363430 | 50 | MACROMEDICS...... | 3 | MED | Medical radiological positioning aids | N/A
32400 KFH-06-01-RA-091-092 | 351185101 | MASK FRAME RADIOTHERAPY TYPE-S™ THERMOPLASTIC HEAD ONLY 2.44MM DISPOSABLE | EACH | #VALUE! | MT-APUID-20-24 | 100 | CIVCO...... | 3 | MED | Medical radiological positioning aids | N/A
32400 KFH-06-01-RA-091-092 | 351185103 | MASK FRAME RADIOTHERAPY TYPE-S™ THERMOPLASTIC HEAD, NECK AND SHOULDER 3.2MM DISPOSABLE | EACH | #VALUE! | MT-APSID-29NR-32 | 400 | CIVCO...... | 3 | MED | Medical radiological positioning aids | N/A
32400 KFH-06-01-RA-091-092 | 112690 | POSITIONING AID CUSHION SUPPORT URETHANE | EACH | #VALUE! | MT-ACL-14242 | 1000 | CIVCO...... | 3 | MED | Medical radiological positioning aids | N/A
32400 KFH-06-01-RA-091-092 | 311564104 | POSITIONING AID CUSHION SUPPORT URETHANE BLUE | EACH | #VALUE! | MTACL-1520 | 250 | CIVCO...... | 3 | MED | Medical radiological positioning aids | N/A
32400 KFH-06-01-RA-091-092 | 337222105 | PRECUTS P-PR-44- 3 POINT HEAD MASK WITH LARYNX EXTENSION 10/SET | SET | #VALUE! | 920044 | 24 | SINMED...... | 3 | MED | Medical radiological positioning aids | N/A
32400 KFH-06-01-RA-091-092 | 337222102 | PRECUTS P-PR-5 POINT HEAD AND SHOULDER MASK THERMOPLASTIC 10/SET | EACH | #VALUE! | 920145 | 150 | SINMED...... | 3 | MED | Medical radiological positioning aids | N/A
32400 KFH-06-01-RA-091-092 | 348897101 | SKIN MARKING LABEL SURE MARK | BOX | #VALUE! | MT-SL-W8 | 90 | MED-TEC...... | 3 | MED | Medical imaging processing equipment and supplies | N/A
32400 KFH-06-01-RA-091-092 | 337222106 | UNI-FRAME FOR IMRT (INTENSITY-MODULATED RADIATION THERAPY) | EACH | #VALUE! | MT-APUI-2024 | 250 | CIVCO...... | 3 | MED | Electrotherapy equipment | N/A
32700 Jeddah xxx | 65900251 | BLADE LARYNGOSCOPE SIZE 00 REUSABLE | EACH | #VALUE! | 68065 | 30 | MILLER...... | 3 | MED | Intubation supplies | N/A
32700 Jeddah xxx | 311601802 | COVER CLEAN STORAGE FOR USE WITH HUMIDIFIER MACHINE | PACK | #VALUE! | 900PT603 | 50 | FISHER & PAYKEL...... | 3 | MED | Respiratory humidity and aerosol therapy products | N/A
32700 Jeddah xxx | 311601800 | FILTER AIR DISPOSABLE FOR USE WITH HUMIDIFIER MACHINE | PACK | #VALUE! | 900PT913 | 200 | FISHER & PAYKEL...... | 3 | MED | Respiratory humidity and aerosol therapy products | N/A
32700 Jeddah xxx | 311609706 | FILTER DISINFECTION FOR USE WITH HUMIDIFIER MACHINE | PACK | #VALUE! | 900PT601 | 200 | FISHER & PAYKEL...... | 3 | MED | Cold sterilization and disinfectant solutions | N/A
32700 Jeddah xxx | 311609705 | KIT DISINFECTION FOR USE WITH HUMIDIFIER MACHINE | EACH | #VALUE! | 900PT600 | 10 | FISHER & PAYKEL...... | 3 | MED | Cold sterilization and disinfectant solutions | N/A
32700 Jeddah xxx | 311601801 | KIT OXYGEN INLET EXTENSION FOR USE WITH HUMIDIFIER MACHINE | EACH | #VALUE! | 900PT422 | 10 | FISHER & PAYKEL...... | 3 | MED | Respiratory humidity and aerosol therapy products | N/A
32700 KFH-XX-01-RS-XXX-XXX | 310440338 | BLADE LARYNGOSCOPE MACINTOSH SIZE 3.0 KARL STORZ | EACH | #VALUE! | 8403AXC | 1 | KARL STORZ...... | 3 | MED | Intubation supplies | N/A
32700 KFH-XX-01-RS-XXX-XXX | 310440337 | BLADE LARYNGOSCOPE MACINTOSH SIZE 4.0 KARL STORZ | EACH | #VALUE! | 8403BXC | 1 | KARL STORZ...... | 3 | MED | Intubation supplies | N/A
32700 KFH-XX-01-RS-XXX-XXX | 310440340 | BLADE VIDEO LARYNGOSCOPE C-MAC D-BLADE | EACH | #VALUE! | 8401C | 1 | KARL STORZ...... | 3 | MED | Intubation supplies | N/A
32700 KFH-XX-01-RS-XXX-XXX | 314271609 | TRACHEOSTOMY TUBE TWIST PLUS WITH DOUBLE FENESTRATED WITH LOW PRESSURE CUFF SYSTEM DIAMETER, 7MM X 9.8MM | EACH | #VALUE! | 312-07 | 10 | TRACOE...... | 3 | MED | Airway management products | N/A
32700 KFH-XX-01-RS-XXX-XXX | 314271607 | TRACHEOSTOMY TUBE TWIST PLUS WITH LOW PRESSURE CUFF SYSTEM DIAMETER, 7MM X 9.8MM | EACH | #VALUE! | 311-07 | 10 | TRACOE...... | 3 | MED | Airway management products | N/A
32708 Jeddah xxx Sub-Store | 488057 | (DWZ) DRESSING HYDROCELLULAR ADHESIVE 17.5CM X 17.5CM STERILE (45) | EACH | #VALUE! | UNITED KING;66000045 | 1000 | S & N MEDICAL LTD; UNITED KING...... | 3 | MED | Bandages and dressings and related products | N/A
32708 Jeddah xxx Sub-Store | 77700338 | (RESPIRATORY) FACE MASK FULL NON INVANSIVE POSITIVE PRESSURE VENTILATION WITH HEADSTRAP (SMALL) | EACH | #VALUE! | 313-9053W | 100 | PULMODYNE, INC\....... | 3 | MED | Respiratory monitoring products | N/A
32708 Jeddah xxx Sub-Store | 77700337 | (RESPIRATORY) FACE MASK FULL FOR NON INVANSIVE POSITIVE PRESSURE VENTILATION WITH HEADSTRAP (ADULT SMALL) | EACH | #VALUE! | 313-9055W | 100 | PULMODYNE, INC\....... | 3 | MED | Respiratory monitoring products | N/A
32708 Jeddah xxx Sub-Store | 311606110 | ACAPELLA CHOICE VIBRATORY PEP THERAPY SYSTEM WITH MOUTHPIECE | EACH | #VALUE! | 27-7000 | 500 | SMITHS MEDICAL - PORTEX...... | 3 | MED | Positive mechanical pressure ventilators and accessories | N/A
32708 Jeddah xxx Sub-Store | 77700417 | ADULT FACEMASK TOTAL WITH HEADGEAR LARGE REUSABLE FOR PERFORMAX EE AND SE | EACH | #VALUE! | 1052554 | 20 | PHILIPS...... | 3 | MED | Positive mechanical pressure ventilators and accessories | N/A
32708 Jeddah xxx Sub-Store | 77700416 | ADULT FACEMASK TOTAL WITH HEADGEAR SMALL REUSABLE PERFORMAX EE AND SE | EACH | #VALUE! | 1052553 | 20 | PHILIPS...... | 3 | MED | Positive mechanical pressure ventilators and accessories | N/A
32708 Jeddah xxx Sub-Store | 77700429 | BREATHING CIRCUIT JUNIOR INCLUDING CHAMBER FOR AIRVO 2 | EACH | #VALUE! | 900PT531 | 100 | FISHER & PAYKEL...... | 3 | MED | Positive mechanical pressure ventilators and accessories | N/A
32708 Jeddah xxx Sub-Store | 388408 | CONNECTOR OXYGEN OMNI-FLEX SYSTEM DISPOSABLE (50) | EACH | #VALUE! | BAX3215 | 4000 | AIRLIFE...... | 3 | MED | Intubation supplies | N/A
32708 Jeddah xxx Sub-Store | 77700405 | FACE MASK ORO-NASAL SE SE YELLOW HEADGEAR CRAYONS X SMALL | EACH | #VALUE! | 1083085 | 40 | RESPIRONICS...... | 3 | MED | Oxygen therapy delivery systems and devices | N/A
32708 Jeddah xxx Sub-Store | 77700404 | FACE MASK ORO-NASAL SE YELLOW HEADGEAR CRAYONS XX SMALL | EACH | #VALUE! | 1083086 | 10 | RESPIRONICS...... | 3 | MED | Oxygen therapy delivery systems and devices | N/A
32708 Jeddah xxx Sub-Store | 310440357 | INSTRUMENT LARYNGOSCOPE SMALL HANDLE WITH PRO BLADE SIZE 0 STERILE DISPOSABLE | EACH | #VALUE! | 040-350 | 300 | FLEXICARE...... | 3 | MED | Intubation supplies | N/A
32708 Jeddah xxx Sub-Store | 310440356 | INSTRUMENT LARYNGOSCOPE SMALL HANDLE WITH PRO BLADE SIZE 00 STERILE DISPOSABLE | EACH | #VALUE! | 040-350N | 300 | FLEXICARE...... | 3 | MED | Intubation supplies | N/A
32708 Jeddah xxx Sub-Store | 310440358 | INSTRUMENT LARYNGOSCOPE SMALL HANDLE WITH PRO BLADE SIZE 1 STERILE DISPOSABLE | EACH | #VALUE! | 040-351 | 300 | FLEXICARE...... | 3 | MED | Intubation supplies | N/A
32708 Jeddah xxx Sub-Store | 311606107 | MASK FULL FACE BITRAC™ NIV WITH STANDARD ELBOW WITH SILICONE FOREHEAD PAD AND HEAD STRAP ADULT LARGE | EACH | #VALUE! | 313-9011 | 200 | PULMODYNE, INC\....... | 3 | MED | Positive mechanical pressure ventilators and accessories | N/A
32708 Jeddah xxx Sub-Store | 311606106 | MASK FULL FACE BITRAC™ NIV WITH STANDARD ELBOW WITH SILICONE FOREHEAD PAD AND HEAD STRAP ADULT MEDIUM | EACH | #VALUE! | 313-9010 | 300 | PULMODYNE, INC\....... | 3 | MED | Positive mechanical pressure ventilators and accessories | N/A
32708 Jeddah xxx Sub-Store | 311606105 | MASK FULL FACE BITRAC™ NIV WITH STANDARD ELBOW WITH SILICONE FOREHEAD PAD AND HEAD STRAP ADULT SMALL | EACH | #VALUE! | 313-9009 | 150 | PULMODYNE, INC\....... | 3 | MED | Positive mechanical pressure ventilators and accessories | N/A
32708 Jeddah xxx Sub-Store | 311607417 | MASK FULL FACE WITH QUIET AIR ELBOW MEDIUM SIZE | EACH | #VALUE! | 64111 | 80 | RESMED...... | 3 | MED | Resuscitation supplies | N/A
32708 Jeddah xxx Sub-Store | 311607416 | MASK FULL FACE WITH QUIET AIR ELBOW SMALL SIZE | EACH | #VALUE! | 64110 | 100 | RESMED...... | 3 | MED | Resuscitation supplies | N/A
32708 Jeddah xxx Sub-Store | 311607423 | MASK FULL FACE WITH SILICONE CUSHION LARGE SIZE | EACH | #VALUE! | 63407 | 60 | RESMED...... | 3 | MED | Resuscitation supplies | N/A
32708 Jeddah xxx Sub-Store | 311607422 | MASK FULL FACE WITH SILICONE CUSHION MEDIUM SIZE | EACH | #VALUE! | 63406 | 100 | RESMED...... | 3 | MED | Resuscitation supplies | N/A
32708 Jeddah xxx Sub-Store | 311607421 | MASK FULL FACE WITH SILICONE CUSHION SMALL SIZE | EACH | #VALUE! | 63405 | 60 | RESMED...... | 3 | MED | Resuscitation supplies | N/A
32708 Jeddah xxx Sub-Store | 311607414 | MASK NASAL CRADLE STANDARD FRAME WITH HEADGEAR CUSHION SIZES SMALL AND MEDIUM | EACH | #VALUE! | 63815 | 180 | RESMED...... | 3 | MED | Resuscitation supplies | N/A
32708 Jeddah xxx Sub-Store | 311607420 | MASK NASAL WITH SILICONE CUSHION LARGE SIZE | EACH | #VALUE! | 63512 | 30 | RESMED...... | 3 | MED | Resuscitation supplies | N/A
32708 Jeddah xxx Sub-Store | 311607419 | MASK NASAL WITH SILICONE CUSHION MEDIUM SIZE | EACH | #VALUE! | 63511 | 60 | RESMED...... | 3 | MED | Resuscitation supplies | N/A
32708 Jeddah xxx Sub-Store | 311607418 | MASK NASAL WITH SILICONE CUSHION SMALL SIZE | EACH | #VALUE! | 63509 | 30 | RESMED...... | 3 | MED | Resuscitation supplies | N/A
32708 Jeddah xxx Sub-Store | 311607415 | MASK PILLOW NASAL WITH HEADGEAR MULTI SIZES SMALL AND MEDIUM LARGE | EACH | #VALUE! | 62901 | 120 | RESMED...... | 3 | MED | Resuscitation supplies | N/A
32708 Jeddah xxx Sub-Store | 77700426 | NASAL CANNULA OPTIFLOW FOR AIRVO 2 INFANT, OPT316 | EACH | 44 | OPT316 | 40 | FISHER & PAYKEL...... | 3 | MED | Airway management products | N/A
32708 Jeddah xxx Sub-Store | 77700427 | NASAL CANNULA OPTIFLOW FOR AIRVO 2 PEDIATRIC, OPT318 | EACH | 47 | OPT318 | 160 | FISHER & PAYKEL...... | 3 | MED | Airway management products | N/A
32708 Jeddah xxx Sub-Store | 316486428 | PADS GEL NASAL TUBE SECUREMENT AND SEALING DEVICE FOR THE NON-INVASIVE MASK | EACH | #VALUE! | 669353 | 300 | HANS RUDOLPH...... | 3 | MED | Mobile medical services resuscitation products | N/A
32708 Jeddah xxx Sub-Store | 77700044 | THERAPEP POSITIVE EXPIRATORY PRESSURE THERAPY SYSTEM | EACH | #VALUE! | 23-0757 | 600 | PORTEX...... | 3 | MED | Positive mechanical pressure ventilators and accessories | N/A
33200 KFH-00-02-PY-003-XXX | 311494604 | NEEDLE HUBER-TIPPED TWOFER VENTED, 1.5" 16 GAUGE GREEN | EACH | #VALUE! | 410083 | 120 | BAXTER..ADVANCED HEALTH SOLUTIONS CO\..... | 3 | MED | Injection and aspiration needles and accessories | N/A
33200 KFH-00-02-PY-003-XXX | 311494600 | SYRINGE 50ML WITH NEEDLE ASN-50 | EACH | #VALUE! | 410073 | 300 | LOCCIONI..ADVANCED HEALTH SOLUTIONS CO\..... | 3 | MED | Syringes and accessories | N/A
33200 KFH-00-02-PY-003-XXX | 311494601 | SYRINGE WITH NEEDLE 20ML ASN-20 | EACH | #VALUE! | 410072 | 200 | LOCCIONI..ADVANCED HEALTH SOLUTIONS CO\..... | 3 | MED | Syringes and accessories | N/A
33200 KFH-00-02-PY-003-XXX | 311494602 | SYRINGE WITH NEEDLE 5ML ASN-5 | EACH | #VALUE! | 410070 | 30 | LOCCIONI..ADVANCED HEALTH SOLUTIONS CO\..... | 3 | MED | Syringes and accessories | N/A
33208MainHosp,2Fr,Pharm,NthBalc,R240-003 | 311581700 | PALL LIPIPOR NLF FILTER FOR PARENTERAL NUTRITION 1.2 M POLYETHERSULFONE MEMBRANE | EACH | #VALUE! | NLF2E | 8640 | PALL MEDICAL...... | 3 | MED | Enteral feeding equipment and supplies | N/A
33208MainHosp,2Fr,Pharm,NthBalc,R240-003 | 311581701 | PALL LIPIPOR TNA FILTER FOR PARENTERAL NUTRITION 1.2 M POLYETHERSULFONE MEMBRANE | EACH | #VALUE! | TNA2E | 1440 | PALL MEDICAL...... | 3 | MED | Enteral feeding equipment and supplies | N/A
33430 KFH-03-B1-RS-065-002 | 411158000129 | BADGE XYLENE AIRCHECK BADGE | EACH | #VALUE! | 3801852 | 10 | LEICA...... | 3 | MED | Sterilization indicators and controls | N/A
33430 Main Hosp, 1st Floor, Nth Balcony Sub-Store | 422944002041 | BLADE SURGICAL FEATHER SIZE # 22 PK/100 | EACH | #VALUE! | 22-079-697 | 100 | SURGICAL DESIGN...... | 3 | MED | Surgical cutting instruments and snares and related products | N/A
33430 Main Hosp, 1st Floor, Nth Balcony Sub-Store | 411058000005 | KIMWIPES EX-L DELICATE TASK WIPER 4 1/2X8 1/2" CS/60PK | EACH | #VALUE! | 06-666A | 200 | FISHER SCIENTIFIC...... | 3 | MED | Diagnostic assessment and exam products for general use | N/A
33432 Main Hosp, 1st Floor, Nth Balcony Sub-Store | 411158000082 | SPRAY CYTOFIT PUMP 150ML | BOTTLE | #VALUE! | 6768326 | 24 | SHANDON...... | 3 | MED | Clinical and diagnostic analyzers and accessories and supplies | N/A
33435 KFH-03-B1-RS-065-002 | 70201364 | KNIFE DIAMOND BLUE TYPE ANGEL 45 (ULTRA) EDGE SIZE 4.0 MM | EACH | #VALUE! | 16DIA.DU4540 | 8 | DIATOME...... | 3 | MED | Ophthalmic specialty instruments and related products | N/A
33442 KFH-03-B1-RS-065-002 | 316486307 | APHERESIS KIT FOR COMPONENT COLLECTION SYSTEM 6 UNITS/CASE | EACH | #VALUE! | 4R5720 | 750 | FENWAL...... | 3 | MED | Therapeutic apheresis equipment and supplies | N/A
33445 MainHosp,1 Fr Balconystore,R8302 Sub-Store | 411161000040 | BIORAD MULTIQUAL LEVEL 1 | KIT | 1 |  | 50 | OTHERS...... | 3 | MED | Surgical cutting instruments and snares and related products | N/A
33445 MainHosp,1 Fr Balconystore,R8302 Sub-Store | 411161000041 | BIORAD MULTIQUAL LEVEL 3(JED) | KIT | 1 |  | 50 | OTHERS...... | 3 | MED | Surgical cutting instruments and snares and related products | N/A
33445 MainHosp,1 Fr Balconystore,R8302 Sub-Store | 411160000052 | REFERENCE ELECTRODE | EACH | 1 |  | 11 | OTHERS...... | 3 | MED | Electrotherapy equipment | N/A
33445 MainHosp,1 Fr Balconystore,R8302 Sub-Store | 46476 | SOLUTION PROTEIN REMOVER | BOTTLE | 1 |  | 3 | OTHERS...... | 3 | MED | Vision correction or cosmetic eyewear and related products | N/A
33450 KFH-03-B1-RS-065-002 | 247873100 | CASSETTE MILLIFLEX (CETRIMIDE) STERILE | PACK | #VALUE! | MXSM CET 48 | 72 | MILLIPORE...... | 3 | MED | Medical diagnostic x ray products | N/A
33470 Main Hosp, 1st Floor, IVF clinic Sub-Store | 14397 | CATHETER WALLACE STERILE | PACK | #VALUE! | PE623 | 80 | WALLACE...... | 3 | MED | Fertility and sterility treatment equipment and supplies | N/A
33470 Main Hosp, 1st Floor, IVF clinic Sub-Store | 411058000004 | KAYDRY LABORATORY WIPE SIZE 12X12 PK/15/CS FISHER SCI # 06-666-11C(JED) | EACH | 1 |  | 8925 | OTHERS...... | 3 | MED |  | N/A
33470 Main Hosp, 1st Floor, IVF clinic Sub-Store | 314227601 | OOCYTE ACTIVATION (FOR IVF LABORATORY) | EACH | #VALUE! | GM508 Cult-Active | 4 | GYNEMED...... | 3 | MED | Fertility and sterility treatment equipment and supplies | N/A
33470 Main Hosp, 1st Floor, IVF clinic Sub-Store | 314781100 | SYRINGES AIR-TITE NORM-JECT WITHOUT NEEDLES 1ML VOLUME, TUBERCULIN TIP 1CC INDIVIDUALLY WRAPPED STERILE DISPOSABLE | EACH | #VALUE! | 14-817-25 | 500 | FISHER SCIENTIFIC...... | 3 | MED | Syringes and accessories | N/A
33470 Riyadh xxx | 314227602 | BUFFER GAMETE SYDNEY FOR IVF FERTILIZATION PROCESS | EACH | #VALUE! | K-SIGB-100 | 120 | COOK MEDICAL...... | 3 | MED | Fertility and sterility treatment equipment and supplies | N/A
33470 Riyadh xxx | 35404 | CATHETER WALLACE ET WITH STYLET STERILE | BOX | #VALUE! | 1816NST | 2 | WALLACE...... | 3 | MED | Fertility and sterility treatment equipment and supplies | N/A
33470 Riyadh xxx | 14397 | CATHETER WALLACE STERILE | PACK | #VALUE! | 1816N | 280 | WALLACE...... | 3 | MED | Fertility and sterility treatment equipment and supplies | N/A
33470 Riyadh xxx | 73840 | CONSUMABLE MEDICAL CARBON DIOXIDE GRADE 2.5 (99.5%) GAS REFILLING 25KG K CYLINDER | EACH | 12 | MEDICAL CARBON DIOXIDE GR | 48 | LOCAL...... | 3 | MED | Oxygen therapy delivery systems and devices | N/A
33470 Riyadh xxx | 70202906 | CONTAINER GOBLETS BLUE CRYOGENIC | CASE | #VALUE! | 020506 | 60 | CRYO BIO SYSTEM...... | 3 | MED | General laboratory storage containers and cabinets | N/A
33470 Riyadh xxx | 70202907 | CONTAINER GOBLETS ORANGE CRYOGENIC | CASE | #VALUE! | 020509 | 60 | CRYO BIO SYSTEM...... | 3 | MED | General laboratory storage containers and cabinets | N/A
33470 Riyadh xxx | 70202902 | CONTAINER GOBLETS RED CRYOGENIC | CASE | #VALUE! | 020510 | 60 | CRYO BIO SYSTEM...... | 3 | MED | General laboratory storage containers and cabinets | N/A
33470 Riyadh xxx | 70202904 | CONTAINER GOBLETS YELLOW CRYOGENIC | CASE | #VALUE! | 020508 | 60 | CRYO BIO SYSTEM...... | 3 | MED | General laboratory storage containers and cabinets | N/A
33470 Riyadh xxx | 211609800 | DISINFECTANT OOSAFE® IVF LABORATORY | LITER | #VALUE! | 00DIH-1000 | 24 | SPARMED APS...... | 3 | MED | Cold sterilization and disinfectant solutions | N/A
33470 Riyadh xxx | 91951 | SLEEVE CRYOGENIC | EACH | #VALUE! | OOCW-CS01 | 30 | SPARMED...... | 3 | MED | Vascular and compression therapy equipment and supplies | N/A
33470 Riyadh xxx | 348754100 | TRANSFER SET INTRA ENDOMETRIAL 18G 32.5CM NEEDLE AND STYLET WITH 2.0FR PTFE TRANSFER CATHETER | EACH | #VALUE! | K-TTET-18-32.5-TOWAKO | 12 | COOK MEDICAL...... | 3 | MED | Urological supplies | N/A
33470 Riyadh xxx IVF | 314227601 | OOCYTE ACTIVATION (FOR IVF LABORATORY) | EACH | #VALUE! | GM508 Cult-Active | 6 | GYNEMED...... | 3 | MED | Fertility and sterility treatment equipment and supplies | N/A
33472 Main Hosp,1 Fr Balconystore,R18302 Sub-store | 411044000003 | TEST STRIP GASPAK DRY ANAEROBIC INDICATOR (PK/100 STRIPS) | EACH | #VALUE! | 271051 | 1000 | BD...... | 3 | MED | Sterilization indicators and controls | N/A
33493 MainHosp,1 Fr Balcony store,R18302 Sub-Store | 513309 | DEVICE BLOOD TRANSFER WITH PRE-ATTACHED HOLDER & WITH FEMALE LUER ADAPTER (49) | EACH | #VALUE! | 364810 | 60 | BD...... | 3 | MED | Syringes and accessories | N/A
33493 MainHosp,1 Fr Balcony store,R18302 Sub-Store | 421421000012 | DRY ICE CO2 BLOCKS INDIVIDUALY PACKED IN PLASTIC BAG 0.5KG | EACH | 1 |  | 850 | OTHERS...... | 3 | MED | Industrial use gases | N/A
33525 KFH-03-01-CT-042-013 | 310456010 | BIOPSY SET BONE BIOPSY SYSTEM CANNULA 13G 16.5CM | EACH | #VALUE! | 12-1273 | 20 | APRIOMED...... | 3 | GEN | Injection and aspiration needles and accessories | N/A
33525 KFH-03-01-CT-042-013 | 310456011 | BIOPSY SET BONE BIOPSY SYSTEM CANNULA 15G 13CM | EACH | #VALUE! | 10-1063 | 100 | APRIOMED...... | 3 | PHARMA | Injection and aspiration needles and accessories | N/A
33525 KFH-03-01-CT-042-013 | 342142512 | BIOPSY SET BONOPTY® 15G BIOPSY CANNULA 15G, 16CM, WITH EJECTOR PIN, DEPTH GAUGE,STERILE DISPOSABLE # 10-1073 | EACH | 102 | 10-1073 | 20 | APRIOMED...... | 3 | PHARMA | Needleless intravenous injection and withdrawal systems | N/A
33525 KFH-03-01-CT-042-013 | 342142511 | BIOPSY SET BONOPTY® 15G BIOPSY CANNULA 15G, 19.5 CM, WITH EJECTOR PIN, DEPTH GAUGE,STERILE DISPOSABLE # 10-1083 | EACH | 105 | 10-1083 | 10 | APRIOMED...... | 3 | GEN | Injection and aspiration needles and accessories | N/A
33525 KFH-03-01-CT-042-013 | 310456013 | EXTENDED DRILL BONE BIOPSY SYSTEM 15 GAUGE 16CM | EACH | #VALUE! | 10-1074 | 10 | APRIOMED...... | 3 | PHARMA | Injection and aspiration needles and accessories | N/A
33525 KFH-03-01-CT-042-013 | 310456014 | PENETRATION SET BONE BIOPSY SYSTEM 12 GAUGE 10CM | EACH | #VALUE! | 12-1272 | 40 | APRIOMED...... | 3 | GEN | Injection and aspiration needles and accessories | N/A
33525 KFH-03-01-CT-042-013 | 310456017 | PENETRATION SET BONE BIOPSY SYSTEM 14 GAUGE 13CM | EACH | #VALUE! | 10-1082 | 10 | APRIOMED...... | 3 | EQP | Injection and aspiration needles and accessories | N/A
33525 KFH-03-01-CT-042-013 | 310456015 | PENETRATION SET BONE BIOPSY SYSTEM 14 GAUGE 6.5CM | EACH | #VALUE! | 10-1062 | 100 | APRIOMED...... | 3 | PHARMA | Injection and aspiration needles and accessories | N/A
33525 KFH-03-01-CT-042-013 | 310456016 | PENETRATION SET BONE BIOPSY SYSTEM 14 GAUGE 9.5CM | EACH | #VALUE! | 10-1072 | 20 | APRIOMED...... | 3 | PHARMA | Injection and aspiration needles and accessories | N/A
33530 MainHosp,Grd Flr,Ultrasound Services Sub-Store | 71800502 | DRAINAGE CATHETER NAVARRE UNIVERSAL WITH NITINOL 10FR/30CM | EACH | #VALUE! | NOD10LPT | 100 | BARD...... | 3 | MED | Vascular imaging and interventional cardiology and cardiac catheterization lab products | N/A
33530 MainHosp,Grd Flr,Ultrasound Services Sub-Store | 71800499 | DRAINAGE CATHETER NAVARRE UNIVERSAL WITH NITINOL 6FR/30CM | EACH | #VALUE! | NNU6LPT | 500 | BARD...... | 3 | MED | Vascular imaging and interventional cardiology and cardiac catheterization lab products | N/A
33530 MainHosp,Grd Flr,Ultrasound Services Sub-Store | 71800501 | DRAINAGE CATHETER NAVARRE UNIVERSAL WITH NITINOL 8FR/30CM | EACH | #VALUE! | NNU8LPT | 100 | BARD...... | 3 | MED | Vascular imaging and interventional cardiology and cardiac catheterization lab products | N/A
33535 KFH-01-01-RD-041-069 | 314259404 | KIT ACIDUM DIAETHYLENTRIAMINO-PENTAACETICUM DTPA 10.0 MG | KIT | #VALUE! | TC-MR-11 | 20 | MEDI RADIOPHARMA...... | 3 | MED | Radioimmunotherapy and radioisotope administration products | N/A
33535 KFH-01-01-RD-041-069 | 314259411 | KIT BRIDA HYDROXY IMINODIACETIC ACID HIDA | KIT | #VALUE! | TC-MR-12 | 10 | MEDI RADIOPHARMA...... | 3 | MED | Radioimmunotherapy and radioisotope administration products | N/A
33535 KFH-01-01-RD-041-069 | 70268 | KIT CONTRAST MEDIUM TECHNESCAN HAS | KIT | #VALUE! | VASCULOSIS | 10 | INTERNATIONAL RADIATION TECH\....... | 3 | MED |  | N/A
33535 KFH-01-01-RD-041-069 | 314259407 | KIT DMSA DIMERCAPTOSUCCINIC ACID SUCCIMER 6 VIALS/KIT | KIT | #VALUE! | TC-MR-13 | 30 | MEDI-RADIOPHARMA...... | 3 | MED | Radioimmunotherapy and radioisotope administration products | N/A
33535 KFH-01-01-RD-041-069 | 314259413 | KIT HMPAO MEDI-EXAMETAZIME 0.5MG | KIT | #VALUE! | TC-MR-14 | 44 | MEDI RADIOPHARMA...... | 3 | MED | Radioimmunotherapy and radioisotope administration products | N/A
33535 KFH-01-01-RD-041-069 | 314259409 | KIT MYOCARDIAL PERFUSION SCINTIGRAPHY FOR THE DETECTION AND LOCALISATION OF CORONARY ARTERY DISEASE | KIT | #VALUE! | TC-MR-1 | 35 | MEDI-RADIOPHARMA...... | 3 | MED |  | N/A
33535 KFH-01-01-RD-041-069 | 314259410 | KIT RADIOPHARMACEUTICALS FIRST GENERATION COMMERCIAL SKELETON (MDP) | KIT | #VALUE! | TC-MR-10 | 44 | MEDI-RADIOPHARMA...... | 3 | MED |  | N/A
33535 KFH-01-01-RD-041-069 | 314259415 | KIT RENOSCINT MAG3 TECHNETIUM TIATIDE 1MG | KIT | #VALUE! | TC-MR-16 | 50 | MEDI RADIOPHARMA...... | 3 | MED | Radioimmunotherapy and radioisotope administration products | N/A
33535 KFH-01-01-RD-041-069 | 341661100 | MICROSPHERE EMBOLIZATION SIR-SPHERES Y-90 RESIN FOR SELECTIVE INTERNAL RADIATION THERAPHY (SIRT) | EACH | #VALUE! | SIR-Y001 | 20 | SIRTEX MEDICAL...... | 3 | MED | Vascular imaging and interventional cardiology and cardiac catheterization lab products | N/A
33535 KFH-01-01-RD-041-069 | 314614502 | MICROSPHERE EMBOLIZATION SIR-SPHERES Y-90 RESIN FOR SELECTIVE INTERNAL RADIATION THERAPHY (SIRT) | EACH | #VALUE! | TheraSphere® | 60 | MDS NORDION...... | 3 | MED | Vascular imaging and interventional cardiology and cardiac catheterization lab products | N/A
33535 KFH-01-01-RD-041-069 | 314259400 | RADIOPHARMACEUTICAL PRECURSOR LUTETIUM 177 | EACH | #VALUE! | LU-177 CHLORIDE | 40 | IDB...... | 3 | MED | Radioimmunotherapy and radioisotope administration products | N/A
33535 KFH-01-01-RD-041-069 | 314259401 | RADIOPHARMACEUTICAL SOLUTION PYROSCINT PYP KIT | KIT | #VALUE! | TC-MR-9 | 30 | MEDI-RADIOPHARMA...... | 3 | MED | Radioimmunotherapy and radioisotope administration products | N/A
33535 KFH-01-01-RD-041-069 | 314259406 | SOLUTION KIT MAA HUMAN SERUM ALBUMIN MACROAGGREGATE 2.0MG | KIT | #VALUE! | TC-MR-2 | 30 | MEDI RADIOPHARMA...... | 3 | MED | Radioimmunotherapy and radioisotope administration products | N/A
33545 KFH-01-01-XX-XXX-XXX | 71801934 | BIOPSY NEEDLE TISSUE MAX CORE 18GX16CM COMPLETE SET, BARD # MC-1816 | EACH | 61 | MC-1816 | 1300 | BARD...... | 3 | MED | Injection and aspiration needles and accessories | N/A
33545 KFH-01-01-XX-XXX-XXX | 71800312 | CATHETER BALLOON DILATATION 035" GUIDEWIRE 12MM DIAMETER 4CM LENGTH 80CM SHAFT LENGTH | EACH | #VALUE! | ATG80124 | 25 | BARD...... | 3 | MED | Vascular imaging and interventional cardiology and cardiac catheterization lab products | N/A
33545 KFH-01-01-XX-XXX-XXX | 71800313 | CATHETER BALLOON DILATATION 035" GUIDEWIRE 12MM DIAMETER 6CM LENGTH 80CM SHAFT LENGTH | EACH | #VALUE! | ATG80126 | 30 | BARD...... | 3 | MED | Vascular imaging and interventional cardiology and cardiac catheterization lab products | N/A
33545 KFH-01-01-XX-XXX-XXX | 71800314 | CATHETER BALLOON DILATATION 035" GUIDEWIRE 14MM DIAMETER 4CM LENGTH 80CM SHAFT LENGTH | EACH | #VALUE! | ATG80144 | 25 | BARD...... | 3 | MED | Vascular imaging and interventional cardiology and cardiac catheterization lab products | N/A
33545 KFH-01-01-XX-XXX-XXX | 71800315 | CATHETER BALLOON DILATATION 035" GUIDEWIRE 14MM DIAMETER 6CM LENGTH 80CM SHAFT LENGTH | EACH | #VALUE! | ATG80146 | 30 | BARD...... | 3 | MED | Vascular imaging and interventional cardiology and cardiac catheterization lab products | N/A
33545 KFH-01-01-XX-XXX-XXX | 71800316 | CATHETER BALLOON DILATATION 035" GUIDEWIRE 16MM DIAMETER 4CM LENGTH 80CM SHAFT LENGTH | EACH | #VALUE! | ATG80164 | 25 | BARD...... | 3 | MED | Vascular imaging and interventional cardiology and cardiac catheterization lab products | N/A
33545 KFH-01-01-XX-XXX-XXX | 71800317 | CATHETER BALLOON DILATATION 035" GUIDEWIRE 16MM DIAMETER 6CM LENGTH 80CM SHAFT LENGTH | EACH | #VALUE! | ATG80166 | 25 | BARD...... | 3 | MED | Vascular imaging and interventional cardiology and cardiac catheterization lab products | N/A
33545 KFH-01-01-XX-XXX-XXX | 71800318 | CATHETER BALLOON DILATATION 035" GUIDEWIRE 18MM DIAMETER 4CM LENGTH 80CM SHAFT LENGTH | EACH | #VALUE! | ATG80184 | 15 | BARD...... | 3 | MED | Vascular imaging and interventional cardiology and cardiac catheterization lab products | N/A
33545 KFH-01-01-XX-XXX-XXX | 71800319 | CATHETER BALLOON DILATATION 035" GUIDEWIRE 18MM DIAMETER 6CM LENGTH 80CM SHAFT LENGTH | EACH | #VALUE! | ATG80186 | 15 | BARD...... | 3 | MED | Vascular imaging and interventional cardiology and cardiac catheterization lab products | N/A
33545 KFH-01-01-XX-XXX-XXX | 71800320 | CATHETER BALLOON DILATATION 035" GUIDEWIRE 20MM DIAMETER 4CM LENGTH 80CM SHAFT LENGTH | EACH | #VALUE! | ATG80204 | 15 | BARD...... | 3 | MED | Vascular imaging and interventional cardiology and cardiac catheterization lab products | N/A
33545 KFH-01-01-XX-XXX-XXX | 71800321 | CATHETER BALLOON DILATATION 035" GUIDEWIRE 22MM DIAMETER 4CM LENGTH 80CM SHAFT LENGTH | EACH | #VALUE! | ATG80224 | 15 | BARD...... | 3 | MED | Vascular imaging and interventional cardiology and cardiac catheterization lab products | N/A
33545 KFH-01-01-XX-XXX-XXX | 71800322 | CATHETER BALLOON DILATATION 035" GUIDEWIRE 24MM DIAMETER 4CM LENGTH 80CM SHAFT LENGTH | EACH | #VALUE! | ATG80244 | 20 | BARD...... | 3 | MED | Vascular imaging and interventional cardiology and cardiac catheterization lab products | N/A
33545 KFH-01-01-XX-XXX-XXX | 71800323 | CATHETER BALLOON DILATATION 035" GUIDEWIRE 26MM DIAMETER 4CM LENGTH 80CM SHAFT LENGTH | EACH | #VALUE! | ATG80264 | 20 | BARD...... | 3 | MED | Vascular imaging and interventional cardiology and cardiac catheterization lab products | N/A
33545 KFH-01-01-XX-XXX-XXX | 71800363 | CATHETER BALLOON DILATATION, DORADO 035,10MM/4CM/80CM | EACH | #VALUE! | DR80104 | 30 | BARD...... | 3 | MED | Vascular imaging and interventional cardiology and cardiac catheterization lab products | N/A
33545 KFH-01-01-XX-XXX-XXX | 71800364 | CATHETER BALLOON DILATATION, DORADO 035,6MM/4CM/80CM | EACH | #VALUE! | DR8064 | 25 | BARD...... | 3 | MED | Vascular imaging and interventional cardiology and cardiac catheterization lab products | N/A
33545 KFH-01-01-XX-XXX-XXX | 71800365 | CATHETER BALLOON DILATATION, DORADO 035,8MM/4CM/80CM | EACH | #VALUE! | DR8084 | 20 | BARD...... | 3 | MED | Vascular imaging and interventional cardiology and cardiac catheterization lab products | N/A
33545 KFH-01-01-XX-XXX-XXX | 71801267 | CATHETER BALLOON PTA DRUG COATED LUTONIX 014" GUIDEWIRE COMPATIBLE, DIAMETER 2.0MM X 120MM LENGTH | EACH | #VALUE! | 9020515250080 | 7 | BARD...... | 3 | MED | Vascular imaging and interventional cardiology and cardiac catheterization lab products | N/A
33545 KFH-01-01-XX-XXX-XXX | 71801265 | CATHETER BALLOON PTA DRUG COATED LUTONIX 014" GUIDEWIRE COMPATIBLE, DIAMETER 2.0MM X 80MM LENGTH | EACH | #VALUE! | 9020515200080 | 7 | BARD...... | 3 | MED | Vascular imaging and interventional cardiology and cardiac catheterization lab products | N/A
33545 KFH-01-01-XX-XXX-XXX | 71801269 | CATHETER BALLOON PTA DRUG COATED LUTONIX 014" GUIDEWIRE COMPATIBLE, DIAMETER 3.0MM X 80MM LENGTH | EACH | #VALUE! | 9020515300080 | 7 | BARD...... | 3 | MED | Vascular imaging and interventional cardiology and cardiac catheterization lab products | N/A
33545 KFH-01-01-XX-XXX-XXX | 71801270 | CATHETER BALLOON PTA DRUG COATED LUTONIX 014" GUIDEWIRE COMPATIBLE, DIAMETER 3.5MM X 80MM LENGTH | EACH | #VALUE! | 9020515350080 | 7 | BARD...... | 3 | MED | Vascular imaging and interventional cardiology and cardiac catheterization lab products | N/A
33545 KFH-01-01-XX-XXX-XXX | 71801262 | CATHETER BALLOON PTA DRUG COATED LUTONIX 035" GUIDEWIRE COMPATIBLE, DIAMETER 4.0MM X 80MM LENGTH | EACH | #VALUE! | 9020413400080 | 7 | BARD...... | 3 | MED | Vascular imaging and interventional cardiology and cardiac catheterization lab products | N/A
33545 KFH-01-01-XX-XXX-XXX | 71801264 | CATHETER BALLOON PTA DRUG COATED LUTONIX 035" GUIDEWIRE COMPATIBLE, DIAMETER 5.0MM X 120MM LENGTH | EACH | #VALUE! | 9090413500120 | 7 | BARD...... | 3 | MED | Vascular imaging and interventional cardiology and cardiac catheterization lab products | N/A
33545 KFH-01-01-XX-XXX-XXX | 71801263 | CATHETER BALLOON PTA DRUG COATED LUTONIX 035" GUIDEWIRE COMPATIBLE, DIAMETER 5.0MM X 80MM LENGTH | EACH | #VALUE! | 9090413500080 | 7 | BARD...... | 3 | MED | Vascular imaging and interventional cardiology and cardiac catheterization lab products | N/A
33545 KFH-01-01-XX-XXX-XXX | 71801954 | CATHETER BALLOON PTA DRUG COATED LUTONIX 014" GUIDEWIRE COMPATIBLE, DIAMETER 2.0MM X 40MM LENGTH # 9020515200040 | EACH | 100 | 9020515200040 | 7 | BARD...... | 3 | MED | Vascular imaging and interventional cardiology and cardiac catheterization lab products | N/A
33545 KFH-01-01-XX-XXX-XXX | 71801956 | CATHETER BALLOON PTA DRUG COATED LUTONIX 014" GUIDEWIRE COMPATIBLE, DIAMETER 2.5MM X 40MM LENGTH # 9020515250040 | EACH | 100 | 9020515250040 | 7 | BARD...... | 3 | MED | Vascular imaging and interventional cardiology and cardiac catheterization lab products | N/A
33545 KFH-01-01-XX-XXX-XXX | 71801957 | CATHETER BALLOON PTA DRUG COATED LUTONIX 014" GUIDEWIRE COMPATIBLE, DIAMETER 3.0MM X 40MM LENGTH # 9020515300040 | EACH | 100 | 9020515300040 | 7 | BARD...... | 3 | MED | Vascular imaging and interventional cardiology and cardiac catheterization lab products | N/A
33545 KFH-01-01-XX-XXX-XXX | 71800607 | CATHETER DIAGNOSTIC ANGLE TAPER 5FR /65CM TERUMO | EACH | #VALUE! | RF*XL9510GM | 500 | TERUMO...... | 3 | MED | Vascular imaging and interventional cardiology and cardiac catheterization lab products | N/A
33545 KFH-01-01-XX-XXX-XXX | 71800753 | CATHETER DIAGNOSTIC GLIDE COBRA (C1) 5FR /65CM | EACH | #VALUE! | RF*XB4510GM | 200 | TERUMO...... | 3 | MED | Vascular imaging and interventional cardiology and cardiac catheterization lab products | N/A
33545 KFH-01-01-XX-XXX-XXX | 71800232 | CATHETER DIAGNOSTIC,(PIG) TEMPO? 5FR/ 65CM | EACH | #VALUE! | 451-503 V5 | 700 | CORDIS...... | 3 | MED | Vascular imaging and interventional cardiology and cardiac catheterization lab products | N/A
33545 KFH-01-01-XX-XXX-XXX | 71800231 | CATHETER DIAGNOSTIC,(PIG) TEMPO? 5FR/100CM | EACH | #VALUE! | 451-503 H5 | 150 | CORDIS...... | 3 | MED | Vascular imaging and interventional cardiology and cardiac catheterization lab products | N/A
33545 KFH-01-01-XX-XXX-XXX | 71800238 | CATHETER DIAGNOSTIC,C2 TEMPO? AQUA?5FR/65CM | EACH | #VALUE! | 452-543V0 | 150 | CORDIS...... | 3 | MED | Vascular imaging and interventional cardiology and cardiac catheterization lab products | N/A
33545 KFH-01-01-XX-XXX-XXX | 71800606 | CATHETER DIAGNOSTIC,TERUMO,COBRA (C2) 5FR/100CM | EACH | #VALUE! | RF*XB55110M | 200 | TERUMO...... | 3 | MED | Vascular imaging and interventional cardiology and cardiac catheterization lab products | N/A
33545 KFH-01-01-XX-XXX-XXX | 333294106 | CATHETER GUIDER SOFT TIP SIZE 5F X 90CM, 40 DEGREES ANGLE XF | EACH | #VALUE! | 10062 | 30 | BOSTON SCIENTIFIC...... | 3 | MED | Vascular imaging and interventional cardiology and cardiac catheterization lab products | N/A
33545 KFH-01-01-XX-XXX-XXX | 333294107 | CATHETER GUIDER SOFT TIP SIZE 6F X 90CM, 40 DEGREES ANGLE XF | EACH | #VALUE! | 10042 | 60 | BOSTON SCIENTIFIC...... | 3 | MED | Vascular imaging and interventional cardiology and cardiac catheterization lab products | N/A
33545 KFH-01-01-XX-XXX-XXX | 333294108 | CATHETER GUIDER SOFT TIP SIZE 7F X 90CM, 40 DEGREES ANGLE XF | EACH | #VALUE! | 10043 | 15 | BOSTON SCIENTIFIC...... | 3 | MED | Vascular imaging and interventional cardiology and cardiac catheterization lab products | N/A
33545 KFH-01-01-XX-XXX-XXX | 333294109 | CATHETER GUIDER SOFT TIP SIZE 8F X 90CM, 40 DEGREES ANGLE XF | EACH | #VALUE! | 10044 | 80 | BOSTON SCIENTIFIC...... | 3 | MED | Vascular imaging and interventional cardiology and cardiac catheterization lab products | N/A
33545 KFH-01-01-XX-XXX-XXX | 71800471 | CATHETER MICRO PROGREAT 2.8 130CM, 0.021 GUIDEWIRE | EACH | #VALUE! | MC-PE28131 | 100 | TERUMO...... | 3 | MED | Vascular imaging and interventional cardiology and cardiac catheterization lab products | N/A
33545 KFH-01-01-XX-XXX-XXX | 349889120 | CATHETER PERITONEAL ADDITIONAL PLEUR X PRODUCTS KIT | EACH | #VALUE! | 50-7050 | 30 | CARDINAL HEALTH...... | 3 | MED | Vascular imaging and interventional cardiology and cardiac catheterization lab products | N/A
33545 KFH-01-01-XX-XXX-XXX | 71802230 | CATHETER VASCULAR 2CM FROM HUB, BASIC SET 3F X 60CM VASCU-LINE SINGLE LUMEN | EACH | #VALUE! | MR28013121 | 60 | MEDCOMP...... | 3 | MED | Vascular imaging and interventional cardiology and cardiac catheterization lab products | N/A
33545 KFH-01-01-XX-XXX-XXX | 69910673 | CATHETER VASCULAR PICC 4FR DUAL LUMEN WITH CUFF STERILE | EACH | #VALUE! | MR28014251 | 50 | MEDCOMP...... | 3 | MED | Stents | N/A
33545 KFH-01-01-XX-XXX-XXX | 342321601 | CEMENT MIXING FOR SPINEJACK SYSTEM | EACH | #VALUE! | VCMS001 | 10 | VEXIM...... | 3 | MED | Spinal implants | N/A
33545 KFH-01-01-XX-XXX-XXX | 342321602 | COHESION FOR SPINEJACK SYSTEM STERILE | EACH | #VALUE! | CM0300 | 20 | VEXIM...... | 3 | MED | Spinal implants | N/A
33545 KFH-01-01-XX-XXX-XXX | 71801096 | DEVICE CLOSURE VASCULAR EXOSEAL MODEL EX500CE, BOX/5 | EACH | 39 | EX500CE | 180 | CORDIS...... | 3 | MED | Vascular imaging and interventional cardiology and cardiac catheterization lab products | N/A
33545 KFH-01-01-XX-XXX-XXX | 71800150 | DILATOR 5FR/20CM BARD | EACH | #VALUE! | 1500-0050 | 160 | BARD...... | 3 | MED | Surgical dilators and probes and grooves and related products | N/A
33545 KFH-01-01-XX-XXX-XXX | 71800155 | DILATOR 10FR/20CM BARD | EACH | #VALUE! | 1500-0100 | 180 | BARD...... | 3 | MED | Surgical dilators and probes and grooves and related products | N/A
33545 KFH-01-01-XX-XXX-XXX | 71800157 | DILATOR 14FR/20CM BARD | EACH | #VALUE! | 1500-0140 | 120 | BARD...... | 3 | MED | Surgical dilators and probes and grooves and related products | N/A
33545 KFH-01-01-XX-XXX-XXX | 71800158 | DILATOR 16FR/20CM BARD | EACH | #VALUE! | 1500-0160 | 110 | BARD...... | 3 | MED | Surgical dilators and probes and grooves and related products | N/A
33545 KFH-01-01-XX-XXX-XXX | 71800149 | DILATOR 4FR/20CM BARD | EACH | #VALUE! | 1500-0040 | 120 | BARD...... | 3 | MED | Surgical dilators and probes and grooves and related products | N/A
33545 KFH-01-01-XX-XXX-XXX | 71800151 | DILATOR 6FR/20CM BARD | EACH | #VALUE! | 1500-0060 | 120 | BARD...... | 3 | MED | Surgical dilators and probes and grooves and related products | N/A
33545 KFH-01-01-XX-XXX-XXX | 71800502 | DRAINAGE CATHETER NAVARRE UNIVERSAL WITH NITINOL 10FR/30CM | EACH | #VALUE! | NOD10LPT | 200 | BARD...... | 3 | MED | Vascular imaging and interventional cardiology and cardiac catheterization lab products | N/A
33545 KFH-01-01-XX-XXX-XXX | 71800498 | DRAINAGE CATHETER NAVARRE UNIVERSAL WITH NITINOL 6FR/15CM | EACH | #VALUE! | NNU6LP15 | 150 | BARD...... | 3 | MED | Vascular imaging and interventional cardiology and cardiac catheterization lab products | N/A
33545 KFH-01-01-XX-XXX-XXX | 71800499 | DRAINAGE CATHETER NAVARRE UNIVERSAL WITH NITINOL 6FR/30CM | EACH | #VALUE! | NNU6LPT | 100 | BARD...... | 3 | MED | Vascular imaging and interventional cardiology and cardiac catheterization lab products | N/A
33545 KFH-01-01-XX-XXX-XXX | 71800500 | DRAINAGE CATHETER NAVARRE UNIVERSAL WITH NITINOL 8FR/15CM | EACH | #VALUE! | NNU8LP15 | 300 | BARD...... | 3 | MED | Vascular imaging and interventional cardiology and cardiac catheterization lab products | N/A
33545 KFH-01-01-XX-XXX-XXX | 71800501 | DRAINAGE CATHETER NAVARRE UNIVERSAL WITH NITINOL 8FR/30CM | EACH | #VALUE! | NNU8LPT | 400 | BARD...... | 3 | MED | Vascular imaging and interventional cardiology and cardiac catheterization lab products | N/A
33545 KFH-01-01-XX-XXX-XXX | 71800264 | DRAINAGE KIT PLEUR X PERITONEAL WITH 1000ML VACUUM BOTTLE | EACH | #VALUE! | 50-7210 | 2800 | CARDINAL HEALTH...... | 3 | MED | Urological supplies | N/A
33545 KFH-01-01-XX-XXX-XXX | 71800611 | FILTER IVC PLACEMENT DENALI FILTER SYSTEM JUGULAR | EACH | #VALUE! | DL950J | 15 | BARD...... | 3 | MED | Vascular imaging and interventional cardiology and cardiac catheterization lab products | N/A
33545 KFH-01-01-XX-XXX-XXX | 314264101 | GASTROSTOMY FEEDING TUBE KIT SIZE 16FR DILATOR | EACH | #VALUE! | 98430 | 100 | HALYARD...... | 3 | MED | Gastrostomy and jejunostomy access devices or accessories | N/A
33545 KFH-01-01-XX-XXX-XXX | 314264102 | GASTROSTOMY FEEDING TUBE KIT SIZE 18FR DILATOR | EACH | #VALUE! | 98431 | 150 | HALYARD...... | 3 | MED | Gastrostomy and jejunostomy access devices or accessories | N/A
33545 KFH-01-01-XX-XXX-XXX | 69911948 | GUIDE WIRE GLIDE ADVANTAGE 0.014'' (0.36MM) X 300CM | EACH | #VALUE! | RA*FA14301CM | 250 | TERUMO...... | 3 | MED | Endoscopic instruments | N/A
33545 KFH-01-01-XX-XXX-XXX | 71800600 | GUIDEWIRE ,0.035/150CM STRAIGHT | EACH | #VALUE! | RF*GS35153M | 250 | TERUMO...... | 3 | MED | Vascular imaging and interventional cardiology and cardiac catheterization lab products | N/A
33545 KFH-01-01-XX-XXX-XXX | 71800597 | GUIDEWIRE ANGLED J 0.018X260CM TERUMO | EACH | #VALUE! | RF*GA18263M | 200 | TERUMO...... | 3 | MED | Vascular imaging and interventional cardiology and cardiac catheterization lab products | N/A
33545 KFH-01-01-XX-XXX-XXX | 71800601 | GUIDEWIRE ANGLED STIFF 0.035/150CM TERUMO | EACH | #VALUE! | RF*PA35153M | 2500 | TERUMO...... | 3 | MED | Vascular imaging and interventional cardiology and cardiac catheterization lab products | N/A
33545 KFH-01-01-XX-XXX-XXX | 71800604 | GUIDEWIRE MICRO SIZE 0.014/180CM TERUMO | EACH | #VALUE! | RF*RB14188TM | 150 | TERUMO...... | 3 | MED | Vascular imaging and interventional cardiology and cardiac catheterization lab products | N/A
33545 KFH-01-01-XX-XXX-XXX | 311561901 | GUIDEWIRE PERIPHERAL GLIDEWIRE ADVANTAGE 0.035 - 260CM | EACH | #VALUE! | RA*CA35265CM | 400 | TERUMO...... | 3 | MED | Vascular imaging and interventional cardiology and cardiac catheterization lab products | N/A
33545 KFH-01-01-XX-XXX-XXX | 71800278 | GUIDING CATHETER,6FR/55CM HOCKEY STICK | EACH | #VALUE! | 670-278-55 | 50 | CORDIS...... | 3 | MED | Vascular imaging and interventional cardiology and cardiac catheterization lab products | N/A
33545 KFH-01-01-XX-XXX-XXX | 71800277 | GUIDING CATHETER,6FR/55CM MPA BRISTA BRITE TIP | EACH | #VALUE! | 670-270-55 | 40 | CORDIS...... | 3 | MED | Vascular imaging and interventional cardiology and cardiac catheterization lab products | N/A
33545 KFH-01-01-XX-XXX-XXX | 71800276 | GUIDING CATHETER,6FR/55CM RDC BISTA BRITE TIP | EACH | #VALUE! | 670-212-55 | 50 | CORDIS...... | 3 | MED | Vascular imaging and interventional cardiology and cardiac catheterization lab products | N/A
33545 KFH-01-01-XX-XXX-XXX | 71800279 | GUIDING CATHETER,6FR/55CM STRAIGHT | EACH | #VALUE! | 670-280-55 | 40 | CORDIS...... | 3 | MED | Vascular imaging and interventional cardiology and cardiac catheterization lab products | N/A
33545 KFH-01-01-XX-XXX-XXX | 342321607 | IMPLANT KIT EXPANSION FOR SPINEJACK SYSTEM 4.2MM STERILE | EACH | #VALUE! | KE004 | 26 | VEXIM...... | 3 | MED | Spinal implants | N/A
33545 KFH-01-01-XX-XXX-XXX | 342321608 | IMPLANT KIT EXPANSION FOR SPINEJACK SYSTEM 5.0MM STERILE | EACH | #VALUE! | KE001 | 30 | VEXIM...... | 3 | MED | Spinal implants | N/A
33545 KFH-01-01-XX-XXX-XXX | 342321603 | IMPLANT KIT EXPANSION FOR SPINEJACK SYSTEM 5.8MM STERILE | EACH | #VALUE! | KE006 | 4 | VEXIM...... | 3 | MED | Spinal implants | N/A
33545 KFH-01-01-XX-XXX-XXX | 311645400 | IMPLANT STENT VASCULAR GRAFT EXPANDED FLUENCY® PLUS STERILE | EACH | #VALUE! | FVLXXXXX | 25 | BARD...... | 3 | MED | Stents | N/A
33545 KFH-01-01-XX-XXX-XXX | 342293400 | INSTRUMENT PUSHER SURGICAL CEMENT NUMBER 5 FOR SPINJACK SYSTEM | EACH | #VALUE! | TCO5003 | 7 | VEXIM...... | 3 | MED | Surgical manipulators and implant positioners and related products | N/A
33545 KFH-01-01-XX-XXX-XXX | 342293401 | INSTRUMENT SURGICAL PUSHER CEMENT NUMBER 4 FOR SPINJACK SYSTEM | EACH | #VALUE! | TC04003 | 3 | VEXIM...... | 3 | MED | Surgical manipulators and implant positioners and related products | N/A
33545 KFH-01-01-XX-XXX-XXX | 342291631 | INSTRUMENT TROCAR BEVEALED 11G FOR SPINEJACK SYSTEM | EACH | #VALUE! | TNBV11U | 20 | VEXIM...... | 3 | MED | Surgical cutting instruments and snares and related products | N/A
33545 KFH-01-01-XX-XXX-XXX | 71800482 | INTRODUCER MICROPUNCTURE 4FR STIFF | EACH | #VALUE! | MR190411 | 400 | MEDCOMP...... | 3 | MED | Vascular imaging and interventional cardiology and cardiac catheterization lab products | N/A
33545 KFH-01-01-XX-XXX-XXX | 71800208 | INTRODUCER SHEATH BRITE TIP -REGULAR,9FR/11CM | EACH | #VALUE! | 401-911M | 150 | CORDIS...... | 3 | MED | Vascular imaging and interventional cardiology and cardiac catheterization lab products | N/A
33545 KFH-01-01-XX-XXX-XXX | 71800214 | INTRODUCER SHEATH GUIDE,7FR/55CM HOCKEY STICK | EACH | #VALUE! | 403-7553H | 50 | CORDIS...... | 3 | MED | Vascular imaging and interventional cardiology and cardiac catheterization lab products | N/A
33545 KFH-01-01-XX-XXX-XXX | 71800213 | INTRODUCER SHEATH GUIDE,7FR/55CM RDC BISTA BRITE TIP | EACH | #VALUE! | 403-7553A | 50 | CORDIS...... | 3 | MED | Vascular imaging and interventional cardiology and cardiac catheterization lab products | N/A
33545 KFH-01-01-XX-XXX-XXX | 71800215 | INTRODUCER SHEATH GUIDE,7R/55CM MPA BISTA BRITE TIP | EACH | #VALUE! | 403-7553M | 50 | CORDIS...... | 3 | MED | Vascular imaging and interventional cardiology and cardiac catheterization lab products | N/A
33545 KFH-01-01-XX-XXX-XXX | 71800197 | INTRODUCER SHEATH, BRITE TIP -LONG,6FR/23CM | EACH | #VALUE! | 401-623M | 100 | CORDIS...... | 3 | MED | Vascular imaging and interventional cardiology and cardiac catheterization lab products | N/A
33545 KFH-01-01-XX-XXX-XXX | 71800198 | INTRODUCER SHEATH, BRITE TIP -LONG,6FR/35CM | EACH | #VALUE! | 401-635M | 70 | CORDIS...... | 3 | MED | Vascular imaging and interventional cardiology and cardiac catheterization lab products | N/A
33545 KFH-01-01-XX-XXX-XXX | 71800200 | INTRODUCER SHEATH, BRITE TIP -LONG,6FR/55CM | EACH | #VALUE! | 401-655M | 50 | CORDIS...... | 3 | MED | Vascular imaging and interventional cardiology and cardiac catheterization lab products | N/A
33545 KFH-01-01-XX-XXX-XXX | 71800202 | INTRODUCER SHEATH, BRITE TIP -LONG,7FR/23CM | EACH | #VALUE! | 401-723M | 100 | CORDIS...... | 3 | MED | Vascular imaging and interventional cardiology and cardiac catheterization lab products | N/A
33545 KFH-01-01-XX-XXX-XXX | 71800203 | INTRODUCER SHEATH, BRITE TIP -LONG,7FR/35CM | EACH | #VALUE! | 401-735M | 60 | CORDIS...... | 3 | MED | Vascular imaging and interventional cardiology and cardiac catheterization lab products | N/A
33545 KFH-01-01-XX-XXX-XXX | 71800207 | INTRODUCER SHEATH, BRITE TIP -LONG,8FR/35CM | EACH | #VALUE! | 401-835M | 80 | CORDIS...... | 3 | MED | Vascular imaging and interventional cardiology and cardiac catheterization lab products | N/A
33545 KFH-01-01-XX-XXX-XXX | 71800209 | INTRODUCER SHEATH, BRITE TIP -LONG,9FR/23CM | EACH | #VALUE! | 401-923M | 80 | CORDIS...... | 3 | MED | Vascular imaging and interventional cardiology and cardiac catheterization lab products | N/A
33545 KFH-01-01-XX-XXX-XXX | 71800210 | INTRODUCER SHEATH, BRITE TIP -LONG,9FR/35CM | EACH | #VALUE! | 401-935M | 70 | CORDIS...... | 3 | MED | Vascular imaging and interventional cardiology and cardiac catheterization lab products | N/A
33545 KFH-01-01-XX-XXX-XXX | 71800211 | INTRODUCER SHEATH, BRITE TIP -LONG,9FR/45CM | EACH | #VALUE! | 401-945M | 50 | CORDIS...... | 3 | MED | Vascular imaging and interventional cardiology and cardiac catheterization lab products | N/A
33545 KFH-01-01-XX-XXX-XXX | 71800205 | INTRODUCER SHEATH, BRITE TIP -REGULAR,8FR/11CM | EACH | #VALUE! | 401-811M | 250 | CORDIS...... | 3 | MED | Vascular imaging and interventional cardiology and cardiac catheterization lab products | N/A
33545 KFH-01-01-XX-XXX-XXX | 71800201 | INTRODUCER SHEATH, BRITE TIP-SHORT,7FR/5.5CM | EACH | #VALUE! | 401-705M | 100 | CORDIS...... | 3 | MED | Vascular imaging and interventional cardiology and cardiac catheterization lab products | N/A
33545 KFH-01-01-XX-XXX-XXX | 71802116 | NEUROVASCULAR TARGET® COIL STRYKER, 360 SOFT 3.5MM X 10CM #M0035473510 | EACH | 60 | M0035473510 | 8 | STRYKER...... | 3 | MED | Vascular imaging and interventional cardiology and cardiac catheterization lab products | N/A
33545 KFH-01-01-XX-XXX-XXX | 71802025 | NEUROVASCULAR TARGET® COIL STRYKER, 360 ULTRA 1.5 MM X 2 CM #M0035421520 | EACH | 62 | M0035421520 | 4 | STRYKER...... | 3 | MED | Vascular imaging and interventional cardiology and cardiac catheterization lab products | N/A
33545 KFH-01-01-XX-XXX-XXX | 71802026 | NEUROVASCULAR TARGET® COIL STRYKER, 360 ULTRA 1.5 MM X 3 CM #M0035421530 | EACH | 62 | M0035421530 | 4 | STRYKER...... | 3 | MED | Vascular imaging and interventional cardiology and cardiac catheterization lab products | N/A
33545 KFH-01-01-XX-XXX-XXX | 342321604 | PREPARATION KIT FOR SPINEJACK SYSTEM 4.2 MM STERILE | EACH | #VALUE! | KP004 | 3 | VEXIM...... | 3 | MED | Spinal implants | N/A
33545 KFH-01-01-XX-XXX-XXX | 342321605 | PREPARATION KIT FOR SPINEJACK SYSTEM 5.0 MM STERILE | EACH | #VALUE! | KP001 | 5 | VEXIM...... | 3 | MED | Spinal implants | N/A
33545 KFH-01-01-XX-XXX-XXX | 342321606 | PREPARATION KIT FOR SPINEJACK SYSTEM 5.8 MM STERILE | EACH | #VALUE! | KP006 | 2 | VEXIM...... | 3 | MED | Spinal implants | N/A
33545 KFH-01-01-XX-XXX-XXX | 71800595 | SNARE RETRIEVAL KIT DUAL SHEATH 20 MM | EACH | #VALUE! | SRK35 | 25 | BARD...... | 3 | MED | Vascular imaging and interventional cardiology and cardiac catheterization lab products | N/A
33545 KFH-01-01-XX-XXX-XXX | 314348789 | STENT VENOUS 16MM X 100MM X 80CM | EACH | #VALUE! | VENEM16100 | 12 | BARD...... | 3 | MED | Vascular imaging and interventional cardiology and cardiac catheterization lab products | N/A
33545 KFH-01-01-XX-XXX-XXX | 314348787 | STENT VENOUS 16MM X 40MM X 80CM | EACH | #VALUE! | VENEM16040 | 8 | BARD...... | 3 | MED | Vascular imaging and interventional cardiology and cardiac catheterization lab products | N/A
33545 KFH-01-01-XX-XXX-XXX | 314348792 | STENT VENOUS 18MM X 100MM X 80CM | EACH | #VALUE! | VENEM18100 | 12 | BARD...... | 3 | MED | Vascular imaging and interventional cardiology and cardiac catheterization lab products | N/A
33545 KFH-01-01-XX-XXX-XXX | 314348790 | STENT VENOUS 18MM X 40MM X 80CM | EACH | #VALUE! | VENEM18040 | 8 | BARD...... | 3 | MED | Vascular imaging and interventional cardiology and cardiac catheterization lab products | N/A
33545 KFH-01-01-XX-XXX-XXX | 314348793 | STENT VENOUS 20MM X 40MM X 80CM | EACH | #VALUE! | VENEM20040 | 6 | BARD...... | 3 | MED | Vascular imaging and interventional cardiology and cardiac catheterization lab products | N/A
33545 KFH-01-01-XX-XXX-XXX | 314348742 | STENT VENOVO VENOUS 10MM X 40MM X 80CM | EACH | #VALUE! | VENEM10040 | 8 | BARD...... | 3 | MED | Vascular imaging and interventional cardiology and cardiac catheterization lab products | N/A
33545 KFH-01-01-XX-XXX-XXX | 314348744 | STENT VENOVO VENOUS 12MM X 100MM X 80CM | EACH | #VALUE! | VENEM120100 | 8 | BARD...... | 3 | MED | Vascular imaging and interventional cardiology and cardiac catheterization lab products | N/A
33545 KFH-01-01-XX-XXX-XXX | 314348743 | STENT VENOVO VENOUS 12MM X 40MM X 80CM | EACH | #VALUE! | VENEM12040 | 6 | BARD...... | 3 | MED | Vascular imaging and interventional cardiology and cardiac catheterization lab products | N/A
33545 KFH-01-01-XX-XXX-XXX | 314348746 | STENT VENOVO VENOUS 14MM X 100MM X 80CM | EACH | #VALUE! | VENEM14100 | 10 | BARD...... | 3 | MED | Vascular imaging and interventional cardiology and cardiac catheterization lab products | N/A
33545 KFH-01-01-XX-XXX-XXX | 314348745 | STENT VENOVO VENOUS 14MM X 40MM X 80CM | EACH | #VALUE! | VENEM14040 | 6 | BARD...... | 3 | MED | Vascular imaging and interventional cardiology and cardiac catheterization lab products | N/A
33545 KFH-01-01-XX-XXX-XXX | 314348749 | STENT VENOVO VENOUS 20MM X 100MM X 80CM | EACH | #VALUE! | VENEM20100 | 10 | BARD...... | 3 | MED | Vascular imaging and interventional cardiology and cardiac catheterization lab products | N/A
33545 KFH-01-01-XX-XXX-XXX | 314348620 | TUBE FEEDING TRANSGASTRIC JEJUNAL INTRODUCER KIT FOR ENDOSCOPIC AND FLUOROSCOPIC 18 FR | EACH | #VALUE! | 98438 | 20 | HALYARD...... | 3 | MED | Gastrostomy and jejunostomy access devices or accessories | N/A
33545 KFH-01-01-XX-XXX-XXX | 71800657 | VASCULAR ACCESS SHORT TERM SILICONE DOUBLE DIALYSIS CATHETER HEMO-CATH SIZE 13.5FR X 15CM STERILE, BOX/10 | EACH | #VALUE! | SDL136E | 35 | MEDCOMP...... | 3 | MED | Peritoneal and equilibrium dialysis equipment and supplies | N/A
33545 KFH-01-01-XX-XXX-XXX | 71800656 | VASCULAR ACCESS TEMPORARY DIALYSIS CATHETER (QUINTON)35CM | EACH | #VALUE! | SDL1314E | 50 | MEDCOMP...... | 3 | MED | Vascular imaging and interventional cardiology and cardiac catheterization lab products | N/A
33600 KFH-02-04-CH-032-005 | 311561740 | DEVICE ENDOVASCULAR INFUSION CATHETER WORKING LENGTH 106CM TREATMENT ZONE 12CM | EACH | #VALUE! | 500-55112 | 1 | BTG INTERNATIONAL INC\....... | 3 | MED | Vascular imaging and interventional cardiology and cardiac catheterization lab products | N/A
33600 KFH-02-04-CH-032-005 | 311561741 | DEVICE ENDOVASCULAR INFUSION CATHETER WORKING LENGTH 106CM TREATMENT ZONE 18CM | EACH | #VALUE! | 500-55118 | 1 | BTG INTERNATIONAL INC\....... | 3 | MED | Vascular imaging and interventional cardiology and cardiac catheterization lab products | N/A
33600 KFH-02-04-CH-032-005 | 311561742 | DEVICE ENDOVASCULAR INFUSION CATHETER WORKING LENGTH 106CM TREATMENT ZONE 24CM | EACH | #VALUE! | 500-55124 | 1 | BTG INTERNATIONAL INC\....... | 3 | MED | Vascular imaging and interventional cardiology and cardiac catheterization lab products | N/A
33600 KFH-02-04-CH-032-005 | 311561743 | DEVICE ENDOVASCULAR INFUSION CATHETER WORKING LENGTH 106CM TREATMENT ZONE 30CM | EACH | #VALUE! | 500-55130 | 1 | BTG INTERNATIONAL INC\....... | 3 | MED | Vascular imaging and interventional cardiology and cardiac catheterization lab products | N/A
33600 KFH-02-04-CH-032-005 | 311561744 | DEVICE ENDOVASCULAR INFUSION CATHETER WORKING LENGTH 106CM TREATMENT ZONE 40CM | EACH | #VALUE! | 500-55140 | 1 | BTG INTERNATIONAL INC\....... | 3 | MED | Vascular imaging and interventional cardiology and cardiac catheterization lab products | N/A
33600 KFH-02-04-CH-032-005 | 311561745 | DEVICE ENDOVASCULAR INFUSION CATHETER WORKING LENGTH 106CM TREATMENT ZONE 50CM | EACH | #VALUE! | 500-55150 | 1 | BTG INTERNATIONAL INC\....... | 3 | MED | Vascular imaging and interventional cardiology and cardiac catheterization lab products | N/A
33600 KFH-02-04-CH-032-005 | 311561739 | DEVICE ENDOVASCULAR INFUSION CATHETER WORKING LENGTH 106CM TREATMENT ZONE 6CM | EACH | #VALUE! | 500-55106 | 1 | BTG INTERNATIONAL INC\....... | 3 | MED | Vascular imaging and interventional cardiology and cardiac catheterization lab products | N/A
33600 KFH-02-04-CH-032-005 | 342293185 | TISSUE STABILIZER OCTOPUS NUVO & CANISTER TUBING STERILE DISPOSABLE | EACH | #VALUE! | TSMICS1 | 18 | MEDTRONIC...... | 3 | MED | Surgical retractors and related products | N/A
33700 KFH-02-01-CL-011-039 | 62900289 | BITE BLOCK ADULT LATEX-FREE STRAP DISPOSABLE, U600005 | EACH | 47 | U600005 | 1800 | G-FLEX...... | 3 | MED | Endoscopic instruments | N/A
33910 Main Hosp,GroundFloor,Rm.05203 | 422819000021 | POUCH NEW HEAT SEALED 150X320MM CS/500 | EACH | #VALUE! | 12532 | 18000 | LOCAL..FAROUK MAAMOUN TAMER & CO\..... | 3 | MED | Ostomy supplies and non surgical wound drainage products | N/A
33910 Main Hosp,GroundFloor,Rm.05203 | 10136 | STERILANT CASSETTE STERRAD 100S | CASE | #VALUE! | 10113 | 60 | JOHNSON & JOHNSON..FAROUK MAAMOUN TAMER & CO\..... | 3 | MED | Autoclave and sterilizer equipment and accessories | N/A
33910 Main Hosp,GroundFloor,Rm.05203 | 10146 | STERILIZATION POUCHES TYVEK® MYLAR 75MM | CASE | #VALUE! | 12521 | 24 | JOHNSON & JOHNSON..FAROUK MAAMOUN TAMER & CO\..... | 3 | MED | Sterilization wraps and packaging supplies | N/A
33910 Main Hosp,GroundFloor,Rm.05203 | 10147 | STERILIZATION POUCHES TYVEK® SIZE 6 X 228 | CASE | #VALUE! | 12415 | 3 | JOHNSON & JOHNSON..FAROUK MAAMOUN TAMER & CO\..... | 3 | MED | Sterilization wraps and packaging supplies | N/A
34000 KFH-01-03-NA-058-002 | 342181618 | BLOOD PRESSURE CUFF FLEXIPORT CHILD SIZE-09 REUSABLE, NO TUBES OR CONNECTORS | EACH | #VALUE! | REUSE-09 | 40 | WELCH ALLYN...... | 3 | MED | Blood pressure units and related products | N/A
34000 KFH-01-03-NA-058-002 | 342181617 | BLOOD PRESSURE CUFF FLEXIPORT CHILD SMALL SIZE-08 REUSABLE, NO TUBES OR CONNECTORS, # REUSE-08 | EACH | 87 | REUSE-08 | 20 | WELCH ALLYN...... | 3 | MED | Blood pressure units and related products | N/A
34000 KFH-01-03-NA-058-002 | 342181616 | BLOOD PRESSURE CUFF FLEXIPORT INFANT SIZE-07 REUSABLE, NO TUBES OR CONNECTORS | EACH | #VALUE! | REUSE-07 | 20 | WELCH ALLYN...... | 3 | MED | Blood pressure units and related products | N/A
34000 KFH-01-03-NA-058-002 | 342181619 | BLOOD PRESSURE CUFF FLEXIPORT SMALL ADULT SIZE-10 REUSABLE, NO TUBES OR CONNECTORS | EACH | #VALUE! | REUSE-10 | 50 | WELCH ALLYN...... | 3 | MED | Blood pressure units and related products | N/A
34000 KFH-01-03-NA-058-002 | 342181615 | BLOOD PRESSURE CUFF FLEXIPORT SMALL INFANT, SIZE 07 REUSABLE, NO TUBES OR CONNECTORS | EACH | #VALUE! | REUSE-06 | 20 | WELCH ALLYN...... | 3 | MED | Blood pressure units and related products | N/A
34000 KFH-01-03-NA-058-002 | 311529815 | BLOOD PRESSURE CUFF NON-INVASIVE ADULT MEDIUM 23 - 33 CM NYLON | EACH | #VALUE! | DUR-A2-2A | 100 | GE...... | 3 | MED | Blood pressure units and related products | N/A
34000 KFH-01-03-NA-058-002 | 342181620 | BLOOD PRESSURE CUFFS FLEXIPORT WITH NO TUBE OR CONNECTOR ADULT (SIZE 11) REUSABLE | EACH | #VALUE! | REUSE-11 | 50 | WELCH ALLYN...... | 3 | MED | Blood pressure units and related products | N/A
34000 KFH-01-03-NA-058-002 | 311529817 | BLOOD PRESSURE DURA-CUFF CHILD GREEN 12-19 CM 2 TUBE CLICK | BOX | #VALUE! | DUR-P2-2A | 10 | GE...... | 3 | MED | Blood pressure units and related products | N/A
34000 KFH-01-03-NA-058-002 | 311529816 | BLOOD PRESSURE DURA-CUFF INFANT ORANGE 8-13 CM 2 TUBE CLICK | BOX | #VALUE! | DUR-P1-2A | 6 | GE...... | 3 | MED | Blood pressure units and related products | N/A
34000 KFH-01-03-NA-058-002 | 311529818 | BLOOD PRESSURE DURA-CUFF SMALL ADULT BLUE 17-25 CM 2 TUBE CLICK | BOX | #VALUE! | DUR-A1-2A | 20 | GE...... | 3 | MED | Blood pressure units and related products | N/A
34000 KFH-01-03-NA-058-002 | 311529901 | BLOOD PRESSURE HOSE | EACH | #VALUE! | 6000-33 | 60 | WELCH ALLYN...... | 3 | MED | Blood pressure units and related products | N/A
34000 KFH-01-03-NA-058-002 | 310434508 | CABLE CONNECTING MEDICAL ISOLATING TRANSFORMER KIT | EACH | #VALUE! | 70104.8167 | 1 | MAQUET...... | 3 | MED | Open heart perfusion equipment and monitors and accessories and related products | N/A
34000 KFH-01-03-NA-058-002 | 311531701 | CABLE EXTENSION SPOT VITAL SIGNS 10 FOOT NELLCOR PULSE OXIMETRY | EACH | #VALUE! | DOC-10 | 50 | WELCH ALLYN...... | 3 | MED | Pulse oximeters | N/A
34000 KFH-01-03-NA-058-002 | 350730100 | CABLE INTERFACE SPO2 NELLCOR OXIMAX 3.6M | EACH | #VALUE! | 2021406-001 | 30 | GE HEALTHCARE...... | 3 | MED | Pulse oximeters | N/A
34000 KFH-01-03-NA-058-002 | 331934103 | HOSE AIR NON-INVASIVE BLOOD PRESSURE ADULT/ PEDIATRIC, DINACLICK CONNECTOR | EACH | #VALUE! | 2058203-002 | 40 | GE-HEALTHCARE...... | 3 | MED | Blood pressure units and related products | N/A
34000 KFH-01-03-NA-058-002 | 112669 | MATTRESS FOR HOSPITAL BED | EACH | #VALUE! | NP-100 | 300 | HILLROM..ABDULRAHMAN AL-GOSAIBI G\.T\.B\..... | 3 | MED | Patient beds and accessories | N/A
34000 KFH-01-03-NA-058-002 | 345901100 | TUBING HU35 1.5M X 1 WATER SUPPLY FOR HEATER UNIT, JH 1033648 | EACH | #VALUE! | JH 1033648 (70103.3648) | 1 | MAQUET...... | 3 | MED | Open heart perfusion equipment and monitors and accessories and related products | N/A
34004 KACOLD L10-ICU-D92-RM083 | 307252108 | NEEDLE INTRAOSSEOUS ADULT SIZE 15 GAUGE (25MM) | EACH | 1 |  | 80 | ..FIRST UNITED MEDICAL CO\. (FUMEDCO).... | 3 | MED | Injection and aspiration needles and accessories | N/A
34004 KACOLD L10-ICU-D92-RM083 | 307252100 | NEEDLE INTRAOSSEOUS EZ-10 SIZE 15MM PINK HUB SET, P/N 9018, FOR INFUSION SYSTEM | EACH | 1 |  | 50 | ..FIRST UNITED MEDICAL CO\. (FUMEDCO).... | 3 | MED | Injection and aspiration needles and accessories | N/A
34005 KACOLD L09-ICU-D43-R-43 | 311644402 | CATHETER INTRODUCER SET ROCKET® KCH™ REUSABLE | EACH | #VALUE! | R29100 | 2 | ROCKET MEDICAL UK...... | 3 | MED | Surgical support supplies | N/A
34005 KACOLD L09-ICU-D43-R-43 | 69977126 | CHEST DRAINAGE ROCKET® SELDINGER TRAY 12FR | SET | #VALUE! | R54544-12-PK | 10 | ROCKET MEDICAL UK...... | 3 | MED |  | N/A
34005 KACOLD L09-ICU-D43-R-43 | 69977127 | CHEST DRAINAGE ROCKET®SELDINGER TRAY 16FR | SET | #VALUE! | R54544-16-PK | 10 | ROCKET MEDICAL UK...... | 3 | MED |  | N/A
34005 KACOLD L09-ICU-D43-R-43 | 69977150 | DRAINAGE ROCKET® CHEST ASPIRATION 6FG, # R51551 | KIT | 42 | R51551 | 10 | ROCKET MEDICAL UK...... | 3 | MED |  | N/A
34005 KACOLD L09-ICU-D43-R-43 | 69977124 | DRAINAGE ROCKET® CHEST ASPIRATION 8FG THORACENTESIS SET | SET | #VALUE! | R51551-08-00 | 5 | ROCKET MEDICAL UK...... | 3 | MED |  | N/A
34005 KACOLD L09-ICU-D43-R-43 | 311608921 | NEEDLE DRAIN AND WARD PROCEDURE TRAY, ROCKET MULTIPURPOSE | EACH | #VALUE! | R58800-08 | 10 | ROCKET MEDICAL UK...... | 3 | MED | Surgical equipment and accessories and related products | N/A
34005 KACOLD L09-ICU-D43-R-43 | 69977125 | PLEURAL SEAL III ROCKET®, # R54545 | EACH | 30 | R54545 | 10 | ROCKET MEDICAL UK...... | 3 | MED |  | N/A
34008 KFH-01-02-SH-047-029 | 311649903 | DRESSING HYDROCOLLOID ACETATE GAUZE PAD WITH LEPTOSPERMUM MANUKA TEX 10X12.5 CM | PACK | #VALUE! | MM0010 | 60 | MANUKAMED...... | 3 | MED | Bandages and dressings and related products | N/A
34008 KFH-01-02-SH-047-029 | 350623120 | DRESSING INADINE SIZE 5CM X 5CM STERILE | EACH | #VALUE! | P01481 | 2000 | JOHNSON & JOHNSON...... | 3 | MED | Bandages and dressings and related products | N/A
34008 KFH-01-02-SH-047-029 | 350623124 | DRESSING INADINE SIZE 9.5CM X 9.5CM STERILE | EACH | #VALUE! | P01512 | 500 | JOHNSON & JOHNSON...... | 3 | MED | Bandages and dressings and related products | N/A
34008 KFH-01-02-SH-047-029 | 311649902 | DRESSING WOUND TUBE 15 GRAM 100% MEDICAL GRADE MANUKA HONEY | PACK | #VALUE! | MM0049 | 240 | MANUKAMED...... | 3 | MED | Bandages and dressings and related products | N/A
34008 KFH-01-02-SH-047-029 | 311649904 | DRESSING WOUND CROSS LINK GELLING FIBER 5 X 5 CM MESH IMPREGNATED WITH 100% MANUKA HONEY | PACK | #VALUE! | MM0030 | 250 | MANUKAMED...... | 3 | MED | Bandages and dressings and related products | N/A
34022 KFH-01-04-CC-062-035 | 338613100 | BAG FECES COLLECTION | EACH | #VALUE! | 411101 | 150 | CONVATEC..SALEHIYA TRADING COMPANY.... | 3 | MED | Fecal incontinence products | N/A
34022 KFH-01-04-CC-062-035 | 338613101 | FECAL MANAGEMENT SYSTEM | KIT | #VALUE! | 418000 | 50 | CONVATEC..SALEHIYA TRADING COMPANY.... | 3 | MED | Fecal incontinence products | N/A
34025 KFH-11-01-HH-107-017 | 69979019 | GASTROSTOMY FEEDING TUBE MIC* SIZE 12FR KIT STERILE | KIT | #VALUE! | 0100-12LV | 5 | KIMBERLY CLARK...... | 3 | MED | Gastrostomy and jejunostomy access devices or accessories | N/A
34025 KFH-11-01-HH-107-017 | 71801105 | GASTROSTOMY FEEDING TUBE MIC-KEY LOW PROFILE SIZE 24FR X 2.0CM STOMA LENGTH STERILE KIT, 0120-24-2.0 | KIT | 90 | 0120-24-2.0 | 2 | KIMBERLY CLARK...... | 3 | MED | Gastrostomy and jejunostomy access devices or accessories | N/A
34025 KFH-11-01-HH-107-017 | 71801106 | GASTROSTOMY FEEDING TUBE MIC-KEY LOW PROFILE SIZE 24FR X 3.0CM STOMA LENGTH STERILE KIT, 0120-24-3.0 | KIT | 90 | 0120-24-3.0 | 8 | KIMBERLY CLARK...... | 3 | MED | Gastrostomy and jejunostomy access devices or accessories | N/A
34025 KFH-11-01-HH-107-017 | 71801107 | GASTROSTOMY FEEDING TUBE MIC-KEY LOW PROFILE SIZE 24FR X 4.0CM STOMA LENGTH STERILE KIT, 0120-24.4.0 | KIT | #VALUE! | 0120-24-4.0 | 5 | KIMBERLY CLARK...... | 3 | MED | Gastrostomy and jejunostomy access devices or accessories | N/A
34025 KFH-11-01-HH-107-017 | 71802193 | GASTROSTOMY TUBE FEEDING MIC-KEY LOW PROFILE SIZE 18FR X 1.0CM STOMA LENGTH WITH SECUR-LOK EXTENSION CONNECTOR SET, 0120-18-1.0 | KIT | 117 | 0120-18-1.0 | 10 | KIMBERLY CLARK...... | 3 | MED | Gastrostomy and jejunostomy access devices or accessories | N/A
34025 KFH-11-01-HH-107-017 | 69900636 | KIT SKIN LEVEL GASTROSTOMY FEEDING 18FR X 2.0CM BALLOON SECURLOK EXT SET STERILE | EACH | #VALUE! | 120-18-2.0 | 12 | MIC-KEY...... | 3 | MED | Gastrostomy and jejunostomy access devices or accessories | N/A
34025 KFH-11-01-HH-107-017 | 71801127 | TUBE FEEDING LOW PROFILE GASTROSTOMY MIC*, 16FR ADJUSTABLE, 3-5ML BALLOON | EACH | #VALUE! | 0100-16LV | 25 | KIMBERLY CLARK...... | 3 | MED | Gastrostomy and jejunostomy access devices or accessories | N/A
34025 KFH-11-01-HH-107-017 | 69903403 | TUBE GASTROSTOMY MINI ONE™ BALLOON BUTTON MIC-KEY® FEEDSET COMPATIBLE SOFT 12FR X 1.5CM, 0120-12-1.5 | EACH | 90 | 0120-12-1.5 | 4 | KIMBERLY CLARK...... | 3 | MED | Gastrostomy and jejunostomy access devices or accessories | N/A
34106 Main Hosp,G Fr,East Wing,Rm.07330 Sub-Store | 69975801 | GASTROSTOMY FEEDING TUBE MIC-KEY LOW PROFILE 14FR X 2.0CM STOMA LENGTH WITH SECUR-LOK EXTENSION CONNECTOR SET, 0120-14-4.5 | EACH | #VALUE! | 0120-14-2.0 | 80 | KIMBERLY CLARK...... | 3 | MED | Gastrostomy and jejunostomy access devices or accessories | N/A
34106 Main Hosp,G Fr,East Wing,Rm.07330 Sub-Store | 100989 | TUBE GASTROSTOMY MINI ONE BALLOON BUTTON MIC-KEY FEEDSET COMPATIBLE SOFT 12FR X 1.5CM | EACH | #VALUE! | 0120-12-1.5 | 240 | KIMBERLY - CLARK...... | 3 | MED | Gastrostomy and jejunostomy access devices or accessories | N/A
34106 Main Hosp,G Fr,East Wing,Rm.07330 Sub-Store | 311582400 | TUBE MICKEY GASTROSTOMY KIT SIZE 18FR 2.0CM | EACH | #VALUE! | 0120-18-2.0 | 80 | KIMBERLY - CLARK...... | 3 | MED | Gastrostomy and jejunostomy access devices or accessories | N/A
34106 Main Hosp,G Fr,East Wing,Rm.07330 Sub-Store | 422316000006 | TUBE MICKEY GASTROSTOMY KIT STERILE 16FR X2.0CM(JED) | EACH | #VALUE! | 0120-16-2.0 | 80 | KIMBERLY - CLARK...... | 3 | MED | Gastrostomy and jejunostomy access devices or accessories | N/A
34206 EMS B1-ADT-D110-RM90 | 69911524 | BLOODSTOP IX HEMOSTAT SURGICAL 2 INCH X 14 INCH (5CMX35CM) STERILE | EACH | #VALUE! | BS-IX-20 | 250 | LIFESCIENCE PLUS, USA\...GULF MEDICAL CO\. LTD.... | 3 | MED | Coagulants and systemic hemostatic agents | N/A
34206 EMS B1-ADT-D110-RM90 | 69977126 | CHEST DRAINAGE ROCKET® SELDINGER TRAY 12FR | SET | #VALUE! | R54544-12-PK | 180 | ROCKET MEDICAL UK...... | 3 | MED |  | N/A
34206 EMS B1-ADT-D110-RM90 | 69977127 | CHEST DRAINAGE ROCKET®SELDINGER TRAY 16FR | SET | #VALUE! | R54544-16-PK | 25 | ROCKET MEDICAL UK...... | 3 | MED |  | N/A
34206 EMS B1-ADT-D110-RM90 | 69979019 | GASTROSTOMY FEEDING TUBE MIC* SIZE 12FR KIT STERILE | KIT | #VALUE! | 0100-12LV | 420 | KIMBERLY CLARK...... | 3 | MED | Gastrostomy and jejunostomy access devices or accessories | N/A
34206 EMS B1-ADT-D110-RM90 | 69911523 | HEMOSTATIC AGENT BLOODSTOP®iX SIZE 2" X 4" (5 X 10CM) | EACH | #VALUE! | BS-IX-15 | 250 | LIFESCIENCE PLUS, USA\...GULF MEDICAL CO\. LTD.... | 3 | MED | Coagulants and systemic hemostatic agents | N/A
34206 EMS B1-ADT-D110-RM90 | 69911522 | HEMOSTATIC AGENT BLOODSTOP®iX SIZE 4" X 8" (10 X 20CM) | BOX | #VALUE! | BS-IX-17 | 25 | LIFESCIENCE PLUS, USA\...GULF MEDICAL CO\. LTD.... | 3 | MED | Coagulants and systemic hemostatic agents | N/A
34206 EMS B1-ADT-D110-RM90 | 311608921 | NEEDLE DRAIN AND WARD PROCEDURE TRAY, ROCKET MULTIPURPOSE | EACH | #VALUE! | R58800-08 | 10 | ROCKET MEDICAL UK...... | 3 | MED | Surgical equipment and accessories and related products | N/A
34206 EMS B1-ADT-D110-RM90 | 307252108 | NEEDLE INTRAOSSEOUS ADULT SIZE 15 GAUGE (25MM) | EACH | 1 |  | 100 | ..FIRST UNITED MEDICAL CO\. (FUMEDCO).... | 3 | MED | Injection and aspiration needles and accessories | N/A
34206 EMS B1-ADT-D110-RM90 | 307252100 | NEEDLE INTRAOSSEOUS EZ-10 SIZE 15MM PINK HUB SET, P/N 9018, FOR INFUSION SYSTEM | EACH | 55 | 9018 | 100 | ..FIRST UNITED MEDICAL CO\. (FUMEDCO).... | 3 | MED | Injection and aspiration needles and accessories | N/A
34206 EMS B1-ADT-D110-RM90 | 71801127 | TUBE FEEDING LOW PROFILE GASTROSTOMY MIC*, 16FR ADJUSTABLE, 3-5ML BALLOON | EACH | #VALUE! | 0100-16LV | 110 | KIMBERLY CLARK...... | 3 | MED | Gastrostomy and jejunostomy access devices or accessories | N/A
34206 EMS B1-ADT-D110-RM90 | 69903403 | TUBE GASTROSTOMY MINI ONE™ BALLOON BUTTON MIC-KEY® FEEDSET COMPATIBLE SOFT 12FR X 1.5CM, 0120-12-1.5 | EACH | 90 | 0120-12-1.5 | 115 | KIMBERLY CLARK...... | 3 | MED | Gastrostomy and jejunostomy access devices or accessories | N/A
34230 KFH-81-L6-060-044 | 69913829 | GASTROSTOMY TUBE FEEDING MIC-KEY LOW PROFILE SIZE 14FR X 2.3CM STOMA LENGTH WITH SECUR-LOK EXTENSION CONNECTOR SET, 0120-14-2.3 | EACH | 117 | 0120-14-2.3 | 100 | KIMBERLY CLARK...... | 3 | MED | Gastrostomy and jejunostomy access devices or accessories | N/A
34230 KFH-81-L6-060-044 | 69900636 | KIT SKIN LEVEL GASTROSTOMY FEEDING 18FR X 2.0CM BALLOON SECURLOK EXT SET STERILE | EACH | #VALUE! | 120-18-2.0 | 60 | MIC-KEY...... | 3 | MED | Gastrostomy and jejunostomy access devices or accessories | N/A
34230 KFH-81-L6-060-044 | 69903403 | TUBE GASTROSTOMY MINI ONE™ BALLOON BUTTON MIC-KEY® FEEDSET COMPATIBLE SOFT 12FR X 1.5CM, 0120-12-1.5 | EACH | 90 | 0120-12-1.5 | 100 | KIMBERLY CLARK...... | 3 | MED | Gastrostomy and jejunostomy access devices or accessories | N/A
34232 KFH-01-01-OB/GYN-036-027 | 341476100 | EARPHONE AND SENSOR CONSUMABLES FOR NEWBORN HEARING SCREENER MACHINE | EACH | #VALUE! | 040546 (ALGO PAK) | 1800 | NATUS MEDICAL...... | 3 | MED | Electrotherapy equipment | N/A
34272 Jeddah xxx Sub-Store | 422948000077 | BILIARY BALLOON DILATOR HURRICANE RX SIZE 4CM X 10MM, DISPOSABLE | EACH | #VALUE! | 4596 | 10 | MICROVASIVE..GULF MEDICAL CO\. LTD.... | 3 | MED | Surgical dilators and probes and grooves and related products | N/A
34272 Jeddah xxx Sub-Store | 422948000075 | BILIARY BALLOON DILATOR HURRICANE RX SIZE 4CM X 6MM, DISPOSABLE | EACH | #VALUE! | 4592 | 30 | MICROVASIVE..GULF MEDICAL CO\. LTD.... | 3 | MED | Surgical dilators and probes and grooves and related products | N/A
34272 Jeddah xxx Sub-Store | 422948000076 | BILIARY BALLOON DILATOR HURRICANE RX SIZE 4CM X 8MM, DISPOSABLE | EACH | #VALUE! | 4594 | 30 | MICROVASIVE..GULF MEDICAL CO\. LTD.... | 3 | MED | Surgical dilators and probes and grooves and related products | N/A
34272 Jeddah xxx Sub-Store | 62900047 | CATHETER BALLOON DILATATION BILIARY MAX FORCE 4MM STERILE DISPOSABLE | EACH | #VALUE! | 6734 | 5 | BOSTON SCIENTIFIC..GULF MEDICAL CO\. LTD.... | 3 | MED | Endoscopic instruments | N/A
34272 Jeddah xxx Sub-Store | 517716 | CLEANING BRUSH SINGLE USE DUAL-ENDED (16) | EACH | #VALUE! | PS2200 | 4500 | NEW GALANTIE..ANY.... | 3 | MED | Endoscopic instruments | N/A
34272 Jeddah xxx Sub-Store | 517717 | CLEANING BRUSH SINGLE USE DUAL-ENDED MINI (16) | EACH | #VALUE! | PS2210 | 800 | GALANTAI-NEW ZELAND..ANY.... | 3 | MED | Disinfecting or presterilization cleaning equipment and solutions | N/A
34272 Jeddah xxx Sub-Store | 62900001 | FULL COVER SIZE 10X40 | EACH | #VALUE! | 7052 | 1 | BOSTON SCIENTIFIC..GULF MEDICAL CO\. LTD.... | 3 | MED | Stents | N/A
34272 Jeddah xxx Sub-Store | 62900002 | FULL COVER SIZE 10X60 | EACH | #VALUE! | 7053 | 5 | BOSTON SCIENTIFIC..GULF MEDICAL CO\. LTD.... | 3 | MED | Stents | N/A
34272 Jeddah xxx Sub-Store | 62900003 | FULL COVER SIZE 10X80 | EACH | #VALUE! | 7054 | 5 | BOSTON SCIENTIFIC..GULF MEDICAL CO\. LTD.... | 3 | MED | Stents | N/A
34272 Jeddah xxx Sub-Store | 62900249 | GUIDEWIRE HIGH PERFORMANCE JAGWIRE STANDARD LENGTH 450CM STRAIGHT TIP 0.35 /450 SINGLE-USE | EACH | #VALUE! | 5658-01 | 150 | BOSTON SCIENTIFIC..GULF MEDICAL CO\. LTD.... | 3 | MED | Endoscopic instruments | N/A
34272 Jeddah xxx Sub-Store | 71801385 | GUIDEWIRE HIGH PERFORMANCE, DREAMWIRE™ STANDARD, STRAIGHT TIP 0.035IN X 260CM, M00556101 | EACH | 84 | 5610 | 400 | BOSTON SCIENTIFIC..GULF MEDICAL CO\. LTD.... | 3 | MED | Vascular imaging and interventional cardiology and cardiac catheterization lab products | N/A
34272 Jeddah xxx Sub-Store | 62900172 | GUIDEWIRE JAGWIRE STIFF SHAFT ANGLE TIP 260 X 0.025 | EACH | #VALUE! | 5649 | 20 | BOSTON SCIENTIFIC..GULF MEDICAL CO\. LTD.... | 3 | MED | Vascular imaging and interventional cardiology and cardiac catheterization lab products | N/A
34272 Jeddah xxx Sub-Store | 62900173 | GUIDEWIRE JAGWIRE STIFF SHAFT STRAIGHT TIP 260 X 0.025 | EACH | #VALUE! | 5648 | 20 | BOSTON SCIENTIFIC..GULF MEDICAL CO\. LTD.... | 3 | MED | Vascular imaging and interventional cardiology and cardiac catheterization lab products | N/A
34272 Jeddah xxx Sub-Store | 62900013 | IMPLANT ESOPHAGEAL STENT, WALLFLEX PARTIALLY COVERED WITH PERMALUME COVER, STERILE, FLARES DIAMETER 28/28 MM, STENT DIAMETER 23MM X 10CM LENGTH X 7CM COVERED LENGTH, SYSTEM LENGTH 120CM | EACH | #VALUE! | 1693 | 3 | BOSTON SCIENTIFIC..GULF MEDICAL CO\. LTD.... | 3 | MED | Stents | N/A
34272 Jeddah xxx Sub-Store | 62900014 | IMPLANT ESOPHAGEAL STENT, WALLFLEX PARTIALLY COVERED WITH PERMALUME COVER, STERILE, FLARES DIAMETER 28/28 MM, STENT DIAMETER 23MM X 12CM LENGTH X 9CM COVERED LENGTH, SYSTEM LENGTH 120CM, | EACH | #VALUE! | 1694 | 3 | BOSTON SCIENTIFIC..GULF MEDICAL CO\. LTD.... | 3 | MED | Stents | N/A
34272 Jeddah xxx Sub-Store | 82477024 | IMPLANT STENT, WALLFLEX BILIARY RX PARTIALLY COVERED STENTS WITH PERMALUME COVERING, DIAMETER 10MM X 60MM LENGTH STERILE | EACH | #VALUE! | 7073 | 5 | BOSTON SCIENTIFIC..GULF MEDICAL CO\. LTD.... | 3 | MED | Stents | N/A
34272 Jeddah xxx Sub-Store | 62900342 | NEEDLE BIOPSY FLEXIBLE EXPECT ENDOSCOPIC ULTRASOUND ASPIRATION 19G 1.73 MM SHEATH DIAMETER | EACH | #VALUE! | M00555530 | 5 | BOSTON SCIENTIFIC..GULF MEDICAL CO\. LTD.... | 3 | MED | Injection and aspiration needles and accessories | N/A
34272 Jeddah xxx Sub-Store | 311616860 | NEEDLE BIOPSY DEVICE ENDOSCOPIC ULTRASOUND 22 GAUGE | EACH | #VALUE! | M00555540 | 20 | BOSTON SCIENTIFIC..GULF MEDICAL CO\. LTD.... | 3 | MED | Injection and aspiration needles and accessories | N/A
34272 Jeddah xxx Sub-Store | 62900343 | NEEDLE BIOPSY EXPECT ENDOSCOPIC ULTRASOUND ASPIRATION 25G 1.52 MM SHEATH DIAMETER | EACH | #VALUE! | 5002 | 40 | BOSTON SCIENTIFIC..GULF MEDICAL CO\. LTD.... | 3 | MED | Injection and aspiration needles and accessories | N/A
34272 Jeddah xxx Sub-Store | 422949000072 | NET ROTH RETRIEVAL POLYP USE DISP. 2.5MM/230 BX/5 MICROVASIVE # 00711150(JED) | EACH | 67 | 711150 | 70 | US ENDOSCOPY..ANY.... | 3 | MED | Endoscopic instruments | N/A
34272 Jeddah xxx Sub-Store | 62900247 | RETRIEVAL BALLOON EXTRACTOR PRO RX TRIPLE-LUMEN DISTAL INJECTION 12-15 MM | EACH | #VALUE! | 4701 | 400 | BOSTON SCIENTIFIC..GULF MEDICAL CO\. LTD.... | 3 | MED | Endoscopic instruments | N/A
34272 Jeddah xxx Sub-Store | 62900070 | RETRIEVAL BASKET WIREGUIDED RX TRAPEZOID™ 3 CM DIAMETER CAT#: 1089 | EACH | 63 | 1089 | 20 | BOSTON SCIENTIFIC..GULF MEDICAL CO\. LTD.... | 3 | MED | Endoscopic instruments | N/A
34272 Jeddah xxx Sub-Store | 62900200 | SNARE MICROWASIVE PEDIATRIC 13MM X 240CM | EACH | #VALUE! | M00562550 | 300 | BOSTON SCIENTIFIC..GULF MEDICAL CO\. LTD.... | 3 | MED | Endoscopic instruments | N/A
34272 Jeddah xxx Sub-Store | 62900199 | SNARE ORBIT 25 MM - SNARE, ROTATABLE POLY OVAL MEDHEXAGON 25MM | EACH | #VALUE! | 01-25-230 | 200 | CONMED..CONMED LINVATEC.... | 3 | MED | Endoscopic instruments | N/A
34272 Jeddah xxx Sub-Store | 314280500 | SPHINCTEROTOME AUTOTOME RX 44 30MM CUT WIRE DISPOSABLE | EACH | #VALUE! | 4518 | 150 | BOSTON SCIENTIFIC..GULF MEDICAL CO\. LTD.... | 3 | MED |  | N/A
34272 KFH-70-L5-EP-028-037 | 338286100 | COVER PROTECTOR PATIENT TROLLEY | EACH | 1 |  | 21000 | CLEANASCOPE..MEDISERV -MEDICAL SUPPLIES & SERVICES CO\.LTD\. (SAMB:SA584000 0000 0000 01361821).... | 3 | MED | Patient transport products | N/A
34272 KFH-70-L5-EP-028-037 | 69900641 | KIT SKIN LEVEL GASTROSTOMY FEEDING 24FR X 2.5CM BALLOON SECURLOK EXT SET STERILE | EACH | #VALUE! | 120-24-2.5 | 5 | MIC-KEY...... | 3 | MED | Gastrostomy and jejunostomy access devices or accessories | N/A
34300 KFH-01-02-ML-051-016 | 338613100 | BAG FECES COLLECTION | EACH | #VALUE! | 411101 | 150 | CONVATEC..SALEHIYA TRADING CO\..... | 3 | MED | Fecal incontinence products | N/A
34300 KFH-01-02-ML-051-016 | 338613101 | FECAL MANAGEMENT SYSTEM | KIT | #VALUE! | 418000 | 50 | CONVATEC..SALEHIYA TRADING CO\..... | 3 | MED | Fecal incontinence products | N/A
34300 KFH-01-02-ML-051-016 | 314530300 | STOOL MANAGEMENT SYSTEM | EACH | #VALUE! | SMS002E | 20 | BARD..FAROUK MAAMOUN TAMER & CO\..... | 3 | MED | Fecal incontinence products | N/A
34300 KFH-01-02-ML-051-016 | 314530300 | STOOL MANAGEMENT SYSTEM | EACH | #VALUE! | SMS002E | 40 | BARD..FAROUK, MAAMOUN TAMER & CO\..... | 3 | MED | Fecal incontinence products | N/A
34300 KFH-01-02-ML-051-016 | 314530301 | STOOL MANAGEMENT SYSTEM COLLECTION BAG | EACH | #VALUE! | SMS2B1LE | 120 | BARD..FAROUK MAAMOUN TAMER & CO\..... | 3 | MED | Fecal incontinence products | N/A
34300 KFH-01-02-ML-051-016 | 321998102 | TRAY TRACHEOSTOMY PERCUTANEOUS INTRODUCER SET WITH EZ-PASS HYDROPHILIC COATING (CIAGLIA BLUE RHINO) STERILE | SET | #VALUE! | C-PTIS-100-WCE-HC | 50 | ...... | 3 | MED | Airway management products | N/A
34310 KFH-02-04-CI-033-016 | 338613100 | BAG FECES COLLECTION | EACH | #VALUE! | 411101 | 150 | CONVATEC..SALEHIYA TRADING COMPANY.... | 3 | MED | Fecal incontinence products | N/A
34310 KFH-02-04-CI-033-016 | 310381016 | CUSTOM DRESSING KIT FOR LEFT VENTRICULAR ASSIST DEVICE | EACH | #VALUE! | CPT-01000-019 | 8000 | AMPMC...... | 3 | MED | Intravenous and arterial cannulas and catheters and accessories | N/A
34310 KFH-02-04-CI-033-016 | 338613101 | FECAL MANAGEMENT SYSTEM | KIT | #VALUE! | 418000 | 50 | CONVATEC..SALEHIYA TRADING COMPANY.... | 3 | MED | Fecal incontinence products | N/A
34310 KFH-02-04-CI-033-016 | 314530300 | STOOL MANAGEMENT SYSTEM | EACH | #VALUE! | SMS002E | 15 | BARD..FAROUK, MAAMOUN TAMER & CO\..... | 3 | MED | Fecal incontinence products | N/A
34310 KFH-02-04-CI-033-016 | 314530301 | STOOL MANAGEMENT SYSTEM COLLECTION BAG | EACH | #VALUE! | SMS2B1LE | 40 | BARD..FAROUK MAAMOUN TAMER & CO\..... | 3 | MED | Fecal incontinence products | N/A
34315 KFH-01-02-ML-434-051 | 338613100 | BAG FECES COLLECTION | EACH | #VALUE! | 411101 | 150 | CONVATEC..SALEHIYA TRADING COMPANY.... | 3 | MED | Fecal incontinence products | N/A
34315 KFH-01-02-ML-434-051 | 338613101 | FECAL MANAGEMENT SYSTEM | KIT | #VALUE! | 418000 | 50 | CONVATEC..SALEHIYA TRADING COMPANY.... | 3 | MED | Fecal incontinence products | N/A
34315 KFH-01-02-ML-434-051 | 321998102 | TRAY TRACHEOSTOMY PERCUTANEOUS INTRODUCER SET WITH EZ-PASS HYDROPHILIC COATING (CIAGLIA BLUE RHINO) STERILE | SET | #VALUE! | C-PTIS-100-WCE-HC | 20 | ...... | 3 | MED | Airway management products | N/A
34320 KFH-01-02-PI-050-017 | 342294014 | CHEST TUBE THAL-QUICK SETS AND TRAYS CATHETER SIZE 10FR X 20CM LENGTH KIT | KIT | #VALUE! | G06787- C-TQTS-1000 | 60 | COOK MEDICAL...... | 3 | MED | Surgical instrument sets and systems and trays | N/A
34320 KFH-01-02-PI-050-017 | 342294015 | CHEST TUBE THAL-QUICK SETS AND TRAYS CATHETER SIZE 12FR X 22CM LENGTH KIT | KIT | #VALUE! | G05161 - C-TQTS-1200 | 60 | COOK MEDICAL...... | 3 | MED | Surgical instrument sets and systems and trays | N/A
34320 KFH-01-02-PI-050-017 | 342294016 | CHEST TUBE THAL-QUICK SETS AND TRAYS CATHETER SIZE 14FR X 410CM LENGTH KIT | EACH | #VALUE! | G05777-C-TQTS-1400 | 20 | COOK MEDICAL...... | 3 | MED | Surgical instrument sets and systems and trays | N/A
34320 KFH-01-02-PI-050-017 | 342294000 | CHEST TUBE THAL-QUICK SETS AND TRAYS CATHETER SIZE 8FR X 20CM LENGTH KIT | EACH | #VALUE! | G06791-C-TQTSY-800 | 60 | COOK MEDICAL...... | 3 | MED | Surgical instrument sets and systems and trays | N/A
34320 KFH-01-02-PI-050-017 | 307252108 | NEEDLE INTRAOSSEOUS ADULT SIZE 15 GAUGE (25MM) | EACH | 1 |  | 20 | ..FIRST UNITED MEDICAL CO\. (FUMEDCO).... | 3 | MED | Injection and aspiration needles and accessories | N/A
34320 KFH-01-02-PI-050-017 | 307252100 | NEEDLE INTRAOSSEOUS EZ-10 SIZE 15MM PINK HUB SET, P/N 9018, FOR INFUSION SYSTEM | EACH | 1 |  | 20 | ..FIRST UNITED MEDICAL CO\. (FUMEDCO).... | 3 | MED | Injection and aspiration needles and accessories | N/A
34321 Riyadh xxx | 341476100 | EARPHONE AND SENSOR CONSUMABLES FOR NEWBORN HEARING SCREENER MACHINE | EACH | #VALUE! | 040546 (ALGO PAK) | 720 | NATUS MEDICAL...... | 3 | MED | Electrotherapy equipment | N/A
34360 Riyadh xxx | 338613100 | BAG FECES COLLECTION | EACH | #VALUE! | 411101 | 150 | CONVATEC..SALEHIYA TRADING CO\..... | 3 | MED | Fecal incontinence products | N/A
34360 Riyadh xxx | 338613101 | FECAL MANAGEMENT SYSTEM | KIT | #VALUE! | 418000 | 20 | CONVATEC..SALEHIYA TRADING CO\..... | 3 | MED | Fecal incontinence products | N/A
34390 Riyadh xxx | 321998102 | TRAY TRACHEOSTOMY PERCUTANEOUS INTRODUCER SET WITH EZ-PASS HYDROPHILIC COATING (CIAGLIA BLUE RHINO) STERILE | SET | #VALUE! | C-PTIS-100-WCE-HC | 50 | ...... | 3 | MED | Airway management products | N/A
34398 Main Hosp, 2nd Floor,Main,Rm.25401, Sub-Store | 472448 | (RPD) (CONTRACT) TUBING AV SET MULTIFILTRATE PEDIATRIC (77) | EACH | #VALUE! | 5039051 | 100 | FRESENIUS...... | 3 | MED | Extracorporeal hemodialysis equipment and supplies | N/A
34400 KFH-01-03-C3-056-046 | 69977127 | CHEST DRAINAGE ROCKET®SELDINGER TRAY 16FR | SET | #VALUE! | R54544-16-PK | 200 | ROCKET MEDICAL UK...... | 3 | MED |  | N/A
34400 KFH-01-03-C3-056-046 | 69977125 | PLEURAL SEAL III ROCKET®, # R54545 | EACH | 30 | R54545 | 20 | ROCKET MEDICAL UK...... | 3 | MED |  | N/A
34580 KFH-07-02-F2-121 | 338613100 | BAG FECES COLLECTION | EACH | #VALUE! | 411101 | 150 | CONVATEC..SALEHIYA TRADING CO\..... | 3 | MED | Fecal incontinence products | N/A
34580 KFH-07-02-F2-121 | 338613101 | FECAL MANAGEMENT SYSTEM | KIT | #VALUE! | 418000 | 40 | CONVATEC..SALEHIYA TRADING CO\..... | 3 | MED | Fecal incontinence products | N/A
34670 KFH-02-04-04-020-116 | 341476100 | EARPHONE AND SENSOR CONSUMABLES FOR NEWBORN HEARING SCREENER MACHINE | EACH | #VALUE! | 040546 (ALGO PAK) | 360 | NATUS MEDICAL...... | 3 | MED | Electrotherapy equipment | N/A
35229 KACO&LD-ONC-L16-D66-RM50 | 311649902 | DRESSING WOUND TUBE 15 GRAM 100% MEDICAL GRADE MANUKA HONEY | PACK | #VALUE! | MM0049 | 200 | MANUKAMED...... | 3 | MED | Bandages and dressings and related products | N/A
82151 MainHosp,Grd Flr, Angiography Sub-Store | 352219110 | CATHETER ANGIOGRAPHIC IMAGER II 5FR BERN 65CM .035 INCH | EACH | #VALUE! | M001314091 | 200 | BOSTON SCIENTIFIC...... | 3 | MED | Vascular imaging and interventional cardiology and cardiac catheterization lab products | N/A
82151 MainHosp,Grd Flr, Angiography Sub-Store | 352219109 | CATHETER ANGIOGRAPHIC, IMAGER II/5/BERN/40/038, M001314081 | EACH | #VALUE! | 31-408 | 50 | BOSTON SCIENTIFIC...... | 3 | MED | Vascular imaging and interventional cardiology and cardiac catheterization lab products | N/A
82151 MainHosp,Grd Flr, Angiography Sub-Store | 352219120 | CATHETER ANGIOGRAPHIC, IMAGER II/5/H1H/100/035, M001314191 | EACH | #VALUE! | 31-419 | 10 | BOSTON SCIENTIFIC...... | 3 | MED | Vascular imaging and interventional cardiology and cardiac catheterization lab products | N/A
82151 MainHosp,Grd Flr, Angiography Sub-Store | 352219119 | CATHETER ANGIOGRAPHIC, IMAGER II/5/H1H/100/038, M001314181 | EACH | #VALUE! | 31-418 | 10 | BOSTON SCIENTIFIC...... | 3 | MED | Vascular imaging and interventional cardiology and cardiac catheterization lab products | N/A
82151 MainHosp,Grd Flr, Angiography Sub-Store | 352219116 | CATHETER ANGIOGRAPHIC, IMAGER II/5/HI/100/035, M001314151 | EACH | #VALUE! | 31-415 | 10 | BOSTON SCIENTIFIC...... | 3 | MED | Vascular imaging and interventional cardiology and cardiac catheterization lab products | N/A
82151 MainHosp,Grd Flr, Angiography Sub-Store | 352219115 | CATHETER ANGIOGRAPHIC, IMAGER II/5/HI/100/038, M001314141 | EACH | #VALUE! | 31-414 | 10 | BOSTON SCIENTIFIC...... | 3 | MED | Vascular imaging and interventional cardiology and cardiac catheterization lab products | N/A
82151 MainHosp,Grd Flr, Angiography Sub-Store | 352219134 | CATHETER ANGIOGRAPHIC, IMAGER II/5/SIM1/100/035, M001314331 | EACH | #VALUE! | 31-433 | 10 | BOSTON SCIENTIFIC...... | 3 | MED | Vascular imaging and interventional cardiology and cardiac catheterization lab products | N/A
82151 MainHosp,Grd Flr, Angiography Sub-Store | 352219132 | CATHETER ANGIOGRAPHIC, IMAGER II/5/SIM1/65/035, M001314311 | EACH | #VALUE! | 31-431 | 20 | BOSTON SCIENTIFIC...... | 3 | MED | Vascular imaging and interventional cardiology and cardiac catheterization lab products | N/A
82151 MainHosp,Grd Flr, Angiography Sub-Store | 352219136 | CATHETER ANGIOGRAPHIC, IMAGER II/5/SIM2/100/035, M001314351 | EACH | #VALUE! | 31-435 | 10 | BOSTON SCIENTIFIC...... | 3 | MED | Vascular imaging and interventional cardiology and cardiac catheterization lab products | N/A
82151 MainHosp,Grd Flr, Angiography Sub-Store | 342203560 | CATHETER BALLOON DILATATION COYOTE SE 014, 1.5MMX20MMX142 | EACH | #VALUE! | H74939134152010 | 10 | BOSTON SCIENTIFIC...... | 3 | MED | Vascular imaging and interventional cardiology and cardiac catheterization lab products | N/A
82151 MainHosp,Grd Flr, Angiography Sub-Store | 342203561 | CATHETER BALLOON DILATATION COYOTE SE 014, 2 MMX20MMX142 | EACH | #VALUE! | H74939134202010 | 10 | BOSTON SCIENTIFIC...... | 3 | MED | Vascular imaging and interventional cardiology and cardiac catheterization lab products | N/A
82151 MainHosp,Grd Flr, Angiography Sub-Store | 342203562 | CATHETER BALLOON DILATATION COYOTE SE 014, 2 MMX40MMX144 | EACH | #VALUE! | H74939134204010 | 10 | BOSTON SCIENTIFIC...... | 3 | MED | Vascular imaging and interventional cardiology and cardiac catheterization lab products | N/A
82151 MainHosp,Grd Flr, Angiography Sub-Store | 71801000 | CATHETER BALLOON DILATATION , ULRASOFT MONORAIL 2.5MM20MM//0.014" | EACH | #VALUE! | 38940-2520 | 10 | BOSTON SCIENTIFIC...... | 3 | MED | Vascular imaging and interventional cardiology and cardiac catheterization lab products | N/A
82151 MainHosp,Grd Flr, Angiography Sub-Store | 71801001 | CATHETER BALLOON DILATATION , ULRASOFT MONORAIL 2MMX20MM /0.014" | EACH | #VALUE! | 38940-2020 | 10 | BOSTON SCIENTIFIC...... | 3 | MED | Vascular imaging and interventional cardiology and cardiac catheterization lab products | N/A
82151 MainHosp,Grd Flr, Angiography Sub-Store | 71801002 | CATHETER BALLOON DILATATION , ULRASOFT MONORAIL 3.0MM20MM/0.014" | EACH | #VALUE! | 38940-3020 | 10 | BOSTON SCIENTIFIC...... | 3 | MED | Vascular imaging and interventional cardiology and cardiac catheterization lab products | N/A
82151 MainHosp,Grd Flr, Angiography Sub-Store | 71801003 | CATHETER BALLOON DILATATION , ULRASOFT MONORAIL 3.5MMX20MM/0.014" | EACH | #VALUE! | 38940-3520 | 10 | BOSTON SCIENTIFIC...... | 3 | MED | Vascular imaging and interventional cardiology and cardiac catheterization lab products | N/A
82151 MainHosp,Grd Flr, Angiography Sub-Store | 71801004 | CATHETER BALLOON DILATATION , ULRASOFT MONORAIL 4.0MMX20MM/0.014" | EACH | #VALUE! | 38940-4020 | 10 | BOSTON SCIENTIFIC...... | 3 | MED | Vascular imaging and interventional cardiology and cardiac catheterization lab products | N/A
82151 MainHosp,Grd Flr, Angiography Sub-Store | 71800396 | CATHETER BALLOON DILATATION MUSTANG 3MM/40MM/75CM | EACH | #VALUE! | H74939171030470 | 5 | BOSTON SCIENTIFIC...... | 3 | MED | Vascular imaging and interventional cardiology and cardiac catheterization lab products | N/A
82151 MainHosp,Grd Flr, Angiography Sub-Store | 71800244 | CATHETER CHRONIC DIALYSIS DURAMAX PERMACATH 14.5 FR X 50CM (TIP TO CUFF) | EACH | #VALUE! | 10302809 | 220 | ANGIODYNAMICS...... | 3 | MED | Vascular imaging and interventional cardiology and cardiac catheterization lab products | N/A
82151 MainHosp,Grd Flr, Angiography Sub-Store | 311517506 | CATHETER CURLED, 2 CUFF KIT 62 CM | EACH | #VALUE! | 8817278006 | 200 | MEDTRONIC...... | 3 | MED | Peritoneal and equilibrium dialysis equipment and supplies | N/A
82151 MainHosp,Grd Flr, Angiography Sub-Store | 311561711 | CATHETER DIAGNOSTIC SOS OMNI 5FR/80CM HYDROPHILIC SELECTIVE 0 | EACH | #VALUE! | 11720408 | 20 | ANGIODYNAMICS...... | 3 | MED | Vascular imaging and interventional cardiology and cardiac catheterization lab products | N/A
82151 MainHosp,Grd Flr, Angiography Sub-Store | 311561712 | CATHETER DIAGNOSTIC SOS OMNI 5FR/80CM HYDROPHILIC SELECTIVE 1 | EACH | #VALUE! | 11720401 | 20 | ANGIODYNAMICS...... | 3 | MED | Vascular imaging and interventional cardiology and cardiac catheterization lab products | N/A
82151 MainHosp,Grd Flr, Angiography Sub-Store | 71800044 | CATHETER DIAGNOSTIC, SOS OMNI, 5FR/80CM | EACH | #VALUE! | 10712001 | 20 | ANGIODYNAMICS...... | 3 | MED | Vascular imaging and interventional cardiology and cardiac catheterization lab products | N/A
82151 MainHosp,Grd Flr, Angiography Sub-Store | 71800762 | CATHETER DIAGNOSTIC,RIM 5FRX65CM | EACH | #VALUE! | 11733401 | 10 | ANGIODYNAMICS...... | 3 | MED | Vascular imaging and interventional cardiology and cardiac catheterization lab products | N/A
82151 MainHosp,Grd Flr, Angiography Sub-Store | 71802212 | CATHETER SPLIT PERMACATH® MEDCOMP 14F X 15 CM (CUFF TO TIP) WITHOUT STYLET , ASPC20-3E | EACH | 78 | ASPC20-3E | 50 | MEDCOMP...... | 3 | MED | Vascular imaging and interventional cardiology and cardiac catheterization lab products | N/A
82151 MainHosp,Grd Flr, Angiography Sub-Store | 338858107 | CATHETER SPLIT PERMACATH® MEDCOMP 14F X 19 CM (CUFF TO TIP) WITH STYLET, ASPC24-3 | EACH | 74 | ASPC24-3 | 50 | MEDCOMP...... | 3 | MED | Vascular imaging and interventional cardiology and cardiac catheterization lab products | N/A
82151 MainHosp,Grd Flr, Angiography Sub-Store | 342221002 | CATHETER SPLIT PERMACATH® MEDCOMP 14F X 23 CM (CUFF TO TIP) WITH STYLET, ASPC28-3 | EACH | 74 | ASPC28-3 | 50 | MEDCOMP...... | 3 | MED | Vascular imaging and interventional cardiology and cardiac catheterization lab products | N/A
82151 MainHosp,Grd Flr, Angiography Sub-Store | 71801982 | COIL EMBOLIZATION AZUR PERIPHERAL HYDROCOIL DETACHABLE 18 (20 MM X 30 CM) | EACH | #VALUE! | 45-482030 | 10 | TERUMO...... | 3 | MED | Vascular imaging and interventional cardiology and cardiac catheterization lab products | N/A
82151 MainHosp,Grd Flr, Angiography Sub-Store | 71801975 | COIL EMBOLIZATION AZUR PERIPHERAL HYDROCOIL DETACHABLE 18 (10 MM X 10 CM) | EACH | #VALUE! | 45-481010 | 10 | TERUMO...... | 3 | MED | Vascular imaging and interventional cardiology and cardiac catheterization lab products | N/A
82151 MainHosp,Grd Flr, Angiography Sub-Store | 71801976 | COIL EMBOLIZATION AZUR PERIPHERAL HYDROCOIL DETACHABLE 18 (10 MM X 15 CM) | EACH | #VALUE! | 45-481015 | 10 | TERUMO...... | 3 | MED | Vascular imaging and interventional cardiology and cardiac catheterization lab products | N/A
82151 MainHosp,Grd Flr, Angiography Sub-Store | 71801981 | COIL EMBOLIZATION AZUR PERIPHERAL HYDROCOIL DETACHABLE 18 (20 MM X 20 CM) | EACH | #VALUE! | 45-482020 | 10 | TERUMO...... | 3 | MED | Vascular imaging and interventional cardiology and cardiac catheterization lab products | N/A
82151 MainHosp,Grd Flr, Angiography Sub-Store | 71802227 | COIL EMBOLIZATION AZUR PERIPHERAL HYDROCOIL PUSHABLE 35 (15 MM X 14 CM) | EACH | #VALUE! | 45-251514 | 30 | TERUMO...... | 3 | MED | Vascular imaging and interventional cardiology and cardiac catheterization lab products | N/A
82151 MainHosp,Grd Flr, Angiography Sub-Store | 71802226 | COIL EMBOLIZATION AZUR PERIPHERAL HYDROCOIL PUSHABLE 35 (10 MM X 14 CM) | EACH | #VALUE! | 45-251014 | 30 | TERUMO...... | 3 | MED | Vascular imaging and interventional cardiology and cardiac catheterization lab products | N/A
82151 MainHosp,Grd Flr, Angiography Sub-Store | 71802228 | DETACHMENT CONTROLLER AZUR FOR EMBOLIZATION COIL DETACHABLE SYSTEM | EACH | #VALUE! | 45-4001 | 50 | TERUMO...... | 3 | MED | Vascular imaging and interventional cardiology and cardiac catheterization lab products | N/A
82151 MainHosp,Grd Flr, Angiography Sub-Store | 71800153 | DILATOR 8FR/20CM BARD | EACH | #VALUE! | 1500-0080 | 200 | BARD...... | 3 | MED | Surgical dilators and probes and grooves and related products | N/A
82151 MainHosp,Grd Flr, Angiography Sub-Store | 71800157 | DILATOR 14FR/20CM BARD | EACH | #VALUE! | 1500-0140 | 200 | BARD...... | 3 | MED | Surgical dilators and probes and grooves and related products | N/A
82151 MainHosp,Grd Flr, Angiography Sub-Store | 71800158 | DILATOR 16FR/20CM BARD | EACH | #VALUE! | 1500-0160 | 200 | BARD...... | 3 | MED | Surgical dilators and probes and grooves and related products | N/A
82151 MainHosp,Grd Flr, Angiography Sub-Store | 71800862 | GUIDEWIRE, .035/260CM. AMPLATZ SUPER STIFF STRAIGHT ,7CM SOFT TIP | EACH | #VALUE! | 46-526 | 50 | BOSTON SCIENTIFIC...... | 3 | MED | Vascular imaging and interventional cardiology and cardiac catheterization lab products | N/A
82151 MainHosp,Grd Flr, Angiography Sub-Store | 71800252 | GUIDEWIRE, V-18 CONTROL WIRE .018"/300 CM/8CM SHAPABLE TIP | EACH | #VALUE! | M001468540 | 100 | BOSTON SCIENTIFIC...... | 3 | MED | Vascular imaging and interventional cardiology and cardiac catheterization lab products | N/A
82151 MainHosp,Grd Flr, Angiography Sub-Store | 71800381 | IMPLANT STENT GRAFT, FLUENCY PLUS, 12MM/40MM/80CM STERILE | EACH | #VALUE! | FVM012040 | 5 | BARD...... | 3 | MED | Vascular imaging and interventional cardiology and cardiac catheterization lab products | N/A
82151 MainHosp,Grd Flr, Angiography Sub-Store | 71800382 | IMPLANT STENT GRAFT, FLUENCY PLUS, 6MM/40MM/80CM STERILE | EACH | #VALUE! | FVM06040 | 5 | BARD...... | 3 | MED | Vascular imaging and interventional cardiology and cardiac catheterization lab products | N/A
82151 MainHosp,Grd Flr, Angiography Sub-Store | 71800385 | IMPLANT STENT GRAFT, FLUENCY PLUS, 10MM/60MM/80CM STERILE | EACH | #VALUE! | FVM10060 | 5 | BARD...... | 3 | MED | Vascular imaging and interventional cardiology and cardiac catheterization lab products | N/A
82151 MainHosp,Grd Flr, Angiography Sub-Store | 71800386 | IMPLANT STENT GRAFT, FLUENCY PLUS, 13.5MM/40MM/80CM STERILE | EACH | #VALUE! | FVM14040 | 5 | BARD...... | 3 | MED | Vascular imaging and interventional cardiology and cardiac catheterization lab products | N/A
82151 MainHosp,Grd Flr, Angiography Sub-Store | 351445233 | IMPLANT STENT VASCULAR WALL UNISTEP™PLUS DELIVERY SYSTEM 10X68X100 M001731360 STERILE | EACH | #VALUE! | 73-136 | 15 | BOSTON SCIENTIFIC...... | 3 | MED | Stents | N/A
82151 MainHosp,Grd Flr, Angiography Sub-Store | 69916337 | IMPLANT X-PORT M.R.I. IMPLANTABLE PORT 9.6FR, STERILE | EACH | #VALUE! | 607555 | 200 | BARD...... | 3 | MED | Surgical implants and expanders and extenders and Surgical wires and related products | N/A
82151 MainHosp,Grd Flr, Angiography Sub-Store | 71802216 | MICRO VASCULAR PLUG MVP 5.3MM X 12MM | EACH | #VALUE! | MVP-3Q | 5 | MEDTRONIC...... | 3 | MED | Vascular imaging and interventional cardiology and cardiac catheterization lab products | N/A
82151 MainHosp,Grd Flr, Angiography Sub-Store | 71802217 | MICRO VASCULAR PLUG MVP 6.5MM X 12MM # MVP-5Q | EACH | 41 | MVP-5Q | 5 | MEDTRONIC...... | 3 | MED | Vascular imaging and interventional cardiology and cardiac catheterization lab products | N/A
82151 MainHosp,Grd Flr, Angiography Sub-Store | 71802218 | MICRO VASCULAR PLUG MVP 9.2MM X 16MM # MVP-7Q | EACH | 40 | MVP-7Q | 5 | MEDTRONIC...... | 3 | MED | Vascular imaging and interventional cardiology and cardiac catheterization lab products | N/A
82151 MainHosp,Grd Flr, Angiography Sub-Store | 71800892 | MICROPUNCTURE SET MINI STICK MAX 4FR X7CM, STAINLESS STEEL WIRE ECHOGENIC NEEDLE | EACH | #VALUE! | H965457481 | 200 | ANGIODYNAMICS...... | 3 | MED | Vascular imaging and interventional cardiology and cardiac catheterization lab products | N/A
82151 MainHosp,Grd Flr, Angiography Sub-Store | 342203014 | PERIPHERAL ANGIOPLASTY BALLOON MUSTANG 9MMX40MMX75CM DISPOSABLE STERILE | EACH | #VALUE! | H74939171090470 | 5 | BOSTON SCIENTIFIC...... | 3 | MED | Vascular imaging and interventional cardiology and cardiac catheterization lab products | N/A
82151 MainHosp,Grd Flr, Angiography Sub-Store | 342203011 | PERIPHERAL ANGIOPLASTY BALLOON MUSTANG 5MMX60MMX75CM DISPOSABLE STERILE | EACH | #VALUE! | H74939171050670 | 15 | BOSTON SCIENTIFIC...... | 3 | MED | Vascular imaging and interventional cardiology and cardiac catheterization lab products | N/A
82151 MainHosp,Grd Flr, Angiography Sub-Store | 357110 | PROBE COVER ULTRASOUND 48" LONG STERILE (34) | EACH | #VALUE! | 9001C0197 | 3000 | BARD...... | 3 | MED | Medical ultrasound and doppler and echo imaging products | N/A
82151 MainHosp,Grd Flr, Angiography Sub-Store | 71800533 | SHEATH PEEL AWAY SHORT 16FR/15.5CM | EACH | #VALUE! | PLVW-16.0-38 | 20 | COOK...... | 3 | MED | Urological supplies | N/A
82151 MainHosp,Grd Flr, Angiography Sub-Store | 71800535 | SHEATH PEEL AWAY SHORT 18FR/15.5CM | EACH | #VALUE! | PLVW-18.0-038 | 20 | COOK...... | 3 | MED | Urological supplies | N/A
82151 MainHosp,Grd Flr, Angiography Sub-Store | 71800537 | SHEATH PEEL AWAY SHORT 20FR/15.5CM | EACH | #VALUE! | PLVW-20.0-38 | 20 | COOK...... | 3 | MED | Urological supplies | N/A
82151 MainHosp,Grd Flr, Angiography Sub-Store | 71800538 | SHEATH PEEL AWAY SHORT 22FR/15.5CM | EACH | #VALUE! | PLVW-22.0-38 | 20 | COOK...... | 3 | MED | Urological supplies | N/A
82151 MainHosp,Grd Flr, Angiography Sub-Store | 71801208 | STOCKING COTTON CALF CUSTOMIZED MEASUREMENT | EACH | #VALUE! | CM0011 | 30 | SIGVARIS...... | 3 | MED | Vascular and compression therapy equipment and supplies | N/A
82151 MainHosp,Grd Flr, Angiography Sub-Store | 71801209 | STOCKING COTTON PANTY CUSTOMIZED MEASUREMENT | EACH | #VALUE! | CM0013 | 30 | SIGVARIS...... | 3 | MED | Vascular and compression therapy equipment and supplies | N/A
82151 MainHosp,Grd Flr, Angiography Sub-Store | 71801210 | STOCKING COTTON THIGH CUSTOMIZED MEASUREMENT | EACH | #VALUE! | CM0012 | 30 | SIGVARIS...... | 3 | MED | Vascular and compression therapy equipment and supplies | N/A
82151 MainHosp,Grd Flr, Angiography Sub-Store | 311576201 | VASCULAR ACCESS PRO PICC CT, 5FR, DOUBLE LUMEN | EACH | #VALUE! | 6295355 | 200 | BARD...... | 3 | MED | Intravenous and arterial cannulas and catheters and accessories | N/A
82166 Main Build, 2nd Floor, Rm. #261021 Sub-Store | 71701136 | (CATH LAB) IMPLANT BIVENTRICULAR CARDIAC DEFIBRILLATOR (CRT-D) BIOTRONIK | EACH | #VALUE! | 429561 | 2 | BIOTRONIK...... | 3 | MED | Cardiac pacemakers and related products | N/A
82166 Main Build, 2nd Floor, Rm. #261021 Sub-Store | 71701076 | (CATH LAB) BALLOON SEPTOSTOMY RASHKIND 4FR | EACH | #VALUE! | 7161 | 4 | MEDTRONIC...... | 3 | PHARMA | Vascular imaging and interventional cardiology and cardiac catheterization lab products | N/A
82166 Main Build, 2nd Floor, Rm. #261021 Sub-Store | 71701077 | (CATH LAB) BALLOON SEPTOSTOMY RASHKIND 5FR | EACH | #VALUE! | 7160 | 2 | MEDTRONIC...... | 3 | MED | Vascular imaging and interventional cardiology and cardiac catheterization lab products | N/A
82166 Main Build, 2nd Floor, Rm. #261021 Sub-Store | 71701078 | (CATH LAB) BALLOON SEPTOSTOMY RASHKIND 6FR | EACH | #VALUE! | 8764 | 3 | MEDTRONIC...... | 3 | EQP | Vascular imaging and interventional cardiology and cardiac catheterization lab products | N/A
82166 Main Build, 2nd Floor, Rm. #261021 Sub-Store | 71700950 | (CATH LAB) GUIDING CATHETER CORONARY 6FR EBU 3.0 | EACH | #VALUE! | LA6EBU30 | 30 | MEDTRONIC...... | 3 | PHARMA | Vascular imaging and interventional cardiology and cardiac catheterization lab products | N/A
82166 Main Build, 2nd Floor, Rm. #261021 Sub-Store | 71700951 | (CATH LAB) GUIDING CATHETER CORONARY 6FR EBU 3.5 | EACH | #VALUE! | LA6EBU35 | 30 | MEDTRONIC...... | 3 | PHARMA | Vascular imaging and interventional cardiology and cardiac catheterization lab products | N/A
82166 Main Build, 2nd Floor, Rm. #261021 Sub-Store | 71700952 | (CATH LAB) GUIDING CATHETER CORONARY 6FR EBU 4.0 | EACH | #VALUE! | LA6EBU40 | 30 | MEDTRONIC...... | 3 | PHARMA | Vascular imaging and interventional cardiology and cardiac catheterization lab products | N/A
82166 Main Build, 2nd Floor, Rm. #261021 Sub-Store | 71701126 | (CATH LAB) IMPLANT CARDIAC DEFIBRILLATOR SINGLE CHAMBER BIOTRONIK | EACH | #VALUE! | 429564 | 7 | BIOTRONIK...... | 3 | MED | Cardiac pacemakers and related products | N/A
82166 Main Build, 2nd Floor, Rm. #261021 Sub-Store | 71701082 | (CATH LAB) SHEATH TRANSEPTAL 6FR MULLINS PEDIATRIC | EACH | #VALUE! | 8530 | 4 | MULLINS...... | 3 | PHARMA | Vascular imaging and interventional cardiology and cardiac catheterization lab products | N/A
82166 Main Build, 2nd Floor, Rm. #261021 Sub-Store | 71701083 | (CATH LAB) SHEATH TRANSEPTAL 7FR MULLINS PEDIATRIC | EACH | #VALUE! | 8531 | 4 | MEDTRONIC...... | 3 | PHARMA | Vascular imaging and interventional cardiology and cardiac catheterization lab products | N/A
82166 Main Build, 2nd Floor, Rm. #261021 Sub-Store | 71800790 | CATHETER CONQUEST 035, 10MM/40MM/75CM | EACH | #VALUE! | CQ-75104 | 15 | BARD...... | 3 | MED | Vascular imaging and interventional cardiology and cardiac catheterization lab products | N/A
82166 Main Build, 2nd Floor, Rm. #261021 Sub-Store | 71800791 | CATHETER CONQUEST 035, 12MM/40MM/75CM | EACH | #VALUE! | CQ-75124 | 15 | BARD...... | 3 | MED | Vascular imaging and interventional cardiology and cardiac catheterization lab products | N/A
82166 Main Build, 2nd Floor, Rm. #261021 Sub-Store | 71701645 | CATHETER EXPORT ASPIRATION OPEN SIZE STERILE | EACH | #VALUE! | ADVANCE | 30 | MEDTRONIC DIAGNOSTICS...... | 3 | EQP | Vascular imaging and interventional cardiology and cardiac catheterization lab products | N/A
82166 Main Build, 2nd Floor, Rm. #261021 Sub-Store | 71701405 | CATHETER GUIDE LAUNCHER® 6FR AL1.0 100CM STERILE | EACH | #VALUE! | LA6AL10 | 30 | MEDTRONIC...... | 3 | PHARMA | Vascular imaging and interventional cardiology and cardiac catheterization lab products | N/A
82166 Main Build, 2nd Floor, Rm. #261021 Sub-Store | 71701406 | CATHETER GUIDE LAUNCHER® 6FR AL2.0 100CM STERILE | EACH | #VALUE! | LA6AL20 | 30 | MEDTRONIC...... | 3 | GEN | Vascular imaging and interventional cardiology and cardiac catheterization lab products | N/A
82166 Main Build, 2nd Floor, Rm. #261021 Sub-Store | 71701407 | CATHETER GUIDE LAUNCHER® 6FR AR1.0 100CM STERILE | EACH | #VALUE! | LA6AR10 | 30 | MEDTRONIC...... | 3 | PHARMA | Vascular imaging and interventional cardiology and cardiac catheterization lab products | N/A
82166 Main Build, 2nd Floor, Rm. #261021 Sub-Store | 71701396 | CATHETER GUIDING 5FR EBU 3.5 100CM STERILE | EACH | #VALUE! | LA5EBU35 | 30 | MEDTRONIC...... | 3 | MED | Vascular imaging and interventional cardiology and cardiac catheterization lab products | N/A
82166 Main Build, 2nd Floor, Rm. #261021 Sub-Store | 71701395 | CATHETER GUIDING 5FR JL 3.5 100CM STERILE | EACH | #VALUE! | LA5JL35 | 30 | MEDTRONIC...... | 3 | MED | Vascular imaging and interventional cardiology and cardiac catheterization lab products | N/A
82166 Main Build, 2nd Floor, Rm. #261021 Sub-Store | 71701394 | CATHETER GUIDING 5FR JR 4.0 100CM STERILE | EACH | #VALUE! | LA5JR40 | 30 | MEDTRONIC...... | 3 | MED | Vascular imaging and interventional cardiology and cardiac catheterization lab products | N/A
82166 Main Build, 2nd Floor, Rm. #261021 Sub-Store | 311579106 | CATHETER GUIDING 6FR JR4 100CM STERILE MEDTRONIC | EACH | #VALUE! | LA6JR40 | 30 | MEDTRONIC...... | 3 | PHARMA | Intravenous and arterial catheter and needle positioning aids | N/A
82166 Main Build, 2nd Floor, Rm. #261021 Sub-Store | 801207 | CATHETER JUDKINS LEFT CORONARY4 6FR 100CM .038"GW STERILE (66) | EACH | #VALUE! | DXT6JL40 | 120 | MEDTRONIC...... | 3 | MED | Vascular imaging and interventional cardiology and cardiac catheterization lab products | N/A
82166 Main Build, 2nd Floor, Rm. #261021 Sub-Store | 71701408 | CATHETER LAUNCHER GUIDE CORONARY CURVES RIGHT AMPLATZ 6F AR 2 100CM STERILE | EACH | #VALUE! | LA6AR20 | 30 | MEDTRONIC...... | 3 | MED | Vascular imaging and interventional cardiology and cardiac catheterization lab products | N/A
82168 Main Build, 2nd Floor, Rm.2ZZ-004 Sub-Store | 722000111 | (RPD PERFUSION) CARDIOPLEGIA DELIVERY SYSTEM WITH BRIDGE BETWEEN BLOOD AND CRYSTALLOID LINES | EACH | #VALUE! | XP41B | 300 | MEDTRONIC...... | 3 | MED | Open heart perfusion equipment and monitors and accessories and related products | N/A
82168 Main Build, 2nd Floor, Rm.2ZZ-004 Sub-Store | 72200193 | (RPD) OXYGENATOR CAPIOX ADVANCE 3L HARD SHELL RESERVOIR | EACH | #VALUE! | 3CX*FX15RW30C | 140 | TERUMO..AL-JEEL MEDICAL & TRADING CO\. LTD\..... | 3 | MED | Open heart perfusion equipment and monitors and accessories and related products | N/A
82168 Main Build, 2nd Floor, Rm.2ZZ-004 Sub-Store | 346071164 | (RPD-PERFUSION) CANNULA PEDIATRIC VENOUS WIRE REINFORCED SIZE 10FR X 3.3MM BASKET TIP 90 DEGREE ANGLE 23CM LENGTH STERILE DISPOSABLE | EACH | #VALUE! | V132-10 | 70 | STOCKERT..CIGALA TRADING GROUP.... | 3 | MED | Open heart surgical supplies and accessories and related products | N/A
82168 Main Build, 2nd Floor, Rm.2ZZ-004 Sub-Store | 339060101 | (RPD-PERFUSION) CENTRIFUGAL BLOOD PUMP ADULT BPX-80 TYPE STERILE DISPOSABLE | EACH | #VALUE! | MODEL - BP 80 | 12 | MEDTRONIC DIAGNOSTICS...... | 3 | MED | Open heart perfusion equipment and monitors and accessories and related products | N/A
82168 Main Build, 2nd Floor, Rm.2ZZ-004 Sub-Store | 72200007 | BIO PROBE DP 38 (3/8 - 3/8) STERILE DISPOSABLE | EACH | #VALUE! | 95244 | 24 | MEDTRONIC DIAGNOSTICS...... | 3 | MED | Acute care monitoring units and related products | N/A
82168 Main Build, 2nd Floor, Rm.2ZZ-004 Sub-Store | 72200008 | BIO PROBE DP 38 P ( 1/4 X 1/4 ) STERILE DISPOSABLE | EACH | #VALUE! | 95134 | 24 | MEDTRONIC DIAGNOSTICS...... | 3 | MED | Acute care monitoring units and related products | N/A
82168 Main Build, 2nd Floor, Rm.2ZZ-004 Sub-Store | 552470 | BOWL SET CELL SAVER 225ML STERILE FOR AUTOTRANSFUSION UNIT (55) | EACH | #VALUE! | 4257 | 180 | SORIN..CIGALA TRADING GROUP.... | 3 | MED | Autotransfusion products | N/A
82168 Main Build, 2nd Floor, Rm.2ZZ-004 Sub-Store | 552460 | BOWL SET CELL SAVER LOW VOLUME 125ML STERILE (60) | SET | #VALUE! | 4255 | 120 | SORIN - ITALY..CIGALA TRADING GROUP.... | 3 | MED | Blood administration and transfusion products | N/A
82168 Main Build, 2nd Floor, Rm.2ZZ-004 Sub-Store | 311641948 | CANNULA PERFUSION DLP SILICONE CORONARY OSTIAL 15 FR | BOX | #VALUE! | 30315 | 5 | MEDTRONIC...... | 3 | MED | Surgical support supplies | N/A
82168 Main Build, 2nd Floor, Rm.2ZZ-004 Sub-Store | 311641949 | CANNULA PERFUSION DLP SILICONE CORONARY OSTIAL 17 FRCANNULA PERFUSION DLP SILICONE CORONARY OSTIAL 17 FR | BOX | #VALUE! | 30317 | 5 | MEDTRONIC...... | 3 | MED | Surgical support supplies | N/A
82168 Main Build, 2nd Floor, Rm.2ZZ-004 Sub-Store | 82450027 | CATHETER BALLOON AND INSERTION KIT SENSATION 7 FR 40 CC, FIBRE OPTIC | EACH | #VALUE! | 0684-00-0470-01 | 20 | MAQUET..AL-JEEL MEDICAL & TRADING CO\. LTD\..... | 3 | MED | Vascular imaging and interventional cardiology and cardiac catheterization lab products | N/A
82168 Main Build, 2nd Floor, Rm.2ZZ-004 Sub-Store | 310452101 | HEMOCONCENTRATOR KIT D 571 ULTRAFILTRATION SET WITH DHF 0.6 KIT- STANDARD | EACH | #VALUE! | 5010 | 20 | LIVANOVA...... | 3 | MED | Hemofiltration equipment and supplies | N/A
82168 Main Build, 2nd Floor, Rm.2ZZ-004 Sub-Store | 589826 | OXYGENATOR ADULT CAPIOX ADVANCE 4L HARD SHELL RESERVOIR STERILE (55) | EACH | #VALUE! | 3CX*FX25RWC | 140 | TERUMO..AL-JEEL MEDICAL & TRADING CO\. LTD\..... | 3 | MED | Open heart perfusion equipment and monitors and accessories and related products | N/A
82168 Main Build, 2nd Floor, Rm.2ZZ-004 Sub-Store | 310434565 | PUMP HEAD CENTRIFUGAL REVOLUTION COATED LONG TERM | EACH | #VALUE! | 50537 | 20 | LIVANOVA...... | 3 | MED | Open heart perfusion equipment and monitors and accessories and related products | N/A
82168 Main Build, 2nd Floor, Rm.2ZZ-004 Sub-Store | 339060102 | RPD-PERFUSION) CENTRIFUGAL BLOOD PUMP® PEDIATRIC BP-50 TYPE STERILE DISPOSABLE | EACH | #VALUE! | Model BP-50 Bio-Pump® | 16 | MEDTRONIC DIAGNOSTICS...... | 3 | MED | Open heart perfusion equipment and monitors and accessories and related products | N/A
82168 Main Build, 2nd Floor, Rm.2ZZ-004 Sub-Store | 422918004361 | SILICONE CORONARY ARTERY OSTIAL CANNULA 20FR(JED) | EACH | #VALUE! | 30320 | 100 | MEDTRONIC...... | 3 | MED | Vascular imaging and interventional cardiology and cardiac catheterization lab products | N/A
82168 Main Build, 2nd Floor, Rm.2ZZ-004 Sub-Store | 311641965 | STANDARD INSERTION KIT | EACH | #VALUE! | 96550 | 100 | MEDTRONIC...... | 3 | MED | Open heart surgical supplies and accessories and related products | N/A
82168 Main Build, 2nd Floor, Rm.2ZZ-004 Sub-Store | 311641982 | THREE STAGE VENOUS CANNULA 29/29/29 FR | EACH | #VALUE! | 91429 | 50 | MEDTRONIC...... | 3 | MED | Open heart surgical supplies and accessories and related products | N/A
82168 Main Build, 2nd Floor, Rm.2ZZ-004 Sub-Store | 310434562 | TUBING PACK INFANT (ECMO) COATED SIZE 1/4-1/4 | EACH | #VALUE! | C24244 | 5 | LIVANOVA...... | 3 | MED | Open heart perfusion equipment and monitors and accessories and related products | N/A
82472 Main Hosp,2nd Floor,Main,Rm.25310 Sub-Store | 421823000013 | (DWZ)-CATHETER SINGLE LUMEN EMBOLECTOMY 2FR 60CM | EACH | #VALUE! | 1601-26 | 30 | LEMAITRE...... | 3 | MED | Vascular imaging and interventional cardiology and cardiac catheterization lab products | N/A
82472 Main Hosp,2nd Floor,Main,Rm.25310 Sub-Store | 422955000129 | (DWZ)-VALVE STRATA II REGULAR | EACH | #VALUE! | 42866 | 20 | MEDTRONIC...... | 3 | MED | Cardiovascular implants | N/A
82472 Main Hosp,2nd Floor,Main,Rm.25310 Sub-Store | 82472260 | ADAPTER SIDE ARM FITTING 6.0FR | EACH | #VALUE! | TBAYR-6 | 30 | COOK MEDICAL...... | 3 | MED | Intravenous and arterial tubing and administration sets and related products | N/A
82472 Main Hosp,2nd Floor,Main,Rm.25310 Sub-Store | 311482100 | ARM DRAPE SURGICAL, 21" X 19" X 10.5" | EACH | #VALUE! | 470015 | 220 | INTITUITIVE SURGICAL...... | 3 | MED | Surgical textiles | N/A
82472 Main Hosp,2nd Floor,Main,Rm.25310 Sub-Store | 314473103 | ATTACHMENT FOOT F2 2.4MM ADULT | EACH | #VALUE! | AF02 | 3 | MEDTRONIC MIDAS REX-USA...... | 3 | MED | Surgical power equipment and accessories and related products | N/A
82472 Main Hosp,2nd Floor,Main,Rm.25310 Sub-Store | 342068104 | ATTACHMENT MIDAS REX STRAIGHT 8CM | EACH | #VALUE! | AS08 | 3 | MEDTRONIC MIDAS REX-USA...... | 3 | MED | Surgical power equipment and accessories and related products | N/A
82472 Main Hosp,2nd Floor,Main,Rm.25310 Sub-Store | 69908341 | AUGMENTATION DISTAL 4MM SIZE 3 RIGHT STERILE | EACH | #VALUE! | 96-0861 | 2 | JOHNSON & JOHNSON...... | 3 | MED | Knee joint implants | N/A
82472 Main Hosp,2nd Floor,Main,Rm.25310 Sub-Store | 316490289 | BACKFUSH BLUNT TIP DSP 25 GAUGE | BOX | #VALUE! | 337.83 | 3 | ALCON...... | 3 | MED | Surgical equipment and accessories and related products | N/A
82472 Main Hosp,2nd Floor,Main,Rm.25310 Sub-Store | 316490288 | BACKFUSH SOFT TIP DSP 25 GAUGE 2.0 MM SINGLE USE | BOX | #VALUE! | 337.84 | 3 | ALCON...... | 3 | MED | Surgical equipment and accessories and related products | N/A
82472 Main Hosp,2nd Floor,Main,Rm.25310 Sub-Store | 316490275 | BALL ELECTRODE 5MM DIAMETER 10CM SHAFT STAINLESS STEEL DISPOSABLE | EACH | #VALUE! | 60-5181-103 | 50 | CONMED...... | 3 | MED | Surgical equipment and accessories and related products | N/A
82472 Main Hosp,2nd Floor,Main,Rm.25310 Sub-Store | 69913593 | BIOGLUE SYRINGE 2ML | EACH | #VALUE! | BG3502-5-G | 200 | MEDTRONIC DIAGNOSTICS...... | 3 | MED | Medical tissue closure and related products | N/A
82472 Main Hosp,2nd Floor,Main,Rm.25310 Sub-Store | 69913183 | BIOPSY NEEDLE 1.8MM DISPOSABLE, BRAINLAB | EACH | #VALUE! | 41779B | 10 | MEDTRONIC DIAGNOSTICS...... | 3 | MED | Injection and aspiration needles and accessories | N/A
82472 Main Hosp,2nd Floor,Main,Rm.25310 Sub-Store | 338138218 | BLADE BONE SAW STERNUM SIZE 32MM CUTTING EDGE STERILE | EACH | #VALUE! | 298-97-101 | 100 | STRYKER...... | 3 | MED | Surgical taps and drivers and related products | N/A
82472 Main Hosp,2nd Floor,Main,Rm.25310 Sub-Store | 69909382 | BUR MIDAS REX 10CM 4MM BALL DIAMOND COARSE | EACH | #VALUE! | 10BA40DC | 40 | MEDTRONIC MIDAS REX-USA...... | 3 | MED | Surgical cutting instruments and snares and related products | N/A
82472 Main Hosp,2nd Floor,Main,Rm.25310 Sub-Store | 317673101 | CANNULA 8MM DA-VINCI-XI DIMENSIONS 35.56CM X 13.97CM X 10.16CM STERILE DISPOSABLE | EACH | #VALUE! | 470002 | 4 | INTITUITIVE SURGICAL...... | 3 | MED | surgical robotic equipment and accessories and related products | N/A
82472 Main Hosp,2nd Floor,Main,Rm.25310 Sub-Store | 311633272 | CANNULA ROBOTIC LONG 8 MM INSTRUMENT | EACH | #VALUE! | 470004 | 4 | INTUITIVE SURGICAL INC\....... | 3 | MED |  | N/A
82472 Main Hosp,2nd Floor,Main,Rm.25310 Sub-Store | 69905007 | CARTRIDGE MONARCH II DELIVERY SYSTEM DISPOSABLE | EACH | #VALUE! | 8065-977759 | 123 | ALCON LABORATORIES, INC\....... | 3 | MED | Ophthalmic specialty instruments and related products | N/A
82472 Main Hosp,2nd Floor,Main,Rm.25310 Sub-Store | 69978035 | CATHETER CURL PEDIATRIC SWAN NECK, 2 CUFF, 38.9 CM | EACH | #VALUE! | 8888413100 | 4 | COVIDIEN...... | 3 | MED | Peritoneal and equilibrium dialysis equipment and supplies | N/A
82472 Main Hosp,2nd Floor,Main,Rm.25310 Sub-Store | 69978038 | CATHETER CURLED, 2 CUFF KIT 57 CM | EACH | #VALUE! | 8817278007 | 10 | COVIDIEN...... | 3 | MED | Peritoneal and equilibrium dialysis equipment and supplies | N/A
82472 Main Hosp,2nd Floor,Main,Rm.25310 Sub-Store | 82472293 | CATHETER EMBOLECTOMY LEMAITRE SINGLE LUMEN 4FR 80CM STERILE | KIT | #VALUE! | 1601-48 | 100 | LEMAITRE...... | 3 | MED | Intravenous and arterial cannulas and catheters and accessories | N/A
82472 Main Hosp,2nd Floor,Main,Rm.25310 Sub-Store | 92427 | CATHETER EMBOLECTOMY LEMAITRE SINGLE LUMEN 5FR 80CM STERILE | KIT | #VALUE! | 1601-58 | 40 | LEMAITRE...... | 3 | MED | Intravenous and arterial cannulas and catheters and accessories | N/A
82472 Main Hosp,2nd Floor,Main,Rm.25310 Sub-Store | 69976160 | CATHETER FOLEY 400TM TEMP SENSOR PEDIATRIC 8FR STERILE | EACH | #VALUE! | 90053T - SIZE 8 CH | 150 | TYCO HEALTHCARE...... | 3 | MED | Vascular imaging and interventional cardiology and cardiac catheterization lab products | N/A
82472 Main Hosp,2nd Floor,Main,Rm.25310 Sub-Store | 69976510 | CATHETER FOLEY WITH TEMPERATURE SENSOR ADULT 14FR , 90056T | EACH | 53 | 90056T | 200 | TAMER...... | 3 | MED | Urological supplies | N/A
82472 Main Hosp,2nd Floor,Main,Rm.25310 Sub-Store | 421615000026 | CATHETER PERITONEAL DIALYSIS QUINTON SWAN CURL CATH SIZE 62.2CM (24.5") | EACH | #VALUE! | 8888413807 | 3 | COVIDIEN...... | 3 | MED | Urological supplies | N/A
82472 Main Hosp,2nd Floor,Main,Rm.25310 Sub-Store | 421438000039 | CATHETER URETERAL DUAL LUMEN | EACH | #VALUE! | 130200 | 25 | BARD...... | 3 | MED | Urological supplies | N/A
82472 Main Hosp,2nd Floor,Main,Rm.25310 Sub-Store | 314349500 | CATHETER VENTRACULAR 11CM STERILE | EACH | #VALUE! | 5005C | 30 | MEDTRONIC DIAGNOSTICS...... | 3 | MED | Vascular imaging and interventional cardiology and cardiac catheterization lab products | N/A
82472 Main Hosp,2nd Floor,Main,Rm.25310 Sub-Store | 311622787 | CATHETER VENTRICULAR BARIUM IMPREGNATED 35CM. | EACH | #VALUE! | 46118 | 2 | MEDTRONIC...... | 3 | MED | Cerebral spinal fluid CSF drainage products and accessories | N/A
82472 Main Hosp,2nd Floor,Main,Rm.25310 Sub-Store | 422957002562 | CHRONOS BONE GRANULES 10CC 1.4-2.8MM BETA TCP | EACH | #VALUE! | 710.019S | 100 | JOHNSON & JOHNSON...... | 3 | MED | Surgical support supplies | N/A
82472 Main Hosp,2nd Floor,Main,Rm.25310 Sub-Store | 311633269 | CLIP APPLIER ROBOTIC HEMO LARGE INSTRUMENT | EACH | #VALUE! | 470230 | 2 | INTUITIVE SURGICAL INC\....... | 3 | MED |  | N/A
82472 Main Hosp,2nd Floor,Main,Rm.25310 Sub-Store | 311482101 | COLUMN DRAPE SURGICAL, DA VINCI® XI | EACH | #VALUE! | 470341 | 10 | INTITUITIVE SURGICAL...... | 3 | MED | Surgical textiles | N/A
82472 Main Hosp,2nd Floor,Main,Rm.25310 Sub-Store | 69975728 | COMPRESSION BUSTIERS WITH CAPS, WHITE ,EXTRA LARGE , POLYTECH,2110XL | EACH | 64 | 2110XL | 20 | POLYTECH...... | 3 | MED | Bandages and dressings and related products | N/A
82472 Main Hosp,2nd Floor,Main,Rm.25310 Sub-Store | 69975727 | COMPRESSION BUSTIERS WITH CAPS, WHITE, LARGD, POLYTECH,2110L | EACH | 57 | 2110L | 20 | POLYTECH...... | 3 | MED | Bandages and dressings and related products | N/A
82472 Main Hosp,2nd Floor,Main,Rm.25310 Sub-Store | 69975726 | COMPRESSION BUSTIERS WITH CAPS, WHITE, MEDIUM , POLYTECH,2110M | EACH | 59 | 2110M | 20 | POLYTECH...... | 3 | MED | Bandages and dressings and related products | N/A
82472 Main Hosp,2nd Floor,Main,Rm.25310 Sub-Store | 69975729 | COMPRESSION BUSTIERS WITH CAPS, WHITE, XX LARGE, POLYTECH,2110XXL | EACH | 60 | 2110XXL | 10 | POLYTECH...... | 3 | MED | Bandages and dressings and related products | N/A
82472 Main Hosp,2nd Floor,Main,Rm.25310 Sub-Store | 422935000001 | CONNECTOR ARGYLE 5-IN-1 CONNECTS SUCTION TUBES AND CHEST TUBE | EACH | #VALUE! | 8888271411 | 800 | COVIDIEN...... | 3 | MED | Surgical support supplies | N/A
82472 Main Hosp,2nd Floor,Main,Rm.25310 Sub-Store | 314250211 | CONSTELLATION COMBINED PROCEDURE PAK 25+ GAUGE 10000 CPM VALVED 0.9 MM WIDE-ANGLE | BOX | #VALUE! | 8065752451 | 1 | ALCON...... | 3 | MED | Medical thermometers and accessories | N/A
82472 Main Hosp,2nd Floor,Main,Rm.25310 Sub-Store | 314250210 | CONSTELLATION VITRECTOMY TOTAL PLUS PAK 25+ GAUGE 10000 CPM VALVED WIDE-ANGLE | BOX | #VALUE! | 8065752438 | 6 | ALCON...... | 3 | MED | Medical thermometers and accessories | N/A
82472 Main Hosp,2nd Floor,Main,Rm.25310 Sub-Store | 69900513 | COVER TIP FOR HOT SHEARS INSTRUMENTS STERILE DISPOSABLE | EACH | #VALUE! | 400180 | 30 | INTUITIVE SURGICAL INC\....... | 3 | MED | Sterilization wraps and packaging supplies | N/A
82472 Main Hosp,2nd Floor,Main,Rm.25310 Sub-Store | 69912517 | CURETTE, RIGID, 10MM | EACH | #VALUE! | 22110 | 50 | MEDGYN PRODUCT INC...... | 3 | MED | Surgical cutting instruments and snares and related products | N/A
82472 Main Hosp,2nd Floor,Main,Rm.25310 Sub-Store | 69912513 | CURETTE, RIGID, 6MM | EACH | #VALUE! | 22106 | 50 | MEDGYN PRODUCT INC...... | 3 | MED | Surgical cutting instruments and snares and related products | N/A
82472 Main Hosp,2nd Floor,Main,Rm.25310 Sub-Store | 69912514 | CURETTE, RIGID, 7MM | EACH | #VALUE! | 22107 | 50 | MEDGYN PRODUCT INC...... | 3 | MED | Surgical cutting instruments and snares and related products | N/A
82472 Main Hosp,2nd Floor,Main,Rm.25310 Sub-Store | 69912515 | CURETTE, RIGID, 8MM | EACH | #VALUE! | 22108 | 50 | MEDGYN PRODUCT INC...... | 3 | MED | Surgical cutting instruments and snares and related products | N/A
82472 Main Hosp,2nd Floor,Main,Rm.25310 Sub-Store | 69912516 | CURETTE, RIGID, 9MM | EACH | #VALUE! | 22109 | 50 | MEDGYN PRODUCT INC...... | 3 | MED | Surgical cutting instruments and snares and related products | N/A
82472 Main Hosp,2nd Floor,Main,Rm.25310 Sub-Store | 82472284 | DEVICE KIT COR-KNOT 4MM SHAFT STERILE DISPOSABLE | EACH | #VALUE! | 31450 | 20 | LSI SOLUTIONS USA...... | 3 | MED | Soft tissue fixation products | N/A
82472 Main Hosp,2nd Floor,Main,Rm.25310 Sub-Store | 342292000 | DISSECTING TOOL LEGEND COARSE BUR MIDAS REX 10CM 4MM BALL DIAMOND STERILE | EACH | #VALUE! | 14BA40DC | 20 | MEDTRONIC DIAGNOSTICS...... | 3 | MED | Surgical dissectors and elevators and picks and related products | N/A
82472 Main Hosp,2nd Floor,Main,Rm.25310 Sub-Store | 69900296 | DRAIN SURGICAL 24FR ROUND BLAKE HUBLESS SILICONE DRAIN | BOX | #VALUE! | 62B12 | 60 | PETERS SURGICAL...... | 3 | MED |  | N/A
82472 Main Hosp,2nd Floor,Main,Rm.25310 Sub-Store | 311633267 | DRIVER NEEDLE ROBOTIC LARGE INSTRUMENT | EACH | #VALUE! | 470006 | 4 | INTUITIVE SURGICAL INC\....... | 3 | MED |  | N/A
82472 Main Hosp,2nd Floor,Main,Rm.25310 Sub-Store | 311633279 | DRIVER NEEDLE ROBOTIC MEGA SUTURECUT™ DISPOSABLE | EACH | #VALUE! | 470309 | 4 | INTUITIVE SURGICAL INC\....... | 3 | MED |  | N/A
82472 Main Hosp,2nd Floor,Main,Rm.25310 Sub-Store | 311633280 | DRIVER NEEDLE ROBOTIC MEGA™ DISPOSABLE | EACH | #VALUE! | 470194 | 4 | INTUITIVE SURGICAL INC\....... | 3 | MED |  | N/A
82472 Main Hosp,2nd Floor,Main,Rm.25310 Sub-Store | 69900534 | ELECTRODE SPRING TIP VERSAPOINT 5FR | EACH | #VALUE! | 468 | 10 | GYNECARE...... | 3 | MED | Surgical equipment and accessories and related products | N/A
82472 Main Hosp,2nd Floor,Main,Rm.25310 Sub-Store | 69900535 | ELECTRODE TWIZZLE TIP VERSAPOINT 5FR | EACH | #VALUE! | 467 | 10 | GYNECARE...... | 3 | MED | Surgical equipment and accessories and related products | N/A
82472 Main Hosp,2nd Floor,Main,Rm.25310 Sub-Store | 317673102 | ENDOWRIST 12MM & STAPLER CANNULA (100 MM) DA-VINCI-XI STERILE DISPOSABLE | EACH | #VALUE! | 470375 | 1 | INTITUITIVE SURGICAL...... | 3 | MED | surgical robotic equipment and accessories and related products | N/A
82472 Main Hosp,2nd Floor,Main,Rm.25310 Sub-Store | 69913668 | FEMORAL STEM, CORAIL, CEMENTED, 12/14 AMT, 135 DEGREES, STANDARD, NO COLLAR, SZ 10, DEPUY | EACH | #VALUE! | L96410 | 1 | DEPUY...... | 3 | MED | Hip joint implants | N/A
82472 Main Hosp,2nd Floor,Main,Rm.25310 Sub-Store | 69913669 | FEMORAL STEM, CORAIL, CEMENTED, 12/14 AMT, 135 DEGREES, STANDARD, NO COLLAR, SZ 11, DEPUY | EACH | #VALUE! | L96411 | 1 | DEPUY...... | 3 | MED | Hip joint implants | N/A
82472 Main Hosp,2nd Floor,Main,Rm.25310 Sub-Store | 69913670 | FEMORAL STEM, CORAIL, CEMENTED, 12/14 AMT, 135 DEGREES, STANDARD, NO COLLAR, SZ 12, DEPUY | EACH | #VALUE! | L96412 | 1 | DEPUY...... | 3 | MED | Hip joint implants | N/A
82472 Main Hosp,2nd Floor,Main,Rm.25310 Sub-Store | 69913671 | FEMORAL STEM, CORAIL, CEMENTED, 12/14 AMT, 135 DEGREES, STANDARD, NO COLLAR, SZ 13, DEPUY | EACH | #VALUE! | L96413 | 1 | DEPUY...... | 3 | MED | Hip joint implants | N/A
82472 Main Hosp,2nd Floor,Main,Rm.25310 Sub-Store | 69913672 | FEMORAL STEM, CORAIL, CEMENTED, 12/14 AMT, 135 DEGREES, STANDARD, NO COLLAR, SZ 14, DEPUY | EACH | #VALUE! | L96414 | 1 | DEPUY...... | 3 | MED | Hip joint implants | N/A
82472 Main Hosp,2nd Floor,Main,Rm.25310 Sub-Store | 69913673 | FEMORAL STEM, CORAIL, CEMENTED, 12/14 AMT, 135 DEGREES, STANDARD, NO COLLAR, SZ 15, DEPUY | EACH | #VALUE! | L96415 | 1 | DEPUY...... | 3 | MED | Hip joint implants | N/A
82472 Main Hosp,2nd Floor,Main,Rm.25310 Sub-Store | 69913674 | FEMORAL STEM, CORAIL, CEMENTED, 12/14 AMT, 135 DEGREES, STANDARD, NO COLLAR, SZ 16, DEPUY | EACH | #VALUE! | L96416 | 1 | DEPUY...... | 3 | MED | Hip joint implants | N/A
82472 Main Hosp,2nd Floor,Main,Rm.25310 Sub-Store | 69913125 | FEMORAL STEM, CORAIL, CEMENTLESS, HA COATED, STANDARD, WITHOUT COLLAR, 12/14 AMT, KS12, DEPUY | EACH | #VALUE! | 3L92512 | 4 | DEPUY...... | 3 | MED | Hip joint implants | N/A
82472 Main Hosp,2nd Floor,Main,Rm.25310 Sub-Store | 69907633 | FILTER TUBE SET FOR SMOKE EVACUATOR AIRSEAL | EACH | #VALUE! | ASM-EVAC | 120 | SURGIQUEST, INC\....... | 3 | MED | Surgical equipment and accessories and related products | N/A
82472 Main Hosp,2nd Floor,Main,Rm.25310 Sub-Store | 314278002 | FINESSE FLEX LOOP 25 GAUGE | BOX | #VALUE! | 338.25P | 3 | ALCON...... | 3 | MED | Ophthalmic specialty instruments and related products | N/A
82472 Main Hosp,2nd Floor,Main,Rm.25310 Sub-Store | 316490281 | FINESSE SHARKSKIN ILM FORCEPS 25+ | BOX | #VALUE! | 705.88P | 3 | ALCON...... | 3 | MED | Surgical equipment and accessories and related products | N/A
82472 Main Hosp,2nd Floor,Main,Rm.25310 Sub-Store | 311633270 | FORCEPS ROBOTIC BIPLOAR MARYLAND INSTRUMENT | EACH | #VALUE! | 470172 | 3 | INTUITIVE SURGICAL INC\....... | 3 | MED |  | N/A
82472 Main Hosp,2nd Floor,Main,Rm.25310 Sub-Store | 311633275 | FORCEPS ROBOTIC CADIERE DISPOSABLE | EACH | #VALUE! | 470049 | 6 | INTUITIVE SURGICAL INC\....... | 3 | MED |  | N/A
82472 Main Hosp,2nd Floor,Main,Rm.25310 Sub-Store | 311633266 | FORCEPS ROBOTIC FENESTRATED BIPOLAR INSTRUMENT | EACH | #VALUE! | 470205 | 4 | INTUITIVE SURGICAL INC\....... | 3 | MED |  | N/A
82472 Main Hosp,2nd Floor,Main,Rm.25310 Sub-Store | 311647306 | GEL SHEETS SILICONE ANCHOR REDUCTION THICKNESS 0.9MM SIZE 95MM X 340MM | EACH | #VALUE! | 1395-340 | 20 | POLYTECH...... | 3 | MED | Surgical implants and expanders and extenders and Surgical wires and related products | N/A
82472 Main Hosp,2nd Floor,Main,Rm.25310 Sub-Store | 311647302 | GEL SHEETS SILICONE RECTANGLE THICKNESS 0.9MM SIZE 200MM X 50MM | EACH | #VALUE! | 1320-005 | 50 | POLYTECH...... | 3 | MED | Surgical implants and expanders and extenders and Surgical wires and related products | N/A
82472 Main Hosp,2nd Floor,Main,Rm.25310 Sub-Store | 311647301 | GEL SHEETS SILICONE RECTANGLE THICKNESS 0.9MM SIZE 300MM X 20MM | EACH | #VALUE! | 1330-002 | 50 | POLYTECH...... | 3 | MED | Surgical implants and expanders and extenders and Surgical wires and related products | N/A
82472 Main Hosp,2nd Floor,Main,Rm.25310 Sub-Store | 311647300 | GEL SHEETS SILICONE SQUARE THICKNESS 0.9MM SIZE 100MM X 100MM | EACH | #VALUE! | 1310-010 | 50 | POLYTECH...... | 3 | MED | Surgical implants and expanders and extenders and Surgical wires and related products | N/A
82472 Main Hosp,2nd Floor,Main,Rm.25310 Sub-Store | 311646401 | GRIESHABER ASPHERIC MACULAR LENS ~30° FOV -59D | BOX | #VALUE! | 618.6 | 3 | ALCON...... | 3 | MED | Surgical implants and expanders and extenders and Surgical wires and related products | N/A
82472 Main Hosp,2nd Floor,Main,Rm.25310 Sub-Store | 316490286 | GRIESHABER MAXGRIP FORCEPS 23 GAUGE | BOX | #VALUE! | 705.13P | 3 | ALCON...... | 3 | MED | Surgical equipment and accessories and related products | N/A
82472 Main Hosp,2nd Floor,Main,Rm.25310 Sub-Store | 316490285 | GRIESHABER REVOLUTION DSP ASYMMETRICAL FORCEPS 25+ | BOX | #VALUE! | 705.45P | 3 | ALCON...... | 3 | MED | Surgical equipment and accessories and related products | N/A
82472 Main Hosp,2nd Floor,Main,Rm.25310 Sub-Store | 316490284 | GRIESHABER REVOLUTION DSP CURVED SCISSORS 25+ | BOX | #VALUE! | 705.52P | 3 | ALCON...... | 3 | MED | Surgical equipment and accessories and related products | N/A
82472 Main Hosp,2nd Floor,Main,Rm.25310 Sub-Store | 316490283 | GRIESHABER REVOLUTION DSP END GRASPING FORCEPS 25+ | BOX | #VALUE! | 705.43P | 3 | ALCON...... | 3 | MED | Surgical equipment and accessories and related products | N/A
82472 Main Hosp,2nd Floor,Main,Rm.25310 Sub-Store | 316490282 | GRIESHABER REVOLUTION DSP ILM FORCEPS 25+ | BOX | #VALUE! | 705.44P | 3 | ALCON...... | 3 | MED | Surgical equipment and accessories and related products | N/A
82472 Main Hosp,2nd Floor,Main,Rm.25310 Sub-Store | 316490287 | GRIESHABER REVOLUTION DSP SERRATED FORCEPS 25+ | BOX | #VALUE! | 705.47P | 3 | ALCON...... | 3 | MED | Surgical equipment and accessories and related products | N/A
82472 Main Hosp,2nd Floor,Main,Rm.25310 Sub-Store | 311561908 | GUIDE WIRE ROAD RUNNER | EACH | #VALUE! | RFSPC-038145-0 | 30 | COOK...... | 3 | MED | Endoscopic instruments | N/A
82472 Main Hosp,2nd Floor,Main,Rm.25310 Sub-Store | 69900557 | GUIDEWIRE AMPLATZ STIFF STRAIGHT 0.038" X 145CM | EACH | #VALUE! | 640-106 | 10 | MICROVASIVE...... | 3 | MED | Vascular imaging and interventional cardiology and cardiac catheterization lab products | N/A
82472 Main Hosp,2nd Floor,Main,Rm.25310 Sub-Store | 311561905 | GUIDEWIRE HYDROPHILIC ZIPWIRE 0.35IN X 150CM | EACH | #VALUE! | 630-205B | 10 | BOSTON SCIENTIFIC...... | 3 | MED | Vascular imaging and interventional cardiology and cardiac catheterization lab products | N/A
82472 Main Hosp,2nd Floor,Main,Rm.25310 Sub-Store | 69916285 | GUIDEWIRE STRAIGHT HYDROPHILIC TIP NITINOL 0.038" X 150CM STERILE DISPOSABLE | EACH | #VALUE! | 670-312 | 100 | BOSTON SCIENTIFIC...... | 3 | MED | Vascular imaging and interventional cardiology and cardiac catheterization lab products | N/A
82472 Main Hosp,2nd Floor,Main,Rm.25310 Sub-Store | 340446134 | GYNEMESH 10CMX15CM | EACH | #VALUE! | GPSL | 7 | GYNECARE...... | 3 | MED | Surgical implants and expanders and extenders and Surgical wires and related products | N/A
82472 Main Hosp,2nd Floor,Main,Rm.25310 Sub-Store | 112533 | HANDPIECE HYSTEROSCOPE | EACH | #VALUE! | GMS40A | 4 | GYNECARE...... | 3 | MED |  | N/A
82472 Main Hosp,2nd Floor,Main,Rm.25310 Sub-Store | 69910623 | IMPLANT AORTIC HEART VALVE SIZE 27/29 WITH CONFORM-X SEWING RING DIAMETER 36MM, STERILE | EACH | #VALUE! | ONXACE-27/29 | 2 | CRYOLIFE INC...... | 3 | MED | Cardiovascular implants | N/A
82472 Main Hosp,2nd Floor,Main,Rm.25310 Sub-Store | 69908340 | IMPLANT AUGMENTATION DISTAL 8MM SIZE 3 RIGHT STERILE | EACH | #VALUE! | 96-0863 | 2 | JOHNSON & JOHNSON...... | 3 | MED | Knee joint implants | N/A
82472 Main Hosp,2nd Floor,Main,Rm.25310 Sub-Store | 69975700 | IMPLANT BREAST EXPANDER OPTICON POLYTXT SIZE 300ML, POLYTECH,40647-300 | EACH | 62 | 40647-300 | 4 | POLYTECH...... | 3 | MED | Surgical implants and expanders and extenders and Surgical wires and related products | N/A
82472 Main Hosp,2nd Floor,Main,Rm.25310 Sub-Store | 69975701 | IMPLANT BREAST EXPANDER OPTICON POLYTXT SIZE 400ML, POLYTECH,40647-400 | EACH | 62 | 40647-400 | 4 | POLYTECH...... | 3 | MED | Surgical implants and expanders and extenders and Surgical wires and related products | N/A
82472 Main Hosp,2nd Floor,Main,Rm.25310 Sub-Store | 69975702 | IMPLANT BREAST EXPANDER OPTICON POLYTXT SIZE 500ML, POLYTECH,40647-500 | EACH | 62 | 40647-500 | 4 | POLYTECH...... | 3 | MED | Surgical implants and expanders and extenders and Surgical wires and related products | N/A
82472 Main Hosp,2nd Floor,Main,Rm.25310 Sub-Store | 69975667 | IMPLANT BREAST MESMO SENSITIVE REPLICON, HIGH PROJECTION SIZE 240ML, POLYTECH,15736-240 | EACH | 79 | 15736-240 | 4 | POLYTECH...... | 3 | MED | Surgical implants and expanders and extenders and Surgical wires and related products | N/A
82472 Main Hosp,2nd Floor,Main,Rm.25310 Sub-Store | 69975672 | IMPLANT BREAST MESMO SENSITIVE REPLICON, HIGH PROJECTION SIZE 445ML, POLYTECH,15736-445 | EACH | 79 | 15736-445 | 4 | POLYTECH...... | 3 | MED | Surgical implants and expanders and extenders and Surgical wires and related products | N/A
82472 Main Hosp,2nd Floor,Main,Rm.25310 Sub-Store | 69975674 | IMPLANT BREAST MESMO SENSITIVE REPLICON, HIGH PROJECTION SIZE 550ML, POLYTECH,15736-550 | EACH | 79 | 15736-550 | 4 | POLYTECH...... | 3 | MED | Surgical implants and expanders and extenders and Surgical wires and related products | N/A
82472 Main Hosp,2nd Floor,Main,Rm.25310 Sub-Store | 69975664 | IMPLANT BREAST MESMO SENSITIVE REPLICON, MODERATE PROJECTION SIZE 480 ML, POLYTECH,15735-480 | EACH | 84 | 15735-480 | 4 | POLYTECH...... | 3 | MED | Surgical implants and expanders and extenders and Surgical wires and related products | N/A
82472 Main Hosp,2nd Floor,Main,Rm.25310 Sub-Store | 69975649 | IMPLANT BREAST MESMO SENSITIVE ROUND, HIGH PROJECTION SIZE 275 ML, POLYTECH,15726-275 | EACH | 78 | 15726-275 | 4 | POLYTECH...... | 3 | MED | Surgical implants and expanders and extenders and Surgical wires and related products | N/A
82472 Main Hosp,2nd Floor,Main,Rm.25310 Sub-Store | 69975655 | IMPLANT BREAST MESMO SENSITIVE ROUND, HIGH PROJECTION SIZE 450 ML, POLYTECH,15726-450 | EACH | 78 | 15726-450 | 4 | POLYTECH...... | 3 | MED | Surgical implants and expanders and extenders and Surgical wires and related products | N/A
82472 Main Hosp,2nd Floor,Main,Rm.25310 Sub-Store | 69975656 | IMPLANT BREAST MESMO SENSITIVE ROUND, HIGH PROJECTION SIZE 505 ML, POLYTECH,15726-505 | EACH | 78 | 15726-505 | 4 | POLYTECH...... | 3 | MED | Surgical implants and expanders and extenders and Surgical wires and related products | N/A
82472 Main Hosp,2nd Floor,Main,Rm.25310 Sub-Store | 69975651 | IMPLANT BREAST MESMO SENSITIVE ROUND, HIGH PROJECTION SIZE 315 ML, POLYTECH,15726-315 | EACH | 77 | 15726-315 | 4 | POLYTECH...... | 3 | MED | Surgical implants and expanders and extenders and Surgical wires and related products | N/A
82472 Main Hosp,2nd Floor,Main,Rm.25310 Sub-Store | 69975653 | IMPLANT BREAST MESMO SENSITIVE ROUND, HIGH PROJECTION SIZE 360 ML, POLYTECH,15726-360 | EACH | 77 | 15726-360 | 4 | POLYTECH...... | 3 | MED | Surgical implants and expanders and extenders and Surgical wires and related products | N/A
82472 Main Hosp,2nd Floor,Main,Rm.25310 Sub-Store | 69975637 | IMPLANT BREAST MESMO SENSITIVE ROUND, MODERATE PROJECTION SIZE 225 ML, POLYTECH,15725-255 | EACH | 81 | 15725-255 | 4 | POLYTECH...... | 3 | MED | Surgical implants and expanders and extenders and Surgical wires and related products | N/A
82472 Main Hosp,2nd Floor,Main,Rm.25310 Sub-Store | 69975639 | IMPLANT BREAST MESMO SENSITIVE ROUND, MODERATE PROJECTION SIZE 300 ML, POLYTECH,15725-300 | EACH | 81 | 15725-300 | 4 | POLYTECH...... | 3 | MED | Surgical implants and expanders and extenders and Surgical wires and related products | N/A
82472 Main Hosp,2nd Floor,Main,Rm.25310 Sub-Store | 69975642 | IMPLANT BREAST MESMO SENSITIVE ROUND, MODERATE PROJECTION SIZE 400 ML, POLYTECH,15725-400 | EACH | 81 | 15725-400 | 4 | POLYTECH...... | 3 | MED | Surgical implants and expanders and extenders and Surgical wires and related products | N/A
82472 Main Hosp,2nd Floor,Main,Rm.25310 Sub-Store | 69975643 | IMPLANT BREAST MESMO SENSITIVE ROUND, MODERATE PROJECTION SIZE 445 ML, POLYTECH,15725-445 | EACH | 81 | 15725-445 | 4 | POLYTECH...... | 3 | MED | Surgical implants and expanders and extenders and Surgical wires and related products | N/A
82472 Main Hosp,2nd Floor,Main,Rm.25310 Sub-Store | 69975690 | IMPLANT BREAST SIZER MESMO SENSITIVE ROUND, HIGH PROJECTION SIZE 505ML, POLYTECH,15726-505* | EACH | 82 | 15726-505* | 4 | POLYTECH...... | 3 | MED | Surgical implants and expanders and extenders and Surgical wires and related products | N/A
82472 Main Hosp,2nd Floor,Main,Rm.25310 Sub-Store | 69975691 | IMPLANT BREAST SIZER MESMO SENSITIVE ROUND, HIGH PROJECTION SIZE 620ML, POLYTECH,15726-620* | EACH | 82 | 15726-620* | 4 | POLYTECH...... | 3 | MED | Surgical implants and expanders and extenders and Surgical wires and related products | N/A
82472 Main Hosp,2nd Floor,Main,Rm.25310 Sub-Store | 69975679 | IMPLANT BREAST SIZER MESMO SENSITIVE ROUND, MODERATE PROJECTION SIZE 225ML, POLYTECH,15725-255* | EACH | 86 | 15725-255* | 4 | POLYTECH...... | 3 | MED | Surgical implants and expanders and extenders and Surgical wires and related products | N/A
82472 Main Hosp,2nd Floor,Main,Rm.25310 Sub-Store | 69975680 | IMPLANT BREAST SIZER MESMO SENSITIVE ROUND, MODERATE PROJECTION SIZE 320ML, POLYTECH,15725-320* | EACH | 86 | 15725-320* | 4 | SMITH & NEPHEW...... | 3 | MED | Surgical implants and expanders and extenders and Surgical wires and related products | N/A
82472 Main Hosp,2nd Floor,Main,Rm.25310 Sub-Store | 69975681 | IMPLANT BREAST SIZER MESMO SENSITIVE ROUND, MODERATE PROJECTION SIZE 400ML, POLYTECH,15725-400* | EACH | 86 | 15725-400* | 4 | SMITH & NEPHEW...... | 3 | MED | Surgical implants and expanders and extenders and Surgical wires and related products | N/A
82472 Main Hosp,2nd Floor,Main,Rm.25310 Sub-Store | 69975682 | IMPLANT BREAST SIZER MESMO SENSITIVE ROUND, MODERATE PROJECTION SIZE 495ML, POLYTECH,15725-495* | EACH | 86 | 15725-495* | 4 | SMITH & NEPHEW...... | 3 | MED | Surgical implants and expanders and extenders and Surgical wires and related products | N/A
82472 Main Hosp,2nd Floor,Main,Rm.25310 Sub-Store | 69975683 | IMPLANT BREAST SIZER MESMO SENSITIVE ROUND, MODERATE PROJECTION SIZE 600ML, POLYTECH,15725-600* | EACH | 86 | 15725-600* | 4 | SMITH & NEPHEW...... | 3 | MED | Surgical implants and expanders and extenders and Surgical wires and related products | N/A
82472 Main Hosp,2nd Floor,Main,Rm.25310 Sub-Store | 311616930 | IMPLANT BURR HOLE PLATE 5 HOLES 15MM THICKNESS 0.3MM | EACH | #VALUE! | NL-BR-030 | 60 | JEIL MEDICAL...... | 3 | MED | Surgical cutting instruments and snares and related products | N/A
82472 Main Hosp,2nd Floor,Main,Rm.25310 Sub-Store | 311616912 | IMPLANT CLAMP SPEEDY DIA 12MM SINGLE PACK | EACH | #VALUE! | SF-12F | 60 | JEIL MEDICAL...... | 3 | MED | Surgical clamps and forceps and surgical ligators and related instruments | N/A
82472 Main Hosp,2nd Floor,Main,Rm.25310 Sub-Store | 342321714 | IMPLANT COMPONENT FEMORAL ADVANCE STATURE CoCR, SIZE 2L, STERILE,KFTCNN2L | EACH | 66 | KFTCNN2L | 8 | Wright Medical Technology Inc\....... | 3 | MED | Hip joint implants | N/A
82472 Main Hosp,2nd Floor,Main,Rm.25310 Sub-Store | 342321715 | IMPLANT COMPONENT FEMORAL ADVANCE STATURE CoCR, SIZE 3L, STERILE, KFTCNN3L | EACH | 67 | KFTCNN3L | 5 | Wright Medical Technology Inc\....... | 3 | MED | Hip joint implants | N/A
82472 Main Hosp,2nd Floor,Main,Rm.25310 Sub-Store | 342321716 | IMPLANT COMPONENT FEMORAL ADVANCE STATURE CoCR, SIZE 4L, STERILE,KFTCNN4L | EACH | 66 | KFTCNN4L | 2 | Wright Medical Technology Inc\....... | 3 | MED | Hip joint implants | N/A
82472 Main Hosp,2nd Floor,Main,Rm.25310 Sub-Store | 342321713 | IMPLANT COMPONENT FEMORAL ADVANCE STATURE CoCR, SIZE 4R, STERILE, KFTCNN4R | EACH | 67 | KFTCNN4R | 4 | Wright Medical Technology Inc\....... | 3 | MED | Hip joint implants | N/A
82472 Main Hosp,2nd Floor,Main,Rm.25310 Sub-Store | 69910195 | IMPLANT CONTEGRA PULMONARY VALVED CONDUIT SIZE 12MM | EACH | #VALUE! | PVC212 | 5 | MEDTRONIC DIAGNOSTICS...... | 3 | MED | Cardiovascular implants | N/A
82472 Main Hosp,2nd Floor,Main,Rm.25310 Sub-Store | 69910196 | IMPLANT CONTEGRA PULMONARY VALVED CONDUIT SIZE 14MM | EACH | #VALUE! | PVC214 | 8 | MEDTRONIC DIAGNOSTICS...... | 3 | MED | Cardiovascular implants | N/A
82472 Main Hosp,2nd Floor,Main,Rm.25310 Sub-Store | 69910198 | IMPLANT CONTEGRA PULMONARY VALVED CONDUIT SIZE 16MM | EACH | #VALUE! | PVC216 | 9 | MEDTRONIC DIAGNOSTICS...... | 3 | MED | Cardiovascular implants | N/A
82472 Main Hosp,2nd Floor,Main,Rm.25310 Sub-Store | 69910201 | IMPLANT CONTEGRA PULMONARY VALVED CONDUIT SUPPORTED SIZE 18MM | EACH | #VALUE! | PVC218 | 3 | MEDTRONIC DIAGNOSTICS...... | 3 | MED | Cardiovascular implants | N/A
82472 Main Hosp,2nd Floor,Main,Rm.25310 Sub-Store | 69911781 | IMPLANT CORAIL HIGH OFFSET STEM COLLARLESS SIZE 10 | EACH | #VALUE! | L20310 | 1 | DEPUY...... | 3 | MED | Hip joint implants | N/A
82472 Main Hosp,2nd Floor,Main,Rm.25310 Sub-Store | 69911783 | IMPLANT CORAIL HIGH OFFSET STEM COLLARLESS SIZE 12 | EACH | #VALUE! | L20312 | 1 | DEPUY...... | 3 | MED | Hip joint implants | N/A
82472 Main Hosp,2nd Floor,Main,Rm.25310 Sub-Store | 69911785 | IMPLANT CORAIL HIGH OFFSET STEM COLLARLESS SIZE 14 | EACH | #VALUE! | L20314 | 1 | DEPUY...... | 3 | MED | Hip joint implants | N/A
82472 Main Hosp,2nd Floor,Main,Rm.25310 Sub-Store | 69911786 | IMPLANT CORAIL HIGH OFFSET STEM COLLARLESS SIZE 15 | EACH | #VALUE! | L20315 | 1 | DEPUY...... | 3 | MED | Hip joint implants | N/A
82472 Main Hosp,2nd Floor,Main,Rm.25310 Sub-Store | 69911769 | IMPLANT CORAIL STANDARD OFFSET STEM COLLARLESS SIZE 13 | EACH | #VALUE! | 3L92513 | 2 | DEPUY...... | 3 | MED | Hip joint implants | N/A
82472 Main Hosp,2nd Floor,Main,Rm.25310 Sub-Store | 69911771 | IMPLANT CORAIL STANDARD OFFSET STEM COLLARLESS SIZE 16 | EACH | #VALUE! | 3L92516 | 1 | DEPUY...... | 3 | MED | Hip joint implants | N/A
82472 Main Hosp,2nd Floor,Main,Rm.25310 Sub-Store | 69913549 | IMPLANT DISTAL AUGMENT, LEFT, SIZE 2X 8MM DEPUY | EACH | #VALUE! | 96-0822 | 2 | DEPUY...... | 3 | MED | Orthopedic trauma implants | N/A
82472 Main Hosp,2nd Floor,Main,Rm.25310 Sub-Store | 69911370 | IMPLANT EPICARDIAL LEAD MYODEX 25CM | EACH | #VALUE! | 1084T-25CM | 10 | ST JUDE MEDICAL...... | 3 | MED | Cardiovascular implants | N/A
82472 Main Hosp,2nd Floor,Main,Rm.25310 Sub-Store | 69906756 | IMPLANT FEMORAL AUGMENT POSTERIOR AUGMENTATION COMBO 3 / 4 MM | EACH | #VALUE! | 96-0866 | 1 | JOHNSON & JOHNSON...... | 3 | MED | Knee joint implants | N/A
82472 Main Hosp,2nd Floor,Main,Rm.25310 Sub-Store | 69906758 | IMPLANT FEMORAL AUGMENT POSTERIOR AUGMENTATION COMBO 4 / 4 MM | EACH | #VALUE! | 96-0886 | 1 | JOHNSON & JOHNSON...... | 3 | MED | Knee joint implants | N/A
82472 Main Hosp,2nd Floor,Main,Rm.25310 Sub-Store | 69906759 | IMPLANT FEMORAL AUGMENT POSTERIOR AUGMENTATION COMBO 4 / 8 MM | EACH | #VALUE! | 96-0888 | 1 | JOHNSON & JOHNSON...... | 3 | MED | Knee joint implants | N/A
82472 Main Hosp,2nd Floor,Main,Rm.25310 Sub-Store | 69906738 | IMPLANT FEMORAL DISTAL AUGMENTATION LEFT 3/4 MM | EACH | #VALUE! | 96-0860 | 3 | JOHNSON & JOHNSON...... | 3 | MED | Knee joint implants | N/A
82472 Main Hosp,2nd Floor,Main,Rm.25310 Sub-Store | 69906739 | IMPLANT FEMORAL DISTAL AUGMENTATION LEFT 3/8 MM | EACH | #VALUE! | 96-0862 | 3 | JOHNSON & JOHNSON...... | 3 | MED | Knee joint implants | N/A
82472 Main Hosp,2nd Floor,Main,Rm.25310 Sub-Store | 69906746 | IMPLANT FEMORAL DISTAL AUGMENTATION RIGHT 2/4 MM | EACH | #VALUE! | 96-0821 | 3 | JOHNSON & JOHNSON...... | 3 | MED | Knee joint implants | N/A
82472 Main Hosp,2nd Floor,Main,Rm.25310 Sub-Store | 69906747 | IMPLANT FEMORAL DISTAL AUGMENTATION RIGHT 2/8 MM | EACH | #VALUE! | 96-0823 | 2 | JOHNSON & JOHNSON...... | 3 | MED | Knee joint implants | N/A
82472 Main Hosp,2nd Floor,Main,Rm.25310 Sub-Store | 69906752 | IMPLANT FEMORAL DISTAL AUGMENTATION RIGHT 4/4 MM | EACH | #VALUE! | 96-0881 | 2 | JOHNSON & JOHNSON...... | 3 | MED | Knee joint implants | N/A
82472 Main Hosp,2nd Floor,Main,Rm.25310 Sub-Store | 69976445 | IMPLANT GORETEX VASCULAR GRAFT 16MM X 40CM, STERILE, SA1604 | EACH | 54 | SA1604 | 6 | K-SYSTEM...... | 3 | MED | Cardiovascular implants | N/A
82472 Main Hosp,2nd Floor,Main,Rm.25310 Sub-Store | 69915845 | IMPLANT GRAFT INTERGARD SILVER KNITTED BIFURCATED 22 X 11MM X 50CM, IGK2211 | EACH | 69 | IGK2211 | 3 | MAQUET...... | 3 | MED | Cardiovascular implants | N/A
82472 Main Hosp,2nd Floor,Main,Rm.25310 Sub-Store | 69975771 | IMPLANT GRAFT INTERGARD SILVER KNITTED BIFURCATED 24 X 12MM X 50CM, IGK2412SG | EACH | 69 | IGK2412SG | 3 | MAQUET...... | 3 | MED | Cardiovascular implants | N/A
82472 Main Hosp,2nd Floor,Main,Rm.25310 Sub-Store | 69915281 | IMPLANT HIP CORAIL® CEMENTED STANDARD OFFSET STEM SIZE 8 | EACH | #VALUE! | L96408 | 1 | DEPUY...... | 3 | MED | Hip joint implants | N/A
82472 Main Hosp,2nd Floor,Main,Rm.25310 Sub-Store | 69915282 | IMPLANT HIP CORAIL® CEMENTED STANDARD OFFSET STEM SIZE 9 | EACH | #VALUE! | L96409 | 1 | ...... | 3 | MED | Hip joint implants | N/A
82472 Main Hosp,2nd Floor,Main,Rm.25310 Sub-Store | 69915291 | IMPLANT HIP CORAIL® STANDARD DYSPLASIC STEM K6S | EACH | #VALUE! | L20106 | 2 | DEPUY...... | 3 | MED | Hip joint implants | N/A
82472 Main Hosp,2nd Floor,Main,Rm.25310 Sub-Store | 69915273 | IMPLANT HIP CORAIL® HIGH OFFSET STEM (COLLARLESS) SIZE 11 | EACH | #VALUE! | L20311 | 1 | DEPUY...... | 3 | MED | Hip joint implants | N/A
82472 Main Hosp,2nd Floor,Main,Rm.25310 Sub-Store | 69915278 | IMPLANT HIP CORAIL® HIGH OFFSET STEM (COLLARLESS) SIZE 16 | EACH | #VALUE! | L20316 | 1 | DEPUY...... | 3 | MED | Hip joint implants | N/A
82472 Main Hosp,2nd Floor,Main,Rm.25310 Sub-Store | 69915271 | IMPLANT HIP CORAIL® HIGH OFFSET STEM (COLLARLESS) SIZE 9 | EACH | #VALUE! | L20309 | 1 | DEPUY...... | 3 | MED | Hip joint implants | N/A
82472 Main Hosp,2nd Floor,Main,Rm.25310 Sub-Store | 69915275 | IMPLANT HIP CORAIL® HIGH OFFSET STEM (COLLARLESS) SIZE 13 | EACH | #VALUE! | L20313 | 1 | DEPUY...... | 3 | MED | Hip joint implants | N/A
82472 Main Hosp,2nd Floor,Main,Rm.25310 Sub-Store | 69915267 | IMPLANT HIP CORAIL® STANDARD OFFSET STEM (COLLARLESS) SIZE 15 | EACH | #VALUE! | 3L92515 | 1 | DEPUY...... | 3 | MED | Hip joint implants | N/A
82472 Main Hosp,2nd Floor,Main,Rm.25310 Sub-Store | 69915262 | IMPLANT HIP CORAIL® STANDARD OFFSET STEM (COLLARLESS) SIZE 10 | EACH | #VALUE! | 3L92510 | 4 | DEPUY...... | 3 | MED | Hip joint implants | N/A
82472 Main Hosp,2nd Floor,Main,Rm.25310 Sub-Store | 69915260 | IMPLANT HIP CORAIL® STANDARD OFFSET STEM (COLLARLESS) SIZE 8 | EACH | #VALUE! | 3L92507 | 4 | DEPUY...... | 3 | MED | Hip joint implants | N/A
82472 Main Hosp,2nd Floor,Main,Rm.25310 Sub-Store | 69915263 | IMPLANT HIP CORAIL® STANDARD OFFSET STEM (COLLARLESS) SIZE 11 | EACH | #VALUE! | 3L92511 | 4 | DEPUY...... | 3 | MED | Hip joint implants | N/A
82472 Main Hosp,2nd Floor,Main,Rm.25310 Sub-Store | 69915266 | IMPLANT HIP CORAIL® STANDARD OFFSET STEM (COLLARLESS) SIZE 14 | EACH | #VALUE! | 3L92514 | 2 | DEPUY...... | 3 | MED | Hip joint implants | N/A
82472 Main Hosp,2nd Floor,Main,Rm.25310 Sub-Store | 69915261 | IMPLANT HIP CORAIL® STANDARD OFFSET STEM (COLLARLESS) SIZE 9 | EACH | #VALUE! | 3L92509 | 4 | DEPUY...... | 3 | MED | Hip joint implants | N/A
82472 Main Hosp,2nd Floor,Main,Rm.25310 Sub-Store | 69914939 | IMPLANT HIP MARATHON™ CROSS-LINKED PE INSERTS +4 10 DEGREE 36ID X 56OD | EACH | #VALUE! | 1219-36-156 | 2 | DEPUY...... | 3 | MED | Hip joint implants | N/A
82472 Main Hosp,2nd Floor,Main,Rm.25310 Sub-Store | 69914940 | IMPLANT HIP MARATHON™ CROSS-LINKED PE INSERTS +4 10 DEGREE 36ID X 58OD | EACH | #VALUE! | 1219-36-158 | 1 | DEPUY...... | 3 | MED | Hip joint implants | N/A
82472 Main Hosp,2nd Floor,Main,Rm.25310 Sub-Store | 69914921 | IMPLANT HIP MARATHON™ CROSS-LINKED POLYETHLEN INSERTS LIPPED 32ID X 52OD | EACH | #VALUE! | 1219-32-252 | 2 | DEPUY...... | 3 | MED | Hip joint implants | N/A
82472 Main Hosp,2nd Floor,Main,Rm.25310 Sub-Store | 69914911 | IMPLANT HIP MARATHON™ CROSS-LINKED POLYETHLEN INSERTS +4 10 DEGREE 32ID X 48OD | EACH | #VALUE! | 1219-32-148 | 4 | DEPUY...... | 3 | MED | Hip joint implants | N/A
82472 Main Hosp,2nd Floor,Main,Rm.25310 Sub-Store | 69914912 | IMPLANT HIP MARATHON™ CROSS-LINKED POLYETHLEN INSERTS +4 10 DEGREE 32ID X 50OD | EACH | #VALUE! | 1219-32-150 | 4 | DEPUY...... | 3 | MED | Hip joint implants | N/A
82472 Main Hosp,2nd Floor,Main,Rm.25310 Sub-Store | 69914913 | IMPLANT HIP MARATHON™ CROSS-LINKED POLYETHLEN INSERTS +4 10 DEGREE 32ID X 52OD | EACH | #VALUE! | 1219-32-152 | 1 | DEPUY...... | 3 | MED | Hip joint implants | N/A
82472 Main Hosp,2nd Floor,Main,Rm.25310 Sub-Store | 69914914 | IMPLANT HIP MARATHON™ CROSS-LINKED POLYETHLEN INSERTS +4 10 DEGREE 32ID X 54OD | EACH | #VALUE! | 1219-32-154 | 1 | DEPUY...... | 3 | MED | Hip joint implants | N/A
82472 Main Hosp,2nd Floor,Main,Rm.25310 Sub-Store | 69914915 | IMPLANT HIP MARATHON™ CROSS-LINKED POLYETHLEN INSERTS +4 10 DEGREE 32ID X 56OD | EACH | #VALUE! | 1219-32-156 | 1 | DEPUY...... | 3 | MED | Hip joint implants | N/A
82472 Main Hosp,2nd Floor,Main,Rm.25310 Sub-Store | 69914922 | IMPLANT HIP MARATHON™ CROSS-LINKED POLYETHLENE INSERTS LIPPED 32ID X 54OD | EACH | #VALUE! | 1219-32-254 | 2 | DEPUY...... | 3 | MED | Hip joint implants | N/A
82472 Main Hosp,2nd Floor,Main,Rm.25310 Sub-Store | 69914937 | IMPLANT HIP MARATHON™ CROSS-LINKED POLYETHLENE INSERTS +4 10 DEGREE 36ID X 52OD | EACH | #VALUE! | 1219-36-152 | 3 | DEPUY...... | 3 | MED | Hip joint implants | N/A
82472 Main Hosp,2nd Floor,Main,Rm.25310 Sub-Store | 69914938 | IMPLANT HIP MARATHON™ CROSS-LINKED POLYETHLENE INSERTS +4 10 DEGREE 36ID X 54OD | EACH | #VALUE! | 1219-36-154 | 3 | DEPUY...... | 3 | MED | Hip joint implants | N/A
82472 Main Hosp,2nd Floor,Main,Rm.25310 Sub-Store | 69914871 | IMPLANT HIP MARATHON™ CROSS-LINKED POLYETHLENE INSERTS NEUTRAL 28ID X 46OD | EACH | #VALUE! | 1219-28-046 | 2 | DEPUY...... | 3 | MED | Hip joint implants | N/A
82472 Main Hosp,2nd Floor,Main,Rm.25310 Sub-Store | 69914872 | IMPLANT HIP MARATHON™ CROSS-LINKED POLYETHLENE INSERTS NEUTRAL 28ID X 48OD | EACH | #VALUE! | 1219-28-048 | 1 | DEPUY...... | 3 | MED | Hip joint implants | N/A
82472 Main Hosp,2nd Floor,Main,Rm.25310 Sub-Store | 69914893 | IMPLANT HIP MARATHON™ CROSS-LINKED POLYETHLENE INSERTS NEUTRAL 32ID X 52OD | EACH | #VALUE! | 1219-32-052 | 1 | DEPUY...... | 3 | MED | Hip joint implants | N/A
82472 Main Hosp,2nd Floor,Main,Rm.25310 Sub-Store | 69914894 | IMPLANT HIP MARATHON™ CROSS-LINKED POLYETHLENE INSERTS NEUTRAL 32ID X 54OD | EACH | #VALUE! | 1219-32-054 | 1 | DEPUY...... | 3 | MED | Hip joint implants | N/A
82472 Main Hosp,2nd Floor,Main,Rm.25310 Sub-Store | 69915297 | IMPLANT HIP METAL FEMORAL HEAD ARTICUL/EZE® ULTAMET™ 28 MM +1.5 | EACH | #VALUE! | 1365-11-500 | 10 | DEPUY...... | 3 | MED | Hip joint implants | N/A
82472 Main Hosp,2nd Floor,Main,Rm.25310 Sub-Store | 69915301 | IMPLANT HIP METAL FEMORAL HEAD ARTICUL/EZE® ULTAMET™ 36 MM +1.5 | EACH | #VALUE! | 1365-51-000 | 4 | DEPUY...... | 3 | MED | Hip joint implants | N/A
82472 Main Hosp,2nd Floor,Main,Rm.25310 Sub-Store | 69915304 | IMPLANT HIP METAL FEMORAL HEAD ARTICUL/EZE® ULTAMET™ 36 MM +12 | EACH | #VALUE! | 1365-54-000 | 1 | DEPUY...... | 3 | MED | Hip joint implants | N/A
82472 Main Hosp,2nd Floor,Main,Rm.25310 Sub-Store | 69915302 | IMPLANT HIP METAL FEMORAL HEAD ARTICUL/EZE® ULTAMET™ 36 MM +5 | EACH | #VALUE! | 1365-52-000 | 2 | DEPUY...... | 3 | MED | Hip joint implants | N/A
82472 Main Hosp,2nd Floor,Main,Rm.25310 Sub-Store | 69915303 | IMPLANT HIP METAL FEMORAL HEAD ARTICUL/EZE® ULTAMET™ 36 MM +8.5 | EACH | #VALUE! | 1365-53-000 | 2 | DEPUY...... | 3 | MED | Hip joint implants | N/A
82472 Main Hosp,2nd Floor,Main,Rm.25310 Sub-Store | 69915300 | IMPLANT HIP METAL FEMORAL HEAD ARTICUL/EZE® ULTAMET™ 36 MM -2 | EACH | #VALUE! | 1365-50-000 | 2 | DEPUY...... | 3 | MED | Hip joint implants | N/A
82472 Main Hosp,2nd Floor,Main,Rm.25310 Sub-Store | 69915306 | IMPLANT HIP PINNACLE BANTAM ACETABULAR CUP MULTIHOLE 38MM | EACH | #VALUE! | 1217-20-038 | 1 | DEPUY...... | 3 | MED | Hip joint implants | N/A
82472 Main Hosp,2nd Floor,Main,Rm.25310 Sub-Store | 69915333 | IMPLANT HIP PINNACLE™ MARATHON™ CROSS-LINKED INSERT LIPPED 28ID X 48OD | EACH | #VALUE! | 1219-28-248 | 2 | DEPUY...... | 3 | MED | Hip joint implants | N/A
82472 Main Hosp,2nd Floor,Main,Rm.25310 Sub-Store | 69915334 | IMPLANT HIP PINNACLE™ MARATHON™ CROSS-LINKED INSERT LIPPED 28ID X 50OD | EACH | #VALUE! | 1219-28-250 | 2 | DEPUY...... | 3 | MED | Hip joint implants | N/A
82472 Main Hosp,2nd Floor,Main,Rm.25310 Sub-Store | 69915343 | IMPLANT HIP PINNACLE™ MARATHON™ CROSS-LINKED INSERT NEUTRAL 36ID X 56OD | EACH | #VALUE! | 1219-36-056 | 2 | DEPUY...... | 3 | MED | Hip joint implants | N/A
82472 Main Hosp,2nd Floor,Main,Rm.25310 Sub-Store | 69915344 | IMPLANT HIP PINNACLE™ MARATHON™ CROSS-LINKED INSERT NEUTRAL 36ID X 58OD | EACH | #VALUE! | 1219-36-058 | 2 | DEPUY...... | 3 | MED | Hip joint implants | N/A
82472 Main Hosp,2nd Floor,Main,Rm.25310 Sub-Store | 69915345 | IMPLANT HIP PINNACLE™ MARATHON™ CROSS-LINKED INSERT NEUTRAL 36ID X 60OD | EACH | #VALUE! | 1219-36-060 | 1 | DEPUY...... | 3 | MED | Hip joint implants | N/A
82472 Main Hosp,2nd Floor,Main,Rm.25310 Sub-Store | 69915346 | IMPLANT HIP PINNACLE™ MARATHON™ CROSS-LINKED INSERT NEUTRAL 36ID X 62OD | EACH | #VALUE! | 1219-36-062 | 1 | DEPUY...... | 3 | MED | Hip joint implants | N/A
82472 Main Hosp,2nd Floor,Main,Rm.25310 Sub-Store | 69915321 | IMPLANT HIP PINNACLE™ MARATHON™ CROSS-LINKED INSERTS NEUTRAL 22.225ID X 38OD | EACH | #VALUE! | 1219-22-038 | 2 | DEPUY...... | 3 | MED | Hip joint implants | N/A
82472 Main Hosp,2nd Floor,Main,Rm.25310 Sub-Store | 69915322 | IMPLANT HIP PINNACLE™ MARATHON™ CROSS-LINKED INSERTS NEUTRAL 22.225ID X 40OD | EACH | #VALUE! | 1219-22-040 | 2 | DEPUY...... | 3 | MED | Hip joint implants | N/A
82472 Main Hosp,2nd Floor,Main,Rm.25310 Sub-Store | 69915323 | IMPLANT HIP PINNACLE™ MARATHON™ CROSS-LINKED INSERTS NEUTRAL 22.225ID X 42OD | EACH | #VALUE! | 1219-22-042 | 2 | DEPUY...... | 3 | MED | Hip joint implants | N/A
82472 Main Hosp,2nd Floor,Main,Rm.25310 Sub-Store | 69915324 | IMPLANT HIP PINNACLE™ MARATHON™ CROSS-LINKED INSERTS NEUTRAL 28ID X 50OD | EACH | #VALUE! | 1219-28-050 | 1 | DEPUY...... | 3 | MED | Hip joint implants | N/A
82472 Main Hosp,2nd Floor,Main,Rm.25310 Sub-Store | 69912176 | IMPLANT HOMOGRAFT AORTIC VALVES CENO 11MM | EACH | #VALUE! | SIZE 11 | 3 | CENO...... | 3 | MED | Cardiovascular implants | N/A
82472 Main Hosp,2nd Floor,Main,Rm.25310 Sub-Store | 69912177 | IMPLANT HOMOGRAFT AORTIC VALVES CENO 13MM | EACH | #VALUE! | SIZE 13 | 3 | CENO...... | 3 | MED | Cardiovascular implants | N/A
82472 Main Hosp,2nd Floor,Main,Rm.25310 Sub-Store | 69912178 | IMPLANT HOMOGRAFT AORTIC VALVES CENO 15MM | EACH | #VALUE! | SIZE 15 | 2 | CENO...... | 3 | MED | Cardiovascular implants | N/A
82472 Main Hosp,2nd Floor,Main,Rm.25310 Sub-Store | 69912179 | IMPLANT HOMOGRAFT AORTIC VALVES CENO 19MM | EACH | #VALUE! | SIZE 19 | 3 | CENO...... | 3 | MED | Cardiovascular implants | N/A
82472 Main Hosp,2nd Floor,Main,Rm.25310 Sub-Store | 69912180 | IMPLANT HOMOGRAFT AORTIC VALVES CENO 21MM | EACH | #VALUE! | SIZE 21 | 3 | CENO...... | 3 | MED | Cardiovascular implants | N/A
82472 Main Hosp,2nd Floor,Main,Rm.25310 Sub-Store | 69905123 | IMPLANT IOL ACRYSOF IQ ASPHERIC NATURALIOL+24.5 | EACH | #VALUE! | SN60WF +24.5 | 4 | ALCON LABORATORIES, INC\....... | 3 | MED | Surgical implants and expanders and extenders and Surgical wires and related products | N/A
82472 Main Hosp,2nd Floor,Main,Rm.25310 Sub-Store | 69905181 | IMPLANT IOL ACRYSOF IQ ASPHERIC NATURALIOL+28.5 | EACH | #VALUE! | SN60WF +28.5 | 2 | ALCON LABORATORIES, INC\....... | 3 | MED | Surgical implants and expanders and extenders and Surgical wires and related products | N/A
82472 Main Hosp,2nd Floor,Main,Rm.25310 Sub-Store | 69905020 | IMPLANT IOL FOLDABLE ACRYSOF MULTIPIECE STERILE +15.0 DIOPTER | EACH | #VALUE! | MA60AC +15.0D | 2 | ALCON LABORATORIES, INC\....... | 3 | MED | Surgical implants and expanders and extenders and Surgical wires and related products | N/A
82472 Main Hosp,2nd Floor,Main,Rm.25310 Sub-Store | 69905021 | IMPLANT IOL FOLDABLE ACRYSOF MULTIPIECE STERILE +15.5 DIOPTER | EACH | #VALUE! | MA60AC +15.5D | 2 | ALCON LABORATORIES, INC\....... | 3 | MED | Surgical implants and expanders and extenders and Surgical wires and related products | N/A
82472 Main Hosp,2nd Floor,Main,Rm.25310 Sub-Store | 69905022 | IMPLANT IOL FOLDABLE ACRYSOF MULTIPIECE STERILE +16.0 DIOPTER | EACH | #VALUE! | MA60AC +16.0D | 2 | ALCON LABORATORIES, INC\....... | 3 | MED | Surgical implants and expanders and extenders and Surgical wires and related products | N/A
82472 Main Hosp,2nd Floor,Main,Rm.25310 Sub-Store | 69905023 | IMPLANT IOL FOLDABLE ACRYSOF MULTIPIECE STERILE +16.5 DIOPTER | EACH | #VALUE! | MA60AC +16.5D | 2 | ALCON LABORATORIES, INC\....... | 3 | MED | Surgical implants and expanders and extenders and Surgical wires and related products | N/A
82472 Main Hosp,2nd Floor,Main,Rm.25310 Sub-Store | 69905024 | IMPLANT IOL FOLDABLE ACRYSOF MULTIPIECE STERILE +17.0 DIOPTER | EACH | #VALUE! | MA60AC +17.0D | 2 | ALCON LABORATORIES, INC\....... | 3 | MED | Surgical implants and expanders and extenders and Surgical wires and related products | N/A
82472 Main Hosp,2nd Floor,Main,Rm.25310 Sub-Store | 69976104 | IMPLANT IOL FOLDABLE ACRYSOF MULTIPIECE STERILE +18.0 DIOPTER | EACH | #VALUE! | MA60AC +18.0D | 1 | ALCON LABORATORIES, INC\....... | 3 | MED | Surgical implants and expanders and extenders and Surgical wires and related products | N/A
82472 Main Hosp,2nd Floor,Main,Rm.25310 Sub-Store | 69976105 | IMPLANT IOL FOLDABLE ACRYSOF MULTIPIECE STERILE +18.5 DIOPTER | EACH | #VALUE! | MA60AC +18.5D | 2 | ALCON LABORATORIES, INC\....... | 3 | MED | Surgical implants and expanders and extenders and Surgical wires and related products | N/A
82472 Main Hosp,2nd Floor,Main,Rm.25310 Sub-Store | 69976106 | IMPLANT IOL FOLDABLE ACRYSOF MULTIPIECE STERILE +19.0 DIOPTER | EACH | #VALUE! | MA60AC +19.0D | 2 | ALCON LABORATORIES, INC\....... | 3 | MED | Surgical implants and expanders and extenders and Surgical wires and related products | N/A
82472 Main Hosp,2nd Floor,Main,Rm.25310 Sub-Store | 69976108 | IMPLANT IOL FOLDABLE ACRYSOF MULTIPIECE STERILE +20.5 DIOPTER | EACH | #VALUE! | MA60AC+20.5D | 1 | ALCON LABORATORIES, INC\....... | 3 | MED | Surgical implants and expanders and extenders and Surgical wires and related products | N/A
82472 Main Hosp,2nd Floor,Main,Rm.25310 Sub-Store | 69976109 | IMPLANT IOL FOLDABLE ACRYSOF MULTIPIECE STERILE +21.5 DIOPTER | EACH | #VALUE! | MA60AC +21.5D | 1 | ALCON LABORATORIES, INC\....... | 3 | MED | Surgical implants and expanders and extenders and Surgical wires and related products | N/A
82472 Main Hosp,2nd Floor,Main,Rm.25310 Sub-Store | 351214228 | IMPLANT IOL FOLDABLE ACRYSOF MULTIPIECE STERILE +22.0 DIOPTER | EACH | #VALUE! | MA60AC +22.0D | 2 | ALCON LABORATORIES, INC\....... | 3 | MED | Surgical implants and expanders and extenders and Surgical wires and related products | N/A
82472 Main Hosp,2nd Floor,Main,Rm.25310 Sub-Store | 69905032 | IMPLANT IOL PMMA +15.0 DIOPTER OD5.5 MM ANTERIOR CHAMBER STERILE | EACH | #VALUE! | MTA3U0 15.0D | 1 | ALCON LABORATORIES, INC\....... | 3 | MED | Surgical implants and expanders and extenders and Surgical wires and related products | N/A
82472 Main Hosp,2nd Floor,Main,Rm.25310 Sub-Store | 69905033 | IMPLANT IOL PMMA +15.5 DIOPTER OD5.5 MM ANTERIOR CHAMBER STERILE | EACH | #VALUE! | MTA3U0 15.5D | 1 | ALCON LABORATORIES, INC\....... | 3 | MED | Surgical implants and expanders and extenders and Surgical wires and related products | N/A
82472 Main Hosp,2nd Floor,Main,Rm.25310 Sub-Store | 69905034 | IMPLANT IOL PMMA +16.0 DIOPTER OD5.5 MM ANTERIOR CHAMBER STERILE | EACH | #VALUE! | MTA3U0 16.0D | 1 | ALCON LABORATORIES, INC\....... | 3 | MED | Surgical implants and expanders and extenders and Surgical wires and related products | N/A
82472 Main Hosp,2nd Floor,Main,Rm.25310 Sub-Store | 69905035 | IMPLANT IOL PMMA +16.5 DIOPTER OD5.5 MM ANTERIOR CHAMBER STERILE | EACH | #VALUE! | MTA3U0 16.5D | 1 | ALCON LABORATORIES, INC\....... | 3 | MED | Surgical implants and expanders and extenders and Surgical wires and related products | N/A
82472 Main Hosp,2nd Floor,Main,Rm.25310 Sub-Store | 69905036 | IMPLANT IOL PMMA +17.0 DIOPTER OD5.5 MM ANTERIOR CHAMBER STERILE | EACH | #VALUE! | MTA3U0 17.0D | 1 | ALCON LABORATORIES, INC\....... | 3 | MED | Surgical implants and expanders and extenders and Surgical wires and related products | N/A
82472 Main Hosp,2nd Floor,Main,Rm.25310 Sub-Store | 69905037 | IMPLANT IOL PMMA +17.5 DIOPTER OD5.5 MM ANTERIOR CHAMBER STERILE | EACH | #VALUE! | MTA3U0 17.5D | 1 | ALCON LABORATORIES, INC\....... | 3 | MED | Surgical implants and expanders and extenders and Surgical wires and related products | N/A
82472 Main Hosp,2nd Floor,Main,Rm.25310 Sub-Store | 69905038 | IMPLANT IOL PMMA +18.0 DIOPTER OD5.5 MM ANTERIOR CHAMBER STERILE | EACH | #VALUE! | MTA3U0 18.0D | 1 | ALCON LABORATORIES, INC\....... | 3 | MED | Surgical implants and expanders and extenders and Surgical wires and related products | N/A
82472 Main Hosp,2nd Floor,Main,Rm.25310 Sub-Store | 69905039 | IMPLANT IOL PMMA +18.5 DIOPTER OD5.5 MM ANTERIOR CHAMBER STERILE | EACH | #VALUE! | MTA3U0 18.5D | 1 | ALCON LABORATORIES, INC\....... | 3 | MED | Surgical implants and expanders and extenders and Surgical wires and related products | N/A
82472 Main Hosp,2nd Floor,Main,Rm.25310 Sub-Store | 69905040 | IMPLANT IOL PMMA +19.0 DIOPTER OD5.5 MM ANTERIOR CHAMBER STERILE | EACH | #VALUE! | MTA3U0 19.0D | 1 | ALCON LABORATORIES, INC\....... | 3 | MED | Surgical implants and expanders and extenders and Surgical wires and related products | N/A
82472 Main Hosp,2nd Floor,Main,Rm.25310 Sub-Store | 69905041 | IMPLANT IOL PMMA +19.5 DIOPTER OD5.5 MM ANTERIOR CHAMBER STERILE | EACH | #VALUE! | MTA3U0 19.5D | 1 | ALCON LABORATORIES, INC\....... | 3 | MED | Surgical implants and expanders and extenders and Surgical wires and related products | N/A
82472 Main Hosp,2nd Floor,Main,Rm.25310 Sub-Store | 331165825 | IMPLANT IOL PMMA +20.0 DIOPTER OD5.5 MM ANTERIOR CHAMBER STERILE | EACH | #VALUE! | MTA3U0 20.0D | 2 | ALCON...... | 3 | MED | Surgical implants and expanders and extenders and Surgical wires and related products | N/A
82472 Main Hosp,2nd Floor,Main,Rm.25310 Sub-Store | 314618404 | IMPLANT KNEE COMPONENT FEMORAL CO CR SIZE 1L | EACH | #VALUE! | KFTCNP1L | 3 | WRIGHT...... | 3 | MED | Knee joint implants | N/A
82472 Main Hosp,2nd Floor,Main,Rm.25310 Sub-Store | 314618400 | IMPLANT KNEE COMPONENT FEMORAL CO CR SIZE 1R | EACH | #VALUE! | KFTCNP1R | 3 | WRIGHT...... | 3 | MED | Knee joint implants | N/A
82472 Main Hosp,2nd Floor,Main,Rm.25310 Sub-Store | 314618405 | IMPLANT KNEE COMPONENT FEMORAL CO CR SIZE 2L | EACH | #VALUE! | KFTCNP2L | 12 | WRIGHT...... | 3 | MED | Knee joint implants | N/A
82472 Main Hosp,2nd Floor,Main,Rm.25310 Sub-Store | 314618401 | IMPLANT KNEE COMPONENT FEMORAL CO CR SIZE 2R | EACH | #VALUE! | KFTCNP2R | 10 | WRIGHT...... | 3 | MED | Knee joint implants | N/A
82472 Main Hosp,2nd Floor,Main,Rm.25310 Sub-Store | 314618406 | IMPLANT KNEE COMPONENT FEMORAL CO CR SIZE 3L | EACH | #VALUE! | KFTCNP3L | 6 | WRIGHT...... | 3 | MED | Knee joint implants | N/A
82472 Main Hosp,2nd Floor,Main,Rm.25310 Sub-Store | 314618402 | IMPLANT KNEE COMPONENT FEMORAL CO CR SIZE 3R | EACH | #VALUE! | KFTCNP3R | 6 | WRIGHT...... | 3 | MED | Knee joint implants | N/A
82472 Main Hosp,2nd Floor,Main,Rm.25310 Sub-Store | 314618407 | IMPLANT KNEE COMPONENT FEMORAL CO CR SIZE 4L | EACH | #VALUE! | KFTCNP4L | 1 | WRIGHT...... | 3 | MED | Knee joint implants | N/A
82472 Main Hosp,2nd Floor,Main,Rm.25310 Sub-Store | 314618403 | IMPLANT KNEE COMPONENT FEMORAL CO CR SIZE 4R | EACH | #VALUE! | KFTCNP4R | 2 | WRIGHT...... | 3 | MED | Knee joint implants | N/A
82472 Main Hosp,2nd Floor,Main,Rm.25310 Sub-Store | 69915437 | IMPLANT KNEE SIGMA® STABILIZED CROSS LINKED TIBIAL INSERT 10 MM SIZE 1.5 | EACH | #VALUE! | 158120110 | 2 | DEPUY...... | 3 | MED | Knee joint implants | N/A
82472 Main Hosp,2nd Floor,Main,Rm.25310 Sub-Store | 69915443 | IMPLANT KNEE SIGMA® STABILIZED CROSS LINKED TIBIAL INSERT 10 MM SIZE 2 | EACH | #VALUE! | 158121110 | 2 | DEPUY...... | 3 | MED | Knee joint implants | N/A
82472 Main Hosp,2nd Floor,Main,Rm.25310 Sub-Store | 69915456 | IMPLANT KNEE SIGMA® STABILIZED CROSS LINKED TIBIAL INSERT 10 MM SIZE 3 | EACH | #VALUE! | 158123110 | 3 | DEPUY...... | 3 | MED | Knee joint implants | N/A
82472 Main Hosp,2nd Floor,Main,Rm.25310 Sub-Store | 69915464 | IMPLANT KNEE SIGMA® STABILIZED CROSS LINKED TIBIAL INSERT 10 MM SIZE 4 | EACH | #VALUE! | 158124110 | 2 | DEPUY...... | 3 | MED | Knee joint implants | N/A
82472 Main Hosp,2nd Floor,Main,Rm.25310 Sub-Store | 69915438 | IMPLANT KNEE SIGMA® STABILIZED CROSS LINKED TIBIAL INSERT 12.5 MM SIZE 1.5 | EACH | #VALUE! | 158120112 | 2 | DEPUY...... | 3 | MED | Knee joint implants | N/A
82472 Main Hosp,2nd Floor,Main,Rm.25310 Sub-Store | 69915444 | IMPLANT KNEE SIGMA® STABILIZED CROSS LINKED TIBIAL INSERT 12.5 MM SIZE 2 | EACH | #VALUE! | 158121112 | 2 | DEPUY...... | 3 | MED | Knee joint implants | N/A
82472 Main Hosp,2nd Floor,Main,Rm.25310 Sub-Store | 69915457 | IMPLANT KNEE SIGMA® STABILIZED CROSS LINKED TIBIAL INSERT 12.5 MM SIZE 3 | EACH | #VALUE! | 158123112 | 3 | DEPUY...... | 3 | MED | Knee joint implants | N/A
82472 Main Hosp,2nd Floor,Main,Rm.25310 Sub-Store | 69915465 | IMPLANT KNEE SIGMA® STABILIZED CROSS LINKED TIBIAL INSERT 12.5 MM SIZE 4 | EACH | #VALUE! | 158124112 | 2 | DEPUY...... | 3 | MED | Knee joint implants | N/A
82472 Main Hosp,2nd Floor,Main,Rm.25310 Sub-Store | 69915439 | IMPLANT KNEE SIGMA® STABILIZED CROSS LINKED TIBIAL INSERT 15 MM SIZE 1.5 | EACH | #VALUE! | 158120115 | 2 | DEPUY...... | 3 | MED | Knee joint implants | N/A
82472 Main Hosp,2nd Floor,Main,Rm.25310 Sub-Store | 69915445 | IMPLANT KNEE SIGMA® STABILIZED CROSS LINKED TIBIAL INSERT 15 MM SIZE 2 | EACH | #VALUE! | 158121115 | 2 | DEPUY...... | 3 | MED | Knee joint implants | N/A
82472 Main Hosp,2nd Floor,Main,Rm.25310 Sub-Store | 69915451 | IMPLANT KNEE SIGMA® STABILIZED CROSS LINKED TIBIAL INSERT 15 MM SIZE 2.5 | EACH | #VALUE! | 158122115 | 3 | DEPUY...... | 3 | MED | Knee joint implants | N/A
82472 Main Hosp,2nd Floor,Main,Rm.25310 Sub-Store | 69915458 | IMPLANT KNEE SIGMA® STABILIZED CROSS LINKED TIBIAL INSERT 15 MM SIZE 3 | EACH | #VALUE! | 158123115 | 3 | DEPUY...... | 3 | MED | Knee joint implants | N/A
82472 Main Hosp,2nd Floor,Main,Rm.25310 Sub-Store | 69915466 | IMPLANT KNEE SIGMA® STABILIZED CROSS LINKED TIBIAL INSERT 15 MM SIZE 4 | EACH | #VALUE! | 158124115 | 2 | DEPUY...... | 3 | MED | Knee joint implants | N/A
82472 Main Hosp,2nd Floor,Main,Rm.25310 Sub-Store | 69915440 | IMPLANT KNEE SIGMA® STABILIZED CROSS LINKED TIBIAL INSERT 17.5 MM SIZE 1.5 | EACH | #VALUE! | 158120117 | 2 | DEPUY...... | 3 | MED | Knee joint implants | N/A
82472 Main Hosp,2nd Floor,Main,Rm.25310 Sub-Store | 69915446 | IMPLANT KNEE SIGMA® STABILIZED CROSS LINKED TIBIAL INSERT 17.5 MM SIZE 2 | EACH | #VALUE! | 158121117 | 2 | DEPUY...... | 3 | MED | Knee joint implants | N/A
82472 Main Hosp,2nd Floor,Main,Rm.25310 Sub-Store | 69915459 | IMPLANT KNEE SIGMA® STABILIZED CROSS LINKED TIBIAL INSERT 17.5 MM SIZE 3 | EACH | #VALUE! | 158123117 | 3 | DEPUY...... | 3 | MED | Knee joint implants | N/A
82472 Main Hosp,2nd Floor,Main,Rm.25310 Sub-Store | 69915467 | IMPLANT KNEE SIGMA® STABILIZED CROSS LINKED TIBIAL INSERT 17.5 MM SIZE 4 | EACH | #VALUE! | 158124117 | 2 | DEPUY...... | 3 | MED | Knee joint implants | N/A
82472 Main Hosp,2nd Floor,Main,Rm.25310 Sub-Store | 69915447 | IMPLANT KNEE SIGMA® STABILIZED CROSS LINKED TIBIAL INSERT 20 MM SIZE 2 | EACH | #VALUE! | 158121120 | 1 | DEPUY...... | 3 | MED | Knee joint implants | N/A
82472 Main Hosp,2nd Floor,Main,Rm.25310 Sub-Store | 69915452 | IMPLANT KNEE SIGMA® STABILIZED CROSS LINKED TIBIAL INSERT 20 MM SIZE 2.5 | EACH | #VALUE! | 158122120 | 1 | DEPUY...... | 3 | MED | Knee joint implants | N/A
82472 Main Hosp,2nd Floor,Main,Rm.25310 Sub-Store | 69915460 | IMPLANT KNEE SIGMA® STABILIZED CROSS LINKED TIBIAL INSERT 20 MM SIZE 3 | EACH | #VALUE! | 158123120 | 1 | DEPUY...... | 3 | MED | Knee joint implants | N/A
82472 Main Hosp,2nd Floor,Main,Rm.25310 Sub-Store | 69915468 | IMPLANT KNEE SIGMA® STABILIZED CROSS LINKED TIBIAL INSERT 20 MM SIZE 4 | EACH | #VALUE! | 158124120 | 2 | DEPUY...... | 3 | MED | Knee joint implants | N/A
82472 Main Hosp,2nd Floor,Main,Rm.25310 Sub-Store | 69915448 | IMPLANT KNEE SIGMA® STABILIZED CROSS LINKED TIBIAL INSERT 22.5 MM SIZE 2 | EACH | #VALUE! | 158121122 | 2 | DEPUY...... | 3 | MED | Knee joint implants | N/A
82472 Main Hosp,2nd Floor,Main,Rm.25310 Sub-Store | 69915453 | IMPLANT KNEE SIGMA® STABILIZED CROSS LINKED TIBIAL INSERT 22.5 MM SIZE 2.5 | EACH | #VALUE! | 158122122 | 1 | DEPUY...... | 3 | MED | Knee joint implants | N/A
82472 Main Hosp,2nd Floor,Main,Rm.25310 Sub-Store | 69915461 | IMPLANT KNEE SIGMA® STABILIZED CROSS LINKED TIBIAL INSERT 22.5 MM SIZE 3 | EACH | #VALUE! | 158123122 | 1 | DEPUY...... | 3 | MED | Knee joint implants | N/A
82472 Main Hosp,2nd Floor,Main,Rm.25310 Sub-Store | 69915469 | IMPLANT KNEE SIGMA® STABILIZED CROSS LINKED TIBIAL INSERT 22.5 MM SIZE 4 | EACH | #VALUE! | 158124122 | 1 | DEPUY...... | 3 | MED | Knee joint implants | N/A
82472 Main Hosp,2nd Floor,Main,Rm.25310 Sub-Store | 69915449 | IMPLANT KNEE SIGMA® STABILIZED CROSS LINKED TIBIAL INSERT 25 MM SIZE 2 | EACH | #VALUE! | 158121125 | 1 | DEPUY...... | 3 | MED | Knee joint implants | N/A
82472 Main Hosp,2nd Floor,Main,Rm.25310 Sub-Store | 69915454 | IMPLANT KNEE SIGMA® STABILIZED CROSS LINKED TIBIAL INSERT 25 MM SIZE 2.5 | EACH | #VALUE! | 158122125 | 1 | DEPUY...... | 3 | MED | Knee joint implants | N/A
82472 Main Hosp,2nd Floor,Main,Rm.25310 Sub-Store | 69915462 | IMPLANT KNEE SIGMA® STABILIZED CROSS LINKED TIBIAL INSERT 25 MM SIZE 3 | EACH | #VALUE! | 158123125 | 1 | DEPUY...... | 3 | MED | Knee joint implants | N/A
82472 Main Hosp,2nd Floor,Main,Rm.25310 Sub-Store | 69915470 | IMPLANT KNEE SIGMA® STABILIZED CROSS LINKED TIBIAL INSERT 25 MM SIZE 4 | EACH | #VALUE! | 158124125 | 1 | DEPUY...... | 3 | MED | Knee joint implants | N/A
82472 Main Hosp,2nd Floor,Main,Rm.25310 Sub-Store | 69915436 | IMPLANT KNEE SIGMA® STABILIZED CROSS LINKED TIBIAL INSERT 8 MM SIZE 1.5 | EACH | #VALUE! | 158120108 | 2 | DEPUY...... | 3 | MED | Knee joint implants | N/A
82472 Main Hosp,2nd Floor,Main,Rm.25310 Sub-Store | 69915442 | IMPLANT KNEE SIGMA® STABILIZED CROSS LINKED TIBIAL INSERT 8 MM SIZE 2 | EACH | #VALUE! | 158121108 | 3 | DEPUY...... | 3 | MED | Knee joint implants | N/A
82472 Main Hosp,2nd Floor,Main,Rm.25310 Sub-Store | 69915450 | IMPLANT KNEE SIGMA® STABILIZED CROSS LINKED TIBIAL INSERT 8 MM SIZE 2.5 | EACH | #VALUE! | 158122108 | 2 | DEPUY...... | 3 | MED | Knee joint implants | N/A
82472 Main Hosp,2nd Floor,Main,Rm.25310 Sub-Store | 69915455 | IMPLANT KNEE SIGMA® STABILIZED CROSS LINKED TIBIAL INSERT 8 MM SIZE 3 | EACH | #VALUE! | 158123108 | 2 | DEPUY...... | 3 | MED | Knee joint implants | N/A
82472 Main Hosp,2nd Floor,Main,Rm.25310 Sub-Store | 69915463 | IMPLANT KNEE SIGMA® STABILIZED CROSS LINKED TIBIAL INSERT 8 MM SIZE 4 | EACH | #VALUE! | 158124108 | 2 | DEPUY...... | 3 | MED | Knee joint implants | N/A
82472 Main Hosp,2nd Floor,Main,Rm.25310 Sub-Store | 69915255 | IMPLANT KNEE SIGMA® CROSS LINKED CURVED PLUS INSERT 10MM SIZE 5 | EACH | #VALUE! | 970471 | 2 | DEPUY...... | 3 | MED | Knee joint implants | N/A
82472 Main Hosp,2nd Floor,Main,Rm.25310 Sub-Store | 69915256 | IMPLANT KNEE SIGMA® CROSS LINKED CURVED PLUS INSERT 12.5MM SIZE 5 | EACH | #VALUE! | 970472 | 2 | DEPUY...... | 3 | MED | Knee joint implants | N/A
82472 Main Hosp,2nd Floor,Main,Rm.25310 Sub-Store | 69915257 | IMPLANT KNEE SIGMA® CROSS LINKED CURVED PLUS INSERT 15MM SIZE 5 | EACH | #VALUE! | 970473 | 2 | DEPUY...... | 3 | MED | Knee joint implants | N/A
82472 Main Hosp,2nd Floor,Main,Rm.25310 Sub-Store | 69915258 | IMPLANT KNEE SIGMA® CROSS LINKED CURVED PLUS INSERT 17.5MM SIZE 5 | EACH | #VALUE! | 970474 | 2 | DEPUY...... | 3 | MED | Knee joint implants | N/A
82472 Main Hosp,2nd Floor,Main,Rm.25310 Sub-Store | 69915259 | IMPLANT KNEE SIGMA® CROSS LINKED CURVED PLUS INSERT 20MM SIZE 5 | EACH | #VALUE! | 970475 | 2 | DEPUY...... | 3 | MED | Knee joint implants | N/A
82472 Main Hosp,2nd Floor,Main,Rm.25310 Sub-Store | 69915254 | IMPLANT KNEE SIGMA® CROSS LINKED CURVED PLUS INSERT 8MM SIZE 5 | EACH | #VALUE! | 970470 | 2 | DEPUY...... | 3 | MED | Knee joint implants | N/A
82472 Main Hosp,2nd Floor,Main,Rm.25310 Sub-Store | 69915248 | IMPLANT KNEE SIGMA® CRUCIATE RETAINING 150 FEMORAL COMPONENT NON POROUS CEMENTED LEFT SIZE 4 | EACH | #VALUE! | 196020400 | 4 | DEPUY...... | 3 | MED | Knee joint implants | N/A
82472 Main Hosp,2nd Floor,Main,Rm.25310 Sub-Store | 69915250 | IMPLANT KNEE SIGMA® CRUCIATE RETAINING 150 FEMORAL COMPONENT NON POROUS CEMENTED LEFT SIZE 5 | EACH | #VALUE! | 196020500 | 1 | DEPUY...... | 3 | MED | Knee joint implants | N/A
82472 Main Hosp,2nd Floor,Main,Rm.25310 Sub-Store | 69915881 | IMPLANT KNEE SIGMA® CRUCIATE RETAINING 150 FEMORAL COMPONENT NON POROUS CEMENTED RIGHT SIZE 3, 196030300 | EACH | 96 | 196030300 | 10 | DEPUY...... | 3 | MED | Orthopedic trauma implants | N/A
82472 Main Hosp,2nd Floor,Main,Rm.25310 Sub-Store | 69915251 | IMPLANT KNEE SIGMA® CRUCIATE RETAINING 150 FEMORAL COMPONENT NON POROUS CEMENTED RIGHT SIZE 4 | EACH | #VALUE! | 196030400 | 5 | DEPUY...... | 3 | MED | Knee joint implants | N/A
82472 Main Hosp,2nd Floor,Main,Rm.25310 Sub-Store | 69915253 | IMPLANT KNEE SIGMA® CRUCIATE RETAINING 150 FEMORAL COMPONENT NON POROUS CEMENTED RIGHT SIZE 5 | EACH | #VALUE! | 196030500 | 1 | DEPUY...... | 3 | MED | Knee joint implants | N/A
82472 Main Hosp,2nd Floor,Main,Rm.25310 Sub-Store | 69915522 | IMPLANT KNEE SIGMA® DISTAL AUGMENT 4MM SIZE 1.5 RIGHT | EACH | #VALUE! | 960801 | 2 | DEPUY...... | 3 | MED | Knee joint implants | N/A
82472 Main Hosp,2nd Floor,Main,Rm.25310 Sub-Store | 69915523 | IMPLANT KNEE SIGMA® DISTAL AUGMENT 8MM SIZE 1.5 RIGHT | EACH | #VALUE! | 960803 | 4 | DEPUY...... | 3 | MED | Knee joint implants | N/A
82472 Main Hosp,2nd Floor,Main,Rm.25310 Sub-Store | 69915511 | IMPLANT KNEE SIGMA® FEMORAL ADAPTER 5 DEGREE | EACH | #VALUE! | 960781 | 2 | DEPUY...... | 3 | MED | Knee joint implants | N/A
82472 Main Hosp,2nd Floor,Main,Rm.25310 Sub-Store | 69915514 | IMPLANT KNEE SIGMA® FEMORAL ADAPTER +2/-2 OFFSET BOLT | EACH | #VALUE! | 960784 | 2 | DEPUY...... | 3 | MED | Knee joint implants | N/A
82472 Main Hosp,2nd Floor,Main,Rm.25310 Sub-Store | 69915513 | IMPLANT KNEE SIGMA® FEMORAL ADAPTER NEUTRAL BOLT | EACH | #VALUE! | 960783 | 2 | DEPUY...... | 3 | MED | Knee joint implants | N/A
82472 Main Hosp,2nd Floor,Main,Rm.25310 Sub-Store | 69915406 | IMPLANT KNEE SIGMA® MODULAR COBALT CROME TIBIAL TRAY NON-POROUS CEMENTED SIZE 5 | EACH | #VALUE! | 158150000 | 1 | DEPUY...... | 3 | MED | Knee joint implants | N/A
82472 Main Hosp,2nd Floor,Main,Rm.25310 Sub-Store | 69915057 | IMPLANT KNEE SIGMA®UNIVERSAL STEM 115X12MM FLUTED | EACH | #VALUE! | 867426 | 2 | DEPUY...... | 3 | MED | Hip joint implants | N/A
82472 Main Hosp,2nd Floor,Main,Rm.25310 Sub-Store | 69915058 | IMPLANT KNEE SIGMA®UNIVERSAL STEM 115X14MM FLUTED | EACH | #VALUE! | 867428 | 1 | DEPUY...... | 3 | MED | Hip joint implants | N/A
82472 Main Hosp,2nd Floor,Main,Rm.25310 Sub-Store | 69915059 | IMPLANT KNEE SIGMA®UNIVERSAL STEM 115X16MM FLUTED | EACH | #VALUE! | 867430 | 2 | DEPUY...... | 3 | MED | Hip joint implants | N/A
82472 Main Hosp,2nd Floor,Main,Rm.25310 Sub-Store | 69915060 | IMPLANT KNEE SIGMA®UNIVERSAL STEM 115X18MM FLUTED | EACH | #VALUE! | 867432 | 1 | DEPUY...... | 3 | MED | Hip joint implants | N/A
82472 Main Hosp,2nd Floor,Main,Rm.25310 Sub-Store | 69915049 | IMPLANT KNEE SIGMA®UNIVERSAL STEM 75X12MM FLUTED | EACH | #VALUE! | 867412 | 3 | DEPUY...... | 3 | MED | Hip joint implants | N/A
82472 Main Hosp,2nd Floor,Main,Rm.25310 Sub-Store | 69915050 | IMPLANT KNEE SIGMA®UNIVERSAL STEM 75X14MM FLUTED | EACH | #VALUE! | 867414 | 2 | DEPUY...... | 3 | MED | Hip joint implants | N/A
82472 Main Hosp,2nd Floor,Main,Rm.25310 Sub-Store | 69915051 | IMPLANT KNEE SIGMA®UNIVERSAL STEM 75X16MM FLUTED | EACH | #VALUE! | 867416 | 3 | DEPUY...... | 3 | MED | Hip joint implants | N/A
82472 Main Hosp,2nd Floor,Main,Rm.25310 Sub-Store | 69915052 | IMPLANT KNEE SIGMA®UNIVERSAL STEM 75X18MM FLUTED | EACH | #VALUE! | 867418 | 1 | DEPUY...... | 3 | MED | Hip joint implants | N/A
82472 Main Hosp,2nd Floor,Main,Rm.25310 Sub-Store | 69911371 | IMPLANT LEAD EPICARDIAL MYODEX 35CM | EACH | #VALUE! | 1084T-35CM | 10 | ST\. JUDE MEDICAL INC\....... | 3 | MED | Cardiac pacemakers and related products | N/A
82472 Main Hosp,2nd Floor,Main,Rm.25310 Sub-Store | 69976051 | IMPLANT LENS IOL FOLDABLE ACRYSOF ACRYLIC MULTIPIECE POSTERIOR CHAMBER | EACH | #VALUE! | MA60AC +9.5D | 2 | ALCON...... | 3 | MED | Surgical implants and expanders and extenders and Surgical wires and related products | N/A
82472 Main Hosp,2nd Floor,Main,Rm.25310 Sub-Store | 69976048 | IMPLANT LENS IOL FOLDABLE ACRYSOF ACRYLIC SINGLE-PIECE UV ABSORBING POSTERIOR CHAMBER | EACH | #VALUE! | SA60AT+7.5D | 2 | ALCON...... | 3 | MED | Surgical implants and expanders and extenders and Surgical wires and related products | N/A
82472 Main Hosp,2nd Floor,Main,Rm.25310 Sub-Store | 69905108 | IMPLANT LENS SURGICAL ACRYSOF STERILE IOL +17.0 DIOPTER, SN60WF +17.0D | EACH | 59 | SN60WF +17.0D | 2 | ALCON LABORATORIES, INC\....... | 3 | MED | Surgical implants and expanders and extenders and Surgical wires and related products | N/A
82472 Main Hosp,2nd Floor,Main,Rm.25310 Sub-Store | 69905115 | IMPLANT LENS SURGICAL ACRYSOF STERILE IOL +20.5 DIOPTER, SN60WF +20.5D | EACH | 59 | SN60WF +20.5D | 7 | ALCON LABORATORIES, INC\....... | 3 | MED | Surgical implants and expanders and extenders and Surgical wires and related products | N/A
82472 Main Hosp,2nd Floor,Main,Rm.25310 Sub-Store | 69906768 | IMPLANT MODULAR PLUS TIBIAL L WEDGE STEP 3 / 10 MM | EACH | #VALUE! | 86-0180 | 4 | JOHNSON & JOHNSON...... | 3 | MED | Knee joint implants | N/A
82472 Main Hosp,2nd Floor,Main,Rm.25310 Sub-Store | 69906769 | IMPLANT MODULAR PLUS TIBIAL L WEDGE STEP 3 / 15 MM | EACH | #VALUE! | 86-0181 | 2 | JOHNSON & JOHNSON...... | 3 | MED | Knee joint implants | N/A
82472 Main Hosp,2nd Floor,Main,Rm.25310 Sub-Store | 69906770 | IMPLANT MODULAR PLUS TIBIAL L WEDGE STEP 4 / 10 MM | EACH | #VALUE! | 86-0187 | 2 | JOHNSON & JOHNSON...... | 3 | MED | Orthopedic trauma implants | N/A
82472 Main Hosp,2nd Floor,Main,Rm.25310 Sub-Store | 69913507 | IMPLANT MODULAR PLUS TIBIAL WEDGE STEP, CEMENTED, SIZE 2.5- 10MM DEPUY | EACH | #VALUE! | 86-0380 | 4 | DEPUY...... | 3 | MED | Knee joint implants | N/A
82472 Main Hosp,2nd Floor,Main,Rm.25310 Sub-Store | 69913546 | IMPLANT MODULAR PLUS TIBIAL WEDGE, LEFT, SIZE 1.5 X 15MM DEPUY | EACH | #VALUE! | 96-0800 | 1 | DEPUY...... | 3 | MED | Knee joint implants | N/A
82472 Main Hosp,2nd Floor,Main,Rm.25310 Sub-Store | 69913547 | IMPLANT MODULAR PLUS TIBIAL WEDGE, LEFT, SIZE 1.5 X 8MM DEPUY | EACH | #VALUE! | 96-0802 | 2 | DEPUY...... | 3 | MED | Knee joint implants | N/A
82472 Main Hosp,2nd Floor,Main,Rm.25310 Sub-Store | 69913504 | IMPLANT MODULAR PLUS TIBIAL WEDGE, SIZE 1.5 X 15MM DEPUY | EACH | #VALUE! | 86-0374 | 1 | DEPUY...... | 3 | MED | Knee joint implants | N/A
82472 Main Hosp,2nd Floor,Main,Rm.25310 Sub-Store | 342321800 | IMPLANT PATELLA TRI PEG ADVANCE ALL POLY SIZE 26MM X 8MM, STERILE, KPONTP26 | EACH | 68 | KPONTP26 | 8 | Wright Medical Technology Inc\....... | 3 | MED | Knee joint implants | N/A
82472 Main Hosp,2nd Floor,Main,Rm.25310 Sub-Store | 342321801 | IMPLANT PATELLA TRI PEG ADVANCE ALL POLY SIZE 29MM X 8MM, STERILE, KPONTP29 | EACH | 68 | KPONTP29 | 8 | Wright Medical Technology Inc\....... | 3 | MED | Knee joint implants | N/A
82472 Main Hosp,2nd Floor,Main,Rm.25310 Sub-Store | 342321802 | IMPLANT PATELLA TRI PEG ADVANCE ALL POLY SIZE 32MM X 8MM, STERILE, KPONT32 | EACH | 68 | KPONT32 | 14 | Wright Medical Technology Inc\....... | 3 | MED | Knee joint implants | N/A
82472 Main Hosp,2nd Floor,Main,Rm.25310 Sub-Store | 342321803 | IMPLANT PATELLA TRI PEG ADVANCE ALL POLY SIZE 35MM X 8MM, STERILE, KPONT35 | EACH | 68 | KPONT35 | 16 | Wright Medical Technology Inc\....... | 3 | MED | Knee joint implants | N/A
82472 Main Hosp,2nd Floor,Main,Rm.25310 Sub-Store | 342321804 | IMPLANT PATELLA TRI PEG ADVANCE ALL POLY SIZE 38MM X 8MM, STERILE, KPONTP38 | EACH | 68 | KPONTP38 | 10 | Wright Medical Technology Inc\....... | 3 | MED | Knee joint implants | N/A
82472 Main Hosp,2nd Floor,Main,Rm.25310 Sub-Store | 69911800 | IMPLANT PFC* MOD PLUS TIBIAL TRAY SIZE 1.5 | EACH | #VALUE! | 860126 | 2 | DEPUY...... | 3 | MED | Knee joint implants | N/A
82472 Main Hosp,2nd Floor,Main,Rm.25310 Sub-Store | 69911801 | IMPLANT PFC* MOD PLUS TIBIAL TRAY SIZE 2 | EACH | #VALUE! | 860122 | 4 | DEPUY...... | 3 | MED | Knee joint implants | N/A
82472 Main Hosp,2nd Floor,Main,Rm.25310 Sub-Store | 69911802 | IMPLANT PFC* MOD PLUS TIBIAL TRAY SIZE 4 | EACH | #VALUE! | 860124 | 2 | DEPUY...... | 3 | MED | Knee joint implants | N/A
82472 Main Hosp,2nd Floor,Main,Rm.25310 Sub-Store | 69911811 | IMPLANT PFC* SIGMA DIS AUG 4MM SIZE 2.5 RIGHT | EACH | #VALUE! | 960841 | 1 | DEPUY...... | 3 | MED | Knee joint implants | N/A
82472 Main Hosp,2nd Floor,Main,Rm.25310 Sub-Store | 69911810 | IMPLANT PFC* SIGMA DIS AUG 4MM SIZE 2.5, LEFT | EACH | #VALUE! | 960840 | 4 | DEPUY...... | 3 | MED | Knee joint implants | N/A
82472 Main Hosp,2nd Floor,Main,Rm.25310 Sub-Store | 69911812 | IMPLANT PFC* SIGMA DIS AUG 8MM SIZE 2.5 LEFT | EACH | #VALUE! | 960842 | 2 | DEPUY...... | 3 | MED | Knee joint implants | N/A
82472 Main Hosp,2nd Floor,Main,Rm.25310 Sub-Store | 69911814 | IMPLANT PFC* SIGMA PO AUG 4MM CO 2.5, 8MMD | EACH | #VALUE! | 960846 | 4 | DEPUY...... | 3 | MED | Knee joint implants | N/A
82472 Main Hosp,2nd Floor,Main,Rm.25310 Sub-Store | 69911815 | IMPLANT PFC* SIGMA PO AUG 8MM CO 2.5 8MMD | EACH | #VALUE! | 960848 | 2 | DEPUY...... | 3 | MED | Knee joint implants | N/A
82472 Main Hosp,2nd Floor,Main,Rm.25310 Sub-Store | 69911809 | IMPLANT PFC* SIGMA POAUG 4MM CO SIZE 2, 8MMD | EACH | #VALUE! | 960826 | 6 | DEPUY...... | 3 | MED | Knee joint implants | N/A
82472 Main Hosp,2nd Floor,Main,Rm.25310 Sub-Store | 69911806 | IMPLANT PFC* SIGMA POS. AUG 4MM/1.5 | EACH | #VALUE! | 960806 | 2 | DEPUY...... | 3 | MED | Knee joint implants | N/A
82472 Main Hosp,2nd Floor,Main,Rm.25310 Sub-Store | 69913494 | IMPLANT PFC*MOD PL TB WDG STP 1OMM SIZE 2 | EACH | #VALUE! | 86-0173 | 4 | DEPUY...... | 3 | MED | Knee joint implants | N/A
82472 Main Hosp,2nd Floor,Main,Rm.25310 Sub-Store | 69911796 | IMPLANT PINNACLE BANTAM ACET CUP 40MM | EACH | #VALUE! | 121720040 | 2 | DEPUY...... | 3 | MED | Hip joint implants | N/A
82472 Main Hosp,2nd Floor,Main,Rm.25310 Sub-Store | 69911797 | IMPLANT PINNACLE BANTAM ACET CUP 42MM | EACH | #VALUE! | 121720042 | 2 | DEPUY...... | 3 | MED | Hip joint implants | N/A
82472 Main Hosp,2nd Floor,Main,Rm.25310 Sub-Store | 69911798 | IMPLANT PINNACLE BANTAM ACET CUP 44MM | EACH | #VALUE! | 121720044 | 2 | DEPUY...... | 3 | MED | Hip joint implants | N/A
82472 Main Hosp,2nd Floor,Main,Rm.25310 Sub-Store | 69911799 | IMPLANT PINNACLE BANTAM ACET CUP 46MM | EACH | #VALUE! | 121720046 | 2 | DEPUY...... | 3 | MED | Hip joint implants | N/A
82472 Main Hosp,2nd Floor,Main,Rm.25310 Sub-Store | 69911578 | IMPLANT PINNACLE MULTIHOLE II CUP 48MM | EACH | #VALUE! | 121720048 | 4 | DEPUY...... | 3 | MED | Hip joint implants | N/A
82472 Main Hosp,2nd Floor,Main,Rm.25310 Sub-Store | 69911579 | IMPLANT PINNACLE MULTIHOLE II CUP 50MM | EACH | #VALUE! | 121720050 | 4 | DEPUY...... | 3 | MED | Hip joint implants | N/A
82472 Main Hosp,2nd Floor,Main,Rm.25310 Sub-Store | 69911580 | IMPLANT PINNACLE MULTIHOLE II CUP 52MM | EACH | #VALUE! | 121720052 | 2 | DEPUY...... | 3 | MED | Hip joint implants | N/A
82472 Main Hosp,2nd Floor,Main,Rm.25310 Sub-Store | 69911581 | IMPLANT PINNACLE MULTIHOLE II CUP 54MM | EACH | #VALUE! | 121720054 | 2 | DEPUY...... | 3 | MED | Hip joint implants | N/A
82472 Main Hosp,2nd Floor,Main,Rm.25310 Sub-Store | 69911582 | IMPLANT PINNACLE MULTIHOLE II CUP 56MM | EACH | #VALUE! | 121720056 | 2 | DEPUY...... | 3 | MED | Hip joint implants | N/A
82472 Main Hosp,2nd Floor,Main,Rm.25310 Sub-Store | 69911583 | IMPLANT PINNACLE MULTIHOLE II CUP 58MM | EACH | #VALUE! | 121720058 | 2 | DEPUY...... | 3 | MED | Hip joint implants | N/A
82472 Main Hosp,2nd Floor,Main,Rm.25310 Sub-Store | 69911584 | IMPLANT PINNACLE MULTIHOLE II CUP 60MM | EACH | #VALUE! | 121720060 | 1 | DEPUY...... | 3 | MED | Hip joint implants | N/A
82472 Main Hosp,2nd Floor,Main,Rm.25310 Sub-Store | 69911585 | IMPLANT PINNACLE MULTIHOLE II CUP 62MM | EACH | #VALUE! | 121720062 | 1 | DEPUY...... | 3 | MED | Hip joint implants | N/A
82472 Main Hosp,2nd Floor,Main,Rm.25310 Sub-Store | 311616923 | IMPLANT PLATE 2 HOLES STRAIGHT LENGTH 13MM THICKNESS 0.3MM | EACH | #VALUE! | NL-ST-002 | 60 | JEIL MEDICAL...... | 3 | MED | Orthopedic trauma implants | N/A
82472 Main Hosp,2nd Floor,Main,Rm.25310 Sub-Store | 311616928 | IMPLANT PLATE 6 HOLES DOUBLE Y LENGTH 20MM THICKNESS 0.3MM | EACH | #VALUE! | NL-DY-006 | 60 | JEIL MEDICAL...... | 3 | MED | Orthopedic trauma implants | N/A
82472 Main Hosp,2nd Floor,Main,Rm.25310 Sub-Store | 311616938 | IMPLANT PLATE SQUARE 4 HOLES LENGTH 12MM THICKNESS 0.6MM | EACH | #VALUE! | N16-SQ-004 | 40 | JEIL MEDICAL...... | 3 | MED | Orthopedic trauma implants | N/A
82472 Main Hosp,2nd Floor,Main,Rm.25310 Sub-Store | 69908343 | IMPLANT POSTERIOR AUGMENTATION COMBO SIZE 2 X 8MM KNEE SYSTEM STERILE | EACH | #VALUE! | 96-0828 | 4 | JOHNSON & JOHNSON...... | 3 | MED | Knee joint implants | N/A
82472 Main Hosp,2nd Floor,Main,Rm.25310 Sub-Store | 311616919 | IMPLANT SCREW 1.5MM X 3.0MM SELF-DRILLING | EACH | #VALUE! | 16-NF-003 | 100 | JEIL MEDICAL...... | 3 | MED | Orthopedic trauma implants | N/A
82472 Main Hosp,2nd Floor,Main,Rm.25310 Sub-Store | 311616920 | IMPLANT SCREW 1.5MM X 4.0MM SELF-DRILLING | EACH | #VALUE! | 16-NF-004 | 1600 | JEIL MEDICAL...... | 3 | MED | Orthopedic trauma implants | N/A
82472 Main Hosp,2nd Floor,Main,Rm.25310 Sub-Store | 311616921 | IMPLANT SCREW 1.5MM X 5.0MM SELF-DRILLING | EACH | #VALUE! | 16-NF-005 | 100 | JEIL MEDICAL...... | 3 | MED | Orthopedic trauma implants | N/A
82472 Main Hosp,2nd Floor,Main,Rm.25310 Sub-Store | 69915381 | IMPLANT SCREW BONE HIP PINNACLE™ CANCELLOUS 6.5MMX15MM | EACH | #VALUE! | 121715500 | 15 | DEPUY...... | 3 | MED | Orthopedic trauma implants | N/A
82472 Main Hosp,2nd Floor,Main,Rm.25310 Sub-Store | 69915382 | IMPLANT SCREW BONE HIP PINNACLE™ CANCELLOUS 6.5MMX20MM | EACH | #VALUE! | 121720500 | 15 | DEPUY...... | 3 | MED | Orthopedic trauma implants | N/A
82472 Main Hosp,2nd Floor,Main,Rm.25310 Sub-Store | 69915383 | IMPLANT SCREW BONE HIP PINNACLE™ CANCELLOUS 6.5MMX25MM | EACH | #VALUE! | 121725500 | 20 | DEPUY...... | 3 | MED | Orthopedic trauma implants | N/A
82472 Main Hosp,2nd Floor,Main,Rm.25310 Sub-Store | 69915384 | IMPLANT SCREW BONE HIP PINNACLE™ CANCELLOUS 6.5MMX30MM | EACH | #VALUE! | 121730500 | 25 | DEPUY...... | 3 | MED | Orthopedic trauma implants | N/A
82472 Main Hosp,2nd Floor,Main,Rm.25310 Sub-Store | 69915385 | IMPLANT SCREW BONE HIP PINNACLE™ CANCELLOUS 6.5MMX35MM | EACH | #VALUE! | 121735500 | 25 | DEPUY...... | 3 | MED | Orthopedic trauma implants | N/A
82472 Main Hosp,2nd Floor,Main,Rm.25310 Sub-Store | 69915386 | IMPLANT SCREW BONE HIP PINNACLE™ CANCELLOUS 6.5MMX40MM | EACH | #VALUE! | 121740500 | 15 | DEPUY...... | 3 | MED | Orthopedic trauma implants | N/A
82472 Main Hosp,2nd Floor,Main,Rm.25310 Sub-Store | 69915387 | IMPLANT SCREW BONE HIP PINNACLE™ CANCELLOUS 6.5MMX45MM | EACH | #VALUE! | 121745500 | 5 | DEPUY...... | 3 | MED | Orthopedic trauma implants | N/A
82472 Main Hosp,2nd Floor,Main,Rm.25310 Sub-Store | 69915388 | IMPLANT SCREW BONE HIP PINNACLE™ CANCELLOUS 6.5MMX50MM | EACH | #VALUE! | 121750500 | 5 | DEPUY...... | 3 | MED | Orthopedic trauma implants | N/A
82472 Main Hosp,2nd Floor,Main,Rm.25310 Sub-Store | 314619300 | IMPLANT SELF-CENTERING HIP 39X28 RUST | EACH | #VALUE! | 103539000 | 2 | JOHNSON & JOHNSON...... | 3 | MED | Shoulder joint implants | N/A
82472 Main Hosp,2nd Floor,Main,Rm.25310 Sub-Store | 314619301 | IMPLANT SELF-CENTERING HIP 40X28 RUST | EACH | #VALUE! | 103540000 | 2 | JOHNSON & JOHNSON...... | 3 | MED | Shoulder joint implants | N/A
82472 Main Hosp,2nd Floor,Main,Rm.25310 Sub-Store | 314619302 | IMPLANT SELF-CENTERING HIP 41X28 RUST | EACH | #VALUE! | 103541000 | 2 | JOHNSON & JOHNSON...... | 3 | MED | Shoulder joint implants | N/A
82472 Main Hosp,2nd Floor,Main,Rm.25310 Sub-Store | 314619303 | IMPLANT SELF-CENTERING HIP 42X28 RUST | EACH | #VALUE! | 103542000 | 2 | JOHNSON & JOHNSON...... | 3 | MED | Shoulder joint implants | N/A
82472 Main Hosp,2nd Floor,Main,Rm.25310 Sub-Store | 314619304 | IMPLANT SELF-CENTERING HIP 43X28 GREY | EACH | #VALUE! | 103543000 | 2 | JOHNSON & JOHNSON...... | 3 | MED | Shoulder joint implants | N/A
82472 Main Hosp,2nd Floor,Main,Rm.25310 Sub-Store | 314619305 | IMPLANT SELF-CENTERING HIP 44X28 GREY | EACH | #VALUE! | 103544000 | 2 | JOHNSON & JOHNSON...... | 3 | MED | Shoulder joint implants | N/A
82472 Main Hosp,2nd Floor,Main,Rm.25310 Sub-Store | 314619306 | IMPLANT SELF-CENTERING HIP 45X28 GREY | EACH | #VALUE! | 103545000 | 2 | JOHNSON & JOHNSON...... | 3 | MED | Shoulder joint implants | N/A
82472 Main Hosp,2nd Floor,Main,Rm.25310 Sub-Store | 314619307 | IMPLANT SELF-CENTERING HIP 46X28 BROWN | EACH | #VALUE! | 103546000 | 2 | JOHNSON & JOHNSON...... | 3 | MED | Shoulder joint implants | N/A
82472 Main Hosp,2nd Floor,Main,Rm.25310 Sub-Store | 314619308 | IMPLANT SELF-CENTERING HIP 47X28 BROWN | EACH | #VALUE! | 103547000 | 2 | JOHNSON & JOHNSON...... | 3 | MED | Shoulder joint implants | N/A
82472 Main Hosp,2nd Floor,Main,Rm.25310 Sub-Store | 314619309 | IMPLANT SELF-CENTERING HIP 48X28 BROWN | EACH | #VALUE! | 103548000 | 2 | JOHNSON & JOHNSON...... | 3 | MED | Shoulder joint implants | N/A
82472 Main Hosp,2nd Floor,Main,Rm.25310 Sub-Store | 314619310 | IMPLANT SELF-CENTERING HIP 49X28 BROWN | EACH | #VALUE! | 103549000 | 2 | JOHNSON & JOHNSON...... | 3 | MED | Shoulder joint implants | N/A
82472 Main Hosp,2nd Floor,Main,Rm.25310 Sub-Store | 314619311 | IMPLANT SELF-CENTERING HIP 50X28 BROWN | EACH | #VALUE! | 103550000 | 2 | JOHNSON & JOHNSON...... | 3 | MED | Shoulder joint implants | N/A
82472 Main Hosp,2nd Floor,Main,Rm.25310 Sub-Store | 314619312 | IMPLANT SELF-CENTERING HIP 51X28 BROWN | EACH | #VALUE! | 103551000 | 2 | JOHNSON & JOHNSON...... | 3 | MED | Shoulder joint implants | N/A
82472 Main Hosp,2nd Floor,Main,Rm.25310 Sub-Store | 314619313 | IMPLANT SELF-CENTERING HIP 52X28 BLUE | EACH | #VALUE! | 103552000 | 2 | JOHNSON & JOHNSON...... | 3 | MED | Shoulder joint implants | N/A
82472 Main Hosp,2nd Floor,Main,Rm.25310 Sub-Store | 314619314 | IMPLANT SELF-CENTERING HIP 53X28 BLUE | EACH | #VALUE! | 103553000 | 1 | JOHNSON & JOHNSON...... | 3 | MED | Shoulder joint implants | N/A
82472 Main Hosp,2nd Floor,Main,Rm.25310 Sub-Store | 314619315 | IMPLANT SELF-CENTERING HIP 54X28 BLUE | EACH | #VALUE! | 103554000 | 1 | JOHNSON & JOHNSON...... | 3 | MED | Shoulder joint implants | N/A
82472 Main Hosp,2nd Floor,Main,Rm.25310 Sub-Store | 314619316 | IMPLANT SELF-CENTERING HIP 55X28 BLUE | EACH | #VALUE! | 103555000 | 1 | JOHNSON & JOHNSON...... | 3 | MED | Shoulder joint implants | N/A
82472 Main Hosp,2nd Floor,Main,Rm.25310 Sub-Store | 314619317 | IMPLANT SELF-CENTERING HIP 56X28 BLUE | EACH | #VALUE! | 103556000 | 1 | JOHNSON & JOHNSON...... | 3 | MED | Shoulder joint implants | N/A
82472 Main Hosp,2nd Floor,Main,Rm.25310 Sub-Store | 314619318 | IMPLANT SELF-CENTERING HIP 57X28 BLUE | EACH | #VALUE! | 103557000 | 1 | JOHNSON & JOHNSON...... | 3 | MED | Shoulder joint implants | N/A
82472 Main Hosp,2nd Floor,Main,Rm.25310 Sub-Store | 314616954 | IMPLANT SELF-DRILLING SCREW - 4 MM LONG 1.5 MM DIAM | EACH | #VALUE! | 81-2066 | 100 | CODMAN...... | 3 | MED | Orthopedic trauma implants | N/A
82472 Main Hosp,2nd Floor,Main,Rm.25310 Sub-Store | 69911606 | IMPLANT SIGMA CR150 CEM SZ 1.5 LT | EACH | #VALUE! | 196020150 | 3 | DEPUY...... | 3 | MED | Knee joint implants | N/A
82472 Main Hosp,2nd Floor,Main,Rm.25310 Sub-Store | 69911612 | IMPLANT SIGMA CR150 CEM SZ 1.5 RT | EACH | #VALUE! | 196030150 | 5 | DEPUY...... | 3 | MED | Knee joint implants | N/A
82472 Main Hosp,2nd Floor,Main,Rm.25310 Sub-Store | 69911607 | IMPLANT SIGMA CR150 CEM SZ 2 LT | EACH | #VALUE! | 196020200 | 30 | DEPUY...... | 3 | MED | Knee joint implants | N/A
82472 Main Hosp,2nd Floor,Main,Rm.25310 Sub-Store | 69911613 | IMPLANT SIGMA CR150 CEM SZ 2 RT | EACH | #VALUE! | 196030200 | 30 | DEPUY...... | 3 | MED | Knee joint implants | N/A
82472 Main Hosp,2nd Floor,Main,Rm.25310 Sub-Store | 69911608 | IMPLANT SIGMA CR150 CEM SZ 2.5 LT | EACH | #VALUE! | 196020250 | 30 | DEPUY...... | 3 | MED | Knee joint implants | N/A
82472 Main Hosp,2nd Floor,Main,Rm.25310 Sub-Store | 69911614 | IMPLANT SIGMA CR150 CEM SZ 2.5 RT | EACH | #VALUE! | 196030250 | 30 | DEPUY...... | 3 | MED | Knee joint implants | N/A
82472 Main Hosp,2nd Floor,Main,Rm.25310 Sub-Store | 69911609 | IMPLANT SIGMA CR150 CEM SZ 3 LT | EACH | #VALUE! | 196020300 | 10 | DEPUY...... | 3 | MED | Knee joint implants | N/A
82472 Main Hosp,2nd Floor,Main,Rm.25310 Sub-Store | 69911600 | IMPLANT SIGMA MODULAR COCR TIBIA TRAY NON-POROUS CEMENTED 1.5 | EACH | #VALUE! | 158115000 | 8 | DEPUY...... | 3 | MED | Knee joint implants | N/A
82472 Main Hosp,2nd Floor,Main,Rm.25310 Sub-Store | 69911601 | IMPLANT SIGMA MODULAR COCR TIBIA TRAY NON-POROUS CEMENTED 2 | EACH | #VALUE! | 158120000 | 70 | DEPUY...... | 3 | MED | Knee joint implants | N/A
82472 Main Hosp,2nd Floor,Main,Rm.25310 Sub-Store | 69911602 | IMPLANT SIGMA MODULAR COCR TIBIA TRAY NON-POROUS CEMENTED 2.5 | EACH | #VALUE! | 158125000 | 70 | DEPUY...... | 3 | MED | Knee joint implants | N/A
82472 Main Hosp,2nd Floor,Main,Rm.25310 Sub-Store | 69911603 | IMPLANT SIGMA MODULAR COCR TIBIA TRAY NON-POROUS CEMENTED 3 | EACH | #VALUE! | 158130000 | 20 | DEPUY...... | 3 | MED | Knee joint implants | N/A
82472 Main Hosp,2nd Floor,Main,Rm.25310 Sub-Store | 69911604 | IMPLANT SIGMA MODULAR COCR TIBIA TRAY NON-POROUS CEMENTED 4 | EACH | #VALUE! | 158140000 | 10 | DEPUY...... | 3 | MED | Knee joint implants | N/A
82472 Main Hosp,2nd Floor,Main,Rm.25310 Sub-Store | 69911621 | IMPLANT SIGMA XLK CVD PLUS INS 2 10MM | EACH | #VALUE! | 970431 | 15 | DEPUY...... | 3 | MED | Knee joint implants | N/A
82472 Main Hosp,2nd Floor,Main,Rm.25310 Sub-Store | 69911623 | IMPLANT SIGMA XLK CVD PLUS INS 2 15MM | EACH | #VALUE! | 970433 | 20 | DEPUY...... | 3 | MED | Knee joint implants | N/A
82472 Main Hosp,2nd Floor,Main,Rm.25310 Sub-Store | 69911620 | IMPLANT SIGMA XLK CVD PLUS INS 2 8MM | EACH | #VALUE! | 970430 | 4 | DEPUY...... | 3 | MED | Knee joint implants | N/A
82472 Main Hosp,2nd Floor,Main,Rm.25310 Sub-Store | 69911633 | IMPLANT SIGMA XLK CVD PLUS INS 3 10MM | EACH | #VALUE! | 970451 | 12 | DEPUY...... | 3 | MED | Knee joint implants | N/A
82472 Main Hosp,2nd Floor,Main,Rm.25310 Sub-Store | 69911635 | IMPLANT SIGMA XLK CVD PLUS INS 3 15MM | EACH | #VALUE! | 970453 | 15 | DEPUY...... | 3 | MED | Knee joint implants | N/A
82472 Main Hosp,2nd Floor,Main,Rm.25310 Sub-Store | 69911632 | IMPLANT SIGMA XLK CVD PLUS INS 3 8MM | EACH | #VALUE! | 970450 | 2 | DEPUY...... | 3 | MED | Knee joint implants | N/A
82472 Main Hosp,2nd Floor,Main,Rm.25310 Sub-Store | 69911639 | IMPLANT SIGMA XLK CVD PLUS INS 4 10MM | EACH | #VALUE! | 970461 | 8 | DEPUY...... | 3 | MED | Knee joint implants | N/A
82472 Main Hosp,2nd Floor,Main,Rm.25310 Sub-Store | 69911641 | IMPLANT SIGMA XLK CVD PLUS INS 4 15MM | EACH | #VALUE! | 970463 | 14 | DEPUY...... | 3 | MED | Knee joint implants | N/A
82472 Main Hosp,2nd Floor,Main,Rm.25310 Sub-Store | 69911638 | IMPLANT SIGMA XLK CVD PLUS INS 4 8MM | EACH | #VALUE! | 970460 | 4 | DEPUY...... | 3 | MED | Knee joint implants | N/A
82472 Main Hosp,2nd Floor,Main,Rm.25310 Sub-Store | 69911616 | IMPLANT SIGMA XLK CVD+ INS 1.5 10MM | EACH | #VALUE! | 970421 | 4 | DEPUY...... | 3 | MED | Knee joint implants | N/A
82472 Main Hosp,2nd Floor,Main,Rm.25310 Sub-Store | 69911617 | IMPLANT SIGMA XLK CVD+ INS 1.5 12.5MM | EACH | #VALUE! | 970422 | 8 | DEPUY...... | 3 | MED | Knee joint implants | N/A
82472 Main Hosp,2nd Floor,Main,Rm.25310 Sub-Store | 69911618 | IMPLANT SIGMA XLK CVD+ INS 1.5 15MM | EACH | #VALUE! | 970423 | 10 | DEPUY...... | 3 | MED | Knee joint implants | N/A
82472 Main Hosp,2nd Floor,Main,Rm.25310 Sub-Store | 69911619 | IMPLANT SIGMA XLK CVD+ INS 1.5 17.5MM | EACH | #VALUE! | 970424 | 4 | DEPUY...... | 3 | MED | Knee joint implants | N/A
82472 Main Hosp,2nd Floor,Main,Rm.25310 Sub-Store | 69911615 | IMPLANT SIGMA XLK CVD+ INS 1.5 8MM | EACH | #VALUE! | 970420 | 2 | DEPUY...... | 3 | MED | Knee joint implants | N/A
82472 Main Hosp,2nd Floor,Main,Rm.25310 Sub-Store | 69911622 | IMPLANT SIGMA XLKCVD PLUS INS 2 12.5MM | EACH | #VALUE! | 970432 | 40 | DEPUY...... | 3 | MED | Knee joint implants | N/A
82472 Main Hosp,2nd Floor,Main,Rm.25310 Sub-Store | 69911624 | IMPLANT SIGMA XLKCVD PLUS INS 2 17.5MM | EACH | #VALUE! | 970434 | 8 | DEPUY...... | 3 | MED | Knee joint implants | N/A
82472 Main Hosp,2nd Floor,Main,Rm.25310 Sub-Store | 69911625 | IMPLANT SIGMA XLKCVD PLUS INS 2 20MM | EACH | #VALUE! | 970435 | 2 | DEPUY...... | 3 | MED | Knee joint implants | N/A
82472 Main Hosp,2nd Floor,Main,Rm.25310 Sub-Store | 69911627 | IMPLANT SIGMA XLKCVD PLUS INS 2.5 10MM | EACH | #VALUE! | 970441 | 15 | DEPUY...... | 3 | MED | Knee joint implants | N/A
82472 Main Hosp,2nd Floor,Main,Rm.25310 Sub-Store | 69911629 | IMPLANT SIGMA XLKCVD PLUS INS 2.5 15MM | EACH | #VALUE! | 970443 | 20 | DEPUY...... | 3 | MED | Knee joint implants | N/A
82472 Main Hosp,2nd Floor,Main,Rm.25310 Sub-Store | 69911631 | IMPLANT SIGMA XLKCVD PLUS INS 2.5 20MM | EACH | #VALUE! | 970445 | 2 | DEPUY...... | 3 | MED | Knee joint implants | N/A
82472 Main Hosp,2nd Floor,Main,Rm.25310 Sub-Store | 69911626 | IMPLANT SIGMA XLKCVD PLUS INS 2.5 8MM | EACH | #VALUE! | 970440 | 4 | DEPUY...... | 3 | MED | Knee joint implants | N/A
82472 Main Hosp,2nd Floor,Main,Rm.25310 Sub-Store | 69911634 | IMPLANT SIGMA XLKCVD PLUS INS 3 12.5MM | EACH | #VALUE! | 970452 | 30 | DEPUY...... | 3 | MED | Knee joint implants | N/A
82472 Main Hosp,2nd Floor,Main,Rm.25310 Sub-Store | 69911636 | IMPLANT SIGMA XLKCVD PLUS INS 3 17.5MM | EACH | #VALUE! | 970454 | 10 | DEPUY...... | 3 | MED | Knee joint implants | N/A
82472 Main Hosp,2nd Floor,Main,Rm.25310 Sub-Store | 69911637 | IMPLANT SIGMA XLKCVD PLUS INS 3 20MM | EACH | #VALUE! | 970455 | 2 | DEPUY...... | 3 | MED | Knee joint implants | N/A
82472 Main Hosp,2nd Floor,Main,Rm.25310 Sub-Store | 69911640 | IMPLANT SIGMA XLKCVD PLUS INS 4 12.5MM | EACH | #VALUE! | 970462 | 14 | DEPUY...... | 3 | MED | Knee joint implants | N/A
82472 Main Hosp,2nd Floor,Main,Rm.25310 Sub-Store | 69911642 | IMPLANT SIGMA XLKCVD PLUS INS 4 17.5MM | EACH | #VALUE! | 970464 | 6 | DEPUY...... | 3 | MED | Knee joint implants | N/A
82472 Main Hosp,2nd Floor,Main,Rm.25310 Sub-Store | 69911643 | IMPLANT SIGMA XLKCVD PLUS INS 4 20MM | EACH | #VALUE! | 970465 | 2 | DEPUY...... | 3 | MED | Knee joint implants | N/A
82472 Main Hosp,2nd Floor,Main,Rm.25310 Sub-Store | 69911628 | IMPLANT SIGMA XLKCVDPLUS INS2.5 12.5MM | EACH | #VALUE! | 970442 | 40 | DEPUY...... | 3 | MED | Knee joint implants | N/A
82472 Main Hosp,2nd Floor,Main,Rm.25310 Sub-Store | 69911630 | IMPLANT SIGMA XLKCVDPLUS INS2.5 17.5MM | EACH | #VALUE! | 970444 | 10 | DEPUY...... | 3 | MED | Knee joint implants | N/A
82472 Main Hosp,2nd Floor,Main,Rm.25310 Sub-Store | 311622763 | IMPLANT SOFT TISSUE RECONSTRUCTION SIZE 8X16CM THICKNESS 1.25 - 2.0 MM | EACH | #VALUE! | DCELL255 | 12 | LIFENET HEALTH...... | 3 | MED | Surgical implants and expanders and extenders and Surgical wires and related products | N/A
82472 Main Hosp,2nd Floor,Main,Rm.25310 Sub-Store | 342321711 | IMPLANT SPINE COMPONENT FEMORAL ADVANCE STATURE CoCR, SIZE 2R, STERILE, KFTCNN2R | EACH | 73 | KFTCNN2R | 16 | Wright Medical Technology Inc\....... | 3 | MED | Hip joint implants | N/A
82472 Main Hosp,2nd Floor,Main,Rm.25310 Sub-Store | 342321712 | IMPLANT SPINE COMPONENT FEMORAL ADVANCE STATURE CoCR, SIZE 3R, STERILE, KFTCNN3R | EACH | 73 | KFTCNN3R | 10 | Wright Medical Technology Inc\....... | 3 | MED | Hip joint implants | N/A
82472 Main Hosp,2nd Floor,Main,Rm.25310 Sub-Store | 69911445 | IMPLANT STABILIZED TIBIAL L INSERT STAB 2.5/10MM STERILE | EACH | #VALUE! | 1581-22-110 | 2 | DEPUY...... | 3 | MED | Knee joint implants | N/A
82472 Main Hosp,2nd Floor,Main,Rm.25310 Sub-Store | 69911444 | IMPLANT STABILIZED TIBIAL L INSERT STAB 2.5/12.5MM STERILE | EACH | #VALUE! | 1581-22-112 | 2 | DEPUY...... | 3 | MED | Knee joint implants | N/A
82472 Main Hosp,2nd Floor,Main,Rm.25310 Sub-Store | 69911443 | IMPLANT STABILIZED TIBIAL L INSERT STAB 2.5/22.5MM STERILE | EACH | #VALUE! | 1581-22-117 | 3 | DEPUY...... | 3 | MED | Knee joint implants | N/A
82472 Main Hosp,2nd Floor,Main,Rm.25310 Sub-Store | 69976494 | IMPLANT STENT MEMOKATH BULBAR STRICTURE 60MM , 4460TW | EACH | 49 | 4460TW | 1 | PNN MEDICAL...... | 3 | MED | Stents | N/A
82472 Main Hosp,2nd Floor,Main,Rm.25310 Sub-Store | 69976495 | IMPLANT STENT MEMOKATH BULBAR STRICTURE 70MM , 4470TW | EACH | 49 | 4470TW | 1 | PNN MEDICAL...... | 3 | MED | Stents | N/A
82472 Main Hosp,2nd Floor,Main,Rm.25310 Sub-Store | 69976497 | IMPLANT STENT MEMOKATH RETROGRADE INSERTION OF URETERIC STRICTURE 200MM , 51200CW | EACH | 75 | 51200CW | 1 | PNN MEDICAL...... | 3 | MED | Stents | N/A
82472 Main Hosp,2nd Floor,Main,Rm.25310 Sub-Store | 69976496 | IMPLANT STENT MEMOKATH RETROGRADE INSERTION OF URETERIC STRICTURE 60MM , 51060CW | EACH | 74 | 51060CW | 1 | PNN MEDICAL...... | 3 | MED | Stents | N/A
82472 Main Hosp,2nd Floor,Main,Rm.25310 Sub-Store | 69909016 | IMPLANT STENT PENILE URETHRAL 100MM 051CW | EACH | #VALUE! | 51100CW | 2 | PNN MEDICAL...... | 3 | MED | Stents | N/A
82472 Main Hosp,2nd Floor,Main,Rm.25310 Sub-Store | 69976333 | IMPLANT STENT URETERAL 4.5FR X 28CM OPTIPUR STERILE | EACH | #VALUE! | 3034-0400 | 10 | OPTIMED...... | 3 | MED | Orthopedic trauma implants | N/A
82472 Main Hosp,2nd Floor,Main,Rm.25310 Sub-Store | 69906761 | IMPLANT TIBIAL TRAY REVISION MODULAR PLUS SIZE 3 | EACH | #VALUE! | 86-0123 | 2 | JOHNSON & JOHNSON...... | 3 | MED | Knee joint implants | N/A
82472 Main Hosp,2nd Floor,Main,Rm.25310 Sub-Store | 314618408 | IMPLANT TIBIAL BASE NON POROUS CO CR SIZE 1 | EACH | #VALUE! | KTCCNP10 | 6 | WRIGHT...... | 3 | MED | Knee joint implants | N/A
82472 Main Hosp,2nd Floor,Main,Rm.25310 Sub-Store | 314618409 | IMPLANT TIBIAL BASE NON POROUS CO CR SIZE 1+ | EACH | #VALUE! | KTCCNP11 | 1 | WRIGHT...... | 3 | MED | Knee joint implants | N/A
82472 Main Hosp,2nd Floor,Main,Rm.25310 Sub-Store | 314618410 | IMPLANT TIBIAL BASE NON POROUS CO CR SIZE 2 | EACH | #VALUE! | KTCCNP20 | 26 | WRIGHT...... | 3 | MED | Knee joint implants | N/A
82472 Main Hosp,2nd Floor,Main,Rm.25310 Sub-Store | 314618411 | IMPLANT TIBIAL BASE NON POROUS CO CR SIZE 2+ | EACH | #VALUE! | KTCCNP21 | 12 | WRIGHT...... | 3 | MED | Knee joint implants | N/A
82472 Main Hosp,2nd Floor,Main,Rm.25310 Sub-Store | 314618412 | IMPLANT TIBIAL BASE NON POROUS CO CR SIZE 3 | EACH | #VALUE! | KTCCNP30 | 16 | WRIGHT...... | 3 | MED | Knee joint implants | N/A
82472 Main Hosp,2nd Floor,Main,Rm.25310 Sub-Store | 314618413 | IMPLANT TIBIAL BASE NON POROUS CO CR SIZE 3+ | EACH | #VALUE! | KTCCNP31 | 8 | WRIGHT...... | 3 | MED | Knee joint implants | N/A
82472 Main Hosp,2nd Floor,Main,Rm.25310 Sub-Store | 314618414 | IMPLANT TIBIAL BASE NON POROUS CO CR SIZE 4 | EACH | #VALUE! | KTCCNP40 | 3 | WRIGHT...... | 3 | MED | Knee joint implants | N/A
82472 Main Hosp,2nd Floor,Main,Rm.25310 Sub-Store | 69915883 | IMPLANT TIBIAL BASE NON POROUS CO CR SIZE 4+ | EACH | #VALUE! | KTCCNP41 | 2 | Wright Medical Technology Inc\....... | 3 | MED | Orthopedic trauma implants | N/A
82472 Main Hosp,2nd Floor,Main,Rm.25310 Sub-Store | 342321807 | IMPLANT TIBIAL BASE NON POROUS CO CR SIZE 5 | EACH | #VALUE! | KTCCNP50 | 2 | WRIGHT...... | 3 | MED | Knee joint implants | N/A
82472 Main Hosp,2nd Floor,Main,Rm.25310 Sub-Store | 314618415 | IMPLANT TIBIAL INSERT MEDAIL-PIVOT SIZE 1 X 10 MM R | EACH | #VALUE! | KIMP110R | 2 | WRIGHT...... | 3 | MED | Knee joint implants | N/A
82472 Main Hosp,2nd Floor,Main,Rm.25310 Sub-Store | 314618436 | IMPLANT TIBIAL INSERT MEDAIL-PIVOT SIZE 1 X 12MM L | EACH | #VALUE! | KIMP112L | 3 | WRIGHT...... | 3 | MED | Knee joint implants | N/A
82472 Main Hosp,2nd Floor,Main,Rm.25310 Sub-Store | 314618416 | IMPLANT TIBIAL INSERT MEDAIL-PIVOT SIZE 1 X 12MM R | EACH | #VALUE! | KIMP112R | 2 | WRIGHT...... | 3 | MED | Knee joint implants | N/A
82472 Main Hosp,2nd Floor,Main,Rm.25310 Sub-Store | 314618437 | IMPLANT TIBIAL INSERT MEDAIL-PIVOT SIZE 1 X 14MM L | EACH | #VALUE! | KIMP114L | 2 | WRIGHT...... | 3 | MED | Knee joint implants | N/A
82472 Main Hosp,2nd Floor,Main,Rm.25310 Sub-Store | 314618417 | IMPLANT TIBIAL INSERT MEDAIL-PIVOT SIZE 1 X 14MM R | EACH | #VALUE! | KIMP114R | 2 | WRIGHT...... | 3 | MED | Knee joint implants | N/A
82472 Main Hosp,2nd Floor,Main,Rm.25310 Sub-Store | 314618438 | IMPLANT TIBIAL INSERT MEDAIL-PIVOT SIZE 1 X 17MM L | EACH | #VALUE! | KIMP117L | 1 | WRIGHT...... | 3 | MED | Knee joint implants | N/A
82472 Main Hosp,2nd Floor,Main,Rm.25310 Sub-Store | 314618439 | IMPLANT TIBIAL INSERT MEDAIL-PIVOT SIZE 1 X 20MM L | EACH | #VALUE! | KIMP120L | 1 | WRIGHT...... | 3 | MED | Knee joint implants | N/A
82472 Main Hosp,2nd Floor,Main,Rm.25310 Sub-Store | 314618440 | IMPLANT TIBIAL INSERT MEDAIL-PIVOT SIZE 2 X 10MM L | EACH | #VALUE! | KIMP210L | 5 | WRIGHT...... | 3 | MED | Knee joint implants | N/A
82472 Main Hosp,2nd Floor,Main,Rm.25310 Sub-Store | 314618420 | IMPLANT TIBIAL INSERT MEDAIL-PIVOT SIZE 2 X 10MM R | EACH | #VALUE! | KIMP210R | 2 | WRIGHT...... | 3 | MED | Knee joint implants | N/A
82472 Main Hosp,2nd Floor,Main,Rm.25310 Sub-Store | 314618441 | IMPLANT TIBIAL INSERT MEDAIL-PIVOT SIZE 2 X 12MM L | EACH | #VALUE! | KIMP212L | 12 | WRIGHT...... | 3 | MED | Knee joint implants | N/A
82472 Main Hosp,2nd Floor,Main,Rm.25310 Sub-Store | 314618421 | IMPLANT TIBIAL INSERT MEDAIL-PIVOT SIZE 2 X 12MM R | EACH | #VALUE! | KIMP212R | 9 | WRIGHT...... | 3 | MED | Knee joint implants | N/A
82472 Main Hosp,2nd Floor,Main,Rm.25310 Sub-Store | 314618442 | IMPLANT TIBIAL INSERT MEDAIL-PIVOT SIZE 2 X 14MM L | EACH | #VALUE! | KIMP 214L | 11 | WRIGHT...... | 3 | MED | Knee joint implants | N/A
82472 Main Hosp,2nd Floor,Main,Rm.25310 Sub-Store | 314618422 | IMPLANT TIBIAL INSERT MEDAIL-PIVOT SIZE 2 X 14MM R | EACH | #VALUE! | KIMP214R | 10 | WRIGHT...... | 3 | MED | Knee joint implants | N/A
82472 Main Hosp,2nd Floor,Main,Rm.25310 Sub-Store | 314618443 | IMPLANT TIBIAL INSERT MEDAIL-PIVOT SIZE 2 X 17MM L | EACH | #VALUE! | KIMP217L | 4 | WRIGHT...... | 3 | MED | Knee joint implants | N/A
82472 Main Hosp,2nd Floor,Main,Rm.25310 Sub-Store | 314618423 | IMPLANT TIBIAL INSERT MEDAIL-PIVOT SIZE 2 X 17MM R | EACH | #VALUE! | KIMP217R | 5 | WRIGHT...... | 3 | MED | Knee joint implants | N/A
82472 Main Hosp,2nd Floor,Main,Rm.25310 Sub-Store | 314618444 | IMPLANT TIBIAL INSERT MEDAIL-PIVOT SIZE 2 X 20MM L | EACH | #VALUE! | KIMP220L | 1 | WRIGHT...... | 3 | MED | Knee joint implants | N/A
82472 Main Hosp,2nd Floor,Main,Rm.25310 Sub-Store | 314618445 | IMPLANT TIBIAL INSERT MEDAIL-PIVOT SIZE 3 X 10MM L | EACH | #VALUE! | KIMP310L | 4 | WRIGHT...... | 3 | MED | Knee joint implants | N/A
82472 Main Hosp,2nd Floor,Main,Rm.25310 Sub-Store | 314618425 | IMPLANT TIBIAL INSERT MEDAIL-PIVOT SIZE 3 X 10MM R | EACH | #VALUE! | KIMP310R | 5 | WRIGHT...... | 3 | MED | Knee joint implants | N/A
82472 Main Hosp,2nd Floor,Main,Rm.25310 Sub-Store | 314618446 | IMPLANT TIBIAL INSERT MEDAIL-PIVOT SIZE 3 X 12MM L | EACH | #VALUE! | KIMP312L | 8 | WRIGHT...... | 3 | MED | Knee joint implants | N/A
82472 Main Hosp,2nd Floor,Main,Rm.25310 Sub-Store | 314618426 | IMPLANT TIBIAL INSERT MEDAIL-PIVOT SIZE 3 X 12MM R | EACH | #VALUE! | KIMP312R | 10 | WRIGHT...... | 3 | MED | Knee joint implants | N/A
82472 Main Hosp,2nd Floor,Main,Rm.25310 Sub-Store | 314618447 | IMPLANT TIBIAL INSERT MEDAIL-PIVOT SIZE 3 X 14MM L | EACH | #VALUE! | KIMP314L | 10 | WRIGHT...... | 3 | MED | Knee joint implants | N/A
82472 Main Hosp,2nd Floor,Main,Rm.25310 Sub-Store | 314618427 | IMPLANT TIBIAL INSERT MEDAIL-PIVOT SIZE 3 X 14MM R | EACH | #VALUE! | KIMP314R | 9 | WRIGHT...... | 3 | MED | Knee joint implants | N/A
82472 Main Hosp,2nd Floor,Main,Rm.25310 Sub-Store | 314618448 | IMPLANT TIBIAL INSERT MEDAIL-PIVOT SIZE 3 X 17MM L | EACH | #VALUE! | KIMP317L | 4 | WRIGHT...... | 3 | MED | Knee joint implants | N/A
82472 Main Hosp,2nd Floor,Main,Rm.25310 Sub-Store | 314618428 | IMPLANT TIBIAL INSERT MEDAIL-PIVOT SIZE 3 X 17MM R | EACH | #VALUE! | KIMP317R | 3 | WRIGHT...... | 3 | MED | Knee joint implants | N/A
82472 Main Hosp,2nd Floor,Main,Rm.25310 Sub-Store | 314618450 | IMPLANT TIBIAL INSERT MEDAIL-PIVOT SIZE 4 X 10MM L | EACH | #VALUE! | KIMP410L | 1 | WRIGHT...... | 3 | MED | Knee joint implants | N/A
82472 Main Hosp,2nd Floor,Main,Rm.25310 Sub-Store | 314618430 | IMPLANT TIBIAL INSERT MEDAIL-PIVOT SIZE 4 X 10MM R | EACH | #VALUE! | KIMP410R | 1 | WRIGHT...... | 3 | MED | Knee joint implants | N/A
82472 Main Hosp,2nd Floor,Main,Rm.25310 Sub-Store | 314618451 | IMPLANT TIBIAL INSERT MEDAIL-PIVOT SIZE 4 X 12 MM L | EACH | #VALUE! | KIMP412L | 5 | WRIGHT...... | 3 | MED | Knee joint implants | N/A
82472 Main Hosp,2nd Floor,Main,Rm.25310 Sub-Store | 314618431 | IMPLANT TIBIAL INSERT MEDAIL-PIVOT SIZE 4 X 12MM R | EACH | #VALUE! | KIMP412R | 5 | WRIGHT...... | 3 | MED | Knee joint implants | N/A
82472 Main Hosp,2nd Floor,Main,Rm.25310 Sub-Store | 314618452 | IMPLANT TIBIAL INSERT MEDAIL-PIVOT SIZE 4 X 14MM L | EACH | #VALUE! | KIMP414L | 3 | WRIGHT...... | 3 | MED | Knee joint implants | N/A
82472 Main Hosp,2nd Floor,Main,Rm.25310 Sub-Store | 314618432 | IMPLANT TIBIAL INSERT MEDAIL-PIVOT SIZE 4 X 14MM R | EACH | #VALUE! | KIMP414R | 3 | WRIGHT...... | 3 | MED | Knee joint implants | N/A
82472 Main Hosp,2nd Floor,Main,Rm.25310 Sub-Store | 314618453 | IMPLANT TIBIAL INSERT MEDAIL-PIVOT SIZE 4 X 17MM L | EACH | #VALUE! | KIMP417L | 2 | WRIGHT...... | 3 | MED | Knee joint implants | N/A
82472 Main Hosp,2nd Floor,Main,Rm.25310 Sub-Store | 314618433 | IMPLANT TIBIAL INSERT MEDAIL-PIVOT SIZE 4 X 17MM R | EACH | #VALUE! | KIMP417R | 2 | WRIGHT...... | 3 | MED | Knee joint implants | N/A
82472 Main Hosp,2nd Floor,Main,Rm.25310 Sub-Store | 342321812 | IMPLANT TIBIAL INSERT MEDAIL-PIVOT SIZE 5 X 10MM R | EACH | #VALUE! | KIMP-510R | 2 | WRIGHT...... | 3 | MED | Knee joint implants | N/A
82472 Main Hosp,2nd Floor,Main,Rm.25310 Sub-Store | 342321813 | IMPLANT TIBIAL INSERT MEDAIL-PIVOT SIZE 5 X 12MM R | EACH | #VALUE! | KIMP-512R | 2 | WRIGHT...... | 3 | MED | Knee joint implants | N/A
82472 Main Hosp,2nd Floor,Main,Rm.25310 Sub-Store | 342321814 | IMPLANT TIBIAL INSERT MEDAIL-PIVOT SIZE 5 X 14MM R | EACH | #VALUE! | KIMP-514R | 2 | WRIGHT...... | 3 | MED | Knee joint implants | N/A
82472 Main Hosp,2nd Floor,Main,Rm.25310 Sub-Store | 342321809 | IMPLANT TIBIAL INSERT MEDAIL-PIVOT SIZE 5X 12MM L | EACH | #VALUE! | KIMP-512L | 2 | WRIGHT...... | 3 | MED | Knee joint implants | N/A
82472 Main Hosp,2nd Floor,Main,Rm.25310 Sub-Store | 342321810 | IMPLANT TIBIAL INSERT MEDAIL-PIVOT SIZE 5X 14MM L | EACH | #VALUE! | KIMP-514L | 2 | WRIGHT...... | 3 | MED | Knee joint implants | N/A
82472 Main Hosp,2nd Floor,Main,Rm.25310 Sub-Store | 69906760 | IMPLANT TIBIAL TRAY REVISION MODULAR PLUS SIZE 2.5 | EACH | #VALUE! | 86-0127 | 2 | JOHNSON & JOHNSON...... | 3 | MED | Knee joint implants | N/A
82472 Main Hosp,2nd Floor,Main,Rm.25310 Sub-Store | 69916277 | IMPLANT URETERAL STENT INLAY OPTIMA 6FR X 24CM STERILE | EACH | #VALUE! | 786624 | 50 | BARD...... | 3 | MED | Stents | N/A
82472 Main Hosp,2nd Floor,Main,Rm.25310 Sub-Store | 69911000 | IMPLANT VALVE AORTIC SIZE 17MM STERILE | EACH | #VALUE! | 21117 | 2 | CENO VALVE...... | 3 | MED | Cardiovascular implants | N/A
82472 Main Hosp,2nd Floor,Main,Rm.25310 Sub-Store | 69916302 | IMPLANT VALVE AORTIC TISSUE EPIC SIZE 19 STERILE | EACH | #VALUE! | ESP100-19 | 4 | ST JUDE...... | 3 | MED | Cardiovascular implants | N/A
82472 Main Hosp,2nd Floor,Main,Rm.25310 Sub-Store | 69916303 | IMPLANT VALVE AORTIC TISSUE EPIC SIZE 21 STERILE | EACH | #VALUE! | ESP100-21 | 3 | ST JUDE...... | 3 | MED | Cardiovascular implants | N/A
82472 Main Hosp,2nd Floor,Main,Rm.25310 Sub-Store | 69916304 | IMPLANT VALVE AORTIC TISSUE EPIC SIZE 23 STERILE | EACH | #VALUE! | ESP100-23 | 3 | ST JUDE...... | 3 | MED | Cardiovascular implants | N/A
82472 Main Hosp,2nd Floor,Main,Rm.25310 Sub-Store | 69916305 | IMPLANT VALVE AORTIC TISSUE EPIC SIZE 25 STERILE | EACH | #VALUE! | ESP100-25 | 3 | ST JUDE...... | 3 | MED | Cardiovascular implants | N/A
82472 Main Hosp,2nd Floor,Main,Rm.25310 Sub-Store | 94836 | IMPLANT VASCULAR GRAFT GORE-TEX THIN WALL STRETCH REMOVABLE RING | EACH | #VALUE! | HT087080 | 5 | K-SYSTEM...... | 3 | MED | Cardiovascular implants | N/A
82472 Main Hosp,2nd Floor,Main,Rm.25310 Sub-Store | 69976718 | IMPLANT VASCULAR GRAFT GORE-TEX® STRETCH LARGE 24MM X 40CM, # SA2404 | EACH | 63 | SA2404 | 2 | K-SYSTEM...... | 3 | MED | Cardiovascular implants | N/A
82472 Main Hosp,2nd Floor,Main,Rm.25310 Sub-Store | 331165857 | IMPLANT VASCULAR GRAFT PROPATEN® THIN WALLED REMOVABLE RINGED STRETCH 7MM 60CM RS X 80CM | EACH | #VALUE! | HT076080 | 4 | K-SYSTEM...... | 3 | MED | Cardiovascular implants | N/A
82472 Main Hosp,2nd Floor,Main,Rm.25310 Sub-Store | 69916337 | IMPLANT X-PORT M.R.I. IMPLANTABLE PORT 9.6FR, STERILE | EACH | #VALUE! | 607555 | 62 | BARD...... | 3 | MED | Surgical implants and expanders and extenders and Surgical wires and related products | N/A
82472 Main Hosp,2nd Floor,Main,Rm.25310 Sub-Store | 69976874 | INSERT ELASTIC STAYS 12MM BLUNT END ONE STERILE | EACH | #VALUE! | 3350-8G | 10 | COOPER SURGICAL...... | 3 | MED | Surgical inserters and extractors and related products | N/A
82472 Main Hosp,2nd Floor,Main,Rm.25310 Sub-Store | 399900363 | INSTRUMENT CERVICAL SIZER REUSABLE KC-SIZER | EACH | 36 | KC-SIZER | 2 | LOCAL...... | 3 | MED | Surgical instrument sets and systems and trays | N/A
82472 Main Hosp,2nd Floor,Main,Rm.25310 Sub-Store | 317441400 | INSTRUMENT CLIP APPLIER MEDIUM-LARGE DA VINCI® XI - USED WITH WECK (PN 544230*) | EACH | #VALUE! | 470327 | 1 | INTITUITIVE SURGICAL...... | 3 | MED | surgical robotic equipment and accessories and related products | N/A
82472 Main Hosp,2nd Floor,Main,Rm.25310 Sub-Store | 317442404 | INSTRUMENT CORD BIPOLAR ENERGY, DA VINCI® XI | EACH | #VALUE! | 470384 | 1 | INTITUITIVE SURGICAL...... | 3 | MED | Surgical textiles | N/A
82472 Main Hosp,2nd Floor,Main,Rm.25310 Sub-Store | 317442403 | INSTRUMENT CORD MONOPOLAR ENERGY DA VINCI® XI | EACH | #VALUE! | 470383 | 1 | INTITUITIVE SURGICAL...... | 3 | MED | Surgical textiles | N/A
82472 Main Hosp,2nd Floor,Main,Rm.25310 Sub-Store | 311634124 | INSTRUMENT DISSECTOR 8MM ENDOWRIST BIPOLAR CAUTERY CURVED BIPOLAR WORKING LENGTH 33.2CM | EACH | #VALUE! | 470344 | 1 | INTUITIVE SURGICAL INC\....... | 3 | MED | Endoscopic instruments | N/A
82472 Main Hosp,2nd Floor,Main,Rm.25310 Sub-Store | 317441603 | INSTRUMENT ENDOWRIST 12MM AND STAPLER BLUNT OBTURATOR | EACH | #VALUE! | 470376 | 1 | INTUITIVE SURGICAL INC\....... | 3 | MED | surgical robotic equipment and accessories and related products | N/A
82472 Main Hosp,2nd Floor,Main,Rm.25310 Sub-Store | 317441604 | INSTRUMENT ENDOWRIST 12MM AND STAPLER BLUNT OBTURATOR LONG | EACH | #VALUE! | 470390 | 1 | INTUITIVE SURGICAL INC\....... | 3 | MED | surgical robotic equipment and accessories and related products | N/A
82472 Main Hosp,2nd Floor,Main,Rm.25310 Sub-Store | 311634132 | INSTRUMENT FORCEPS 8MM ENDOWRIST BLACK DIAMOND MICRO WORKING LENGTH 31.50CM | EACH | #VALUE! | 470033 | 2 | INTUITIVE SURGICAL INC\....... | 3 | MED | Endoscopic instruments | N/A
82472 Main Hosp,2nd Floor,Main,Rm.25310 Sub-Store | 69917521 | INSTRUMENT FORCEPS BIPOLAR 8IN X 1.0MM MICRO IRRIGATING, BOX OF 5 DISPOSABLE | EACH | #VALUE! | DNI8-10S | 20 | KOGENT SURGICAL...... | 3 | MED | Surgical clamps and forceps and surgical ligators and related instruments | N/A
82472 Main Hosp,2nd Floor,Main,Rm.25310 Sub-Store | 69917520 | INSTRUMENT FORCEPS BIPOLAR 8IN X 1.5MM MACRO IRRIGATING, BOX OF 5 DISPOSABLE | EACH | #VALUE! | DNI8-15S | 20 | KOGENT SURGICAL...... | 3 | MED | Surgical clamps and forceps and surgical ligators and related instruments | N/A
82472 Main Hosp,2nd Floor,Main,Rm.25310 Sub-Store | 69917496 | INSTRUMENT FORCEPS BIPOLAR 9" X 1.5MM STRAIGHT TIPS MICRO IRRIGATING BOX/5, STERILE DISPOSABLE | EACH | #VALUE! | DNI9-1.5S | 20 | KOGENT SURGICAL...... | 3 | MED | Surgical instrument sets and systems and trays | N/A
82472 Main Hosp,2nd Floor,Main,Rm.25310 Sub-Store | 69917524 | INSTRUMENT FORCEPS BIPOLAR 9IN X 1.0MM MICRO IRRIGATING, BOX OF 5 DISPOSABLE | EACH | #VALUE! | DNI9-10S | 20 | KOGENT SURGICAL...... | 3 | MED | Surgical clamps and forceps and surgical ligators and related instruments | N/A
82472 Main Hosp,2nd Floor,Main,Rm.25310 Sub-Store | 69909307 | INSTRUMENT FORCEPS BIPOLAR LOW PROFILE 0.5MM TIPS DIAMETER LENGTH 8.5" STERILE | EACH | #VALUE! | 8135100S | 30 | CODMAN...... | 3 | MED | Surgical cutting instruments and snares and related products | N/A
82472 Main Hosp,2nd Floor,Main,Rm.25310 Sub-Store | 346030119 | INSTRUMENT FORCEPS COAGULATION IRRIGATING BAYONET INSULATED TITANIUM STRAIGHT LENGTH 8-3/4 INCHES TIP SIZE 0.5MM REUSABLE | EACH | #VALUE! | 80-2986 | 14 | CODMAN...... | 3 | MED | Surgical equipment and accessories and related products | N/A
82472 Main Hosp,2nd Floor,Main,Rm.25310 Sub-Store | 346030120 | INSTRUMENT FORCEPS COAGULATION IRRIGATING BAYONET INSULATED TITANIUM STRAIGHT LENGTH 8-3/4 INCHES TIP SIZE 1MM REUSABLE | EACH | #VALUE! | 80-2987 | 14 | CODMAN...... | 3 | MED | Surgical equipment and accessories and related products | N/A
82472 Main Hosp,2nd Floor,Main,Rm.25310 Sub-Store | 311634126 | INSTRUMENT FORCEPS DEBAKEY 8MM ENDOWRIST WORKING LENGTH 30.99CM | EACH | #VALUE! | 470036 | 3 | INTUITIVE SURGICAL INC\....... | 3 | MED | Endoscopic instruments | N/A
82472 Main Hosp,2nd Floor,Main,Rm.25310 Sub-Store | 94733 | INSTRUMENT FORCEPS INSULATED HANDLE FLAT | EACH | #VALUE! | 8010010H | 6 | CODMAN...... | 3 | MED | Surgical equipment and accessories and related products | N/A
82472 Main Hosp,2nd Floor,Main,Rm.25310 Sub-Store | 317441701 | INSTRUMENT FORCEPS PROGRASP™ DA VINCI® XI | EACH | #VALUE! | 470093 | 4 | INTITUITIVE SURGICAL...... | 3 | MED | surgical robotic equipment and accessories and related products | N/A
82472 Main Hosp,2nd Floor,Main,Rm.25310 Sub-Store | 399900361 | INSTRUMENT HANDLE UTERINE MANIPULATOR (RUMI ll HANDLE) REUSABLE | EACH | #VALUE! | UMH650 | 2 | LOCAL...... | 3 | MED | Surgical instrument sets and systems and trays | N/A
82472 Main Hosp,2nd Floor,Main,Rm.25310 Sub-Store | 317441606 | INSTRUMENT HASSON CONE 12MM | EACH | #VALUE! | 470399 | 1 | INTUITIVE SURGICAL INC\....... | 3 | MED | surgical robotic equipment and accessories and related products | N/A
82472 Main Hosp,2nd Floor,Main,Rm.25310 Sub-Store | 317441605 | INSTRUMENT HASSON CONE 8MM | EACH | #VALUE! | 470398 | 2 | INTUITIVE SURGICAL INC\....... | 3 | MED | surgical robotic equipment and accessories and related products | N/A
82472 Main Hosp,2nd Floor,Main,Rm.25310 Sub-Store | 69900108 | INSTRUMENT HOOK LONE STAR SINGLE STERILE DISPOSABLE | PACK | #VALUE! | 33118G | 200 | CURE DEVELOPMENT INTERNATIONAL...... | 3 | MED | Surgical retractors and related products | N/A
82472 Main Hosp,2nd Floor,Main,Rm.25310 Sub-Store | 311625105 | INSTRUMENT OBTURATOR 8MM BLUNT LENGTH 35.56CM | EACH | #VALUE! | 470008 | 4 | INTUITIVE SURGICAL INC\....... | 3 | MED | Surgical bougies and sounds and related products | N/A
82472 Main Hosp,2nd Floor,Main,Rm.25310 Sub-Store | 69908361 | INSTRUMENT OBTURATOR OPTICAL TIP AND 120MM CANNULA 12MM AIRSEAL BLADELESS | EACH | #VALUE! | IAS12-120LPI | 60 | CONMED...... | 3 | MED | Endoscopic instruments | N/A
82472 Main Hosp,2nd Floor,Main,Rm.25310 Sub-Store | 317442100 | INSTRUMENT RETRACTOR DUAL BLADE, DA VINCI® XI | EACH | #VALUE! | 470249 | 3 | INTITUITIVE SURGICAL...... | 3 | MED | surgical robotic equipment and accessories and related products | N/A
82472 Main Hosp,2nd Floor,Main,Rm.25310 Sub-Store | 108628 | INSTRUMENT SCISSOR MICRO DISSECTING STRAIGHT BLUNT 9" REUSABLE | EACH | #VALUE! | FD044R | 4 | AESCULAP, GERMANY...... | 3 | MED | Surgical cutting instruments and snares and related products | N/A
82472 Main Hosp,2nd Floor,Main,Rm.25310 Sub-Store | 108626 | INSTRUMENT SCISSOR MICRO STRAIGHT SHARP 9" REUSABLE | EACH | #VALUE! | FD038R | 6 | AESCULAP, GERMANY...... | 3 | MED | Surgical cutting instruments and snares and related products | N/A
82472 Main Hosp,2nd Floor,Main,Rm.25310 Sub-Store | 342294103 | INSTRUMENT SCISSORS MICROSURGICAL YASARGIL STRAIGHT LENGTH 9 INC REUSABLE | EACH | #VALUE! | FD037R | 6 | AESCULAP, GERMANY...... | 3 | MED | Surgical cutting instruments and snares and related products | N/A
82472 Main Hosp,2nd Floor,Main,Rm.25310 Sub-Store | 311634130 | INSTRUMENT SCISSORS POTTS 8MM ENDOWRIST WORKING LENGTH 31.50CM | EACH | #VALUE! | 470001 | 2 | INTUITIVE SURGICAL INC\....... | 3 | MED | Endoscopic instruments | N/A
82472 Main Hosp,2nd Floor,Main,Rm.25310 Sub-Store | 317441601 | INSTRUMENT SPATULA ENDOWRIST PERMANENT CAUTERY MONOPOLAR, DA VINCI® XI | EACH | #VALUE! | 470184 | 3 | INTITUITIVE SURGICAL...... | 3 | MED | surgical robotic equipment and accessories and related products | N/A
82472 Main Hosp,2nd Floor,Main,Rm.25310 Sub-Store | 311634134 | INSTRUMENT STAPLER 45 ENDOWRIST | EACH | #VALUE! | 470298 | 1 | INTUITIVE SURGICAL INC\....... | 3 | MED | Endoscopic instruments | N/A
82472 Main Hosp,2nd Floor,Main,Rm.25310 Sub-Store | 311624536 | INSTRUMENT SUCTION CANNULA 165 MM (4") WORKING LENGTH: 100MM (6 1/2") DIAM. 2.30MM TAPERED TEARDROP SMALL 7FR NON-STERILE REUSABLE | EACH | #VALUE! | GF405R | 4 | AESCULAP...... | 3 | MED | Surgical suction and irrigation products | N/A
82472 Main Hosp,2nd Floor,Main,Rm.25310 Sub-Store | 311624540 | INSTRUMENT SUCTION CANNULA 165MM (4") WORKING LENGTH: 100MM (6 1/2") DIAM. 2.70MM TAPERED TEARDROP SMALL 8FR NON-STERILE REUSABLE | EACH | #VALUE! | GF406R | 4 | AESCULAP...... | 3 | MED | Surgical suction and irrigation products | N/A
82472 Main Hosp,2nd Floor,Main,Rm.25310 Sub-Store | 311624544 | INSTRUMENT SUCTION CANNULA 165MM (4") WORKING LENGTH: 100MM (6 1/2") DIAM. 3MM TAPERED TEARDROP SMALL 9FR NON-STERILE REUSABLE | EACH | #VALUE! | GF407R | 4 | AESCULAP...... | 3 | MED | Surgical suction and irrigation products | N/A
82472 Main Hosp,2nd Floor,Main,Rm.25310 Sub-Store | 311624546 | INSTRUMENT SUCTION CANNULA 165MM (4") WORKING LENGTH: 100MM (6 1/2") DIAM. 4MM TAPERED TEARDROP SMALL 12FR NON-STERILE REUSABLE | EACH | #VALUE! | GF409R | 4 | AESCULAP...... | 3 | MED | Surgical suction and irrigation products | N/A
82472 Main Hosp,2nd Floor,Main,Rm.25310 Sub-Store | 311616686 | INSTRUMENT SUCTION CANNULA 180 MM (7") WORKING LENGTH: 115 MM (4 1/2") DIAM. 3 MM TAPERED TEARDROP MEDIUM 9FR REUSABLE | EACH | #VALUE! | GF397R | 4 | AESCULAP...... | 3 | MED | Surgical suction and irrigation products | N/A
82472 Main Hosp,2nd Floor,Main,Rm.25310 Sub-Store | 311624537 | INSTRUMENT SUCTION CANNULA 180 MM (7") WORKING LENGTH: 115MM (4 1/2") DIAM. 2.30MM TAPERED TEARDROP MEDIUM 7FR NON-STERILE REUSABLE | EACH | #VALUE! | GF395R | 4 | AESCULAP...... | 3 | MED | Surgical suction and irrigation products | N/A
82472 Main Hosp,2nd Floor,Main,Rm.25310 Sub-Store | 311624541 | INSTRUMENT SUCTION CANNULA 180MM (7") WORKING LENGTH: 115MM (4 1/2") DIAM. 2.70MM TAPERED TEARDROP MEDIUM 8FR NON-STERILE REUSABLE | EACH | #VALUE! | GF396R | 4 | AESCULAP...... | 3 | MED | Surgical suction and irrigation products | N/A
82472 Main Hosp,2nd Floor,Main,Rm.25310 Sub-Store | 311624547 | INSTRUMENT SUCTION CANNULA 180MM (7") WORKING LENGTH: 115MM (4 1/2") DIAM. 4MM TAPERED TEARDROP MEDIUM 12FR NON-STERILE REUSABLE | EACH | #VALUE! | GF399R | 4 | AESCULAP...... | 3 | MED | Surgical suction and irrigation products | N/A
82472 Main Hosp,2nd Floor,Main,Rm.25310 Sub-Store | 311624538 | INSTRUMENT SUCTION CANNULA 205MM (8") WORKING LENGTH: 140MM (5 1/2") DIAM. 2.30MM TAPERED TEARDROP LARGE 7FR NON-STERILE REUSABLE | EACH | #VALUE! | GF415R | 4 | AESCULAP...... | 3 | MED | Surgical suction and irrigation products | N/A
82472 Main Hosp,2nd Floor,Main,Rm.25310 Sub-Store | 311624542 | INSTRUMENT SUCTION CANNULA 205MM (8") WORKING LENGTH: 140MM (5 1/2") DIAM. 2.70MM TAPERED TEARDROP LARGE 8FR NON-STERILE REUSABLE | EACH | #VALUE! | GF416R | 4 | AESCULAP...... | 3 | MED | Surgical suction and irrigation products | N/A
82472 Main Hosp,2nd Floor,Main,Rm.25310 Sub-Store | 311624545 | INSTRUMENT SUCTION CANNULA 205MM (8") WORKING LENGTH: 140MM (5 1/2") DIAM. 3MM TAPERED TEARDROP LARGE 9FR NON-STERILE REUSABLE | EACH | #VALUE! | GF417R | 4 | AESCULAP...... | 3 | MED | Surgical suction and irrigation products | N/A
82472 Main Hosp,2nd Floor,Main,Rm.25310 Sub-Store | 311624548 | INSTRUMENT SUCTION CANNULA 205MM (8") WORKING LENGTH: 140MM (5 1/2") DIAM. 4MM TAPERED TEARDROP LARGE 12FR NON-STERILE REUSABLE | EACH | #VALUE! | GF419R | 4 | AESCULAP...... | 3 | MED | Surgical suction and irrigation products | N/A
82472 Main Hosp,2nd Floor,Main,Rm.25310 Sub-Store | 311624539 | INSTRUMENT SUCTION CANNULA 230MM (9") WORKING LENGTH: 165MM (6 1/2") DIAM. 2.30MM TAPERED TEARDROP EXTRA LARGE 7FR NON-STERILE REUSABLE | EACH | #VALUE! | GF425R | 4 | AESCULAP...... | 3 | MED | Surgical suction and irrigation products | N/A
82472 Main Hosp,2nd Floor,Main,Rm.25310 Sub-Store | 311624543 | INSTRUMENT SUCTION CANNULA 230MM (9") WORKING LENGTH: 165MM (6 1/2") DIAM. 2.70MM TAPERED TEARDROP EXTRA LARGE 8FR NON-STERILE REUSABLE | EACH | #VALUE! | GF426R | 4 | AESCULAP...... | 3 | MED | Surgical suction and irrigation products | N/A
82472 Main Hosp,2nd Floor,Main,Rm.25310 Sub-Store | 342297476 | INSTRUMENT SUCTION CANNULA, 230 MM (9"), WORKING LENGTH: 165 MM (6 1/2"), DIAM. 3 MM, TAPERED, TEARDROP, EXTRA LARGE, 9FR,REUSABLE | EACH | #VALUE! | GF427R | 4 | AESCULAP...... | 3 | MED | Surgical instrument sets and systems and trays | N/A
82472 Main Hosp,2nd Floor,Main,Rm.25310 Sub-Store | 317673100 | INSTRUMENT SURGICAL OBTURATORS DA VINCI® XI, BLADELESS 8MM | EACH | #VALUE! | 470359 | 6 | INTITUITIVE SURGICAL...... | 3 | MED | surgical robotic equipment and accessories and related products | N/A
82472 Main Hosp,2nd Floor,Main,Rm.25310 Sub-Store | 311645209 | INSTRUMENT SURGICAL SUCTION COAGULATOR 10FR LENGTH 6 INCH 15CM FOOTSWITCHING ONLY, DISPOSABLE | EACH | #VALUE! | E2505-10FR | 10 | COVIDIEN...... | 3 | MED | Surgical support supplies | N/A
82472 Main Hosp,2nd Floor,Main,Rm.25310 Sub-Store | 311645208 | INSTRUMENT SURGICAL SUCTION COAGULATOR 8FR LENGTH 6 INCH 15CM FOOT AND HAND SWITCHING, DISPOSABLE | EACH | #VALUE! | E2608-6 | 10 | COVIDIEN...... | 3 | MED | Surgical support supplies | N/A
82472 Main Hosp,2nd Floor,Main,Rm.25310 Sub-Store | 311636826 | INSTRUMENT SURGIQUEST AIRSEAL 8MM ACCESS PORT WITH BLADELESS OPTICAL TIP, 100MM LENGTH | EACH | #VALUE! | IAS8-100LP | 12 | CONMED...... | 3 | MED | Endoscopic instruments | N/A
82472 Main Hosp,2nd Floor,Main,Rm.25310 Sub-Store | 342294936 | INSTRUMENT TROCAR 12M STERILE REUSABLE | EACH | #VALUE! | K12LT | 108 | ETHICON...... | 3 | MED | Endoscopic instruments | N/A
82472 Main Hosp,2nd Floor,Main,Rm.25310 Sub-Store | 69916253 | INSTRUMENT TROCAR 5MM ACCESS PORT AND OBTURATOR WITH BLADELESS OPTICAL TIP, 100MM LENGTH STERILE | EACH | #VALUE! | IAS5-100LP | 48 | SURGIQUEST, INC\....... | 3 | MED | Endoscopic instruments | N/A
82472 Main Hosp,2nd Floor,Main,Rm.25310 Sub-Store | 316490235 | INSTRUMENT TROCAR BALLOON DISSECTOR SPACEMAKER STRUCTURE PLUS (OVAL) STERILE | EACH | #VALUE! | SMBTTRND | 30 | TAMER...... | 3 | MED | Endoscopic instruments | N/A
82472 Main Hosp,2nd Floor,Main,Rm.25310 Sub-Store | 317441602 | INSTRUMENT VESSEL SEALER EXTEND ENERGY SINGLE USE | EACH | #VALUE! | 480422 | 40 | INTUITIVE SURGICAL INC\....... | 3 | MED | surgical robotic equipment and accessories and related products | N/A
82472 Main Hosp,2nd Floor,Main,Rm.25310 Sub-Store | 311636828 | INTELLIGENT FLOW SYSTEM AIRSEAL® CART FOR IFS | EACH | #VALUE! | AS-ICART | 1 | CONMED...... | 3 | MED | Endoscopic instruments | N/A
82472 Main Hosp,2nd Floor,Main,Rm.25310 Sub-Store | 307280106 | KNIFE CRESENT EDGE AHEAD SIZE 1.75MM (60DEG) BX/5 STERILE | EACH | #VALUE! | 581137 | 38 | VISITEC...... | 3 | MED | Ophthalmic specialty instruments and related products | N/A
82472 Main Hosp,2nd Floor,Main,Rm.25310 Sub-Store | 69979096 | LIGATING VAS-Q-CLIP LARGE LIGATION OF VESSELS 5-13 MM STERILE | EACH | #VALUE! | 2232 | 400 | VAS-Q-CLIP-USA...... | 3 | MED | Medical tissue closure and related products | N/A
82472 Main Hosp,2nd Floor,Main,Rm.25310 Sub-Store | 69979095 | LIGATING VAS-Q-CLIP MEDIUM/LARGE LIGATION OF VESSELS 3-10 MM STERILE | EACH | #VALUE! | 2231 | 300 | VAS-Q-CLIP-USA...... | 3 | MED | Medical tissue closure and related products | N/A
82472 Main Hosp,2nd Floor,Main,Rm.25310 Sub-Store | 69976805 | LINER CANISTER SUCTION FOR OSE WITH SONOPET ULTRASONIC SURGICAL SYSTEM | EACH | #VALUE! | 5450-850-002 | 150 | STRYKER...... | 3 | MED | Surgical equipment and accessories and related products | N/A
82472 Main Hosp,2nd Floor,Main,Rm.25310 Sub-Store | 82472281 | LOOP ELECTRODE 10 X 10MM DISPOSABLE | EACH | #VALUE! | 28055 | 15 | MEDGYN PRODUCT INC...... | 3 | MED | Obstetrical and gynecological equipment and supplies | N/A
82472 Main Hosp,2nd Floor,Main,Rm.25310 Sub-Store | 82472279 | LOOP ELECTRODE 15 X 15MM DISPOSABLE | EACH | #VALUE! | 28059 | 15 | MEDGYN PRODUCT INC...... | 3 | MED | Obstetrical and gynecological equipment and supplies | N/A
82472 Main Hosp,2nd Floor,Main,Rm.25310 Sub-Store | 69908632 | MODULAR PLUS TIBIAL PFC WEDGE STEP 15MM SIZE 4 STERILE | EACH | #VALUE! | 86-0188 | 1 | DEPUY STERILE...... | 3 | MED | Hip joint implants | N/A
82472 Main Hosp,2nd Floor,Main,Rm.25310 Sub-Store | 69910622 | MPLANT MITRAL HEART VALVE SIZE 25/33 WITH CONFORM-X SEWING RING DIAMETER 29MM STERILE | EACH | #VALUE! | ONXMC-25/33 | 15 | CRYOLIFE INC...... | 3 | MED | Cardiovascular implants | N/A
82472 Main Hosp,2nd Floor,Main,Rm.25310 Sub-Store | 82472227 | NAVIGATOR URETERAL ACCESS SHEATH 11/13FR X 46CM BOSTON SCIENTIFIC | EACH | #VALUE! | 250-204 | 9 | APPLIED MEDICAL...... | 3 | MED | Urological supplies | N/A
82472 Main Hosp,2nd Floor,Main,Rm.25310 Sub-Store | 82477030 | NEEDLE CYSTOSCOPY INJETAK® ADJUSTABLE TIP | EACH | #VALUE! | DIS200 | 100 | LABORIE MEDICAL TECH\....... | 3 | MED | Injection and aspiration needles and accessories | N/A
82472 Main Hosp,2nd Floor,Main,Rm.25310 Sub-Store | 311633278 | OBTURATOR BLUNT ROBOTIC LONG 8MM INSTRUMENT | EACH | #VALUE! | 470009 | 1 | INTUITIVE SURGICAL INC\....... | 3 | MED |  | N/A
82472 Main Hosp,2nd Floor,Main,Rm.25310 Sub-Store | 311633264 | OBTURATOR ROBOTIC OPTICAL BLADE-LESS LONG 8MM DISPOSABLE | EACH | #VALUE! | 470360 | 24 | INTUITIVE SURGICAL INC\....... | 3 | MED |  | N/A
82472 Main Hosp,2nd Floor,Main,Rm.25310 Sub-Store | 69908704 | OCCLUDER TIP LAVENDER RUMI COLPO-PNEUMO 5.1MM X 6CM, BOX/5, STERILE DISPOSABLE | EACH | #VALUE! | UML516 | 5 | COOPER SURGICAL...... | 3 | MED | Obstetrical and gynecological equipment and supplies | N/A
82472 Main Hosp,2nd Floor,Main,Rm.25310 Sub-Store | 69976522 | PATIENT PINK PAD PIGAZZI POSITIONING SYSTEM | EACH | #VALUE! | 40580 | 50 | XODUS MEDICAL...... | 3 | MED | Surgical equipment and accessories and related products | N/A
82472 Main Hosp,2nd Floor,Main,Rm.25310 Sub-Store | 82472295 | PERFORATOR CRANIAL 11MM/8MM DISPOSABLE | EACH | #VALUE! | 26-1222 | 60 | CODMAN...... | 3 | MED | Surgical power equipment and accessories and related products | N/A
82472 Main Hosp,2nd Floor,Main,Rm.25310 Sub-Store | 75014 | PERITONEAL CATHETER OPEN END WITH WALL SLITS, BARIUM IMPREGNATED 120CM STERILE | EACH | #VALUE! | 23047 | 35 | MEDTRONIC DIAGNOSTICS...... | 3 | MED | Peritoneal and equilibrium dialysis equipment and supplies | N/A
82472 Main Hosp,2nd Floor,Main,Rm.25310 Sub-Store | 69916292 | PERITONEAL DIALYSIS CATHETER QUINTON NEONATAL TENCKHOFF WITH SUBCUTANEOUS CUFF 12.2" X 31CM STERILE | EACH | #VALUE! | 8812329001 | 100 | COVIDIEN...... | 3 | MED | Peritoneal and equilibrium dialysis equipment and supplies | N/A
82472 Main Hosp,2nd Floor,Main,Rm.25310 Sub-Store | 76884 | PUNCH SCANLAN® AORTA/VEIN ULTIMATE™, 2.7 MM, 7-1/2" / 19 CM LONG (1 PER STERILE PACKAGE, 5 PACKAGES PER BOX), SINGLE-USE, 1001-620 | EACH | 123 | 1001-620 | 124 | SCANLAN INTERNATIONAL...... | 3 | MED | Open heart perfusion equipment and monitors and accessories and related products | N/A
82472 Main Hosp,2nd Floor,Main,Rm.25310 Sub-Store | 311633277 | REDUCER CANNULA ROBOTIC 8MM & ENDOWRIST 12 DISPOSABLE | EACH | #VALUE! | 470381 | 50 | INTUITIVE SURGICAL INC\....... | 3 | MED |  | N/A
82472 Main Hosp,2nd Floor,Main,Rm.25310 Sub-Store | 69976216 | RETRACTOR RING LONE STAR PLASTIC 22CMX11.3CM STERILE DISPOSABLE | EACH | #VALUE! | 3302G | 10 | COOPER SURGICAL...... | 3 | MED | Surgical retractors and related products | N/A
82472 Main Hosp,2nd Floor,Main,Rm.25310 Sub-Store | 317442402 | SEAL UNIVERSAL, DA VINCI® XI 5MM-8MM | EACH | #VALUE! | 470361 | 150 | INTITUITIVE SURGICAL...... | 3 | MED | Surgical textiles | N/A
82472 Main Hosp,2nd Floor,Main,Rm.25310 Sub-Store | 311633265 | SHEARS ROBOTIC HOT INSTRUMENT | EACH | #VALUE! | 470179 | 3 | INTUITIVE SURGICAL INC\....... | 3 | MED |  | N/A
82472 Main Hosp,2nd Floor,Main,Rm.25310 Sub-Store | 69975789 | SHUNT PED HEP 3MM X 15CM | EACH | #VALUE! | HPT030015 | 30 | K-SYSTEM...... | 3 | MED | Surgical implants and expanders and extenders and Surgical wires and related products | N/A
82472 Main Hosp,2nd Floor,Main,Rm.25310 Sub-Store | 69914508 | SKIN ADHESIVE DERMABOND PROPEN XETRA LARGE 0.5ML, STERILE | EACH | #VALUE! | APP6 | 500 | ETHICON...... | 3 | MED | Medical tissue closure and related products | N/A
82472 Main Hosp,2nd Floor,Main,Rm.25310 Sub-Store | 316490290 | SOFT TIP CANNULA GREEN 25 GAUGE 2.0 MM | BOX | #VALUE! | 8065149525 | 3 | ALCON...... | 3 | MED | Surgical equipment and accessories and related products | N/A
82472 Main Hosp,2nd Floor,Main,Rm.25310 Sub-Store | 69908743 | SOLUTION FEMORAL HEAD 28/+12 | EACH | #VALUE! | 1365-14-000 | 2 | J&J DEPUY...... | 3 | MED | Hip joint implants | N/A
82472 Main Hosp,2nd Floor,Main,Rm.25310 Sub-Store | 69908741 | SOLUTION FEMORAL HEAD 28/+5 | EACH | #VALUE! | 1365-12-000 | 4 | J&J DEPUY...... | 3 | MED | Hip joint implants | N/A
82472 Main Hosp,2nd Floor,Main,Rm.25310 Sub-Store | 69908742 | SOLUTION FEMORAL HEAD 28/+8.5 | EACH | #VALUE! | 1365-13-000 | 3 | J&J DEPUY...... | 3 | MED | Hip joint implants | N/A
82472 Main Hosp,2nd Floor,Main,Rm.25310 Sub-Store | 69908744 | SOLUTION FEMORAL HEAD 32/+1 | EACH | #VALUE! | 1365-21-000 | 6 | J&J DEPUY...... | 3 | MED | Hip joint implants | N/A
82472 Main Hosp,2nd Floor,Main,Rm.25310 Sub-Store | 69908747 | SOLUTION FEMORAL HEAD 32/+13 | EACH | #VALUE! | 1365-24-000 | 2 | J&J DEPUY...... | 3 | MED | Hip joint implants | N/A
82472 Main Hosp,2nd Floor,Main,Rm.25310 Sub-Store | 69908745 | SOLUTION FEMORAL HEAD 32/+5 | EACH | #VALUE! | 1365-22-000 | 2 | J&J DEPUY...... | 3 | MED | Hip joint implants | N/A
82472 Main Hosp,2nd Floor,Main,Rm.25310 Sub-Store | 69908746 | SOLUTION FEMORAL HEAD 32/+9 | EACH | #VALUE! | 1365-23-000 | 2 | J&J DEPUY...... | 3 | MED | Hip joint implants | N/A
82472 Main Hosp,2nd Floor,Main,Rm.25310 Sub-Store | 69979132 | STAPLER 45 ENDOWRIST BLUE RELOAD STERILE DISPOSABLE | EACH | #VALUE! | 48645B | 24 | INTUITIVE SURGICAL INC\....... | 3 | MED | Medical tissue closure and related products | N/A
82472 Main Hosp,2nd Floor,Main,Rm.25310 Sub-Store | 69979130 | STAPLER 45 ENDOWRIST WHITE RELOAD STERILE DISPOSABLE | EACH | #VALUE! | 48645W | 24 | INTUITIVE SURGICAL INC\....... | 3 | MED | Medical tissue closure and related products | N/A
82472 Main Hosp,2nd Floor,Main,Rm.25310 Sub-Store | 311633273 | STAPLER CANNULA ROBOTIC LONG (150 MM) & ENDOWRIST 12 MM INSTRUMENT | EACH | #VALUE! | 470389 | 1 | INTUITIVE SURGICAL INC\....... | 3 | MED |  | N/A
82472 Main Hosp,2nd Floor,Main,Rm.25310 Sub-Store | 311633276 | STAPLER CANNULA SEAL ROBOTIC & ENDOWRIST 12 MM DISPOSABLE | EACH | #VALUE! | 470380 | 60 | INTUITIVE SURGICAL INC\....... | 3 | MED |  | N/A
82472 Main Hosp,2nd Floor,Main,Rm.25310 Sub-Store | 69979129 | STAPLER SHEATH ENDOWRIST STERILE DISPOSABLE | EACH | #VALUE! | 410370 | 20 | INTUITIVE SURGICAL INC\....... | 3 | MED | Medical tissue closure and related products | N/A
82472 Main Hosp,2nd Floor,Main,Rm.25310 Sub-Store | 82472268 | STENT KIT INLAY OPTIMA URETERAL 7FR X 26CM | EACH | #VALUE! | 786726 | 30 | BARD...... | 3 | MED | Stents | N/A
82472 Main Hosp,2nd Floor,Main,Rm.25310 Sub-Store | 82472269 | STENT KIT INLAY OPTIMA URETERAL 7FR X 28CM0 | EACH | #VALUE! | 786728 | 26 | BARD...... | 3 | MED | Stents | N/A
82472 Main Hosp,2nd Floor,Main,Rm.25310 Sub-Store | 82472271 | STENT KIT INLAY OPTIMA URETERAL 8FR X 24CM | EACH | #VALUE! | 786824 | 30 | BARD...... | 3 | MED | Stents | N/A
82472 Main Hosp,2nd Floor,Main,Rm.25310 Sub-Store | 82472270 | STENT KIT INLAY OPTIMA URETERAL 8FR X 26CM | EACH | #VALUE! | 786826 | 30 | BARD...... | 3 | MED | Stents | N/A
82472 Main Hosp,2nd Floor,Main,Rm.25310 Sub-Store | 82472230 | STENT MEMOKATH FOR BULBAR STRUCTURE URETHRAL 40MM, 4440TW | EACH | 52 | 4440TW | 1 | PNN MEDICAL...... | 3 | MED | Stents | N/A
82472 Main Hosp,2nd Floor,Main,Rm.25310 Sub-Store | 89282 | SUCTION TIP TAPERED TEARDROP 12FR X 230MM | EACH | #VALUE! | GF429R | 4 | AESCULAP...... | 3 | MED | Surgical suction and irrigation products | N/A
82472 Main Hosp,2nd Floor,Main,Rm.25310 Sub-Store | 422951000176 | SURGICAL OPHTHALMIC MINI-BLADE BEAVER® 6400 GRINDLESS ROUNDED TIP SHARP ON ONE SIDE GREEN, STERILE BOX/20 , BEAVER6400 | EACH | 109 | BEAVER6400 | 40 | BECTON DICKINSON...... | 3 | MED | Ophthalmic specialty instruments and related products | N/A
82472 Main Hosp,2nd Floor,Main,Rm.25310 Sub-Store | 422951000004 | SURGICAL OPHTHALMIC MINI-BLADE BEAVER® 6900 MINI-BLADE® GRINDLESS STRAIGHT SHARP ALL AROUND, 180 DEGREE CUTTING SURFACE, DOUBLE BEVEL BLADE BLUE, STERILE BOX/20, BEAVER6900 | EACH | 163 | BEAVER6900 | 80 | BECTON DICKINSON...... | 3 | MED | Ophthalmic specialty instruments and related products | N/A
82472 Main Hosp,2nd Floor,Main,Rm.25310 Sub-Store | 311621315 | SUTURE ABSORBABLE WOUND CLOSURE V-LOC 3/0 90, 17MM UNDYED ON CV-23 | EACH | #VALUE! | VLOCM1944 | 120 | COVIDIEN...... | 3 | MED | Suture and surgical tissue closure instruments and related products | N/A
82472 Main Hosp,2nd Floor,Main,Rm.25310 Sub-Store | 311656027 | SUTURE CAPIO MONODEK VIOLET 48" TC43 TAPERCUT, DOUBLE ARMED | EACH | #VALUE! | 833-137 | 24 | BOSTON SCIENTIFIC...... | 3 | MED | Sutures and related products | N/A
82472 Main Hosp,2nd Floor,Main,Rm.25310 Sub-Store | 311656025 | SUTURE CAPIO POLYPROPYLENE BLUE 36" TC43 TAPERCUT | EACH | #VALUE! | 833-124 | 24 | BOSTON SCIENTIFIC...... | 3 | MED | Sutures and related products | N/A
82472 Main Hosp,2nd Floor,Main,Rm.25310 Sub-Store | 311621319 | SUTURE CV-23 TAPERPOINT 3-0 GREEN, 17MM 1/2 CIRCLE 15CM | EACH | #VALUE! | VLOCL0804 | 60 | COVIDIEN...... | 3 | MED | Suture and surgical tissue closure instruments and related products | N/A
82472 Main Hosp,2nd Floor,Main,Rm.25310 Sub-Store | 69913706 | SUTURE V-LOC 0 TAPERPOINT 180, 37MM 1/2 CIRCLE 15CM | EACH | #VALUE! | VLOCL0306 | 24 | COVIDIEN...... | 3 | MED | Sutures and related products | N/A
82472 Main Hosp,2nd Floor,Main,Rm.25310 Sub-Store | 69976804 | SYSTEM VENTRICULAR EXTERNAL DRAINAGE AND MONITORING | EACH | #VALUE! | 46916 | 10 | MEDTRONIC...... | 3 | MED | Cerebral spinal fluid CSF drainage products and accessories | N/A
82472 Main Hosp,2nd Floor,Main,Rm.25310 Sub-Store | 82472297 | TELESCOPING TOOL 12 MIDAS REX LEGEND, 2.5MM MATCH HEAD DIAMOND | EACH | #VALUE! | T12MH25D | 20 | MEDTRONIC...... | 3 | MED | Surgical power equipment and accessories and related products | N/A
82472 Main Hosp,2nd Floor,Main,Rm.25310 Sub-Store | 423119000023 | THORACIC CATHETER SILICONE RIGHT ANGLE, 32FR, 51CM. CT. 11, ARGYLE | EACH | #VALUE! | 8888-573055 | 400 | KENDALL...... | 3 | MED | Surgical instrument sets and systems and trays | N/A
82472 Main Hosp,2nd Floor,Main,Rm.25310 Sub-Store | 69900190 | TIP BALL ELECTRODE VERSAPOINT 5FR STERILE DISPOSABLE | EACH | #VALUE! | 466 | 20 | GYNECARE...... | 3 | MED | Surgical equipment and accessories and related products | N/A
82472 Main Hosp,2nd Floor,Main,Rm.25310 Sub-Store | 69900191 | TIP ELECTRODE CAUTERY VRS LOOP 24FR USE FOR VERSAPOINT RESECTOSCOPE STERILE DISPOSABLE | EACH | #VALUE! | 1985 | 40 | GYNECARE...... | 3 | MED |  | N/A
82472 Main Hosp,2nd Floor,Main,Rm.25310 Sub-Store | 69976062 | TIP ENDOSCOPIC SPETZLER BARACUDA 25KHZ SONOPET DISPOSABLE | EACH | #VALUE! | 5450-800-310 | 10 | STRYKER...... | 3 | MED | Endoscopic instruments | N/A
82472 Main Hosp,2nd Floor,Main,Rm.25310 Sub-Store | 69976059 | TIP ENDOSCOPIC STRAIGHT 25KHZ SONOPET DISPOSABLE | EACH | #VALUE! | 5450-800-307 | 150 | STRYKER...... | 3 | MED | Endoscopic instruments | N/A
82472 Main Hosp,2nd Floor,Main,Rm.25310 Sub-Store | 69976061 | TIP ENDOSCOPIC STRAIGHT MICRO DIAMETER 25KHZ SONOPET DISPOSABLE | EACH | #VALUE! | 5450-800-309 | 10 | STRYKER...... | 3 | MED | Endoscopic instruments | N/A
82472 Main Hosp,2nd Floor,Main,Rm.25310 Sub-Store | 69976347 | TOOL DISSECTING BALL-FLUTED 5MM HEAD 14CM SHAFT LARGE BORE MIDAS REX STERILE DISPOSABLE | EACH | #VALUE! | 14BA50 | 50 | MEDTRONIC DIAGNOSTICS...... | 3 | MED | Surgical equipment and accessories and related products | N/A
82472 Main Hosp,2nd Floor,Main,Rm.25310 Sub-Store | 69901684 | UTERINE MANIPULATOR RUMI II TIP BLUE 67MMX 8CM, UMW678 | EACH | 49 | UMW678 | 40 | COOPER SURGICAL...... | 3 | MED | Surgical dilators and probes and grooves and related products | N/A
82472 Main Hosp,2nd Floor,Main,Rm.25310 Sub-Store | 69913741 | UTERINE RUMI II KOH-EFFICIENT SYSTEM 3.5CM STERILE DISPOSABLE | EACH | #VALUE! | KC-RUMI-35 | 30 | COOPER SURGICAL...... | 3 | MED | Obstetrical and gynecological equipment and supplies | N/A
82472 Main Hosp,2nd Floor,Main,Rm.25310 Sub-Store | 69913742 | UTERINE RUMI II KOH-EFFICIENT SYSTEM 4.0CM STERILE DISPOSABLE | EACH | #VALUE! | KC-RUMI-40 | 31 | COOPER SURGICAL...... | 3 | MED | Obstetrical and gynecological equipment and supplies | N/A
82472 Main Hosp,2nd Floor,Main,Rm.25310 Sub-Store | 422955000401 | VALVE STRATA II SMALL (JED) | EACH | #VALUE! | 42856 | 20 | MEDTRONIC...... | 3 | MED | Cardiovascular implants | N/A
82472 Main Hosp,2nd Floor,Main,Rm.25310 Sub-Store | 314250212 | VEKTOR ARTICULATING ILLUMINATED LASER PROBE 25 GAUGE | BOX | #VALUE! | 8065752555 | 4 | ALCON...... | 3 | MED | Medical thermometers and accessories | N/A
82472 Main Hosp,2nd Floor,Main,Rm.25310 Sub-Store | 316490234 | WIRE L-HOOK TIP 36CM STERILE | EACH | #VALUE! | E2773-36 | 210 | TAMER...... | 3 | MED | Surgical equipment and accessories and related products | N/A
Cytogenes | 27296 | IRIS PORT THERMOTORN SLEEVES | EACH | #VALUE! | 1021944 | 8 | MN...... | 3 | MED | General dental supplies | N/A
Cytogenes | 83731 | THERMOMETER TRACEABLE EXPANDED-RANGE 40 DEGREE TO +2000 DEGREE FAHRENHEIT | EACH | #VALUE! | 13-202-635 | 4 | LOCAL...... | 3 | MED | Temperature and heat measuring instruments | N/A
Dental Clinic Store | 62500940 | DENTAL ADHESIVE FIXODENT DENTURE CREAM ORIGINAL | EACH | #VALUE! | 07666000465 | 120 | P&G PROFESSIONAL ORAL HEALTH...... | 3 | MED | Dental materials | N/A
Dental Clinic Store | 62501072 | DENTAL ADHESIVE REFILL SCOTCHBOND UNIVERSAL,VIAL | EACH | #VALUE! | 41258 | 50 | 3M ESPE...... | 3 | MED | Cosmetic dentistry equipment and supplies | N/A
Dental Clinic Store | 62500248 | DENTAL ADHESIVE SCOTCHBOND MULTI-PURPOSE | EACH | #VALUE! | 3009 | 90 | 3M ESPE...... | 3 | MED | Cosmetic dentistry equipment and supplies | N/A
Dental Clinic Store | 62501025 | DENTAL ADS ETCH IT GEL PORCELAIN | EACH | #VALUE! | PEG | 40 | PULPDENT CORPORATION...... | 3 | MED | Cosmetic dentistry equipment and supplies | N/A
Dental Clinic Store | 62500904 | DENTAL AH-26 PLUS ROOT CANAL SEALER | EACH | #VALUE! | 667000 | 30 | DENTSPLY INTERNATIONAL...... | 3 | MED | Dental materials | N/A
Dental Clinic Store | 62501004 | DENTAL BARBED BROACHES X-FINE BLUE | BOX | #VALUE! | 9053634 | 90 | PREMIER DENTAL CO\....... | 3 | MED | Dental and subspecialty instruments and devices | N/A
Dental Clinic Store | 62500091 | DENTAL BARBED BROACHES X-FINE RED | PACK | #VALUE! | 012-13004 | 90 | MILTEX CO\....... | 3 | MED | Dental and subspecialty instruments and devices | N/A
Dental Clinic Store | 62500087 | DENTAL BARBED BROACHES XXX-FINE YELLOW | PACK | #VALUE! | 9053632 | 90 | PREMIER DENTAL CO\....... | 3 | MED | Dental and subspecialty instruments and devices | N/A
Dental Clinic Store | 62501068 | DENTAL BLEACHING KIT DENTAL OPALESCENCE XTRA BOOST | KIT | #VALUE! | 4751 | 180 | ULTRADENT...... | 3 | MED | Cosmetic dentistry equipment and supplies | N/A
Dental Clinic Store | 62500308 | DENTAL BUR DIAMOND # 833-014-FG | PACK | 22 | 833-014-FG | 60 | MEISINGER USA\....... | 3 | MED | Dental and subspecialty instruments and devices | N/A
Dental Clinic Store | 62500990 | DENTAL BUR DIAMOND # 833C-023-FG | EACH | 22 | 833C-023-FG | 200 | MEISINGER USA\....... | 3 | MED | Dental and subspecialty instruments and devices | N/A
Dental Clinic Store | 62500290 | DENTAL BUR DIAMOND, 801G-018-FG | PACK | 21 | 801G-018-FG | 60 | MEISINGER USA\....... | 3 | MED | Dental and subspecialty instruments and devices | N/A
Dental Clinic Store | 62500531 | DENTAL BUR TUNGSTEN CARBIDE FINISHING | EACH | #VALUE! | H246 314 012 | 60 | KOMET DENTAL...... | 3 | MED | Dental and subspecialty instruments and devices | N/A
Dental Clinic Store | 62500522 | DENTAL BUR TUNGSTEN CARBIDE FINISHING | EACH | #VALUE! | H46 314 018 | 60 | KOMET DENTAL...... | 3 | MED | Dental and subspecialty instruments and devices | N/A
Dental Clinic Store | 62500545 | DENTAL BUR TUNGSTEN CARBIDE INVERTED CONE | EACH | #VALUE! | H7 314 010 | 60 | KOMET DENTAL...... | 3 | MED | Dental and subspecialty instruments and devices | N/A
Dental Clinic Store | 62500909 | DENTAL CAVIT W-ESPE JAR 28GM | BOX | #VALUE! | 44030 | 140 | 3M ESPE...... | 3 | MED | Dental materials | N/A
Dental Clinic Store | 62500934 | DENTAL COMPOSITE VARIOLINK ESTHETIC DUAL CURE SYSTEM KIT PEN | KIT | #VALUE! | 666434WW | 20 | IVOCLAR VIVADENT...... | 3 | MED | Dental materials | N/A
Dental Clinic Store | 62500182 | DENTAL COTTON PELLET EXTRA SMALL | BOX | #VALUE! | 100109 | 100 | RICHMOND DENTAL CO\....... | 3 | MED |  | N/A
Dental Clinic Store | 62500181 | DENTAL COTTON PELLETS #2 MEDIUM | BOX | #VALUE! | 100107 | 80 | RICHMOND DENTAL CO\....... | 3 | MED | General dental supplies | N/A
Dental Clinic Store | 62500341 | DENTAL DAM NAPKINS (ORA-SHIELD) | BOX | #VALUE! | H00841 | 60 | HYGIENIC...... | 3 | MED | General dental supplies | N/A
Dental Clinic Store | 62500908 | DENTAL DENTIN DESENSITIZER SUPER SEAL BOTTLE 8ML | EACH | #VALUE! | 100298 | 60 | PHOENIX DENTAL INC\....... | 3 | MED | Dental hygiene and preventive care equipment and supplies | N/A
Dental Clinic Store | 62500350 | DENTAL DIAMOND POLISHING PASTE SYRINGE 2GM | EACH | #VALUE! | P322-1 | 60 | AMERICAN DENTAL SUPPLY...... | 3 | MED | Dental fillers and finishing and polishing supplies | N/A
Dental Clinic Store | 62500184 | DENTAL DRESSING PERIO COE PAK GC REGULAR BASE & CATALYST | PACK | #VALUE! | 135001 | 20 | GC AMERICA...... | 3 | MED | General dental supplies | N/A
Dental Clinic Store | 62500873 | DENTAL DRILL GATES GLIDDEN 32MM SIZE 3 PACK/6 | PACK | #VALUE! | 1813203 | 360 | BENCO DENTAL...... | 3 | MED | Dental and subspecialty instruments and devices | N/A
Dental Clinic Store | 62500874 | DENTAL DRILL GATES GLIDDEN 32MM SIZE 4 PACK/6 | PACK | #VALUE! | 1813204 | 360 | BENCO DENTAL...... | 3 | MED | Dental and subspecialty instruments and devices | N/A
Dental Clinic Store | 62500875 | DENTAL DRILL GATES GLIDDEN 32MM SIZE 5 | PACK | #VALUE! | 1813205 | 150 | BENCO DENTAL...... | 3 | MED | Dental and subspecialty instruments and devices | N/A
Dental Clinic Store | 62500877 | DENTAL DRILL GATES GLIDDEN RA SIZE 1-6 ASSORTED ,# 1813216A | PACK | 52 | 1813216A | 60 | BENCO DENTAL...... | 3 | MED | Dental and subspecialty instruments and devices | N/A
Dental Clinic Store | 62500264 | DENTAL ENDO K-FILES, 21MM | PACK | #VALUE! | 671101 | 100 | DENTSPLY ENDODONTICS...... | 3 | MED | Dental and subspecialty instruments and devices | N/A
Dental Clinic Store | 62500265 | DENTAL ENDO K-FILES, 21MM | PACK | #VALUE! | 671102 | 200 | DENTSPLY ENDODONTICS...... | 3 | MED | Dental and subspecialty instruments and devices | N/A
Dental Clinic Store | 62500070 | DENTAL ENDO K-FILES, 25MM | PACK | #VALUE! | 671131 | 200 | DENTSPLY ENDODONTICS...... | 3 | MED | Dental and subspecialty instruments and devices | N/A
Dental Clinic Store | 62500071 | DENTAL ENDO K-FILES, 25MM | PACK | #VALUE! | 671132 | 200 | DENTSPLY ENDODONTICS...... | 3 | MED | Dental and subspecialty instruments and devices | N/A
Dental Clinic Store | 62500996 | DENTAL FILTEK™ Z350 XT (FLOWABLE RESTORATIVE)-SHADE A2 | EACH | #VALUE! | 7032A2 | 100 | 3M ESPE...... | 3 | MED | Dental materials | N/A
Dental Clinic Store | 62500369 | DENTAL FILTEK™ Z350 XT (FLOWABLE RESTORATIVE)-SHADE A3 | EACH | #VALUE! | 7032A3 | 100 | 3M ESPE...... | 3 | MED | Dental materials | N/A
Dental Clinic Store | 62500511 | DENTAL FLOSS THREADER BRIDGEAID 10/ENVELOPE BX/100 | BOX | #VALUE! | TDPS | 100 | FLOSS AID COMPANY...... | 3 | MED | Dental and subspecialty instruments and devices | N/A
Dental Clinic Store | 62500203 | DENTAL FLUORIDE DOUBLE TRAY BLUE-LARGE DISPOSABLE | EACH | #VALUE! | 1732013FG | 10 | HENRY SCHEIN INC\....... | 3 | MED | Dental impression and forming equipment and supplies | N/A
Dental Clinic Store | 62500204 | DENTAL FLUORIDE TRAY WITH HANDLE-MEDIUM WHITE DISPOSABLE | EACH | #VALUE! | 1732102FG | 10 | HENRY SCHEIN INC\....... | 3 | MED | Dental impression and forming equipment and supplies | N/A
Dental Clinic Store | 62500897 | DENTAL FORMOCRESOL BUCKLEY TYPE FORMULA 1 OUNCE | EACH | #VALUE! | 10203 | 40 | SULTAN HEALTHCARE DENTSPLY...... | 3 | MED | Dental hygiene and preventive care equipment and supplies | N/A
Dental Clinic Store | 62500878 | DENTAL GATES GLIDDEN DRILLS RA 32MM SIZE 1 | PACK | #VALUE! | 1813-201 | 240 | BENCO DENTAL...... | 3 | MED | Dental and subspecialty instruments and devices | N/A
Dental Clinic Store | 62500879 | DENTAL GATES GLIDDEN DRILLS RA 32MM SIZE 2 | PACK | #VALUE! | 1813-202 | 360 | BENCO DENTAL...... | 3 | MED | Dental and subspecialty instruments and devices | N/A
Dental Clinic Store | 62500888 | DENTAL GLASS IONOMER KETAC SILVER APLICAP STANDARD,# 37010 | EACH | 54 | 37010 | 20 | 3M ESPE...... | 3 | MED | Dental and subspecialty instruments and devices | N/A
Dental Clinic Store | 62501051 | DENTAL GUTTA PERCHA POINT SIZE 15 | BOX | #VALUE! | 670928 | 15 | DENTSPLY ENDODONTICS...... | 3 | MED | Dental materials | N/A
Dental Clinic Store | 62501052 | DENTAL GUTTA PERCHA POINT SIZE 20 | BOX | #VALUE! | 670929 | 30 | DENTSPLY ENDODONTICS...... | 3 | MED | Dental materials | N/A
Dental Clinic Store | 62501053 | DENTAL GUTTA PERCHA POINT SIZE 25 | EACH | #VALUE! | 670930 | 40 | DENTSPLY ENDODONTICS...... | 3 | MED | Dental materials | N/A
Dental Clinic Store | 62501054 | DENTAL GUTTA PERCHA POINT SIZE 30 | EACH | #VALUE! | 670931 | 15 | DENTSPLY ENDODONTICS...... | 3 | MED | Dental materials | N/A
Dental Clinic Store | 62501055 | DENTAL GUTTA PERCHA POINT SIZE 35 | EACH | #VALUE! | 670932 | 15 | DENTSPLY ENDODONTICS...... | 3 | MED | Dental materials | N/A
Dental Clinic Store | 62501056 | DENTAL GUTTA PERCHA POINT SIZE 40 | EACH | #VALUE! | 670933 | 15 | DENTSPLY ENDODONTICS...... | 3 | MED | Dental materials | N/A
Dental Clinic Store | 62500923 | DENTAL IMPRESSION MATERIAL BLU-MOUSSE SUPER FAST 30 SECOND SET CARTRIDGES | EACH | #VALUE! | S457S | 400 | PARKELL USA...... | 3 | MED | Dental materials | N/A
Dental Clinic Store | 62500884 | DENTAL IMPRESSION MATERIAL FIT CHECKER II NDS 2-CARTRIDGE PACKAGE WITH TIPS | PACK | #VALUE! | 004904 | 20 | GC AMERICA...... | 3 | MED | Dental materials | N/A
Dental Clinic Store | 62501050 | DENTAL IMPRESSION MATERIAL EXPRESS XT REGULAR BODY | PACK | #VALUE! | 36893 | 240 | 3M ESPE...... | 3 | MED | Dental impression and forming equipment and supplies | N/A
Dental Clinic Store | 62501043 | DENTAL IMPRESSION MATERIAL EXPRESS XT LIGHT BODY | PACK | #VALUE! | 36974 | 160 | 3M ESPE...... | 3 | MED | Dental impression and forming equipment and supplies | N/A
Dental Clinic Store | 62500910 | DENTAL IMPRESSION TRAY DENTAL ADHESIVE FOR POLYVINYLSILOXANE + SILICONE MATERIALS 10ML,# 4410 | EACH | 91 | 4410 | 60 | COLTENE/WHALEDENT INC\....... | 3 | MED | Dental impression and forming equipment and supplies | N/A
Dental Clinic Store | 62500238 | DENTAL IMPRESSION TRAY, PREMIER TRIPLE TRAY 3/4 ARCH | BOX | #VALUE! | 1006273 | 40 | PREMIER DENTAL CO\....... | 3 | MED | Dental impression and forming equipment and supplies | N/A
Dental Clinic Store | 62500921 | DENTAL IMPRESSION TRAY, PREMIER TRIPLE TRAY ANTERIOR,# 1006213 | BOX | 56 | 1006213 | 40 | PREMIER MEDICAL...... | 3 | MED | Dental impression and forming equipment and supplies | N/A
Dental Clinic Store | 62500922 | DENTAL IMPRESSION TRAY, PREMIER TRIPLE TRAYS POSTERIOR | BOX | #VALUE! | 1006203 | 40 | PREMIER MEDICAL...... | 3 | MED | Dental impression and forming equipment and supplies | N/A
Dental Clinic Store | 62500891 | DENTAL MIX PAD POLY 3x3 NON-SKID | EACH | #VALUE! | FP-BENCO-002 | 200 | BENCO DENTAL...... | 3 | MED | Dental materials | N/A
Dental Clinic Store | 62500905 | DENTAL OCCLUDE PASCAL GREEN CAN | CAN | #VALUE! | 05-300 | 20 | PASCAL CO\....... | 3 | MED | Dental materials | N/A
Dental Clinic Store | 62500079 | DENTAL PAPER ABSORBENT POINTS STYLE 504 FINE BOX/200 | BOX | #VALUE! | HS202-303 | 50 | HENRY SCHEIN INC\....... | 3 | MED | Dental materials | N/A
Dental Clinic Store | 62501029 | DENTAL PAPER ARTICULATING DENTAL COMBINATION RED/BLUE CONSUMABLE | BOX | #VALUE! | 20107015 | 60 | HENRY SCHEIN INC\....... | 3 | MED | Dental operatory specific supplies | N/A
Dental Clinic Store | 62501027 | DENTAL PAPER ARTICULATING HORSESHOE BLUE/RED 6 BOOKS/BX | EACH | #VALUE! | 20107016 | 60 | HENRY SCHEIN INC\....... | 3 | MED | Dental operatory specific supplies | N/A
Dental Clinic Store | 62500346 | DENTAL PAPER POINTS-COARSE | BOX | #VALUE! | HS202-305 | 100 | HENRY SCHEIN INC\....... | 3 | MED | Dental materials | N/A
Dental Clinic Store | 62501036 | DENTAL PAPER POINTS-MEDIUM | BOX | #VALUE! | HS202-304 | 80 | HENRY SCHEIN INC\....... | 3 | MED | Dental materials | N/A
Dental Clinic Store | 62500926 | DENTAL POST CEMENT UNICEM APPLICAP ASSORTED REFILL | KIT | #VALUE! | 56816 | 120 | 3M ESPE...... | 3 | MED | Orthodontic and prosthodontic equipment and supplies | N/A
Dental Clinic Store | 62500351 | DENTAL PREMIER ENAMEL PRO VARNISH STRAWBERRY | BOX | #VALUE! | 9007540 | 240 | PREMIER DENTAL CO\....... | 3 | MED | Dental materials | N/A
Dental Clinic Store | 62500995 | DENTAL PRESSURE INDICATOR PASTE | EACH | #VALUE! | 6120200 | 45 | NATIONAL KEYSTONE PRODUCTS CO\....... | 3 | MED | Dental materials | N/A
Dental Clinic Store | 62501006 | DENTAL PROPHY CUPS RIBBED LATCH TYPE # S20-00 SOFT BLUE | PACK | #VALUE! | 085232-144 | 60 | WATERPIK TECHNOLOGIES INC\....... | 3 | MED | Dental hygiene and preventive care equipment and supplies | N/A
Dental Clinic Store | 62500143 | DENTAL PROPHY PASTE-ENAMEL PRO MEDIUM (STRAWBERRY) | BOX | #VALUE! | 9007608 | 120 | PREMIER DENTAL...... | 3 | MED | Dental hygiene and preventive care equipment and supplies | N/A
Dental Clinic Store | 62500901 | DENTAL PROPHY PASTE-ENAMEL PRO MEDIUM MINT | BOX | #VALUE! | 9007601 | 80 | PREMIER DENTAL CO\....... | 3 | MED | Dental hygiene and preventive care equipment and supplies | N/A
Dental Clinic Store | 62500927 | DENTAL RELINER KIT, DENTURE COLD-CURING SILICONE BASED RELINING MATERIAL SOFTENER, 48ML CARTRIDGE, 10ML GLAZING BASE, 10ML CATALYST, 8G DENTAL ADHESIVE & ACCESSORIES | KIT | #VALUE! | 2580 | 20 | PROMEDICA - GERMANY...... | 3 | MED | Dental materials | N/A
Dental Clinic Store | 62501024 | DENTAL RETRACTION CORD #0 STERILE | EACH | #VALUE! | 131 | 100 | ULTRADENT PRODUCTS INC\....... | 3 | MED | Dental operatory specific supplies | N/A
Dental Clinic Store | 62501023 | DENTAL RETRACTION CORD #2 STERILE | EACH | #VALUE! | 133 | 40 | ULTRADENT PRODUCTS INC\....... | 3 | MED | Dental operatory specific supplies | N/A
Dental Clinic Store | 62500366 | DENTAL RETRACTION CORD 1 STERILE | EACH | #VALUE! | 132 | 100 | ULTRADENT PRODUCTS INC\....... | 3 | MED | Dental operatory specific supplies | N/A
Dental Clinic Store | 62500367 | DENTAL RETRACTION CORD STERILE | EACH | #VALUE! | 136 | 100 | ULTRADENT PRODUCTS INC\....... | 3 | MED | Dental operatory specific supplies | N/A
Dental Clinic Store | 62500903 | DENTAL ROOT CANAL SEALER PASTE TUBLISEAL | PACK | #VALUE! | 00340 | 60 | SYBRONENDO...... | 3 | MED | Dental materials | N/A
Dental Clinic Store | 62500930 | DENTAL RUBBER DAM NON-LATEX | PACK | #VALUE! | H09105 | 120 | COLTENE/WHALEDENT INC\....... | 3 | MED | General dental supplies | N/A
Dental Clinic Store | 62500914 | DENTAL SCOTCHBOND UNIVERSAL ADHESIVE UNIT DOSE PACK/100 | BOTTLE | #VALUE! | 41256 | 120 | 3M...... | 3 | MED | Dental impression and forming equipment and supplies | N/A
Dental Clinic Store | 62501430 | DENTAL STIX HANDICAINE ANESTHETIC TOPICAL TOPEX | PACK | #VALUE! | AD31023FG | 150 | SULTAN HEALTHCARE DENTSPLY...... | 3 | MED | Dental and subspecialty instruments and devices | N/A
Dental Clinic Store | 62501014 | DENTAL STRIP MYLAR MATRIX .002 GAUGE SIZE 10CM X 1CM | EACH | #VALUE! | 1008525 | 20 | HENRY SCHEIN INC...... | 3 | MED | Dental and subspecialty instruments and devices | N/A
Dental Clinic Store | 62500944 | DENTAL TABLETS DISCLOSING RED-COTE CELLO PACKS | BOX | #VALUE! | 800CQA | 2 | SUNSTAR AMERICAS INC\....... | 3 | MED | Dental hygiene and preventive care equipment and supplies | N/A
Dental Clinic Store | 62500889 | DENTAL TEMPBOND UNIDOSE | PACK | #VALUE! | 31377 | 30 | KERR CORPORATION...... | 3 | MED | Dental materials | N/A
Dental Clinic Store | 62501015 | DENTAL TOFFLEMIRE MATRIX RETAINER UNIVERSAL | EACH | #VALUE! | 1037-352 | 60 | BENCO DENTAL...... | 3 | MED | Orthodontic and prosthodontic equipment and supplies | N/A
Dental Clinic Store | 6250044 | DENTAL TRAY DENTAL ADHESIVE ESPE FOR POLYETHERS 1OZ. | BOTTLE | #VALUE! | 30600 | 40 | 3M ESPE...... | 3 | MED | Dental impression and forming equipment and supplies | N/A
Dental Clinic Store | 62500982 | DENTAL TUBING IRRIGATION FOR SURGICAL IMPLANT UNIT 04363600 DISPOSABLE | SET | #VALUE! | 32F0128 | 100 | ASNAN EST\. FOR MEDICAL SVCS\....... | 3 | MED | Surgical support supplies | N/A
Dental Clinic Store | 62500285 | DENTAL VITREBOND™ LIGHT-CURING GLASS IONOMER LINER/BASE POWDER | EACH | #VALUE! | 7512P | 100 | 3M ESPE...... | 3 | MED | Dental materials | N/A
Dental Clinic Store | 62501448 | DENTAL WAX SOLVENT, MIZZY ORANGE QUART 8OZ | BOTTLE | #VALUE! | B00133 | 10 | BENCO DENTAL...... | 3 | MED | Dental and subspecialty instruments and devices | N/A
Dental Lab Store | 63900238 | DENTAL IPS E. MAX CERAM TRANSPA INCISAL 2 100G | EACH | #VALUE! | 605515 | 20 | IVOCLAR VIVADENT..BASHIR SHAKIB ALJABRI TRADING EST\. DENTAL EQUIPMENT OFFICE.... | 3 | MED | Dental impression and forming equipment and supplies | N/A
Dental Lab Store | 63900207 | DENTAL IPS E. MAX CERAM GLAZE AND STAIN LIQUID ALL ROUND#597058 | EACH | 58 | 597058 | 10 | IVOCLAR VIVADENT..BASHIR SHAKIB ALJABRI TRADING EST\. DENTAL EQUIPMENT OFFICE.... | 3 | MED | Dental materials | N/A
Dental Lab Store | 63900221 | DENTAL IPS E.MAXCERAM DENTIN A1 100G | EACH | #VALUE! | 605497 | 10 | IVOCLAR VIVADENT..BASHIR SHAKIB ALJABRI TRADING EST\. DENTAL EQUIPMENT OFFICE.... | 3 | MED | Dental impression and forming equipment and supplies | N/A
Dental Lab Store | 63900222 | DENTAL IPS E.MAXCERAM DENTIN A2 100G | EACH | #VALUE! | 605498 | 10 | IVOCLAR VIVADENT..BASHIR SHAKIB ALJABRI TRADING EST\. DENTAL EQUIPMENT OFFICE.... | 3 | MED | Dental impression and forming equipment and supplies | N/A
Dental Lab Store | 63900223 | DENTAL IPS E.MAXCERAM DENTIN A3 100G | EACH | #VALUE! | 605499 | 15 | IVOCLAR VIVADENT..BASHIR SHAKIB ALJABRI TRADING EST\. DENTAL EQUIPMENT OFFICE.... | 3 | MED | Dental impression and forming equipment and supplies | N/A
Dental Lab Store | 63900226 | DENTAL IPS E.MAXCERAM DENTIN B1 100G | EACH | #VALUE! | 605502 | 10 | IVOCLAR VIVADENT..BASHIR SHAKIB ALJABRI TRADING EST\. DENTAL EQUIPMENT OFFICE.... | 3 | MED | Dental impression and forming equipment and supplies | N/A
Dental Lab Store | 63900227 | DENTAL IPS E.MAXCERAM DENTIN B2 100G | EACH | #VALUE! | 605503 | 15 | IVOCLAR VIVADENT..BASHIR SHAKIB ALJABRI TRADING EST\. DENTAL EQUIPMENT OFFICE.... | 3 | MED | Dental impression and forming equipment and supplies | N/A
Dental Lab Store | 63903183 | DENTAL IPS EMAX PRESS MULTI INGOTS A1, 638036 | EACH | 40 | 638036 | 100 | IVOCLAR VIVADENT..BASHIR SHAKIB ALJABRI TRADING EST\. DENTAL EQUIPMENT OFFICE.... | 3 | MED | Surgical implants and expanders and extenders and Surgical wires and related products | N/A
Dental Lab Store | 63903184 | DENTAL IPS EMAX PRESS MULTI INGOTS A2, 638147 | EACH | 40 | 638147 | 100 | IVOCLAR VIVADENT..BASHIR SHAKIB ALJABRI TRADING EST\. DENTAL EQUIPMENT OFFICE.... | 3 | MED | Surgical implants and expanders and extenders and Surgical wires and related products | N/A
Dental Lab Store | 63903185 | DENTAL IPS EMAX PRESS MULTI INGOTS B1, 638151 | TUBE | 40 | 638151 | 100 | IVOCLAR VIVADENT..BASHIR SHAKIB ALJABRI TRADING EST\. DENTAL EQUIPMENT OFFICE.... | 3 | MED | Surgical implants and expanders and extenders and Surgical wires and related products | N/A
Dental Lab Store | 63901773 | IPS E-MAX PRESS INGOT HT INGOT HT (HIGH TRANSLUCENCY) A1 | EACH | #VALUE! | 626320 | 25 | IVOCLAR VIVADENT..BASHIR SHAKIB ALJABRI TRADING EST\. DENTAL EQUIPMENT OFFICE.... | 3 | MED | Dental materials | N/A
Dental Lab Store | 63901774 | IPS E-MAX PRESS INGOT HT INGOT HT (HIGH TRANSLUCENCY) A2 | EACH | #VALUE! | 626321 | 25 | IVOCLAR VIVADENT..BASHIR SHAKIB ALJABRI TRADING EST\. DENTAL EQUIPMENT OFFICE.... | 3 | MED | Dental materials | N/A
Dental Lab Store | 63901775 | IPS E-MAX PRESS INGOT HT INGOT HT (HIGH TRANSLUCENCY) A3 | EACH | #VALUE! | 626322 | 25 | IVOCLAR VIVADENT..BASHIR SHAKIB ALJABRI TRADING EST\. DENTAL EQUIPMENT OFFICE.... | 3 | MED | Dental materials | N/A
Dental Lab Store | 63901778 | IPS E-MAX PRESS INGOT HT INGOT HT (HIGH TRANSLUCENCY) B1 | EACH | #VALUE! | 626325 | 25 | IVOCLAR VIVADENT..BASHIR SHAKIB ALJABRI TRADING EST\. DENTAL EQUIPMENT OFFICE.... | 3 | MED | Dental materials | N/A
Dental Lab Store | 63901779 | IPS E-MAX PRESS INGOT HT INGOT HT (HIGH TRANSLUCENCY) B2 | EACH | #VALUE! | 626326 | 25 | IVOCLAR VIVADENT..BASHIR SHAKIB ALJABRI TRADING EST\. DENTAL EQUIPMENT OFFICE.... | 3 | MED | Dental materials | N/A
Dental Lab Store | 63901782 | IPS E-MAX PRESS INGOT HT INGOT HT (HIGH TRANSLUCENCY) BL1 | EACH | #VALUE! | 626352 | 25 | IVOCLAR VIVADENT..BASHIR SHAKIB ALJABRI TRADING EST\. DENTAL EQUIPMENT OFFICE.... | 3 | MED | Dental materials | N/A
Dental Lab Store | 63901516 | IPS E-MAX PRESS INGOT LT-BL2 | EACH | #VALUE! | 605294 | 150 | IVOCLAR VIVADENT..BASHIR SHAKIB ALJABRI TRADING EST\. DENTAL EQUIPMENT OFFICE.... | 3 | MED | Dental materials | N/A
Dental Lab Store | 63901518 | IPS E-MAX PRESS INGOT LT-BL4 | EACH | #VALUE! | 605296 | 150 | IVOCLAR VIVADENT..BASHIR SHAKIB ALJABRI TRADING EST\. DENTAL EQUIPMENT OFFICE.... | 3 | MED | Dental materials | N/A
Dental Lab Store | 63901857 | IPS E-MAX PRESS INGOT LT-C2 | EACH | #VALUE! | 605290 | 10 | IVOCLAR VIVADENT..BASHIR SHAKIB ALJABRI TRADING EST\. DENTAL EQUIPMENT OFFICE.... | 3 | MED | Dental materials | N/A
Dental Lab Store | 63901862 | IPS E-MAX PRESS INGOT LT-D3 | EACH | #VALUE! | 605281 | 15 | IVOCLAR VIVADENT..BASHIR SHAKIB ALJABRI TRADING EST\. DENTAL EQUIPMENT OFFICE.... | 3 | MED | Dental materials | N/A
Dental Lab Store | 63901537 | IPS PRESS VEST SPEED LIQUID 1X1 L | EACH | #VALUE! | 595587 | 15 | IVOCLAR VIVADENT..BASHIR SHAKIB ALJABRI TRADING EST\. DENTAL EQUIPMENT OFFICE.... | 3 | MED | Dental materials | N/A
Dental Lab Store | 63901536 | IPS PRESS VEST SPEED POWDER 1X5 KG | EACH | #VALUE! | 595591AN | 15 | IVOCLAR VIVADENT..BASHIR SHAKIB ALJABRI TRADING EST\. DENTAL EQUIPMENT OFFICE.... | 3 | MED | Dental materials | N/A
Dental Lab Store | 63901386 | PRIMA ROCK DIE STONE, VIOLET, WHIP MIX # 31712 | EACH | 42 | 31712 | 40 | WHIPMIX..MASAR MEDICAL COMPANY.... | 3 | MED | Cosmetic dentistry equipment and supplies | N/A
Gen-Med-WH | 733824 | (CONTRACT) BLOOD SET NON VENTED NEEDLE FREE VALVE PRIMING VOLUME 33ML LOW SORBING TUBING SEGMENT 2 MALE LUER LOCK DEHP-FREE (62) | EACH | #VALUE! | 2477-0007 | 180000 | CAREFUSION...... | 3 | MED | Intravenous and arterial tubing and administration sets and related products | N/A
Gen-Med-WH | 733831 | (CONTRACT) EXTENSION SET WITH LOW SORBING PRIMING VOLUME 1.6 ML BORE 0.9 MM FEMALE/MALE LUER (PVC) DEHP-FREE LATEX-FREE (62) | EACH | #VALUE! | G30302M | 480000 | CAREFUSION...... | 3 | MED | Intravenous and arterial tubing and administration sets and related products | N/A
Gen-Med-WH | 733830 | (CONTRACT) EXTENSION SET WITH T CONNECTOR NEEDLE FREE SYSTEM PRIMING VOLUME 0.2 ML SMALL BORE 1 MM FEMALE/MALE LUER (PVC) DEHP-FREE LATEX-FREE (62) | EACH | #VALUE! | 20041E- 0006 | 606000 | CAREFUSION...... | 3 | MED | Intravenous and arterial tubing and administration sets and related products | N/A
Gen-Med-WH | 733829 | (CONTRACT) EXTENSION SET WITH Y PORT NEEDLE FREE SYSTEM PRIMING VOLUME 5 ML LARGE BORE 2.7 MM FEMALE/MALE LUER (PVC) LATEX-FREE (62) | EACH | #VALUE! | 37262E | 264000 | CAREFUSION...... | 3 | MED | Intravenous and arterial tubing and administration sets and related products | N/A
Gen-Med-WH | 733826 | (CONTRACT) EXTENSION SET WITH Y PORT PRIMING VOLUME 1.8 ML BORE 0.6 MM FEMALE/MALE LUER (PVC) LATEX-FREE (62) | EACH | #VALUE! | 30852 | 13200 | CAREFUSION...... | 3 | MED | Intravenous and arterial tubing and administration sets and related products | N/A
Gen-Med-WH | 733823 | (CONTRACT) INFUSION SET NEEDLE FREE VALVE PRIMING VOLUME 21ML SMALL BORE TUBING SEGMENT MALE LUER DEHP-FREE (62) | EACH | #VALUE! | 2441-0007 | 240000 | CAREFUSION...... | 3 | MED | Intravenous and arterial tubing and administration sets and related products | N/A
Gen-Med-WH | 733833 | (CONTRACT) MICRO BORE PUMP SET PRIMING VALUME 13 ML YELLOW STRIPED ROLLER CLAMPS WITH 2 MALE LUER LOCK DEHP-FREE LATEX-FREE STERILE (62) | EACH | #VALUE! | 2206-0007 | 7200 | ALARIS MEDICAL SYSTEMS...... | 3 | MED | Intravenous infusion pumps and its analyzers and sensors and its accessories | N/A
Gen-Med-WH | 733825 | (CONTRACT) PRIMARY INFUSION SET PRIMING VOLUME 19 ML BORE 2.6 MM HYDROPHOBIC AIR INLET FILTER MALE LUER (PVC) LATEX-FREE (62) | EACH | #VALUE! | 2260-0006 | 132000 | CAREFUSION...... | 3 | MED | Intravenous and arterial tubing and administration sets and related products | N/A
Gen-Med-WH | 733820 | (CONTRACT) PRIMARY INFUSION SET WITH NEEDLE FREE SYSTEM PRIMING VOLUME 18 ML, SMART SITE VALVE Y PORT, MALE LUER, DEHP-FREE LATEX-FREE (62) | EACH | #VALUE! | 2420-0007 | 1260000 | CAREFUSION...... | 3 | MED | Intravenous and arterial tubing and administration sets and related products | N/A
Gen-Med-WH | 733834 | (CONTRACT) PRINMARY INFUSION SET NEEDLEFREE VALUME 22ML BORE 2.6 MM HYDROPHOBIC AIR INLET FILTER MALE LUER (PVC) LATEX-FREE (62) | EACH | #VALUE! | 10010454-0006 | 42000 | ALARIS MEDICAL SYSTEMS...... | 3 | MED | Intravenous infusion pumps and its analyzers and sensors and its accessories | N/A
Gen-Med-WH | 733821 | (CONTRACT) SECONDARY SET PRIMING VOLUME 7 ML BORE 2.7 MM HYDROPHOBIC AIR INLET FILTER (PVC) CONTAINS HANGER LATEX-FREE (62) | EACH | #VALUE! | MS3500-15 | 1680000 | CAREFUSION...... | 3 | MED | Intravenous and arterial tubing and administration sets and related products | N/A
Gen-Med-WH | 559012 | (RPD) CONNECTOR 1/2X1/2" PLASTIC STERILE DISPOSABLE (55) | EACH | #VALUE! | 6025 | 300 | MEDTRONIC...... | 3 | MED | Electrocardiography EKG units and related products | N/A
Gen-Med-WH | 547669 | (RPD) FORMULA TYR ANAMIX JUNIOR, LIQUID PHENYLALANINE AND TYROSINE FREE FOR CHILDREN 1 -10 Y, 125ML (53) | EACH | #VALUE! | 118645 | 3024 | NUTRICIA...... | 3 | MED | Formulas and products for nutritional support | N/A
Gen-Med-WH | 408014 | (RPD) GLOVES EXAMINATION NON LATEX NITRILE 100% AMBIDEXTROUS POWDERED FREE BLUE LARGE PAIR NON STERILE BX/200 (27) | BOX | #VALUE! | 313041075 | 60000 | ANSELL...... | 3 | MED | Medical gloves and accessories | N/A
Gen-Med-WH | 408012 | (RPD) GLOVES EXAMINATION NON LATEX NITRILE 100% AMBIDEXTROUS POWDERED FREE BLUE SMALL PAIR NON STERILE BX/200 (27) | BOX | #VALUE! | 313041065 | 30000 | ANSELL...... | 3 | MED | Medical gloves and accessories | N/A
Gen-Med-WH | 408013 | (RPD) GLOVES EXAMINATION NON LATEX NITRILE 100% AMBIDEXTROUS POWDERED FREE BLUE MEDIUM PAIR NON STERILE BX/200 (27) | BOX | #VALUE! | 313041070 | 30000 | ANSELL...... | 3 | MED | Medical gloves and accessories | N/A
Gen-Med-WH | 505000 | (RPD) SCROTAL SUPPORT SUSPENSORY ELASTIC WITH LEG-STRAP X-LARGE 0-2 ADJUSTABLE WAISTBAND FITS ALL (16) | EACH | #VALUE! | 0053-XL | 480 | MIRACLE MEDICAL INDUSTRIE...... | 3 | MED | Wound supports and supplies and accessories | N/A
Gen-Med-WH | 734167 | ADAPTER LOCKING LUER MALE PLUG SHORT NON LATEX NEEDLE FREE ACCESS STERILE (62) | EACH | #VALUE! | 011-MC100 | 2944800 | HOSPIRA...... | 3 | MED | Intravenous and arterial tubing and administration sets and related products | N/A
Gen-Med-WH | 468292 | AEROCHAMBER WITH MASK FOR ADULT (72) | EACH | #VALUE! | 10153256050 | 2700 | TRUDELL MEDICAL INTERNATIONAL...... | 3 | MED | Respiratory humidity and aerosol therapy products | N/A
Gen-Med-WH | 337008 | AIRWAY NASO PHARYNGEAL 28FR 7.0MM PVC NATURAL RUBBER LATEX INDIVIDUALLY WRAPPED NON STERILE (59) | EACH | #VALUE! | 100210070 | 720 | OTHERS...... | 3 | MED | Airway management products | N/A
Gen-Med-WH | 337202 | AIRWAY NASO PHARYNGEAL 32FR I.D. 8.0MM O.D 11.6MM IND WRAP STERILE (59) | EACH | #VALUE! | 100/210/080-PORTEX | 480 | ABDULREHMAN ALGOSAIBI G\.T\.B\....... | 3 | MED | Airway management products | N/A
Gen-Med-WH | 337304 | AIRWAY NASO PHARYNGEAL 34FR 9.0MM PVC NATURAL RUBBER LATEX IND WRAP NON STERILE (59) | EACH | #VALUE! | 100/210/090 | 480 | SMITH MEDICAL INTL\....... | 3 | MED | Airway management products | N/A
Gen-Med-WH | 338330 | AIRWAY ORAL PHARYNGEAL BERMAN DUAL CHANNEL 80MM SMALL ADULT NON STERILE DISPOSABLE (54) | EACH | #VALUE! | GT016-100-000 | 400 | GREETMED...... | 3 | MED | Airway management products | N/A
Gen-Med-WH | 220188 | APPLICATOR WOOD STICKS PLAIN 150MM X 2.2MM DIA SMOOTH POLISH N/STERILE BX/1000 (36) | BOX | #VALUE! | 1-020-0580 | 2016 | CHANNEL MED...... | 3 | MED | Applicator swabs and cotton balls | N/A
Gen-Med-WH | 451809 | APRON CYSTO PLASTIC NECK STRAP/WAIST TIE DISPOSABLE (60) | EACH | #VALUE! | 3175 | 19200 | CARDINAL HEALTH...... | 3 | MED | Safety apparel | N/A
Gen-Med-WH | 339606 | ARMBOARD ADULT 3 1/8X9" DISPOSABLE (62) | EACH | #VALUE! | H84106501 | 9600 | DALE MEDICAL PRODUCTS...... | 3 | MED | Intravenous and arterial catheter and needle positioning aids | N/A
Gen-Med-WH | 339601 | ARMBOARD NEWBORN PADDED VINYL 2X5" (62) | EACH | #VALUE! | 651 | 16800 | DALE MEDICAL PRODUCTS...... | 3 | MED | Intravenous and arterial catheter and needle positioning aids | N/A
Gen-Med-WH | 341504 | BAG BILE T TUBE ADAPTER 9 OZ SMALL 2 BELTS RUBBER ADJUSTABLE (48) | EACH | #VALUE! | HS-U-400 | 81600 | HYUPSUNG...... | 3 | MED |  | N/A
Gen-Med-WH | 611501 | BAG EMPTY EVA TPN 1000ML (BAXA) (72) | BAG | #VALUE! | E-1310-OD | 3600 | BAXA...... | 3 | MED | Intravenous and arterial infusion bags and containers and related products | N/A
Gen-Med-WH | 611502 | BAG EMPTY EVA TPN 2000ML (BAXA) (72) | BAG | #VALUE! | E-1320-OD | 5460 | BAXA...... | 3 | MED | Intravenous and arterial infusion bags and containers and related products | N/A
Gen-Med-WH | 547890 | BAG GRAVITY FEEDING (PURPLE COLOR) FLEXIFLOW 1000ML SIZE 56 (50) | EACH | #VALUE! | S-501 | 102240 | ALASGMARY TRADING EST\....... | 3 | MED | Enteral feeding equipment and supplies | N/A
Gen-Med-WH | 424320 | BAG INFUSION PRESSURE 1000ML DISPOSABLE (55) | EACH | #VALUE! | IN900012 | 2016 | VYAIRE...... | 3 | MED | Intravenous and arterial infusion bags and containers and related products | N/A
Gen-Med-WH | 342800 | BAG SPECIMEN TRANSPORT BIOHAZARD PLASTIC CLEAR 10 X 10 INCH PRINTED (23) | EACH | #VALUE! | BSB-25X25-TC-FP-BL-TL-2P | 3360000 | BIO INNOVATION...... | 3 | MED | Specimen collection and transport containers and supplies | N/A
Gen-Med-WH | 452600 | BAG SPIKE WITH LOCK ADDITIVE PORT & DRY SPIKE (72) | EACH | #VALUE! | CL-12 | 3000 | ICU MEDICAL INC\....... | 3 | MED | Surgical support supplies | N/A
Gen-Med-WH | 349906 | BASIN WASH RECTANGULAR 8QT PLASTIC GOLD/WHITE COLOR DISPOSABLE (16) | EACH | #VALUE! | TM1039 | 216000 | ATTAYER, KSA...... | 3 | MED | Basins and bedpans and urinals and admission kits | N/A
Gen-Med-WH | 354018 | BLADE SURGICAL 11 CARBON STEEL SHARPCUT STERILE DISPOSABLE (50) | EACH | #VALUE! | 203 | 28800 | SWANN MORTON...... | 3 | MED | Surgical cutting instruments and snares and related products | N/A
Gen-Med-WH | 354458 | BLOOD PRESSURE CUFF NEONATAL #4 7>13CM BLADDER WIDTH 4.6CM IND.WRAPPED DISPOSABLE (50) | EACH | #VALUE! | 2623 | 2400 | GE HEALTHCARE...... | 3 | MED | Blood pressure units and related products | N/A
Gen-Med-WH | 354456 | BLOOD PRESSURE CUFF NEONATAL#2 4>8CM BLADDER WIDTH 2.8CM IND.WRAPPED DISP (50) | EACH | #VALUE! | 2633 | 1080 | GE...... | 3 | MED | Blood pressure units and related products | N/A
Gen-Med-WH | 354457 | BLOOD PRESSURE CUFF NEONATAL#3 6>11CM BLADDER WIDTH 3.8CM IND.WRAPPED DISP (50) | EACH | #VALUE! | 2628 | 3600 | GE HEALTHCARE...... | 3 | MED | Blood pressure units and related products | N/A
Gen-Med-WH | 354459 | BLOOD PRESSURE CUFF NEONATAL#5 8.3>15CM BLADDER WIDTH 5.4CM STERILE DISP (50) | EACH | #VALUE! | 2619 | 960 | GE HEALTHCARE...... | 3 | MED | Blood pressure units and related products | N/A
Gen-Med-WH | 375490 | BONE MARROW COLLECTION KIT W/ FLEXIBLE PRE-FILTER AND INLINE FILTERS STERILE DISPOSABLE (60) | EACH | #VALUE! | X6R2017 | 2520 | FENWAL...... | 3 | MED | Injection and aspiration needles and accessories | N/A
Gen-Med-WH | 610333 | BOTTLE GRADUATED AMBER PLASTIC OVALS 16 OZ CHILD-RESISTANT MOLDED CLOSURE (72) | BOTTLE | #VALUE! | SCL16 | 55800 | SUN CITY...... | 3 | MED | Bottles | N/A
Gen-Med-WH | 610399 | BOTTLE GRADUATED AMBER PLASTIC OVALS 4 OZ CHILD-RESISTANT MOLDED CLOSURE (72) | BOTTLE | #VALUE! | SCLO4 | 24000 | SUN CITY...... | 3 | MED | Bottles | N/A
Gen-Med-WH | 610424 | BOTTLE GRADUATED AMBER PLASTIC OVALS 8 OZ CHILD-RESISTANT MOLDED CLOSURE (72) | BOTTLE | #VALUE! | SCL08 | 48000 | ADVANCE SCIENCE...... | 3 | MED | Bottles | N/A
Gen-Med-WH | 414802 | BRACELETS IDENTIFICATION ADULT TRANSPARENT W/INSERTS (16) | EACH | #VALUE! | 120-10-PDJ | 49500 | PDC HEALTHCARE...... | 3 | MED | Medical documentation products | N/A
Gen-Med-WH | 25786 | BUR CARBIDE FG-330 (08) | EACH | #VALUE! | 15001 | 4800 | SS WHITE TECH\. INC\....... | 3 | MED | Dental and subspecialty instruments and devices | N/A
Gen-Med-WH | 25802 | BUR CARBIDE FG-331L (08) | EACH | #VALUE! | 15037 | 1800 | SS WHITE TECH\. INC\....... | 3 | MED | Dental and subspecialty instruments and devices | N/A
Gen-Med-WH | 25800 | BUR CARBIDE FG-556 (08) | EACH | #VALUE! | 15003 | 720 | SS WHITE TECH\. INC\....... | 3 | MED | Dental and subspecialty instruments and devices | N/A
Gen-Med-WH | 25798 | BUR CARBIDE FG-6 (08) | EACH | #VALUE! | 14973 | 720 | SS WHITE TECH\. INC\....... | 3 | MED | Dental and subspecialty instruments and devices | N/A
Gen-Med-WH | 25784 | BUR CARBIDE RA-4 (08) | EACH | #VALUE! | 14727 | 7200 | SS WHITE DENTAL...... | 3 | MED | Dental and subspecialty instruments and devices | N/A
Gen-Med-WH | 25801 | BUR CARBIDE RA-5 (08) | EACH | #VALUE! | 14730 | 1440 | SS WHITE TECH\. INC\....... | 3 | MED | Dental and subspecialty instruments and devices | N/A
Gen-Med-WH | 25785 | BUR CARBIDE RA-6 (08) | EACH | #VALUE! | 14733 | 7200 | SS WHITE TECH\. INC\....... | 3 | MED | Dental and subspecialty instruments and devices | N/A
Gen-Med-WH | 488066 | CANISTER VAC 300ML FOR ACTIVAC WITH GEL (45) | EACH | #VALUE! | M8275058/10 | 720 | KCI...... | 3 | MED | Medical tissue closure and related products | N/A
Gen-Med-WH | 488063 | CANISTER VAC 500ML FOR INFOVAC WITH GEL (45) | EACH | #VALUE! | M8275063/10 | 1800 | KCI...... | 3 | MED | Medical tissue closure and related products | N/A
Gen-Med-WH | 467801 | CANNULA NASAL OXYGEN ADULT 84" TUBING PLASTIC HEADBAND CLEAR (59) | EACH | #VALUE! | TL013-100-A | 75000 | ...... | 3 | MED | Oxygen therapy delivery systems and devices | N/A
Gen-Med-WH | 467710 | CANNULA NASAL OXYGEN INFANT 7"TUBING OVER EAR-STYLE 1/4" FEMALE CONNECTOR (59) | EACH | #VALUE! | 1164000 | 10500 | INTERSURGICAL...... | 3 | MED | Oxygen therapy delivery systems and devices | N/A
Gen-Med-WH | 467700 | CANNULA NASAL OXYGEN PEDIATRIC 84" TUBING PLASTIC 1/4" FEMALE CONNECTOR DISPOSABLE (59) | EACH | #VALUE! | 1163000 | 25000 | INTERSURGICAL...... | 3 | MED | Oxygen therapy delivery systems and devices | N/A
Gen-Med-WH | 610841 | CAPS LUER TIP (72) | EACH | #VALUE! | 302834 | 1056000 | BECTON DICKINSON...... | 3 | MED | Syringes and accessories | N/A
Gen-Med-WH | 605700 | CASSETTE MEDICATION RESERVOIR FOR CADD-LEGACY PUMP 100ML WITH FEMALE LUER (62) | EACH | #VALUE! | 21-7002-24 | 720 | DELTEC...... | 3 | MED | Medical diagnostic x ray products | N/A
Gen-Med-WH | 518665 | CATH CENTRAL VEIN 24G9CM 1 LUMEN INDWELING CATH.018"35CM SGW PED STER (54) | EACH | #VALUE! | AK-04650-ES | 225 | TELEFLEX...... | 3 | MED | Intravenous and arterial cannulas and catheters and accessories | N/A
Gen-Med-WH | 358635 | CATH CENTRAL VENOUS 4FR 8CM 2 LUMEN INDWELING CATH 22G .018"45CM SGW PED KIT STERILE (54) | EACH | #VALUE! | D4166906 | 2700 | B\.BRAUN\....... | 3 | MED | Intravenous and arterial cannulas and catheters and accessories | N/A
Gen-Med-WH | 358651 | CATH CENTRAL VENOUS 7FR 15CM 3 LUMEN KIT STERILE (54) | EACH | #VALUE! | 4167547 | 2100 | B\.BRAUN...... | 3 | MED | Injection and aspiration needles and accessories | N/A
Gen-Med-WH | 371015 | CATH NELATON URETHRAL 12FR PVC CLEAR STRAIGHT ROUND TIP 2-LATERAL EYE STER (48) | EACH | #VALUE! | JF-C2412N | 162000 | JAMJOOM...... | 3 | MED | Urological supplies | N/A
Gen-Med-WH | 371025 | CATH NELATON URETHRAL 16FR PVC CLEAR STRAIGHT ROUND TIP 2-LATERAL EYE STER (48) | EACH | #VALUE! | JF-C2416N | 13200 | JAMJOOM MEDICAL INDUSTRIES CO\....... | 3 | MED | Urological supplies | N/A
Gen-Med-WH | 358675 | CATH RADIAL ARTERY 22G1-3/8" INDWELING 23G TW-NDLE.015" SGW KIT STERILE (54) | EACH | #VALUE! | RA-04122 | 800 | ARROW...... | 3 | MED | Intravenous and arterial cannulas and catheters and accessories | N/A
Gen-Med-WH | 374005 | CATH THORACIC STRAIGHT 16FR 50CM OPAQUE SENTINEL LINE-EYE NUM-DEPTH MARKS (60) | EACH | #VALUE! | CV-8888570515 | 540 | COVIDIEN...... | 3 | MED |  | N/A
Gen-Med-WH | 375508 | CATH THORACIC TROCAR 32FR 40CM OPAQUE SENTINEL LINE-EYE NUM-DEPTH MARKS STERILE (60) | EACH | #VALUE! | CV-8888561076 | 240 | COVIDIEN...... | 3 | MED |  | N/A
Gen-Med-WH | 370003 | CATH URETHRAL ROBINSON 10FR RED RUBBER LATEX RADIOPAQUE STERILE (48) | EACH | #VALUE! | DYND13510 | 2880 | MEDLINE...... | 3 | MED | Urological supplies | N/A
Gen-Med-WH | 358656 | CATHETER CENTRAL VENOUS ANTIMICROBIAL IMPREGNATED (W/CHLORHEXIDINE 2%) 3-LUMEN 13CM 5.5FR STERILE KIT (54) | EACH | #VALUE! | TI-26553-ME | 480 | ARROW...... | 3 | MED | Vascular imaging and interventional cardiology and cardiac catheterization lab products | N/A
Gen-Med-WH | 382615 | CATHETER CLOSED SUCTION SYSTEM 12FR WITH DOUBLE SWIVEL ELBOWS ENDOTRACHEAL 54CM (57) | EACH | #VALUE! | 2160-5 | 7200 | KIMBERLY CLARK...... | 3 | MED | Intubation supplies | N/A
Gen-Med-WH | 363600 | CATHETER FOLEY 8FR 3CC 2 WAY SILICONE 100% CLEAR STERILE (48) | EACH | #VALUE! | JF-CF3408-3 | 9000 | JAMJOOM...... | 3 | MED | Urological supplies | N/A
Gen-Med-WH | 363406 | CATHETER FOLEY HEMATURIA 16FR 30CC 3 WAY SILICON 100% CLEAR STERILE (48) | EACH | #VALUE! | FAS201216 | 720 | GREAT CARE...... | 3 | MED | Urological supplies | N/A
Gen-Med-WH | 418118 | CATHETER IV 18G 1 1/4", NEEDLE 20G RADIOPAQUE VIALON INSIGHT AUTOGARD BLOOD CONTROL SAFETY NEEDLE STERILE DISPOSABLE (62) | EACH | #VALUE! | 381044 | 33600 | BD...... | 3 | MED | Intravenous and arterial cannulas and catheters and accessories | N/A
Gen-Med-WH | 418112 | CATHETER IV 18G2"CATH 20G NEEDLE RADIOPAQUE VIALON NON PYROGENIC NON LATEX INSYTE AUTOGUARD SAFETY STERILE DISPOSABLE (62) | EACH | #VALUE! | 381847 | 9600 | BD...... | 3 | MED | Intravenous and arterial cannulas and catheters and accessories | N/A
Gen-Med-WH | 418127 | CATHETER IV 22G X 25MM NEEDLE RADIOGRAPHIC POWER INJECTION /W CLOSED SYSTEM STERILE DISPOSABLE (62) | CASE | #VALUE! | 071-383692 | 12 | BD...... | 3 | MED | Intravenous and arterial cannulas and catheters and accessories | N/A
Gen-Med-WH | 418123 | CATHETER IV 24G 3/4" NEEDLE RADIOPAQUE VIALON INSIGHT AUTOGUARD BLOOD NEEDLE SAFETY STERILE DISPOSABLE (62) | EACH | #VALUE! | 381012 | 230400 | BD...... | 3 | MED | Intravenous and arterial cannulas and catheters and accessories | N/A
Gen-Med-WH | 418115 | CATHETER IV 24G9/16"NEEDLE WITHOUT WING INSYTE AUTOGUARD VIALON SAFETY STERILE DISPOSABLE (62) | EACH | #VALUE! | 381811 | 105600 | BD...... | 3 | MED | Intravenous and arterial cannulas and catheters and accessories | N/A
Gen-Med-WH | 418126 | CATHETER IV 24G X 19MM NEEDLE RADIOGRAPHIC POWER INJECTION /W CLOSED SYSTEM STERILE DISPOSABLE (62) | BOX | #VALUE! | 383691 | 72 | BD...... | 3 | MED | Intravenous and arterial cannulas and catheters and accessories | N/A
Gen-Med-WH | 381805 | CATHETER LEADER 18G 10CM 8-12MM DIA NDL 19G 54MM 0.8-1.1MM DIA STERILE DISPOSABLE (60) | EACH | #VALUE! | FRANCE;115.11 | 3840 | VYGON; FRANCE...... | 3 | MED | Intravenous and arterial cannulas and catheters and accessories | N/A
Gen-Med-WH | 382503 | CATHETER SUCTION TRAY - SIZE 14FR, 50/CS | EACH | #VALUE! | DYND40982-MEDLINE | 90000 | THIMAR AL-JAZIRAH CORP...... | 3 | MED | Intubation supplies | N/A
Gen-Med-WH | 362192 | CATHETERS POWER PICC 4FR DOUBLE BARD (48) | EACH | #VALUE! | 1274108D | 936 | BARD...... | 3 | MED | Intravenous and arterial cannulas and catheters and accessories | N/A
Gen-Med-WH | 800601 | CHEMOLOCK PORT CLOSED SYSTEM DRUG TRANSFER DEVICE SINGLE USE (62) | EACH | #VALUE! | CL-2100 | 24000 | ICU MEDICAL INC\....... | 3 | MED | Needleless intravenous injection and withdrawal systems | N/A
Gen-Med-WH | 69900814 | CIRCUIT BREATHING ANAESTHESIA PEDIATRIC EXPANDABLE (54) | EACH | #VALUE! | GT032-100-P | 7200 | GREETMED...... | 3 | MED | Positive mechanical pressure ventilators and accessories | N/A
Gen-Med-WH | 25778 | CLEANER ASPIRATOR ALPROJET-DD 1 LITER LIQUID CONCENTRATE (C/N 8000) (08) | BOTTLE | 63 | 8000 | 1200 | ALPRO GERMANY...... | 3 | MED | Dental impression and forming equipment and supplies | N/A
Gen-Med-WH | 517716 | CLEANING BRUSH SINGLE USE DUAL-ENDED (16) | EACH | #VALUE! | PS2200 | 30240 | NEW GALANTIE...... | 3 | MED | Endoscopic instruments | N/A
Gen-Med-WH | 517717 | CLEANING BRUSH SINGLE USE DUAL-ENDED MINI (16) | EACH | #VALUE! | PS2210 | 3500 | GALANTAI-NEW ZELAND...... | 3 | MED | Disinfecting or presterilization cleaning equipment and solutions | N/A
Gen-Med-WH | 800602 | CLOSED VIAL ACCESS DEVICE ICU MEDICAL 13MM (72) | EACH | #VALUE! | CL-62 | 3000 | ICU MEDICAL INC\....... | 3 | MED | Needleless intravenous injection and withdrawal systems | N/A
Gen-Med-WH | 800604 | CLOSED VIAL SPIKE NEEDLE-FREE GENIE ICU MEDICAL (72) | EACH | #VALUE! | CL-80 | 9000 | ICU MEDICAL INC\....... | 3 | MED | Needleless intravenous injection and withdrawal systems | N/A
Gen-Med-WH | 387100 | COLLECTOR SPECIMEN MUCOUS TRAP 40-60CC GRADUATED CAP W/TUBING/SUCTION PORT STER (57) | EACH | #VALUE! | 406 | 54432 | BUSSE...... | 3 | MED | Specimen collection and transport containers and supplies | N/A
Gen-Med-WH | 559080 | CONNECTOR 1/4X1/4X1/4" WITHOUT LUER LOCK POLYCARBONATE STERILE DISPOSABLE (55) | EACH | #VALUE! | EU3358 | 10800 | EUROSETS...... | 3 | MED | Electrocardiography EKG units and related products | N/A
Gen-Med-WH | 559027 | CONNECTOR EQUAL STRAIGHT POLYCARBONATE SIZE 3/8 X 3/8 STERILE DISPOSABLE (55) | EACH | #VALUE! | EU3379 | 600 | EUROSET...... | 3 | MED | Open heart surgical supplies and accessories and related products | N/A
Gen-Med-WH | 559028 | CONNECTOR EQUALLY POLYCARBONATE WITH LUER LOCK SIZE 1/4 X 1/4 X 1/4 STERILE DISPOSABLE (55) | EACH | #VALUE! | 6006 | 480 | MEDTRONIC...... | 3 | MED | Open heart surgical supplies and accessories and related products | N/A
Gen-Med-WH | 388501 | CONNECTOR MALE LUER LOCK FOR DRAINAGE BAG(50) | EACH | #VALUE! | 50030 | 7200 | COOK...... | 3 | MED | Urological supplies | N/A
Gen-Med-WH | 388700 | CONNECTOR-T DOUBLE TO USE WITH MX596 TUBING STERILE (62) | EACH | #VALUE! | IC-011-CT3307 | 77400 | HOSPIRA...... | 3 | MED | Intravenous and arterial tubing and administration sets and related products | N/A
Gen-Med-WH | 141045 | COTTON PADS PACK (20) | PACK | #VALUE! | WEBRIL | 60 | LOCAL...... | 3 | MED | Medical tissue closure and related products | N/A
Gen-Med-WH | 390350 | COVERS PLASTIC 100CM W 200CM L PERFORATED MULTI-USE 200/ROLL (50) | ROLL | #VALUE! | TMD B 200X83 | 300 | ATTAYER, KSA...... | 3 | MED | Foil | N/A
Gen-Med-WH | 392201 | CRUTCH WOOD LAMINATED YOUTH 36-47"ADJ PREASSEMBLED W/TIPS/GRIPS/PADS (51) | PAIR | #VALUE! | 1501-4 | 240 | MEDLINE...... | 3 | MED | Ambulation and transfer and positioning aids for the physically challenged | N/A
Gen-Med-WH | 393431 | CUSHION RING INVALID URETHANE FOAM 16"W/WASHABLE COTTON COVER (58) | EACH | #VALUE! | SG-1270T | 576 | TOP FOAM...... | 3 | MED | Decubitus prevention products | N/A
Gen-Med-WH | 589788 | CUSTOMIZED COATED CARDIOPLEGIA TUBING PACKS FOR KFSH&RC - CB INFANT (55) | EACH | #VALUE! | M960550A | 60 | MEDTRONIC...... | 3 | MED | Open heart perfusion equipment and monitors and accessories and related products | N/A
Gen-Med-WH | 589789 | CUSTOMIZED COATED CARDIOPLEGIA TUBING PACKS FOR KFSH&RC - CB SMALL ADULT (55) | EACH | #VALUE! | M960551A | 60 | MEDTRONIC...... | 3 | MED | Open heart perfusion equipment and monitors and accessories and related products | N/A
Gen-Med-WH | 60888 | DAM DENTAL PURE LATEX MEDIUM GAUGE 6X6"DARK GREEN 'HYGENIC' BX36 (08) | BOX | #VALUE! | RU1366 | 144 | BLOSSOM...... | 3 | MED | General dental supplies | N/A
Gen-Med-WH | 60358 | DENTAL ROLL ABSORBENT COTTON SIZE-3 37.5MM LONG 12.5MM DIA BX/2000 (08) | BOX | #VALUE! | 9022222 | 144 | BH MEDICAL PRODUCTS...... | 3 | MED | General dental supplies | N/A
Gen-Med-WH | 69900321 | DEVICE ANCHORING FOR TUBES, DRAINS AND CATHETERS FLEXI-TRAK® 38MM X 100MM ACRYLIC ADHESIVE LARGE (60) | EACH | #VALUE! | 37449 | 7200 | CONVATEC...... | 3 | MED | Urological supplies | N/A
Gen-Med-WH | 513309 | DEVICE BLOOD TRANSFER WITH PRE-ATTACHED HOLDER & WITH FEMALE LUER ADAPTER (49) | EACH | #VALUE! | 364810 | 4800 | BD...... | 3 | MED | Syringes and accessories | N/A
Gen-Med-WH | 394705 | DIAPER PRE-MATURE INFANT PAMPER SIZE (1200-2700G) (16) | PACK | #VALUE! | 25105 | 3672 | BABYJOY...... | 3 | MED | Undergarments | N/A
Gen-Med-WH | 611324 | DISPENSING PIN (72) | EACH | #VALUE! | D4550590 | 18000 | B\.BRAUN...... | 3 | MED | Medication dispensing and measuring devices and supplies | N/A
Gen-Med-WH | 395108 | DRAIN PENROSE LATEX TUBING 1/2X18"X-RAY OPAQUE STERILE (50) | EACH | #VALUE! | DYND50422-MEDLINE | 324000 | THIMAR AL-JAZIRAH CORP...... | 3 | MED |  | N/A
Gen-Med-WH | 396560 | DRAIN SILICONE ROUND 10FR 50CM RADIOPAQUE STRIPE PERF 23CM CONNECT-ADAPTER STERIL (60) | EACH | #VALUE! | 370017 | 3600 | ASPEN SURGICAL...... | 3 | MED |  | N/A
Gen-Med-WH | 396570 | DRAIN SILICONE ROUND 15FR 127CM RADIOPAQUE STRIPE PERF 23CM CONECT-ADAPTER STERIL (60) | EACH | #VALUE! | SU130-1323 | 2400 | CARDINAL HEALTH...... | 3 | MED |  | N/A
Gen-Med-WH | 396574 | DRAIN SILICONE ROUND 19FR 127CM RADIOPAQUE STRIPE PERF 23CM CONECT-ADAPTER STERIL (60) | EACH | #VALUE! | SU130-1325 | 9360 | CARDINAL HEALTH...... | 3 | MED |  | N/A
Gen-Med-WH | 398630 | DRAPE ANTIMICROBIAL 66X85CM INCISE 56X85CM ADHESIVE .092MG IODINE/CM2 FILM STER (60) | EACH | #VALUE! | 6651EZ | 960 | 3M...... | 3 | MED | Surgical textiles | N/A
Gen-Med-WH | 397706 | DRAPE ANTIMICROBIAL INCISE 44X35CM ADHESIVE 34X35CM .092MG IODINE/CM2 FILM STER (60) | EACH | #VALUE! | 6640EZ | 3840 | 3M...... | 3 | MED | Surgical textiles | N/A
Gen-Med-WH | 397808 | DRAPE ANTIMICROBIAL INCISE 90X45CM ADHESIVE 56X45CM .092MG IODINE/CM2 FILM STERILE (60) | EACH | #VALUE! | 6650EZ | 1920 | 3M...... | 3 | MED | Surgical textiles | N/A
Gen-Med-WH | 69900320 | DRAPE BILATERAL UNDERLEG/PERINEAL 213CM X 203CM STERILE CV-ARTS (60) | EACH | #VALUE! | 89453 | 168 | KIMBERLY CLARK...... | 3 | MED | Surgical textiles | N/A
Gen-Med-WH | 390400 | DRAPE CRANIOTOMY SHEET W/TAPE-FLUID COLLECTION BAG W/11-3/4X8" ROUND FENESTRATION (60) | EACH | #VALUE! | 888242 | 360 | MOLNLYCKE...... | 3 | MED | Surgical textiles | N/A
Gen-Med-WH | 398662 | DRAPE INTRATEMP THERMABASIN BASIN CAPACITY 6.0 LITERS STERILE DISPOSABLE (60) | EACH | #VALUE! | ITB100 | 2800 | ECOLAB...... | 3 | MED | Surgical textiles | N/A
Gen-Med-WH | 398115 | DRAPE MICROSCOPE WILD W/MONOCULAR/STEREO OBSERVER TUBES 41X120" STERILE DISP (60) | EACH | #VALUE! | 09-MK956 | 3600 | ADVANCE MEDICAL DESIGNS...... | 3 | MED | Surgical support supplies | N/A
Gen-Med-WH | 398661 | DRAPE SLUSH MACHINE CAPACITY 6.0 LITERS STERILE DISPOSABLE (60) | EACH | #VALUE! | ORS-321 | 1152 | ECOLAB...... | 3 | MED | Surgical textiles | N/A
Gen-Med-WH | 398505 | DRAPE SMALL TOWEL 45X30CM ADHESIVE AT END STERILE DISPOSABLE BX/10 (60) | EACH | #VALUE! | 1000 | 90720 | 3M...... | 3 | MED | Surgical textiles | N/A
Gen-Med-WH | 398660 | DRAPE STERI ( U ) SLOT APERATURE 47"X70" STERILE (60) | EACH | #VALUE! | 1019 | 960 | 3M...... | 3 | MED | Surgical support supplies | N/A
Gen-Med-WH | 69900051 | DRAPE SURGICAL OVERHEAD TABLE COVER 73 3/4 X 110 INCH X-LARGE POLYPROPYLENE STERILE DISPOSABLE (60) | EACH | #VALUE! | 89641 | 336 | KIMBERLY CLARK...... | 3 | MED | Clinical procedure and examination tables | N/A
Gen-Med-WH | 455209 | DRAPE TOWEL (NON-FENESTRATED) POLY-LINED 18X26"3-PLY WHITE STERILE DISPOSABLE (60) | EACH | #VALUE! | 89101-79 | 1483200 | ENAYAH...... | 3 | MED | Surgical textiles | N/A
Gen-Med-WH | 735267 | DRESSING CVC ADULT WITH 13-CONTENTS STERILE KIT (45) | KIT | #VALUE! | 8079-BUSSE | 36000 | BUSSE...... | 3 | MED | Bandages and dressings and related products | N/A
Gen-Med-WH | 25775 | DRESSING SURGICAL COLLA PLUG 1CM X 2CM (08) | PACK | #VALUE! | RTMPLUG10 | 240 | COLLAGEN MATRIX...... | 3 | MED | General dental supplies | N/A
Gen-Med-WH | 69900291 | ELECTRODE EDEGE SYSTEM ADULT FOR PHYSIO-CONTROL LIFEPAK PK/2 (56) | PACK | #VALUE! | 11996-000091 | 7200 | AL-JEEL MEDICAL...... | 3 | MED | Mobile medical services resuscitation products | N/A
Gen-Med-WH | 69900292 | ELECTRODE PAD DEFIBRILLATOR PEDIATRIC PHYSIO-CONTROL LIFEPAK PK/2 (56) | PACK | #VALUE! | F7952P | 1680 | FIAB...... | 3 | MED | Mobile medical services resuscitation products | N/A
Gen-Med-WH | 33460 | EVACUATOR VENT-O-VAC ORAL TIP LORVIC | PACK | #VALUE! | 9000739 | 320 | HENRY SCHEIN INC\....... | 3 | MED | Surgical support supplies | N/A
Gen-Med-WH | 413734 | EXCHANGER HEAT MOISTURE TRACHEOSTOMY WITH SPEECH VALVE (54) | EACH | #VALUE! | 7704 | 43200 | ATOS MEDICAL INC\....... | 3 | MED | Airway management products | N/A
Gen-Med-WH | 456880 | EYE PAD OCCLUSOR REGULAR SIZE 2X3 INCH STERILE (72) | EACH | #VALUE! | 2023-05 | 24000 | PHARMAPLAST...... | 3 | MED | Bandages and dressings and related products | N/A
Gen-Med-WH | 469752 | FACE MASK ANAESTHETIC ECOMASK PAEDIATRIC, WITH WHITE CUSHION AND HOOK RING, 22F, SIZE 2 DISPOSABLE (25) | EACH | #VALUE! | 7092000 | 240 | INTERSURGICAL...... | 3 | MED | Resuscitation supplies | N/A
Gen-Med-WH | 426037 | FIT TEST SENSITIVITY SOLUTION FOR N95 RESPIRATOR TESTING MASK BX/6 (27) | EACH | #VALUE! | 70070709657 | 864 | 3M...... | 3 | MED | Respiratory monitoring products | N/A
Gen-Med-WH | 450700 | FLOW SENSOR PREVENT® PNEUMOTACHS FOR PFT (54) | EACH | #VALUE! | 758100-004 | 1800 | MEDGRAPHICS...... | 3 | MED | Pulmonary function testing and treatment products | N/A
Gen-Med-WH | 547651 | FORMULA NEPRO HP VANILA, LIQUID FOR DIALYZED PATIENTS 220ML (53) | EACH | #VALUE! | S551 | 43200 | ABBOTT...... | 3 | MED | Formulas and products for nutritional support | N/A
Gen-Med-WH | 212444 | GERMICIDAL WIPES AF3 DISINFECTANT CAN/160 (27) | EACH | #VALUE! | XP00159 | 43200 | PDI...... | 3 | MED | Cold sterilization and disinfectant solutions | N/A
Gen-Med-WH | 384965 | GLOVES CHEMOTHERAPY LATEX NATURAL RUBBER POWDERED FREE TEXTURED FITTED BLUE LARGE 18MIL PAIR BX/50 (46) | BOX | #VALUE! | 330054080 | 912 | ANSELL...... | 3 | MED | Safety apparel | N/A
Gen-Med-WH | 384960 | GLOVES CHEMOTHERAPY LATEX NATURAL RUBBER POWDERED FREE TEXTURED FITTED BLUE MEDIUM 18MIL PAIR BX/50 (46) | BOX | #VALUE! | 330054070 | 1920 | ANSELL...... | 3 | MED | Chemotherapy equipment and supplies | N/A
Gen-Med-WH | 408720 | GLOVES SURGEON DERMAPRENE NON LATEX POWDERED FREE SIZE 7 PAIR STERILE (46) | PAIR | #VALUE! | 340006070 | 81600 | ANSELL...... | 3 | MED | Medical gloves and accessories | N/A
Gen-Med-WH | 408740 | GLOVES SURGEON DERMAPRENE NON LATEX POWDERED FREE SIZE 8 PAIR STERILE (46) | PAIR | #VALUE! | 340006080 | 19200 | ANSELL...... | 3 | MED | Medical gloves and accessories | N/A
Gen-Med-WH | 409210 | GLOVES SURGEON HYDRASOFT LATEX POWDERED FREE SIZE 6.0 PAIR STERILE (46) | PAIR | #VALUE! | 330049060 | 108000 | ANSELL...... | 3 | MED | Medical gloves and accessories | N/A
Gen-Med-WH | 409220 | GLOVES SURGEON HYDRASOFT LATEX POWDERED FREE SIZE 7.0 PAIR STERILE (46) | PAIR | #VALUE! | 330049070 | 266400 | ANSELL...... | 3 | MED | Medical gloves and accessories | N/A
Gen-Med-WH | 409235 | GLOVES SURGEON HYDRASOFT LATEX POWDERED FREE SIZE 8.5 PAIR STERILE (46) | PAIR | #VALUE! | 330049085 | 9600 | ANSELL...... | 3 | MED | Medical gloves and accessories | N/A
Gen-Med-WH | 408402 | GLOVES SURGEON MICROTHIN LATEX POWDERED FREE BROWN SIZE 7 PAIR STERILE (46) | PAIR | #VALUE! | 330051070 | 108000 | ANSELL...... | 3 | MED | Medical gloves and accessories | N/A
Gen-Med-WH | 408401 | GLOVES SURGEON MICROTHIN LATEX POWDERED FREE SIZE 6.5 PAIR STERILE (46) | PAIR | #VALUE! | 330051065 | 14400 | ANSELL...... | 3 | MED | Medical gloves and accessories | N/A
Gen-Med-WH | 409410 | GLOVES SURGICAL ORTHOPEDIC NATURAL RUBBER LATEX POWDERED FREE SIZE-8.5 PAIR STERILE (46) | PAIR | #VALUE! | 330065085 | 2400 | ANSELL...... | 3 | MED | Medical gloves and accessories | N/A
Gen-Med-WH | 472059 | HOLDER TUBE TRACHEOSTOMY ANTI-DISCONNECT TRACHSTAY ADULT/PEDIATRIC (54) | EACH | #VALUE! | 11270 | 1800 | B&B MEDICAL...... | 3 | MED | Positive mechanical pressure ventilators and accessories | N/A
Gen-Med-WH | 69900234 | IMPLANT INFUSION ACCESS PORT VENOUS CELSITE BABY PORT TITANIUM 4.5FR 22 X 18 X 8.7MM POLYURETHANE 500MM STERILE (60) | KIT | #VALUE! | 4433742 | 192 | B\.BRAUN S...... | 3 | MED | Surgical implants and expanders and extenders and Surgical wires and related products | N/A
Gen-Med-WH | 451302 | JACKET WARM-UP MEDIUM W/CUFF W/KNIT COLLAR MULTI LAYER DISPOSABLE BOX/30 (34) | EACH | #VALUE! | SJ00126 | 148800 | COBES INDUSTRIES...... | 3 | MED | Medical staff clothing and related articles | N/A
Gen-Med-WH | 451303 | JACKET WARM-UP W/CUFF W/KNIT COLLAR MULTI LAYER DISPOSABLE BOX/30 (34) | EACH | #VALUE! | SJ00127 | 97200 | BIOVISION...... | 3 | MED | Medical staff clothing and related articles | N/A
Gen-Med-WH | 451300 | JACKET WARM-UP X-LARGE W/CUFF POLYPROPYLENE NON-CODUCTIVE DISPOSABLE (34) | EACH | #VALUE! | SJ00128 | 54000 | COBES INDUSTRIES...... | 3 | MED | Medical staff clothing and related articles | N/A
Gen-Med-WH | 610979 | JAR OINTMENT PLASTIC WHITE 4 OZ W/CAPS (72) | JAR | #VALUE! | OJ04 | 15552 | SUN CITY...... | 3 | MED | Bath and body | N/A
Gen-Med-WH | 405209 | KIT ENEMA COMPLETE W/BAG 1500CC/CLAMP/JELLY/DRAPE/CASTILE SOAP.DISPOSABLE (50) | EACH | #VALUE! | AS330 | 14400 | AMSINO...... | 3 | MED | Enema administration supplies | N/A
Gen-Med-WH | 611110 | LABEL ALLERGIC SELF ADHESIVE 120X25MM ROLL/300 (23) | ROLL | #VALUE! | AN118 | 72 | LOCAL...... | 3 | MED | Medical documentation products | N/A
Gen-Med-WH | 424401 | LABEL MEDICATION BLANK SIZE 20 X 40 MM ROLL/300 (23) | ROLL | #VALUE! | N201 | 180 | AVERY...... | 3 | MED | Medical documentation products | N/A
Gen-Med-WH | 424409 | LABEL MEDICATION FENTANYL SIZE 20 X 40 MM ROLL/300 (23) | ROLL | #VALUE! | N251 | 60 | EXPERT HOUSE INFORMATION TECH...... | 3 | MED | Medical documentation products | N/A
Gen-Med-WH | 424411 | LABEL MEDICATION HEPARIN SIZE 20 X 40 MM ROLL/300 (23) | ROLL | #VALUE! | N205 | 72 | EXPERT HOUSE INFORMATION TECH...... | 3 | MED | Medical documentation products | N/A
Gen-Med-WH | 424449 | LABEL TUBING BLANK SIZE 56.4 X 25.4MM ROLL/300 (23) | ROLL | #VALUE! | N301 | 60 | EXPERT HOUSE INFORMATION TECH...... | 3 | MED | Medical documentation products | N/A
Gen-Med-WH | 424451 | LABEL TUBING CYTOTOXIC SIZE 56.4 X 25.4MM ROLL/300 (23) | ROLL | #VALUE! | AN118 | 50 | ...... | 3 | MED | Medical documentation products | N/A
Gen-Med-WH | 424461 | LABEL TUBING DO BUTAMINE SIZE 56.4 X 25.4MM ROLL/300 (23) | ROLL | #VALUE! | N102 | 24 | EXPERT HOUSE INFORMATION TECH...... | 3 | MED | Medical documentation products | N/A
Gen-Med-WH | 424489 | LABEL TUBING ENTERAL FEEDING SIZE 56.4 X 25.4MM ROLL/300 (23) | ROLL | #VALUE! | N311 | 40 | EXPERT HOUSE INFORMATION TECH...... | 3 | MED | Medical documentation products | N/A
Gen-Med-WH | 424459 | LABEL TUBING FENTANYL SIZE 56.4 X 25.4MM ROLL/300 (23) | ROLL | #VALUE! | N107 | 60 | EXPERT HOUSE INFORMATION TECH...... | 3 | MED | Medical documentation products | N/A
Gen-Med-WH | 424453 | LABEL TUBING HEPARIN SIZE 56.4 X 25.4MM ROLL/300 (23) | ROLL | #VALUE! | N310 | 12 | EXPERT HOUSE INFORMATION TECH...... | 3 | MED | Medical documentation products | N/A
Gen-Med-WH | 424441 | LABEL TUBING IV NO ADDITIVES SIZE 56.4 X 25.4MM ROLL/300 (23) | ROLL | #VALUE! | N307 | 432 | EXPERT HOUSE INFORMATION TECH...... | 3 | MED | Medical documentation products | N/A
Gen-Med-WH | 424455 | LABEL TUBING IV WITH ADDITIVES SIZE 56.4 X 25.4MM ROLL/300 (23) | ROLL | #VALUE! | N308 | 120 | EXPERT HOUSE INFORMATION TECH...... | 3 | MED | Medical documentation products | N/A
Gen-Med-WH | 424443 | LABEL TUBING LIPIDS SIZE 56.4 X 25.4MM ROLL/300 (23) | ROLL | #VALUE! | AN118 | 100 | EXPERT HOUSE INFORMATION TECH...... | 3 | MED | Medical documentation products | N/A
Gen-Med-WH | 424457 | LABEL TUBING MORPHINE SIZE 56.4 X 25.4MM ROLL/300 (23) | ROLL | #VALUE! | N108 | 24 | EXPERT HOUSE INFORMATION TECH...... | 3 | MED | Medical documentation products | N/A
Gen-Med-WH | 424447 | LABEL TUBING NORMAL SALINE SIZE 56.4 X 25.4MM ROLL/300 (23) | ROLL | #VALUE! | N302 | 80 | EXPERT HOUSE INFORMATION TECH...... | 3 | MED | Medical documentation products | N/A
Gen-Med-WH | 424445 | LABEL TUBING TPN SIZE 56.4 X 25.4MM ROLL/300 (23) | ROLL | #VALUE! | N304 | 90 | EXPERT HOUSE INFORMATION TECH...... | 3 | MED | Medical documentation products | N/A
Gen-Med-WH | 356010 | LINER SUCTION CANNISTER 1000ML CRD FLEXIBLE CLEAR W/LID IND WRAP DISPOSABLE (57) | EACH | #VALUE! | DYNDSCL1000 | 19200 | MEDLINE...... | 3 | MED | Surgical equipment and accessories and related products | N/A
Gen-Med-WH | 356035 | LINER SUCTION CANNISTER 2000CC RECEPTAL W/INTERNAL SHUT-OFF VALVE DISP (57) | EACH | #VALUE! | G902 | 206400 | AMSINO...... | 3 | MED | Endoscopic instruments | N/A
Gen-Med-WH | 356030 | LINER SUCTION CANNISTER 3000CC THIN WALL FLEXIBLE CLEAR W/LID IND WRAP DISP (57) | EACH | #VALUE! | 65651-930C | 88800 | CARDINAL HEALTH...... | 3 | MED | Surgical equipment and accessories and related products | N/A
Gen-Med-WH | 471001 | MASK AIR ENTRAINMENT MULTI-VENT ADULT DISPOSABLE (27) | EACH | #VALUE! | 1117005 | 8000 | INTERSURGICAL...... | 3 | MED | Oxygen therapy delivery systems and devices | N/A
Gen-Med-WH | 469742 | MASK NON-REBREATHING PEDIATRIC (25) | EACH | #VALUE! | 1192000 | 3600 | INTERSURGICAL...... | 3 | MED | Oxygen therapy delivery systems and devices | N/A
Gen-Med-WH | 469750 | MASK OXYGEN PEDIATRIC-SMALL SHORT STYLE MEDIUM CONCENTRATION 84" TUBE (25) | EACH | #VALUE! | 1196000 | 54000 | INTERSURGICAL...... | 3 | MED | Oxygen therapy delivery systems and devices | N/A
Gen-Med-WH | 25779 | MASK SAFE PREMIER ELITE BLUE, BOX/50 (08) | BOX | #VALUE! | 00148 | 2880 | HALYARD...... | 3 | MED | Medical staff clothing and related articles | N/A
Gen-Med-WH | 473301 | MITTEN FINGER CONTROL WITH VELCRO CLOSURE ADULT (58) | PAIR | #VALUE! | M2034 | 3000 | DEROYAL...... | 3 | MED | Medical gloves and accessories | N/A
Gen-Med-WH | 539008 | MOUTH RINSE HALI CONTROL 30 ML WITHOUT ALCOHOL (57) | EACH | #VALUE! | 3052MA | 500 | GUM...... | 3 | MED | Cosmetic dentistry equipment and supplies | N/A
Gen-Med-WH | 428210 | NEEDLE ASPIRATION 18G1/16 STERNAL/ILIAC ILLINOIS JAMSHIDI PED STERILE DISP BX10 (47) | EACH | #VALUE! | DIN1518X | 2400 | CAREFUSION...... | 3 | MED | Injection and aspiration needles and accessories | N/A
Gen-Med-WH | 428215 | NEEDLE BIOPSY ASPIRATION BONE MARROW JAMSHIDI 13G X 2 INCH PEDIATRIC STERILE DISPOSABLE (47) | EACH | #VALUE! | DJ3513X | 480 | CAREFUSION...... | 3 | MED | Injection and aspiration needles and accessories | N/A
Gen-Med-WH | 428225 | NEEDLE BIOPSY DEVICE 15GA 15CM X 1.9MM (47) | EACH | #VALUE! | MC1616 | 360 | ROYSPEC (KFMC)...... | 3 | MED | Injection and aspiration needles and accessories | N/A
Gen-Med-WH | 403703 | NEEDLE ELECTRODE 1" STERILE DISPOSABLE (56) | EACH | #VALUE! | E1552-VALEYLAB | 4800 | GLOBAL TRADING GROUP, INC\....... | 3 | MED | Surgical equipment and accessories and related products | N/A
Gen-Med-WH | 735895 | NEEDLE FILL BLUNT 18G 40MM FOR RIVA ROBOTIC SYSTEM DISPOSABLE BX/100 (74) | BOX | #VALUE! | 305180 | 240 | BD...... | 3 | MED | Injection and aspiration needles and accessories | N/A
Gen-Med-WH | 428213 | NEEDLE TWO 26G 12MM BX/10 (47) | BOX | #VALUE! | RMS22612 | 240 | RMS MEDICAL PRODUCTS...... | 3 | MED | Intravenous and arterial tubing and administration sets and related products | N/A
Gen-Med-WH | 428211 | NEEDLE TWO 26G 6MM BX/10 (47) | BOX | #VALUE! | RMS22606 | 96 | RMS MEDICAL PRODUCTS...... | 3 | MED | Intravenous and arterial tubing and administration sets and related products | N/A
Gen-Med-WH | 428212 | NEEDLE TWO 26G 9MM BX/10 (47) | BOX | #VALUE! | RMS22609 | 96 | RMS MEDICAL PRODUCTS...... | 3 | MED | Intravenous and arterial tubing and administration sets and related products | N/A
Gen-Med-WH | 548118 | NIPPLE PEDIATRIC SINGLE HOLE CROSS CUT TWIST-ON DISPOSABLE (50) | EACH | #VALUE! | AB-63374 | 330000 | ABBOTT...... | 3 | MED | Formulas and products for nutritional support | N/A
Gen-Med-WH | 544980 | ORGANIZER TUBING PLASTIC STERILE DISPOSABLE (60) | EACH | #VALUE! | 311033-000 | 5760 | NOVOSCI...... | 3 | MED | Electrocardiography EKG units and related products | N/A
Gen-Med-WH | 441407 | OSTOMY ADHESIVE SPRAY MEDICAL SPRAY 3 OZ CAN (63) | EACH | #VALUE! | 7730 | 1440 | HOLLISTER...... | 3 | MED | Ostomy supplies and non surgical wound drainage products | N/A
Gen-Med-WH | 440904 | OSTOMY POUCH CUSTOM CUT W/SKIN BARRIER 3/4-2 1/2" (19-64MM)TRANSPARENT OPEN END (63) | EACH | #VALUE! | 22771-CONVATEC | 86400 | SALEHIYA TRADING EST\....... | 3 | MED | Ostomy supplies and non surgical wound drainage products | N/A
Gen-Med-WH | 435030 | OSTOMY POUCH PAEDIATRIC ACTIVE LIFE LITTLE ONES ONE PIECE (63) | EACH | #VALUE! | 209-22-CONVATEC | 27000 | SALEHIYA TRADING EST\....... | 3 | MED | Ostomy supplies and non surgical wound drainage products | N/A
Gen-Med-WH | 589827 | OXYGENATOR QUADROX PEDIATRIC WITH HARDSHELL COATED RESERVOIR STERILE DISPOSABLE (55) | EACH | #VALUE! | QUADROX VKMO-30000 | 180 | MAQUET...... | 3 | MED | Open heart perfusion equipment and monitors and accessories and related products | N/A
Gen-Med-WH | 545108 | PAD ANTI-DECUBITUS CHUX 24X30" 100% KODEL POLYSTER PILE REUSABLE AUTOCLAVABLE CS6 (50) | EACH | #VALUE! | M6011 | 480 | DEROYAL...... | 3 | MED | Decubitus prevention products | N/A
Gen-Med-WH | 25761 | PAD SALIVA ABSORBENT DRY TIPS LARGE (08) | PACK | #VALUE! | 291542 | 840 | MICROBRUSH CORP\. USA...... | 3 | MED | Dental and subspecialty instruments and devices | N/A
Gen-Med-WH | 548841 | PAPER RECORDING FOR DEFIBRILLATOR LIFEPACK (56) | EACH | #VALUE! | 011000 | 7776 | LOCAL...... | 3 | MED | Printing and writing paper | N/A
Gen-Med-WH | 456905 | PATCH EYE ORTOLUX AIR LARGE TRANSPARENT SELF-ADHESIVE (64) | EACH | #VALUE! | 105.22 | 240 | MASTER-AID PIETRASANTA PHARMA...... | 3 | MED | Bandages and dressings and related products | N/A
Gen-Med-WH | 589776 | PEDIATRIC TUBING PACK LONG TERM SUPPORT ECMO BIOLINE COATED 1/4 X 1/4 STERILE (55) | EACH | #VALUE! | BE-H 81205 | 60 | MAQUET...... | 3 | MED | Open heart perfusion equipment and monitors and accessories and related products | N/A
Gen-Med-WH | 394003 | PENLIGHT HIGH INTENSITY LIGHT MEDICAL 3 VOLTS-AAA ZINC BATTERY (64) | EACH | #VALUE! | 5070 | 5616 | RIESTER...... | 3 | MED | Medical exam lights or lamps | N/A
Gen-Med-WH | 460902 | PIN SAFETY MEDIUM STAINLESS STEEL STERILE DISPOSABLE PK/2 (16) | PACK | #VALUE! | 2202 | 3000 | ASPEN SURGICAL...... | 3 | MED | Sewing fasteners | N/A
Gen-Med-WH | 369802 | PLUG CATHETER/DRAINAGE TUBE PROTECTOR STERILE DISPOSABLE (48) | EACH | #VALUE! | CS9002 | 12000 | PENNINE HEALTHCARE...... | 3 | MED |  | N/A
Gen-Med-WH | 489429 | POUCH STERILIZATION 150X300 MM DUAL STEAM/ETO LAMINATED FILM DAMP RESISTANT MD.PAPR BX/1000 (65) | BOX | #VALUE! | 448-510 | 192 | BASTOS VIEGAS...... | 3 | MED | Sterilization wraps and packaging supplies | N/A
Gen-Med-WH | 489901 | POUCH TUBULAR STERILIZATION PEEL STEAM/ETO W/GUSSET 100 X 50MM X 100 MTR (65) | ROLL | #VALUE! | WPK-RB51-3P | 24 | WIPAK...... | 3 | MED | Sterilization wraps and packaging supplies | N/A
Gen-Med-WH | 489904 | POUCH TUBULAR STERILIZATION PEEL STEAM/ETO W/GUSSET 250 X 65MM X 100 MTR (65) | ROLL | #VALUE! | WPK-RB54-3P | 48 | WIPAK...... | 3 | MED | Sterilization wraps and packaging supplies | N/A
Gen-Med-WH | 351600 | POVIDONE-IODINE TOPICAL SOLUTION 10% ,4 OZ BTL (49) | EACH | #VALUE! | AV432 | 14256 | AVALON PHARMA...... | 3 | MED |  | N/A
Gen-Med-WH | 357205 | PROTECTOR HEEL AND ELBOW ORTHOPEDIC PAD HEELLIFT SUSPENSION BOOT (58) | EACH | #VALUE! | M60-300 | 960 | DEROYAL...... | 3 | MED | Decubitus prevention products | N/A
Gen-Med-WH | 582809 | RESERVOIR CARDIOTOMY 20U MICROFILTER QUICK PRIMING 1/4"BLD INLET 3/8"OUTLET STER (55) | EACH | 1 |  | 600 | OTHERS...... | 3 | MED | Open heart perfusion equipment and monitors and accessories and related products | N/A
Gen-Med-WH | 473201 | RESTRAINT LIMB HOLDER DELUXE SYNTHETIC FUR CUFFS COTTON STRAPS ADULT WASHABLE (58) | PAIR | #VALUE! | 60-65 | 720 | NOVO KLINIK...... | 3 | MED | Restraints and accessories | N/A
Gen-Med-WH | 473400 | RESTRAINT LIMB HOLDER FOAM LINED INFANT VELCRO CLOSURE ADJUSTABLE PAIR (58) | PAIR | #VALUE! | M7034D-C | 10800 | DEROYAL...... | 3 | MED | Restraints and accessories | N/A
Gen-Med-WH | 212777 | SANI CLOTH CHLOR +1000PMM ALCOHOL-FREE DISINFECTANT WIPES (27) | EACH | #VALUE! | XP00309 | 4800 | PDI...... | 3 | MED | Cold sterilization and disinfectant solutions | N/A
Gen-Med-WH | 212333 | SANI-CLOTH ACTIVE ALCOHOL-FREE DISINFECTANT WIPES 200 X 220MM (27) | EACH | #VALUE! | XP00190 | 15600 | PDI...... | 3 | MED | Cold sterilization and disinfectant solutions | N/A
Gen-Med-WH | 25771 | SANI-TIP? SYRINGE AIR/WATER DISPOSABLE 76MM (08) | BAG | #VALUE! | 122210 | 240 | DENTSPLY INTERNATIONAL...... | 3 | MED | General dental supplies | N/A
Gen-Med-WH | 611320 | SAVER FILTER ENDOTOXIN SET WITH MICROBORE EXTENSION TUBING (ELD96LLCE) (72) | EACH | 61 | ELD96LLCE | 11400 | PALL MEDICAL...... | 3 | MED | Intravenous and arterial tubing and administration sets and related products | N/A
Gen-Med-WH | 474602 | SCALPEL NO-10 W/SURGICAL STEEL BLADE PLASTIC HANDLE STERILE IND WRAP DISP (50) | EACH | #VALUE! | 501 | 20640 | SWANN-MORTON...... | 3 | MED | Surgical cutting instruments and snares and related products | N/A
Gen-Med-WH | 505022 | SCROTAL SUPPORT SUSPENSORY ELASTIC WITH LEG-STRAP MEDIUM 0-2 ADJUSTABLE WAISTBAND FITS ALL (16) | EACH | #VALUE! | 0053-M | 500 | MIRACLE MEDICAL INDUSTRIE...... | 3 | MED | Wound supports and supplies and accessories | N/A
Gen-Med-WH | 505102 | SCROTAL SUPPORT SUSPENSORY WITHOUT LEG BAND LARGE COTTON POUCH ADJUSTABLE WAISTBAND 0-16 (16) | EACH | #VALUE! | 0053-L | 1800 | MIRACLE MEDICAL INDUSTRIE...... | 3 | MED | Wound supports and supplies and accessories | N/A
Gen-Med-WH | 505204 | SCROTAL SUPPORT WITHOUT LEG STRAP SUSPENSORY MEDIUM COTTON POUCH ADJUSTABLE WAISTBAND NO. 87 (16) | EACH | #VALUE! | MN8255 | 840 | LOCAL...... | 3 | MED | Wound supports and supplies and accessories | N/A
Gen-Med-WH | 498485 | SEAL COHESIVE EAKEN SMALL 5CM (63) | EACH | #VALUE! | 839002 | 60480 | EIKEN & SON LTD...... | 3 | MED | Ostomy supplies and non surgical wound drainage products | N/A
Gen-Med-WH | 471610 | SEAL SECURITY LOCK WHITE PLASTIC W/SERIAL NUMBER DISPOSABLE (50) | EACH | #VALUE! | PP-3 | 72000 | TYDENBROOKS...... | 3 | MED | Securing and protecting supplies | N/A
Gen-Med-WH | 471615 | SEALS TAMPER EVIDENT BLUE PLASTIC FOR RIGID CONTAINER DISPOSABLE PK/1000 (50) | PACK | #VALUE! | JG739 | 240 | AESCULAP - GERMANY...... | 3 | MED | Securing and protecting supplies | N/A
Gen-Med-WH | 351700 | SKIN RINSE ISOPROPYL ALCOHOL 70% SOLUTION 4 OZ (49) | BOTTLE | #VALUE! | AV097 | 51840 | AVALON PHARMA...... | 3 | MED | Cold sterilization and disinfectant solutions | N/A
Gen-Med-WH | 505402 | SOLUTION CLEANING WOUND SHOWER/BATH KIT PRE-OP ANTISEPTIC WITH CHLORHEXIDINE GLUCONATE (CHG) 4%, 100ML (60) | KIT | #VALUE! | KNEXC2EN001 | 10200 | NEX MEDICAL...... | 3 | MED | Wound cleaning and debridement products | N/A
Gen-Med-WH | 69900816 | SOLUTION HAND ANTISEPTIC, 3M-AVAGARD WITH MOISTURIZER 500ML (49) | EACH | #VALUE! | 9200 | 1344 | 3M...... | 3 | MED | Bath and body | N/A
Gen-Med-WH | 477490 | SPECULA OTOSCOPE PEDIATRIC TIP 2.75MM DIAGNOSTIC STYLE DISPOSABLE BAG/850 (64) | EACH | #VALUE! | 52432-U-WA | 122400 | SAUDI MEDICAL SERVICES LTD...... | 3 | MED | Scopes and specula and accessories for medical exam diagnostic use | N/A
Gen-Med-WH | 426610 | SPILL KIT CHEMOSAFETY DRUG STERILE DISPOSABLE (50) | EACH | #VALUE! | CT4004 | 432 | KENDALL HEALTHCARE...... | 3 | MED | Absorbents | N/A
Gen-Med-WH | 800603 | SPINNING CHEMOLOCK CLOSED SYSTEM DRUG TRANSFER DEVICE SINGLE USE (72) | EACH | #VALUE! | CL-2000S | 9000 | ICU MEDICAL INC\....... | 3 | MED | Needleless intravenous injection and withdrawal systems | N/A
Gen-Med-WH | 471400 | SPIROMETER INCENTIVE BREATHING VOLUME EXERCISER PEDIATRIC 2500CC (59) | EACH | #VALUE! | 22-2500 | 1728 | SMITHS MEDICAL...... | 3 | MED | Rehabilitation exercise devices and equipment | N/A
Gen-Med-WH | 484560 | SPONGE ABSORBABLE GELATIN 80X50X10MM STANDARD STERILE (45) | EACH | #VALUE! | 0517050- CUTANPLAST (ITAL | 10080 | AL-BILALI TRADING EST\....... | 3 | MED | Hemostatic agents | N/A
Gen-Med-WH | 506150 | SPONGE DRAIN PRECUT 4 X 4 INCH 6 PLY FOLDED STERILE PK/2 (45) | PACK | #VALUE! | 877029/8 | 1440000 | DAMAD...... | 3 | MED | Bandages and dressings and related products | N/A
Gen-Med-WH | 489689 | STERILIZATION DUAL STEAM/ETO LAMINATED FILM 150MM X 100MTR ROLL DAMP RESISTANT (65) | ROLL | #VALUE! | 92BOP15100 | 96 | SPS LAB'S-FRANCE...... | 3 | MED | Sterilization wraps and packaging supplies | N/A
Gen-Med-WH | 405403 | STICK BITE TONGUE DEPRESSOR SEMIRIGID PLASTIC DISPOSABLE (50) | EACH | #VALUE! | 1174 | 2400 | TELEFLEX...... | 3 | MED | Diagnostic assessment and exam products for general use | N/A
Gen-Med-WH | 500005 | STOCKING ELASTIC A-E KNEE LENGTH LARGE EX-LENGTH PAIR (58) | PAIR | #VALUE! | CV-7594 | 21000 | COVIDIEN...... | 3 | MED | Vascular and compression therapy equipment and supplies | N/A
Gen-Med-WH | 501008 | STOCKING ELASTIC A-E KNEE LENGTH SMALL REGULAR (58) | PAIR | #VALUE! | MDS160624 | 7776 | MEDLINE...... | 3 | MED | Vascular and compression therapy equipment and supplies | N/A
Gen-Med-WH | 539000 | SUCTION VALVE HANDLE (CLOSED COMPONENTS SYSTEM) (57) | EACH | #VALUE! | 99786 | 12600 | KIMBERLY CLARK...... | 3 | MED | Dental and subspecialty instruments and devices | N/A
Gen-Med-WH | 505500 | SWAB PAD ALCOHOL ISOPROPYL 2-PLY 70% STERILE BX/100 (49) | BOX | #VALUE! | KM-QP018 | 1368000 | KINMED...... | 3 | MED | Applicator swabs and cotton balls | N/A
Gen-Med-WH | 506003 | SWABSTICK LEMON GLYCERINE 4" STERILE 3/PK BX/25 (49) | BOX | #VALUE! | MDS-090600 | 480 | R...... | 3 | MED | Dental hygiene and preventive care equipment and supplies | N/A
Gen-Med-WH | 735803 | SYRINGE 10CC LUER-LOK™TIP GRADUATED NON LATEX PEEL PACK FOR IV STATION™ ROBOTIC SYSTEM DISPOSABLE STERILE (74) | EACH | #VALUE! | 300912 | 4800 | BD...... | 3 | MED | Syringes and accessories | N/A
Gen-Med-WH | 735801 | SYRINGE 3CC LUER-LOK™TIP GRADUATED NON LATEX PEEL PACK FOR IV STATION™ ROBOTIC SYSTEM DISPOSABLE STERILE (74) | EACH | #VALUE! | 309658 | 4800 | BD...... | 3 | MED | Syringes and accessories | N/A
Gen-Med-WH | 735802 | SYRINGE 5CC LUER-LOK™TIP GRADUATED NON LATEX PEEL PACK FOR IV STATION™ ROBOTIC SYSTEM DISPOSABLE STERILE (74) | EACH | #VALUE! | 309649 | 12000 | BD...... | 3 | MED | Laboratory or sampling syringes | N/A
Gen-Med-WH | 811620 | SYRINGE INJECTOR 150ML STERILE DISPOSABLE(66) | EACH | #VALUE! | ART700SYR | 5400 | MEDRAD...... | 3 | MED | Medical diagnostic x ray products | N/A
Gen-Med-WH | 735800 | SYRINGE LUER-LOK™ TIP GRADUATED NON LATEX PEEL PACK 1ML FOR IV STATION™ ROBOTIC SYSTEM DISPOSABLE STERILE (74) | EACH | #VALUE! | 309628 | 9600 | BD...... | 3 | MED | Syringes and accessories | N/A
Gen-Med-WH | 513406 | TAPE HYPO-ALLERGENIC SILK CLOTH 1" X 10 YDS ROLL (33) | ROLL | #VALUE! | 1538-1-3M | 216000 | EBRAHIM M\. ALMANA & BROS\....... | 3 | MED |  | N/A
Gen-Med-WH | 513304 | TAPE HYPO-ALLERGENIC SILK CLOTH 1/2"X10 YDS ROLL (33) | ROLL | #VALUE! | 1538-0-3M | 86400 | 3M HEALTHCARE...... | 3 | MED |  | N/A
Gen-Med-WH | 513600 | TAPE HYPO-ALLERGENIC SILK CLOTH 3"X10 YDS ROLL (33) | ROLL | #VALUE! | 1538-3 | 16800 | 3M...... | 3 | MED |  | N/A
Gen-Med-WH | 515106 | TAPE PAPER HYPO-ALLERGENIC ADHESIVE 1 INCH X10 YDS ROLL (33) | ROLL | #VALUE! | 1530-1M | 56160 | 3M...... | 3 | MED |  | N/A
Gen-Med-WH | 495205 | TAPE STERILIZATION EXTERNAL INDICATOR STEAM WITH AGGRESSIVE PRESSURE SENSITIVE ADHESIVE TO HOLD POLYPROPYLENE 1"X60 YDS ROLL (33) | ROLL | #VALUE! | 4015 | 9072 | MEDICAL ACTION...... | 3 | MED | Sterilization indicators and controls | N/A
Gen-Med-WH | 461513 | TESTSTRIPS GLUCOSE ONE TOUCH SELECT PLUS FOR OUTPATIENTS BX-50 TEST STRIPS (36) | BOX | #VALUE! | 023-244-01 | 97920 | JOHNSON & JOHNSON...... | 3 | MED | Manual test kits and quality controls and calibrators and standards | N/A
Gen-Med-WH | 517204 | TONGUE DEPRESSOR SENIOR REG 5.5" NDIVIDUALY PACK STERILE BX/100 (50) | BOX | #VALUE! | GT128-100 | 1920 | GREETMED...... | 3 | MED | Diagnostic assessment and exam products for general use | N/A
Gen-Med-WH | 539006 | TOOTHBRUSH SURGICAL POST ULTRA SOFT (57) | EACH | #VALUE! | 317MB | 500 | GUM...... | 3 | MED | Dental | N/A
Gen-Med-WH | 539007 | TOOTHPASTE ORTHO 12 ML WITHOUT SLS AND ALCOHOL (57) | EACH | #VALUE! | 308MA | 500 | GUM...... | 3 | MED | Cosmetic dentistry equipment and supplies | N/A
Gen-Med-WH | 520401 | TRAY BASIC BIOPSY W/O NEEDLE STERILE DISPOSABLE (69) | EACH | #VALUE! | 651B | 2880 | BUSSE...... | 3 | MED | Injection and aspiration needles and accessories | N/A
Gen-Med-WH | 518670 | TRAY BIOPSY BONE MARROW 11G4"ILLINOIS NEEDLE+16G STERNAL ILLIAC ASPIRATION ADULT STERILE (36) | EACH | #VALUE! | 171DBMNJ1104TL | 7800 | ARGON MEDICAL...... | 3 | MED | Injection and aspiration needles and accessories | N/A
Gen-Med-WH | 522295 | TRAY DRESSING WITH METAL SCISSOR/FORCEP 6 NON-WOOVEN SWAB (4 X 4") 1-CLINICAL WASTE BAG W/ TAPE 1-STERILE FIELD WRAPPING (69) | EACH | #VALUE! | JM-T3315-2 | 32400 | JAMJOOM MEDICAL...... | 3 | MED | Bandages and dressings and related products | N/A
Gen-Med-WH | 521000 | TRAY FOLEY CATH 14FR W/PRECONNECTED CLOSED DRAINAGE SYSTEM STERILE (48) | EACH | #VALUE! | DYND11855 | 1200 | MEDLINE...... | 3 | MED | Urological supplies | N/A
Gen-Med-WH | 523400 | TRAY IRRIGATION PISTON SYRINGE 60ML W/BASIN 1200CC 500CC CONTAINER STERILE (69) | EACH | #VALUE! | JM-T3300B | 1440 | JAMJOOM MEDICAL INDUSTRIES...... | 3 | MED | Syringes and accessories | N/A
Gen-Med-WH | 523706 | TRAY LUMBAR PUNCTURE 18G3-1/2"SPINAL NEEDLE W/MANOMETER ADULT STERILE (69) | EACH | #VALUE! | 647B | 3600 | BUSSE...... | 3 | MED | Injection and aspiration needles and accessories | N/A
Gen-Med-WH | 523604 | TRAY LUMBAR PUNCTURE 22G1-1/2"SPINAL NEEDLE W/O MANOMETER PED-INFANT STERILE (69) | EACH | #VALUE! | 646B | 2400 | BUSSE...... | 3 | MED | Injection and aspiration needles and accessories | N/A
Gen-Med-WH | 525906 | TRAY MINOR PROCEDURE W/WEBSTER NEEDLE HOLDER STERILE (69) | EACH | #VALUE! | DYNJ03000 | 3840 | MEDLINE...... | 3 | MED | Diagnostic assessment and exam products for general use | N/A
Gen-Med-WH | 524607 | TRAY SHAVE PREP STERILE DISP (SOAP SPONGE-ABS-TOWEL-2CTN APP/PREP-RAZOR/GAUZE/PD (69) | EACH | #VALUE! | JM-T3301-JAMJOOM | 1728 | JAMJOOM MEDICAL INDUSTRIES CO\....... | 3 | MED | Surgical support supplies | N/A
Gen-Med-WH | 524801 | TRAY SUTURE REMOVAL SHARP/BLUNT SCISSOR/METAL FORCEP/GAUZE SPONGE/ALCOHOL PREP PAD STERILE (69) | EACH | #VALUE! | JF-T3310P-A | 468000 | JAMJOOM MEDICAL INDUSTRIES CO\....... | 3 | MED | Sutures and related products | N/A
Gen-Med-WH | 524903 | TRAY THORACENTESIS 7"CATH 14GX2" NEEDLE 60CC LL SYRINGE STERILE DISPOSABLE (69) | EACH | #VALUE! | AK-01000-J | 720 | ARROW...... | 3 | MED |  | N/A
Gen-Med-WH | 536403 | TUBE FEEDING 8FR 15" INFANT MARKED 10"-20"-30" FROM END STERILE DISPOSABLE (70) | EACH | #VALUE! | FT-1908/48 | 24000 | PENNINE HEALTHCARE...... | 3 | MED | Enteral feeding equipment and supplies | N/A
Gen-Med-WH | 536575 | TUBE FEEDING ENTERAL 12FR 36" Y-PORT CONNECTOR RADIOPAQUE STER (70) | EACH | #VALUE! | NCE112G | 4800 | CAIR LGL...... | 3 | MED | Gastrostomy and jejunostomy access devices or accessories | N/A
Gen-Med-WH | 536569 | TUBE NASOGASTRIC FEEDING WITHOUT STYLET 10 FR 100CM POLYURETHANE LATEX-FREE DEHP-FREE (70) | EACH | #VALUE! | RT10/100L | 3000 | HMC-MEDICINA...... | 3 | MED | Gastrostomy and jejunostomy access devices or accessories | N/A
Gen-Med-WH | 536510 | TUBE NASOGASTRIC FEEDING WITHOUT STYLET 12 FR 100CM POLYURETHANE LATEX-FREE DEHP-FREE (70) | EACH | #VALUE! | RT12/100L | 2400 | HMC-MEDICINA...... | 3 | MED | Gastrostomy and jejunostomy access devices or accessories | N/A
Gen-Med-WH | 536567 | TUBE NASOGASTRIC FEEDING WITHOUT STYLET 6 FR 80CM POLYURETHANE LATEX-FREE DEHP-FREE (70) | EACH | #VALUE! | RT6/80L | 2400 | HMC-MEDICINA...... | 3 | MED | Gastrostomy and jejunostomy access devices or accessories | N/A
Gen-Med-WH | 536568 | TUBE NASOGASTRIC FEEDING WITHOUT STYLET 8FR 80CM POLYURETHANE LATEX-FREE DEHP-FREE (70) | EACH | #VALUE! | RT8/80L | 3600 | HMC-MEDICINA...... | 3 | MED | Gastrostomy and jejunostomy access devices or accessories | N/A
Gen-Med-WH | 537406 | TUBE SALEM SUMP 10FR 36"VENTED RADIOPAQUE SENTINEL LINE-EYE DISTAL END STERILE (70) | EACH | #VALUE! | 8888264911 | 3600 | COVIDIEN...... | 3 | MED | Nasoenteric tubes | N/A
Gen-Med-WH | 546500 | TUBE SET FLOWRATE 600ML/HOUR BX/50 (50) | BOX | #VALUE! | F600 | 84 | RMS MEDICAL PRODUCTS...... | 3 | MED | Intravenous infusion pumps and its analyzers and sensors and its accessories | N/A
Gen-Med-WH | 546501 | TUBE SET FLOWRATE 900ML/HOUR BX/50 (50) | BOX | #VALUE! | F900 | 72 | RMS MEDICAL PRODUCTS...... | 3 | MED | Intravenous infusion pumps and its analyzers and sensors and its accessories | N/A
Gen-Med-WH | 733813 | TUBING BLOOD'Y'SET VENTED 100-SL 100"W/CAIR CLAMP FILTER TWINSITE 30-6"STERILE (62) | EACH | #VALUE! | 011-C6019 | 60000 | HOSPIRA...... | 3 | MED | Blood administration and transfusion products | N/A
Gen-Med-WH | 733448 | TUBING BURETTE SET 150ML 77"VENTED 60DROPS CAIR CLAMP SOLUSET MICRODRIP STER (62) | EACH | #VALUE! | HS-14236 | 16200 | HOSPIRA...... | 3 | MED | General laboratory glassware and plasticware and supplies | N/A
Gen-Med-WH | 733870 | TUBING CYSTOSCOPY/IRRIGATION NON-VENTED W/SPIKE 77"L 8-DROPS/ML STERILE(62) | EACH | #VALUE! | HS-6544-01 / | 3600 | HOSPIRA...... | 3 | MED | Surgical support supplies | N/A
Gen-Med-WH | 535950 | TUBING EXTENSION PVC 205CM MALE LUER-LOCK W/STOPCOCK STERILE DISPOSABLE (62) | EACH | #VALUE! | 04100020162 | 28800 | BD...... | 3 | MED | Intravenous and arterial tubing and administration sets and related products | N/A
Gen-Med-WH | 735485 | TUBING FILTERSET HIGH PRESSURE 0.22 MICRON EXT 15"OPTION LOCK'Y'INJ SITE STERILE (62) | EACH | #VALUE! | HS-20668 | 14400 | HOSPIRA...... | 3 | MED | Intravenous and arterial tubing and administration sets and related products | N/A
Gen-Med-WH | 813865 | TUBING HIGH PRESSURE FLEXIBLE 1200 PSI CONNECTING BRAIDED POLYURETHANE,48 INCH (122CM LENGTH) WITH ROTATING ADAPTOR (62) | EACH | #VALUE! | HPF480E | 6000 | MERIT...... | 3 | MED | Acute care monitoring units and related products | N/A
Gen-Med-WH | 733260 | TUBING INFUSION W/15UM FILTER W/O NEEDLE LUER LOCK CONNECTOR STERILE (62) | EACH | #VALUE! | D4062957-B.BRAUN | 79200 | MEDISERV MEDICAL...... | 3 | MED | Intravenous and arterial tubing and administration sets and related products | N/A
Gen-Med-WH | 468804 | TUBING OXYGEN CONNECTING 84"DUAL 1/4"FEMALE CONNECTOR DISPOSABLE (59) | EACH | #VALUE! | 1174000 | 60000 | INTERSURGICAL...... | 3 | MED | Oxygen therapy delivery systems and devices | N/A
Gen-Med-WH | 733290 | TUBING PRIMARY 100" NON-VENTED 'Y' INJ SITE 15 DROPS/ML CAIR CLAMP STERILE CS/48 (62) | EACH | #VALUE! | D4062158 | 108000 | B\.BRAUN\....... | 3 | MED | Intravenous and arterial tubing and administration sets and related products | N/A
Gen-Med-WH | 405090 | TUBING ROOM TEMPERATURE CLOSED LOOP INJECTATE DELIVERY INLINE TEMP SENSOR STERIL (62) | EACH | #VALUE! | IC-41424-03 | 960 | HOSPIRA...... | 3 | MED | Acute care monitoring units and related products | N/A
Gen-Med-WH | 734327 | TUBING TUR IRRIGATION SET'Y'TYPE NON-VENTED 96" (244CM) 8-DROPS/ML POST-OPERTIVE MAINT STERILE (62) | EACH | #VALUE! | AB-6543-01 | 2880 | ABBOTT...... | 3 | MED | Surgical support supplies | N/A
Gen-Med-WH | 733722 | TUBING 'Y'TYPE CONNECTING 6"W/MALE/FEMALE ADAPTER PROXIMAL END STERILE (62) | EACH | #VALUE! | 4097145 | 144000 | B BRAUN...... | 3 | MED | Blood administration and transfusion products | N/A
Gen-Med-WH | 589775 | TUBINGS,HEMOFILTER,CARDIOPLEGIA & CUVETTE ADULT PACK-4 SMALL (3/8X3/8) X-COATED (55) | EACH | #VALUE! | CX-DB459X | 600 | TERUMO...... | 3 | MED | Open heart perfusion equipment and monitors and accessories and related products | N/A
Gen-Med-WH | 362509 | UNIVERSAL SECUREMENT DEVICE LARGE 100/BOX STERILE (50) | EACH | #VALUE! | 3400L | 24000 | GRIP-LOK...... | 3 | MED | Intravenous and arterial tubing and administration sets and related products | N/A
Gen-Med-WH | 362507 | UNIVERSAL SECUREMENT DEVICE SMALL 100/BOX STERILE (50) | EACH | #VALUE! | 3200S | 36000 | GRIP-LOK...... | 3 | MED | Intravenous and arterial tubing and administration sets and related products | N/A
Gen-Med-WH | 546305 | URINAL MALE W/COVER 1 QT GRADUATED PLASTIC GOLD/WHITE DISPOSABLE (34) | EACH | #VALUE! | URN100 | 234000 | HARMON FOR TRADING...... | 3 | MED | Basins and bedpans and urinals and admission kits | N/A
Gen-Med-WH | 546929 | URINE METER ASPIRATING PORT 200ML METER 2000ML BAG 9/32" TUBING ANTIREFLUX VALVE (48) | EACH | #VALUE! | AS327200 | 21000 | AMSINO...... | 3 | MED | Urological supplies | N/A
Gen-Med-WH | 539005 | VALVE BIOPSY ENDOSCOPE DISPOSABLE (57) | EACH | #VALUE! | NGL2167 (MAJ-210) | 240 | OLYMPUS...... | 3 | MED | Positive mechanical pressure ventilators and accessories | N/A
Gen-Med-WH | 611382 | VIAL AMBER PLASTIC 12DR CHILD RESISTANT SCREW LOCK CAP (72) | BOTTLE | #VALUE! | CR-12 | 180000 | KERR CORPORATION...... | 3 | MED | General laboratory glassware and plasticware and supplies | N/A
Gen-Med-WH | 610991 | VIAL AMBER PLASTIC 40DR CHILD-RESISTANT SCREW LOCK (72) | BOTTLE | #VALUE! | CR-40 | 108000 | KERR CORPORATION...... | 3 | MED | General laboratory glassware and plasticware and supplies | N/A
Gen-Med-WH | 496663 | WRAP STERILIZATION SURGICAL INSTRUMENT BONDED 2-TONE 24X24"POLYPROPYLENE REGULAR WEIGHT CS/250 (65) | CASE | #VALUE! | 62124 | 288 | ENAYAH...... | 3 | MED | Sterilization wraps and packaging supplies | N/A
Gen-Med-WH | 414905 | WRISTBAND DIRECT THERMAL WITH ADHESIVE CLOSURE 1 1/8" X 11 1/2, 1" ADULT YELLOW (16) | ROLL | #VALUE! | 7054 14 PDO | 1488 | PDC HEALTHCARE...... | 3 | MED | Medical documentation products | N/A
Gen-Med-WH | 414804 | WRISTBAND SCANBAND® DIRECT THERMAL WITH ADHESIVE CLOSURE 3/4" X 11 1/2 1" PEDIATRIC RED 100/ROLL (16) | ROLL | #VALUE! | 7052-16-PDH | 720 | PDC HEALTHCARE...... | 3 | MED | Medical documentation products | N/A
Gen-Med-WH IVF | 356200 | OOCYTE RECOVERY SET SINGLE LUMEN 16G X 33CM NEEDLE WITH 950MM ASPIRATION TUBING STERILE (61) | KIT | #VALUE! | K-OSN-1635-B-60 (COOK) | 4680 | COOK...... | 3 | MED | Fertility and sterility treatment equipment and supplies | N/A
HCCS-Store | 333294128 | (CATH LAB) GUIDEWIRE ANGLED 260CM STERILE | EACH | #VALUE! | RF*GA18263 | 90 | TERUMO...... | 3 | MED | Vascular imaging and interventional cardiology and cardiac catheterization lab products | N/A
HCCS-Store | 71700515 | (CATH LAB) IMPLANT DEFIBRILLATOR CARDIAC DUAL CHAMBER RATE RESPONSE ICD MODEL DDBB2D1 | EACH | #VALUE! | DDMB2D1 | 10 | MEDTRONIC DIAGNOSTICS...... | 3 | MED | Cardiac pacemakers and related products | N/A
HCCS-Store | 333294119 | (RPD-CATH LAB) CATHETER 5F PIGTAIL STERILE | EACH | #VALUE! | 7602-2M | 270 | MERIT MEDICAL...... | 3 | MED | Vascular imaging and interventional cardiology and cardiac catheterization lab products | N/A
HCCS-Store | 69975794 | BAG, SPONGE COUNTER, BLUE | EACH | #VALUE! | PS3050 | 13500 | PURPLE SURGICAL...... | 3 | MED | Autoclave and sterilizer equipment and accessories | N/A
HCCS-Store | 69976884 | BANDAGE ELASTIC MATRIX 6" X 5YD LF STERILE | EACH | #VALUE! | DYNJ05156LF | 180 | MEDLINE...... | 3 | MED | Bandages and dressings and related products | N/A
HCCS-Store | 72200081 | BINDER CHEST EXTRA LARGE | EACH | #VALUE! | QB XL | 144 | QUALITEAM...... | 3 | MED | Bandages and dressings and related products | N/A
HCCS-Store | 72200034 | BINDER CHEST LARGE | EACH | #VALUE! | QB L | 72 | QUALITEAM...... | 3 | MED | Bandages and dressings and related products | N/A
HCCS-Store | 72200082 | BINDER CHEST MEDIUM | EACH | #VALUE! | QB M | 36 | QUALITEAM...... | 3 | MED | Bandages and dressings and related products | N/A
HCCS-Store | 69900285 | BLADE BONE SAGITTAL OSCILLATING SAW BLADE SIZE WIDTH 18.5MM THICK 0.64 LENGTH 63.5MM | EACH | #VALUE! | 2108-120-006 | 360 | STRYKER...... | 3 | MED | Surgical hand drills and reamers and puncturing instruments and accessories and related products | N/A
HCCS-Store | 69900284 | BLADE BONE SAW POWER STERNUM | EACH | #VALUE! | ST-0298097100 | 1800 | STRYKER...... | 3 | MED | Surgical power equipment and accessories and related products | N/A
HCCS-Store | 69900286 | BLADE OSCILLATING SAW WIDE THIN 73.8MM X 25MM | EACH | #VALUE! | 2108-100-000 | 180 | STRYKER...... | 3 | MED | Tool attachments and accessories | N/A
HCCS-Store | 69900289 | BLADE SAGITTAL HEAVY DUTY FAN OFFSET CUTTING DEPTH 64.0 MM | EACH | #VALUE! | ST-2108107009 | 36 | STRYKER...... | 3 | MED | Tool attachments and accessories | N/A
HCCS-Store | 69900287 | BLADE SAW, L1.88 IN X W1.59 IN X H025 IN CUTTING EDGE; SAGITTAL SYSTEM 4; SYSTEM 4000 | EACH | #VALUE! | 2108-125000 | 36 | STRYKER...... | 3 | MED | Surgical hand drills and reamers and puncturing instruments and accessories and related products | N/A
HCCS-Store | 311641945 | CANNULA AORTIC PEDIATRIC 135 DEGREES ANGLE TIP WIRE REINFORCED SIZE 11FR STERILE DISPOSABLE | EACH | #VALUE! | A900-154 | 8 | SORIN...... | 3 | MED | Open heart surgical supplies and accessories and related products | N/A
HCCS-Store | 311641947 | CANNULA AORTIC PEDIATRIC 135 DEGREES ANGLE TIP WIRE REINFORCED SIZE 12FR STERILE DISPOSABLE | EACH | #VALUE! | A900-155 | 8 | SORIN...... | 3 | MED | Open heart surgical supplies and accessories and related products | N/A
HCCS-Store | 311641946 | CANNULA AORTIC PEDIATRIC 135 DEGREES ANGLE TIP WIRE REINFORCED SIZE 14FR STERILE DISPOSABLE | EACH | #VALUE! | A272-45N | 8 | SORIN...... | 3 | MED | Open heart surgical supplies and accessories and related products | N/A
HCCS-Store | 311641944 | CANNULA AORTIC PEDIATRIC 135 DEGREES ANGLE TIP WIRE REINFORCED SIZE 9FR STERILE DISPOSABLE | EACH | #VALUE! | A900-153 | 8 | SORIN...... | 3 | MED | Open heart surgical supplies and accessories and related products | N/A
HCCS-Store | 72200024 | CANNULA PEDIATRIC CORONARY SINUS (RCSP) SILICONE DLP WITH MANUAL INFLATE CUFF WITH GUIDEWIRE STYLET, LENGTH 9.5 INCH (24.1CM) SIZE 6FR, STERILE DISPOSABLE | EACH | #VALUE! | 94106 | 10 | MEDTRONIC DIAGNOSTICS...... | 3 | MED | Open heart surgical supplies and accessories and related products | N/A
HCCS-Store | 311641948 | CANNULA PERFUSION DLP SILICONE CORONARY OSTIAL 15 FR | BOX | #VALUE! | 30315 | 10 | MEDTRONIC...... | 3 | MED | Surgical support supplies | N/A
HCCS-Store | 311641949 | CANNULA PERFUSION DLP SILICONE CORONARY OSTIAL 17 FRCANNULA PERFUSION DLP SILICONE CORONARY OSTIAL 17 FR | BOX | #VALUE! | 30317 | 10 | MEDTRONIC...... | 3 | MED | Surgical support supplies | N/A
HCCS-Store | 72200098 | CANNULA VENOUS PEDIATRIC 19CM OVER ALL LENGTH 10FR (3.3MM) 10CM TIP LENGTH | EACH | #VALUE! | CB96835-010 | 18 | MEDTRONIC...... | 3 | MED | Open heart surgical supplies and accessories and related products | N/A
HCCS-Store | 72200099 | CANNULA VENOUS PEDIATRIC 19CM OVER ALL LENGTH 12FR (4.0MM) 11CM TIP LENGTH | EACH | #VALUE! | CB96835-012 | 18 | MEDTRONIC...... | 3 | MED | Open heart surgical supplies and accessories and related products | N/A
HCCS-Store | 72200100 | CANNULA VENOUS PEDIATRIC 19CM OVER ALL LENGTH 14FR (4.7MM) 12CM TIP LENGTH | EACH | #VALUE! | CB96835-014 | 18 | MEDTRONIC...... | 3 | MED | Open heart surgical supplies and accessories and related products | N/A
HCCS-Store | 72200097 | CANNULA VENOUS PEDIATRIC 19CM OVER ALL LENGTH 8FR (2.7MM) 10CM TIP LENGTH | EACH | #VALUE! | CB96835-008 | 18 | MEDTRONIC...... | 3 | MED | Open heart surgical supplies and accessories and related products | N/A
HCCS-Store | 333294125 | CATHETER 6F NO TORQUE RIGHT STERILE | EACH | #VALUE! | DXT6NOTO | 36 | MEDTRONIC DIAGNOSTICS...... | 3 | MED | Vascular imaging and interventional cardiology and cardiac catheterization lab products | N/A
HCCS-Store | 333294134 | CATHETER 6F QUADRIPOLAR STERILE | EACH | #VALUE! | 401451 | 72 | ST\. JUDE MEDICAL INC\....... | 3 | MED | Vascular imaging and interventional cardiology and cardiac catheterization lab products | N/A
HCCS-Store | 71700206 | CATHETER AMPLATZER™ SIZING BALLOON II OCCLUSION 7FR 27MM/25CC/4.5CM, LENGTH 70CM, GUIDEWIRE 0.035 INCH STERILE | EACH | #VALUE! | 9-SB-024 | 18 | ST\. JUDE MEDICAL...... | 3 | MED | Intravenous and arterial catheter and needle positioning aids | N/A
HCCS-Store | 71700207 | CATHETER AMPLATZER™ SIZING BALLOON II OCCLUSION 8FR 40MM/90CC/5.5CM, LENGTH 70CM, GUIDEWIRE 0.035 INCH STERILE | EACH | #VALUE! | 9-SB-034 | 36 | ST\. JUDE MEDICAL...... | 3 | MED | Intravenous and arterial catheter and needle positioning aids | N/A
HCCS-Store | 71700201 | CATHETER AMPLATZER™TORQVUE™OCCLUDER DELIVERY SYSTEMS, SHEATH SIZE 6FR,ANGLE TIP 45°,LENGTH 60CM STERILE | EACH | #VALUE! | 9-ITV06F45/60 | 18 | ST\. JUDE MEDICAL...... | 3 | MED | Intravenous and arterial catheter and needle positioning aids | N/A
HCCS-Store | 71700202 | CATHETER AMPLATZER™TORQVUE™OCCLUDER DELIVERY SYSTEMS, SHEATH SIZE 7FR,ANGLE TIP 45°,LENGTH 80CM STERILE | EACH | #VALUE! | 9-ITV07F45/80 | 18 | ST JUDE MEDICAL...... | 3 | MED | Intravenous and arterial catheter and needle positioning aids | N/A
HCCS-Store | 71700289 | CATHETER ANGIOGRAPHIC SITESEER® RIGHT CURVE STYLE JR 3.5, 6FR LENGTH 100CM STERILE | EACH | #VALUE! | DXT6JR35 | 20 | MEDTRONIC...... | 3 | MED | Intravenous and arterial catheter and needle positioning aids | N/A
HCCS-Store | 71700540 | CATHETER BALLOON 3D MAPPING STERILE #EC1000-104 | EACH | 38 | EC1000-104 | 6 | ST\. JUDE MEDICAL INC\....... | 3 | MED | Intravenous and arterial catheter and needle positioning aids | N/A
HCCS-Store | 311562747 | CATHETER BALLOON DILATATION 1 MM X 10 MM | EACH | #VALUE! | 234-R-1010 | 18 | ORBUSNEICH...... | 3 | MED | Vascular imaging and interventional cardiology and cardiac catheterization lab products | N/A
HCCS-Store | 311562746 | CATHETER BALLOON DILATATION 1 MM X 8 MM | EACH | #VALUE! | 234-R-1008 | 18 | ORBUSNEICH...... | 3 | MED | Vascular imaging and interventional cardiology and cardiac catheterization lab products | N/A
HCCS-Store | 311562749 | CATHETER BALLOON DILATATION 1.25 MM X 10 MM | EACH | #VALUE! | 234-R-1210 | 18 | ORBUSNEICH...... | 3 | MED | Vascular imaging and interventional cardiology and cardiac catheterization lab products | N/A
HCCS-Store | 311562748 | CATHETER BALLOON DILATATION 1.25 MM X 8 MM | EACH | #VALUE! | 234-R-1208 | 18 | ORBUSNEICH...... | 3 | MED | Vascular imaging and interventional cardiology and cardiac catheterization lab products | N/A
HCCS-Store | 71700074 | CATHETER BALLOON IN BALLOON BIB® 16.0 X 5.0 X 9.0 X 9.0X 110 X 0.035" | EACH | #VALUE! | BB028 | 18 | NUMED INTERNATIONAL PRODUCTS...... | 3 | MED | Intravenous and arterial catheter and needle positioning aids | N/A
HCCS-Store | 71700073 | CATHETER BALLOON IN BALLOON BIB® 16MM 16MM X 4CM 100CM, | EACH | #VALUE! | BB013 | 18 | NUMED...... | 3 | MED | Intravenous and arterial catheter and needle positioning aids | N/A
HCCS-Store | 71700076 | CATHETER BALLOON IN BALLOON BIB® 18MM X 4CM 100CM | EACH | #VALUE! | BB041 | 36 | NUMED INTERNATIONAL PRODUCTS...... | 3 | MED | Intravenous and arterial catheter and needle positioning aids | N/A
HCCS-Store | 71700070 | CATHETER BALLOON IN BALLOON BIB®14.0 X 4.0 X 8.0 X 8.0X 110 X 0.035" | EACH | #VALUE! | BB038 | 36 | NUMED...... | 3 | MED | Intravenous and arterial catheter and needle positioning aids | N/A
HCCS-Store | 71700078 | CATHETER BALLOON IN BALLOON BIB®22MM X 4CM 100CM | EACH | #VALUE! | BB063 | 36 | NUMED INTERNATIONAL PRODUCTS...... | 3 | MED | Intravenous and arterial catheter and needle positioning aids | N/A
HCCS-Store | 71700079 | CATHETER BALLOON IN BALLOON BIB®24MM X 4CM 100CM | EACH | #VALUE! | BB015 | 36 | NUMED INTERNATIONAL PRODUCTS...... | 3 | MED | Intravenous and arterial catheter and needle positioning aids | N/A
HCCS-Store | 71700449 | CATHETER BALLOON MITRAL COMMISSUROTOMY PTMC 26MM STERILE DISPOSABLE | EACH | #VALUE! | PTMC26 | 2 | TORAY...... | 3 | MED | Intravenous and arterial catheter and needle positioning aids | N/A
HCCS-Store | 71700448 | CATHETER BALLOON MITRAL COMMISSUROTOMY PTMC 24MM STERILE DISPOSABLE | EACH | #VALUE! | PTMC26 | 2 | ...... | 3 | MED | Intravenous and arterial catheter and needle positioning aids | N/A
HCCS-Store | 71700029 | CATHETER BALLOON VALVULOPLASTY PEDIATRIC TYSHAK II® MINI® 7MM X 2CM 110CM STERILE,PDC403 | EACH | 83 | PDC403 | 18 | NUMED...... | 3 | MED | Intravenous and arterial catheter and needle positioning aids | N/A
HCCS-Store | 71700030 | CATHETER BALLOON VALVULOPLASTY PEDIATRIC TYSHAK II® MINI® 8MM X 2CM 110CM STERILE, PDC404 | EACH | 84 | PDC404 | 72 | NUMED...... | 3 | MED | Intravenous and arterial catheter and needle positioning aids | N/A
HCCS-Store | 71701390 | CATHETER DIAGNOSTIC 5FR AL1 100CM STERILE | EACH | #VALUE! | RH*5AL1000M | 180 | TERUMO...... | 3 | MED | Vascular imaging and interventional cardiology and cardiac catheterization lab products | N/A
HCCS-Store | 71701391 | CATHETER DIAGNOSTIC 5FR AL2 100CM STERILE TERUMO,# RH*5AL2000M | EACH | 52 | RH*5AL2000M | 54 | TERUMO...... | 3 | MED | Vascular imaging and interventional cardiology and cardiac catheterization lab products | N/A
HCCS-Store | 71701392 | CATHETER DIAGNOSTIC 5FR AR1 100CM STERILE | EACH | #VALUE! | RH*5AR1000M | 36 | TERUMO...... | 3 | MED | Vascular imaging and interventional cardiology and cardiac catheterization lab products | N/A
HCCS-Store | 71701393 | CATHETER DIAGNOSTIC 5FR AR2 100CM STERILE | EACH | #VALUE! | RH*5AR2000M | 90 | TERUMO...... | 3 | MED | Vascular imaging and interventional cardiology and cardiac catheterization lab products | N/A
HCCS-Store | 71701388 | CATHETER DIAGNOSTIC 5FR JL 5.0 100CM STERILE TERUMO,# RH*5CR5000M | EACH | 55 | RH*5CR5000M | 36 | TERUMO...... | 3 | MED | Vascular imaging and interventional cardiology and cardiac catheterization lab products | N/A
HCCS-Store | 71700054 | CATHETER DILATATION MULLINS-X™ ULTRA HIGH PRESSURE PTV (PULMONARY USE), 12MM 3CM 100CM, PTM440 | EACH | 89 | PTM440 | 18 | NUMED INTERNATIONAL PRODUCTS...... | 3 | MED | Intravenous and arterial catheter and needle positioning aids | N/A
HCCS-Store | 71700056 | CATHETER DILATATION MULLINS-X™ ULTRA HIGH PRESSURE PTV (PULMONARY USE), 15MM 3CM 100CM, PTM444 | EACH | 89 | PTM444 | 18 | NUMED INTERNATIONAL PRODUCTS...... | 3 | MED | Intravenous and arterial catheter and needle positioning aids | N/A
HCCS-Store | 71700061 | CATHETER DILATATION MULLINS-X™ ULTRA HIGH PRESSURE PTV (PULMONARY USE), 22MM 4CM 100CM, PTM453 | EACH | 89 | PTM453 | 36 | NUMED INTERNATIONAL PRODUCTS...... | 3 | MED | Intravenous and arterial catheter and needle positioning aids | N/A
HCCS-Store | 71700055 | CATHETER DILATATION MULLINS-X™ ULTRA HIGH PRESSURE PTV (PULMONARY USE),14MM 3CM 100CM, PTM442 | EACH | 88 | PTM442 | 36 | NUMED INTERNATIONAL PRODUCTS...... | 3 | MED | Intravenous and arterial catheter and needle positioning aids | N/A
HCCS-Store | 71700057 | CATHETER DILATATION MULLINS-X™ULTRA HIGH PRESSURE PTV (PULMONARY USE),16MM 4CM 100CM, PTM447 | EACH | 87 | PTM447 | 18 | NUMED INTERNATIONAL PRODUCTS...... | 3 | MED | Intravenous and arterial catheter and needle positioning aids | N/A
HCCS-Store | 71700058 | CATHETER DILATATION MULLINS-X™ULTRA HIGH PRESSURE PTV (PULMONARY USE),18MM 3CM 100CM, PTM448 | EACH | 87 | PTM448 | 18 | NUMED INTERNATIONAL PRODUCTS...... | 3 | MED | Intravenous and arterial catheter and needle positioning aids | N/A
HCCS-Store | 71700011 | CATHETER DX PEDIATRIC MULTIPURPOSE B2 5FR STERILE | EACH | #VALUE! | 7533-63 | 90 | MERIT MED...... | 3 | MED | Intravenous and arterial catheter and needle positioning aids | N/A
HCCS-Store | 71700010 | CATHETER DX PEDIATRIC PIGTAIL 5FR 65CM STERILE | EACH | #VALUE! | 7602-2M65 | 90 | MERIT MED...... | 3 | MED | Intravenous and arterial catheter and needle positioning aids | N/A
HCCS-Store | 69913747 | CATHETER FOR SURGICAL SITE PAINFUSOR SIZE 15CM STERILE DISPOSABLE | EACH | #VALUE! | 203.06.10.15 | 36 | BAXTER...... | 3 | MED | Surgical support supplies | N/A
HCCS-Store | 311644404 | CATHETER FOR SURGICAL SITE PAINFUSOR SIZE 7.5CM STERILE DISPOSABLE | EACH | #VALUE! | 203.06.10.07 | 180 | BAXTER...... | 3 | MED | Surgical support supplies | N/A
HCCS-Store | 71700012 | CATHETER MULTI-TRACK 6FR X100CM STERILE #MMTA06100 | EACH | 42 | MMTA06100 | 126 | NUMED...... | 3 | MED | Intravenous and arterial catheter and needle positioning aids | N/A
HCCS-Store | 71700110 | CATHETER NEONATES ATRIOSEPTOSTOMY Z-5™INTRODUCER SIZE 5FR, SHAFT SIZE 4FR,GUIDEWIRE 0.014 INCH, VOL.1CC, STERILE, #SPT002 | EACH | 116 | SPT002 | 18 | NUMED...... | 3 | MED | Intravenous and arterial catheter and needle positioning aids | N/A
HCCS-Store | 71700111 | CATHETER NEONATES ATRIOSEPTOSTOMY Z-5™INTRODUCER SIZE 6FR, SHAFT SIZE 5FR,GUIDEWIRE 0.021 INCH, VOL.2CC, STERILE, #SPT003 | EACH | 116 | SPT003 | 18 | NUMED...... | 3 | MED | Intravenous and arterial catheter and needle positioning aids | N/A
HCCS-Store | 71700134 | CATHETER NYKANEN RADIOFREQUENCY WIRE UNIPOLAR 265 STERILE | EACH | #VALUE! | RFP-265 | 18 | BAYLES...... | 3 | MED | Intravenous and arterial catheter and needle positioning aids | N/A
HCCS-Store | 311562745 | CATHETER PACING BI POLAR 5FR 90CM J-TIP | EACH | #VALUE! | D97130F5 | 108 | EDWARDS...... | 3 | MED | Cardiac pacemakers and related products | N/A
HCCS-Store | 71700000 | CATHETER PIGTAIL PEDIATRIC/ADULT SIZE 3FR INTERNAL DIAMETER .027"/.69MM, LENGTH 50CM, GUIDE WIRE .021 (0.53MM) | EACH | #VALUE! | 1310-21-0053 | 18 | MERIT MEDICAL...... | 3 | MED | Intravenous and arterial catheter and needle positioning aids | N/A
HCCS-Store | 72200107 | CATHETER PRESSURE PLACEMENT PCP 3FR 17G NEEDLE 24" STERILE | EACH | #VALUE! | 50010-DLP | 36 | MEDTRONIC...... | 3 | MED | Vascular imaging and interventional cardiology and cardiac catheterization lab products | N/A
HCCS-Store | 71700542 | CATHETER QUAD JOSEPHSON CURVE 4FR STERILE | EACH | #VALUE! | 401890 | 36 | ST JUDE MEDICAL...... | 3 | MED | Intravenous and arterial catheter and needle positioning aids | N/A
HCCS-Store | 71700555 | CATHETER RAMP1 SWARTZ FAST 8FR STERILE #406943 | EACH | 41 | 406943 | 8 | ST\. JUDE MEDICAL...... | 3 | MED | Intravenous and arterial catheter and needle positioning aids | N/A
HCCS-Store | 313696220 | CATHETER ROTABLATOR 1.50MM BURR | EACH | #VALUE! | H749236310030 | 24 | ...... | 3 | MED | Vascular imaging and interventional cardiology and cardiac catheterization lab products | N/A
HCCS-Store | 71700554 | CATHETER SAFL SWARTZ FAST 8.5FR STERILE #406868 | EACH | 42 | 406868 | 8 | ST JUDE...... | 3 | MED | Intravenous and arterial catheter and needle positioning aids | N/A
HCCS-Store | 71700553 | CATHETER SL4 SWARTZ FAST 8FR STERILE | EACH | #VALUE! | 406843 | 8 | ST JUDE...... | 3 | MED | Intravenous and arterial catheter and needle positioning aids | N/A
HCCS-Store | 72200050 | CONNECTOR REDUCING Y POLYCARBONATE WITH LUER LOCK SIZE 1/2 X 3/8 X 3/8, STERILE DISPOSABLE | EACH | #VALUE! | EU3370 | 180 | EUROSET...... | 3 | MED | Open heart surgical supplies and accessories and related products | N/A
HCCS-Store | 72200056 | CONNECTOR REDUCING Y POLYCARBONATE WITH LUER LOCK SIZE 3/8 X 3/8 X 1/4 STERILE DISPOSABLE | EACH | #VALUE! | EU3357 | 180 | EUROSET...... | 3 | MED | Open heart surgical supplies and accessories and related products | N/A
HCCS-Store | 71800036 | DEVICE FEMORAL CORURE 6F ANGIOSEAL | EACH | #VALUE! | 610132 | 900 | ST JUDE MEDICAL...... | 3 | MED | Vascular imaging and interventional cardiology and cardiac catheterization lab products | N/A
HCCS-Store | 69909377 | DRAPE CAMERA CLOSED SYSTEM 9"X 96" | EACH | #VALUE! | 10022013-CC-SA | 360 | ADVANCE CO\....... | 3 | MED | Surgical textiles | N/A
HCCS-Store | 69910223 | GRAFT SUPPLE PERIGUARD REPAIR PATCH 4X4CM | EACH | #VALUE! | PC-0404SN | 450 | SYNOVIS...... | 3 | MED | Cardiovascular implants | N/A
HCCS-Store | 69910224 | GRAFT SUPPLE PERIGUARD REPAIR PATCH 6X8CM | EACH | #VALUE! | PC-0608SN | 216 | SYNOVIS...... | 3 | MED | Cardiovascular implants | N/A
HCCS-Store | 311649010 | GUIDEWIRE CORONARY PTCA ASAHI SION .014"X 300CM | EACH | #VALUE! | AHW14R301S | 36 | ASAHI INTECC CO, LTD\....... | 3 | MED | Vascular imaging and interventional cardiology and cardiac catheterization lab products | N/A
HCCS-Store | 71800467 | GUIDEWIRE, MANDRIL, 0.18"/60CM | EACH | #VALUE! | MAK001N-60 | 180 | MERIT...... | 3 | MED | Vascular imaging and interventional cardiology and cardiac catheterization lab products | N/A
HCCS-Store | 72200035 | HEMOCONCENTRATOR ADULT SET STERILE DISPOSABLE | EACH | #VALUE! | EU4252 | 108 | EUROSET...... | 3 | MED | Open heart perfusion equipment and monitors and accessories and related products | N/A
HCCS-Store | 71700486 | IMPLANT PACEMAKER BIVENTRICULAR DEVICE ST.JUDE | EACH | #VALUE! | PM3120 | 6 | ST JUDE MEDICAL...... | 3 | MED | Cardiac pacemakers and related products | N/A
HCCS-Store | 71700092 | IMPLANT BARE CP STENT™LENGTH SIZE 2.8CM, PLATINUM WIRE 0.013 INCH STERILE | EACH | #VALUE! | CP8Z28 | 18 | NUMED INTERNATIONAL PRODUCTS...... | 3 | MED | Intravenous and arterial catheter and needle positioning aids | N/A
HCCS-Store | 71700093 | IMPLANT BARE CP STENT™LENGTH SIZE 3.4CM, PLATINUM WIRE 0.013 INCH STERILE | EACH | #VALUE! | CP8Z34 | 18 | NUMED INTERNATIONAL PRODUCTS...... | 3 | MED | Intravenous and arterial catheter and needle positioning aids | N/A
HCCS-Store | 69910195 | IMPLANT CONTEGRA PULMONARY VALVED CONDUIT SIZE 12MM | EACH | #VALUE! | PVC212 | 10 | MEDTRONIC DIAGNOSTICS...... | 3 | MED | Cardiovascular implants | N/A
HCCS-Store | 69910196 | IMPLANT CONTEGRA PULMONARY VALVED CONDUIT SIZE 14MM | EACH | #VALUE! | PVC214 | 10 | MEDTRONIC DIAGNOSTICS...... | 3 | MED | Cardiovascular implants | N/A
HCCS-Store | 69910198 | IMPLANT CONTEGRA PULMONARY VALVED CONDUIT SIZE 16MM | EACH | #VALUE! | PVC216 | 10 | MEDTRONIC DIAGNOSTICS...... | 3 | MED | Cardiovascular implants | N/A
HCCS-Store | 69910201 | IMPLANT CONTEGRA PULMONARY VALVED CONDUIT SUPPORTED SIZE 18MM | EACH | #VALUE! | PVC218 | 10 | MEDTRONIC DIAGNOSTICS...... | 3 | MED | Cardiovascular implants | N/A
HCCS-Store | 69910203 | IMPLANT CONTEGRA PULMONARY VALVED CONDUIT SUPPORTED SIZE 20MM | EACH | #VALUE! | PVC220S | 10 | MEDTRONIC DIAGNOSTICS...... | 3 | MED | Cardiovascular implants | N/A
HCCS-Store | 71700095 | IMPLANT COVERED CP STENT™LENGTH SIZE 2.8CM, PLATINUM WIRE 0.013 INCH STERILE | EACH | #VALUE! | CVRD.CP8Z28 | 18 | NUMED...... | 3 | MED | Intravenous and arterial catheter and needle positioning aids | N/A
HCCS-Store | 71700096 | IMPLANT COVERED CP STENT™LENGTH SIZE 3.4CM, PLATINUM WIRE 0.013 INCH STERILE | EACH | #VALUE! | CVRD.CP8Z34 | 18 | NUMED...... | 3 | MED | Intravenous and arterial catheter and needle positioning aids | N/A
HCCS-Store | 71700097 | IMPLANT COVERED CP STENT™LENGTH SIZE 3.9CM, PLATINUM WIRE 0.013 INCH STERILE | EACH | #VALUE! | CVRD.CP8Z39 | 36 | NUMED...... | 3 | MED | Intravenous and arterial catheter and needle positioning aids | N/A
HCCS-Store | 71700098 | IMPLANT COVERED CP STENT™LENGTH SIZE 4.5CM, PLATINUM WIRE 0.013 INCH STERILE | EACH | #VALUE! | CVRD.CP8Z45 | 18 | NUMED...... | 3 | MED | Intravenous and arterial catheter and needle positioning aids | N/A
HCCS-Store | 314616269 | IMPLANT GRAFT 12CM X 12CM X THICKNESS 0.1MM STERILE | EACH | #VALUE! | 1PCM102 | 18 | GORE MEDICAL...... | 3 | MED | Cardiovascular implants | N/A
HCCS-Store | 69916299 | IMPLANT GRAFT GORETEX STRAIGHT SIZE 16MM X 20CM STERILE | EACH | #VALUE! | SA1602 | 10 | K-SYSTEM...... | 3 | MED | Vascular imaging and interventional cardiology and cardiac catheterization lab products | N/A
HCCS-Store | 69911369 | IMPLANT GRAFT VASCULAR BIFURCATED MAIN BODY CONVERTER 20-10MM X40CM | EACH | #VALUE! | SBT2001D | 10 | GORE MEDICAL...... | 3 | MED | Cardiovascular implants | N/A
HCCS-Store | 69911367 | IMPLANT GRAFT VASCULAR BIFURCATED MAIN BODY CONVERTER TW 18-09MM X40CM | EACH | #VALUE! | SBT1801D | 6 | GORE MEDICAL...... | 3 | MED | Cardiovascular implants | N/A
HCCS-Store | 71700526 | IMPLANT LEAD EPICARDIAL BI-POLAR SIZE 25CM SCREW-IN STERILE | EACH | #VALUE! | 1084T/25 | 18 | ST JUDE...... | 3 | MED | Cardiac pacemakers and related products | N/A
HCCS-Store | 71700527 | IMPLANT LEAD EPICARDIAL BI-POLAR SIZE 35CM SCREW-IN STERILE | EACH | #VALUE! | 1084T/35 | 36 | ST JUDE...... | 3 | MED | Cardiac pacemakers and related products | N/A
HCCS-Store | 71700528 | IMPLANT LEAD EPICARDIAL BI-POLAR SIZE 60CM SCREW-IN STERILE | EACH | #VALUE! | 1084T-60 | 18 | ST JUDE MEDICAL...... | 3 | MED | Cardiac pacemakers and related products | N/A
HCCS-Store | 71700481 | IMPLANT PACEMAKER DDDR DUAL CHAMBER GENERATOR ST.JUDE | EACH | #VALUE! | PM2162 | 6 | ST JUDE...... | 3 | MED | Cardiac pacemakers and related products | N/A
HCCS-Store | 71700490 | IMPLANT PACEMAKER PULSE GENERATOR PACEMAKER MICRONY WITH AUTOCAPTURE | EACH | #VALUE! | 2525T | 6 | ST JUDE...... | 3 | MED | Cardiac pacemakers and related products | N/A
HCCS-Store | 71700479 | IMPLANT PACEMAKER VVIR SINGLE CHAMBER GENERATOR MRI St, JUDE | EACH | #VALUE! | PM1172 | 6 | ST JUDE...... | 3 | MED | Cardiac pacemakers and related products | N/A
HCCS-Store | 71700478 | IMPLANT PACEMAKER VVIR SINGLE CHAMBER GENERATOR XL ST.JUDE | EACH | #VALUE! | PM1162 | 6 | ST JUDE...... | 3 | MED | Cardiac pacemakers and related products | N/A
HCCS-Store | 73100002 | IMPLANT STENT VASCULAR ANDRA® L HYBRID CELL COBALT CHROMIUM LENGTH 17MM, INTRODUCER SHEATH 7F, STERILE, | EACH | #VALUE! | AS17L | 18 | ANDRAMED...... | 3 | MED | Cardiovascular implants | N/A
HCCS-Store | 73100003 | IMPLANT STENT VASCULAR ANDRA® L HYBRID CELL COBALT CHROMIUM LENGTH 21MM, INTRODUCER SHEATH 7F, STERILE, | EACH | #VALUE! | AS21L | 18 | ANDRAMED...... | 3 | MED | Cardiovascular implants | N/A
HCCS-Store | 73100004 | IMPLANT STENT VASCULAR ANDRA® L HYBRID CELL COBALT CHROMIUM LENGTH 26MM, INTRODUCER SHEATH 7F, STERILE, | EACH | #VALUE! | AS26L | 18 | ANDRAMED...... | 3 | MED | Cardiovascular implants | N/A
HCCS-Store | 73100001 | IMPLANT STENT VASCULAR ANDRA® XXL HYBRID CELL COBALT CHROMIUM LENGTH 30MM, INTRODUCER SHEATH 11F, STERILE | EACH | #VALUE! | AS30XXL | 18 | ANDRAMED...... | 3 | MED | Cardiovascular implants | N/A
HCCS-Store | 71700103 | IMPLANT STENT VASCULAR VALEO® BALLOON EXPANDABLE 10MM X 17MM X 120CM,GUIDEWIRE 0.035?, CATHETER DIA 7F STERILE | EACH | #VALUE! | EV10172C | 36 | BARD...... | 3 | MED | Intravenous and arterial catheter and needle positioning aids | N/A
HCCS-Store | 69978373 | IMPLANT VASCULAR ALBOGRAFT POLYESTER WOVEN DIAMETER 16, LENGTH 30CM STERILE | EACH | #VALUE! | ATC3016 | 2 | LEMAITRE...... | 3 | MED | Cardiovascular implants | N/A
HCCS-Store | 69978374 | IMPLANT VASCULAR ALBOGRAFT POLYESTER WOVEN DIAMETER 18, LENGTH 30CM STERILE | EACH | #VALUE! | ATC3018 | 2 | LEMAITRE...... | 3 | MED | Cardiovascular implants | N/A
HCCS-Store | 69978375 | IMPLANT VASCULAR ALBOGRAFT POLYESTER WOVEN DIAMETER 20, LENGTH 30CM STERILE | EACH | #VALUE! | ATC3020 | 2 | LEMAITRE...... | 3 | MED | Cardiovascular implants | N/A
HCCS-Store | 69978376 | IMPLANT VASCULAR ALBOGRAFT POLYESTER WOVEN DIAMETER 22, LENGTH 30CM STERILE | EACH | #VALUE! | ATC3022 | 2 | LEMAITRE...... | 3 | MED | Cardiovascular implants | N/A
HCCS-Store | 69978377 | IMPLANT VASCULAR ALBOGRAFT POLYESTER WOVEN DIAMETER 24, LENGTH 30CM STERILE | EACH | #VALUE! | ATC3024 | 2 | LEMAITRE...... | 3 | MED | Cardiovascular implants | N/A
HCCS-Store | 69978378 | IMPLANT VASCULAR ALBOGRAFT POLYESTER WOVEN DIAMETER 26, LENGTH 30CM STERILE | EACH | #VALUE! | ATC3026 | 2 | LEMAITRE...... | 3 | MED | Cardiovascular implants | N/A
HCCS-Store | 69978379 | IMPLANT VASCULAR ALBOGRAFT POLYESTER WOVEN DIAMETER 28, LENGTH 30CM STERILE | EACH | #VALUE! | ATC3028 | 2 | LEMAITRE...... | 3 | MED | Cardiovascular implants | N/A
HCCS-Store | 69978380 | IMPLANT VASCULAR ALBOGRAFT POLYESTER WOVEN DIAMETER 30, LENGTH 30CM STERILE | EACH | #VALUE! | ATC3030 | 2 | LEMAITRE...... | 3 | MED | Cardiovascular implants | N/A
HCCS-Store | 69978381 | IMPLANT VASCULAR ALBOGRAFT POLYESTER WOVEN DIAMETER 32, LENGTH 30CM STERILE | EACH | #VALUE! | ATC3032 | 2 | LEMAITRE...... | 3 | MED | Cardiovascular implants | N/A
HCCS-Store | 69978382 | IMPLANT VASCULAR ALBOGRAFT POLYESTER WOVEN DIAMETER 34, LENGTH 30CM STERILE | EACH | #VALUE! | ATC3034 | 2 | LEMAITRE...... | 3 | MED | Cardiovascular implants | N/A
HCCS-Store | 69978383 | IMPLANT VASCULAR ALBOGRAFT POLYESTER WOVEN DIAMETER 36, LENGTH 30CM STERILE | EACH | #VALUE! | ATC3036 | 2 | LEMAITRE...... | 3 | MED | Cardiovascular implants | N/A
HCCS-Store | 69912232 | IMPLANT VASCULAR GRAFT GORE-TEX STRETCH STANDARD WALL 12MM X 40CM, STERILE | EACH | #VALUE! | S1204 | 10 | GORE MEDICAL...... | 3 | MED | Cardiovascular implants | N/A
HCCS-Store | 69912225 | IMPLANT VASCULAR GRAFT GORE-TEX THIN WALL STRETCH 3.5MM X 15CM, STERILE | EACH | #VALUE! | ST35015A | 10 | GORE MEDICAL...... | 3 | MED | Cardiovascular implants | N/A
HCCS-Store | 69912247 | INSTRUMENT FORCEPS JAW ATRAUMATIC INSERT SET FOGARTY 86MM, STERILE | BOX | #VALUE! | SOFT86 | 18 | EDWARDS...... | 3 | MED | Surgical clamps and forceps and surgical ligators and related instruments | N/A
HCCS-Store | 71700454 | INTRODUCER SHEATH 9FR 11CM | EACH | #VALUE! | CP-07911 | 72 | ARROW...... | 3 | MED | Intravenous and arterial catheter and needle positioning aids | N/A
HCCS-Store | 71700452 | INTRODUCER SHEATH MULLINS TRANSEPTAL 7FR | EACH | #VALUE! | 008551 | 18 | MEDTRONIC DIAGNOSTICS...... | 3 | MED | Intravenous and arterial catheter and needle positioning aids | N/A
HCCS-Store | 71700131 | INTRODUCER SHEATH MULLINS TRANSSEPTAL 6FR STERILE, #008530 | EACH | 53 | 008530 | 18 | MEDTRONIC DIAGNOSTICS...... | 3 | MED | Intravenous and arterial catheter and needle positioning aids | N/A
HCCS-Store | 71800613 | INTRODUCER SHEATH, STANDARD A-KIT 6FR/ 10CM | EACH | #VALUE! | RS*A60K10SQ | 36 | TERUMO...... | 3 | MED | Vascular imaging and interventional cardiology and cardiac catheterization lab products | N/A
HCCS-Store | 71800612 | INTRODUCER SHEATH,STANDARD A-KIT 5FR/ 10CM | EACH | #VALUE! | RS*A50K10SQ | 18 | TERUMO...... | 3 | MED | Vascular imaging and interventional cardiology and cardiac catheterization lab products | N/A
HCCS-Store | 311641970 | MiAR ANTEGRADE CARDIOPLEGIA CANNULA 7FR | EACH | #VALUE! | 11014L | 54 | MEDTRONIC...... | 3 | MED | Open heart surgical supplies and accessories and related products | N/A
HCCS-Store | 311641969 | MiAR ANTEGRADE CARDIOPLEGIA CANNULA 9FR | EACH | #VALUE! | 11012L | 90 | MEDTRONIC...... | 3 | MED | Open heart surgical supplies and accessories and related products | N/A
HCCS-Store | 71700135 | MICROCATHETER PROTRACK RFA 0.038/2.9FR, COAXIAL INJECTABLE LENGTH 145CM | EACH | #VALUE! | CIC38/145 | 18 | BAYLES...... | 3 | MED | Intravenous and arterial catheter and needle positioning aids | N/A
HCCS-Store | 399965514 | NEGATIVE PRESSURE WOUND THERAPY, Y PICO NPWT SYSTEM WITH SOFT PORT 10CM X 20CM, DISPOSABLE, CTN/1, 66801358 | EACH | #VALUE! | 66802002 | 8 | SMITH & NEPHEW...... | 3 | MED | Negative pressure and oxygen therapy wound care products | N/A
HCCS-Store | 399965515 | NEGATIVE PRESSURE WOUND THERAPY, Y PICO NPWT SYSTEM WITH SOFT PORT 10CM X 30CM, DISPOSABLE, CTN/1, 66801359 | EACH | #VALUE! | 66802003 | 8 | SMITH & NEPHEW...... | 3 | MED | Negative pressure and oxygen therapy wound care products | N/A
HCCS-Store | 73300009 | PAPER RECORDING CLINICAL ANALYZER, BOX/20 | BOX | #VALUE! | 3543 | 36 | ST\. JUDE MEDICAL INC\....... | 3 | MED | Printing and writing paper | N/A
HCCS-Store | 338825108 | PEDIATRIC TUBING PACK LONG TERM SUPPORT (ECMO) COATED SIZE 1/4-3/8 STERILE DISPOSABLE | EACH | #VALUE! | AG70143 | 16 | EUROSET...... | 3 | MED | Open heart perfusion equipment and monitors and accessories and related products | N/A
HCCS-Store | 71700472 | PERICARDIOCENTESIS KIT 6F PIGTAIL CATHETER | EACH | #VALUE! | PC101 | 72 | MERIT MEDICAL...... | 3 | MED | Intravenous and arterial catheter and needle positioning aids | N/A
HCCS-Store | 69900005 | POUCH SURGICAL ISOLATION PLASTIC BAG L20 X W20 INCHES (51X51CM) CLEAR WITH DRAW STRING CLOSURE | EACH | #VALUE! | 30-5510 | 1440 | DEROYAL...... | 3 | MED | Specimen collection and transport containers and supplies | N/A
HCCS-Store | 311656106 | PROLEN 4/0 90 CM 26MM NEEDLE ( EVERPOINT) | BX/36 | #VALUE! | HS6855H | 36 | ETHICON...... | 3 | MED | Sutures and related products | N/A
HCCS-Store | 317442402 | SEAL UNIVERSAL, DA VINCI® XI 5MM-8MM | EACH | #VALUE! | 470361 | 90 | INTITUITIVE SURGICAL...... | 3 | MED | Surgical textiles | N/A
HCCS-Store | 71700543 | SHEATH BIPORT SHORT 12 FR | EACH | #VALUE! | 406301 | 54 | ST\. JUDE...... | 3 | MED | Endoscopic instruments | N/A
HCCS-Store | 71700548 | SHEATH SWARTZ FAST CATHETER 8FR SR4 | EACH | #VALUE! | 406848 | 8 | ST\. JUDE...... | 3 | MED | Endoscopic instruments | N/A
HCCS-Store | 71700549 | SHEATH SWARTZ FAST-CATH SL0 8FR STERILE | EACH | #VALUE! | 406948 | 8 | ST\. JUDE...... | 3 | MED | Endoscopic instruments | N/A
HCCS-Store | 71700551 | SHEATH SWARTZ FAST-CATH SL2 8FR STERILE | EACH | #VALUE! | 406850 | 8 | ST\. JUDE MEDICAL...... | 3 | MED | Endoscopic instruments | N/A
HCCS-Store | 71700546 | SHEATH SWARTZ FAST-CATHETER SR2 8FR | EACH | #VALUE! | 406846 | 8 | ST\. JUDE...... | 3 | MED | Endoscopic instruments | N/A
HCCS-Store | 71700547 | SHEATH SWARTZ FAST-CATHETER SR3 8FR STERILE | EACH | #VALUE! | 406847 | 8 | ST\. JUDE MEDICAL...... | 3 | MED | Endoscopic instruments | N/A
HCCS-Store | 71700544 | SHEATH SWARTZ FAST-CATHETER SRO 8FR STERILE | EACH | #VALUE! | 406853 | 36 | ST\. JUDE...... | 3 | MED | Endoscopic instruments | N/A
HCCS-Store | 342291632 | SNARE SURGICAL RETRIEVAL EXETER 10MM LOOP 6 TO 10MM VESSEL 4F LENGTH 125CM | EACH | #VALUE! | AS-10 | 72 | ANDRAMED...... | 3 | MED | Surgical cutting instruments and snares and related products | N/A
HCCS-Store | 342291633 | SNARE SURGICAL RETRIEVAL EXETER 20MM LOOP 16 TO 20MM VESSEL 5F LENGTH 125CM | EACH | #VALUE! | AS-20 | 36 | ANDRAMED...... | 3 | MED | Surgical cutting instruments and snares and related products | N/A
HCCS-Store | 342291634 | SNARE SURGICAL RETRIEVAL EXETER 30MM LOOP 26 TO 30MM VESSEL 5F LENGTH 125CM | EACH | #VALUE! | AS-30 | 36 | ANDRAMED...... | 3 | MED | Surgical cutting instruments and snares and related products | N/A
HCCS-Store | 69915879 | SOLIDIFIER GEL | EACH | #VALUE! | 71-1000 | 5184 | DE ROYAL...... | 3 | MED |  | N/A
HCCS-Store | 73300006 | SPONGE ENDOSCOPE CONTOURED BACTERIOSTATIC ENZYMATIC | EACH | #VALUE! | ES-88 | 4500 | KEY SURGICAL...... | 3 | MED | Endoscopic instruments | N/A
HCCS-Store | 69978400 | STENT BEGRAFT AORTIC COVERED SIZE 12 X 19 MM 120CM | EACH | #VALUE! | BGA1912-2 | 18 | BENTELY INNOMED...... | 3 | MED | Vascular imaging and interventional cardiology and cardiac catheterization lab products | N/A
HCCS-Store | 69978401 | STENT BEGRAFT AORTIC COVERED SIZE 12 X 29 MM 120CM | EACH | #VALUE! | BGA2912-2 | 18 | BENTELY INNOMED...... | 3 | MED | Vascular imaging and interventional cardiology and cardiac catheterization lab products | N/A
HCCS-Store | 69978411 | STENT BEGRAFT AORTIC COVERED SIZE 16 X 29 MM 120CM | EACH | #VALUE! | BGA2916-2 | 18 | BENTELY INNOMED...... | 3 | MED | Vascular imaging and interventional cardiology and cardiac catheterization lab products | N/A
HCCS-Store | 69978412 | STENT BEGRAFT AORTIC COVERED SIZE 16 X 38 MM 120CM | EACH | #VALUE! | BGA3816-2 | 18 | BENTELY INNOMED...... | 3 | MED | Vascular imaging and interventional cardiology and cardiac catheterization lab products | N/A
HCCS-Store | 69978418 | STENT BEGRAFT AORTIC COVERED SIZE 20 X 27 MM 120CM | EACH | #VALUE! | BGA2720_2 | 18 | BENTELY INNOMED...... | 3 | MED | Vascular imaging and interventional cardiology and cardiac catheterization lab products | N/A
HCCS-Store | 69978419 | STENT BEGRAFT AORTIC COVERED SIZE 20 X 37 MM 120CM | EACH | #VALUE! | BGA3720_2 | 18 | BENTELY INNOMED...... | 3 | MED | Vascular imaging and interventional cardiology and cardiac catheterization lab products | N/A
HCCS-Store | 69978421 | STENT BEGRAFT AORTIC COVERED SIZE 22 X 37 MM 120CM | EACH | #VALUE! | BGA3722_2 | 18 | BENTELY INNOMED...... | 3 | MED | Vascular imaging and interventional cardiology and cardiac catheterization lab products | N/A
HCCS-Store | 69978423 | STENT BEGRAFT AORTIC COVERED SIZE 24 X 37 MM 120CM | EACH | #VALUE! | BGA3724_2 | 6 | BENTELY INNOMED...... | 3 | MED | Vascular imaging and interventional cardiology and cardiac catheterization lab products | N/A
HCCS-Store | 69916718 | SURGICAL FELT BARD® PTFE 10.2 CMX 10.2CM X 1.65MM,STERILE (BX/5) | BOX | #VALUE! | 007836 | 18 | BARD...... | 3 | MED | Cardiovascular implants | N/A
HCCS-Store | 69909207 | SUTURE GORETEX CV-6 TTc-9, 3/8 CIRCLE NEEDLE 9MM 24" 61CM | PACK | #VALUE! | 6K02A | 216 | GLOBAL TRADING GROUP, INC\....... | 3 | MED | Sutures and related products | N/A
HCCS-Store | 69909204 | SUTURE GORETEX CV-7 TTc-13, 3/8 CIRCLE 13MM 30" 76CM | PACK | #VALUE! | 7M06A | 18 | GORE TEX...... | 3 | MED | Sutures and related products | N/A
HCCS-Store | 311656006 | SUTURE VAS CV-6 SUTURE 24'' TTC-13 DA 1 DZ | EACH | #VALUE! | 6K04A | 216 | GORE MEDICAL...... | 3 | MED | Sutures and related products | N/A
HCCS-Store | 311637902 | TUBE PNEUMOSURE ET DISPOSABLE (10/BOX) | EACH | #VALUE! | Z1463-39 | 40 | STRYKER...... | 3 | MED | Endoscopic equipment accessories and related products | N/A
HCCS-Store | 72200060 | TUBING ASSEMBLY WITH INTEGRATED MOISTURE TRAP/BARRIER STERILE, DISPOSABLE | EACH | #VALUE! | AG70262 | 108 | EUROSET...... | 3 | MED | Open heart perfusion equipment and monitors and accessories and related products | N/A
HCCS-Store | 72200062 | TUBING EXTENSION SET CUSTOMIZED RHEOPARIN COATED STERILE | EACH | #VALUE! | AG70189 | 180 | EUROSET...... | 3 | MED | Respiratory monitoring products | N/A
HCCS-Store | 71700026 | VASCULAR COIL EMBOLIZATION DETACHABLE MREYE® FLIPPER PDA CLOSURE10,8MM DIAMETER 3 LOOPS, IMWCE-8-PDA3 | EACH | 90 | IMWCE-8-PDA3 | 18 | COOK...... | 3 | MED | Intravenous and arterial catheter and needle positioning aids | N/A
HCCS-Store | 71700027 | VASCULAR COIL EMBOLIZATION DETACHABLE MREYE® FLIPPER PDA CLOSURE12,IMWCE-8-PDA3 | EACH | #VALUE! | IMWCE-8-PDA5 | 18 | COOK...... | 3 | MED | Intravenous and arterial catheter and needle positioning aids | N/A
HCCS-Store | 71700019 | VASCULAR COIL EMBOLIZATION MREYE®LENGTH 5CM X 3MM, APPROXIMATE LOOPS 5.3 CATHETER ID END HOLE DIAMETER.038 INCH, IMWCE-38-5-3 | EACH | 114 | IMWCE-38-5-3 | 18 | COOK MEDICAL...... | 3 | MED | Intravenous and arterial catheter and needle positioning aids | N/A
HCCS-Store | 71700020 | VASCULAR COIL EMBOLIZATION MREYE®LENGTH 5CM X 5MM, APPROXIMATE LOOPS 3.2, CATHETER ID END HOLE DIAMETER.038 INCH, IMWCE-38-5-5 | EACH | 115 | IMWCE-38-5-5 | 36 | COOK MEDICAL...... | 3 | MED | Intravenous and arterial catheter and needle positioning aids | N/A
HCCS-Store | 71700172 | VASCULAR GUIDEWIRE AMPLATZ® SUPPORT EXTRA STIFF CURVED PTFE-COATED STAINLESS STEEL 0.035" X 180CM, TIP CURVED RADIUS 3CM | EACH | #VALUE! | THSCF-35-180-3-AES | 36 | COOK MEDICAL...... | 3 | MED | Intravenous and arterial catheter and needle positioning aids | N/A
HCCS-Store | 71700156 | VASCULAR GUIDEWIRE FIXED-CORE HEPARIN PTFE-COATED STAINLESS STEEL SAFE-T-J®TIP.032" X 145CM, CURVED TIP 3MM, #TSCF-32-145 | EACH | #VALUE! | TSCF-32-145-3 | 54 | COOK MEDICAL...... | 3 | MED | Intravenous and arterial catheter and needle positioning aids | N/A
HCCS-Store | 71700161 | VASCULAR GUIDEWIRE FIXED-CORE HEPARIN PTFE-COATED STAINLESS STEEL SAFE-T-J®TIP.038" X 145CM, CURVED TIP | EACH | #VALUE! | TSCF-38-145-3 | 180 | COOK MEDICAL...... | 3 | MED | Intravenous and arterial catheter and needle positioning aids | N/A
HCCS-Store | 71700167 | VASCULAR GUIDEWIRE HEAVY DUTY SAFE-T-J TIP PTFE-COATED STAINLESS STEEL, 0.035 INCH X 180CM,TIP CURVED RADIUS 15MM, THSCF-35-180-15 | EACH | 116 | THSCF-35-180-15 | 36 | COOK MEDICAL...... | 3 | MED | Intravenous and arterial catheter and needle positioning aids | N/A
HCCS-Store | 71701380 | WIRE SURGICAL FLOPPY RUNTHROUGH 0.014X 180CM | EACH | #VALUE! | TW-AS418FA | 90 | TERUMO...... | 3 | MED | Endoscopic instruments | N/A
J_BULK_WH | 503003 | (CONTRACT) STOCKING SEQUENTIAL COMPRESSION DEVICE (SCD) THIGH LENGTH SLEEVE MEDIUM (58) | PAIR | #VALUE! | 73042 | 2000 | ...... | 3 | MED | Vascular and compression therapy equipment and supplies | N/A
J_BULK_WH | 472472 | (DWZ) BICARBONATE BUFFERED HEMOFILTRATION SOLUTION MULTIBIC POTASSIUM-FREE 4500ML (77) | BAG | #VALUE! | F00007429 | 8000 | FRESENIUS...... | 3 | MED | Extracorporeal hemodialysis equipment and supplies | N/A
J_BULK_WH | 547710 | (DWZ) FORMULA LIQUID INFANT S26 GOLD READY TO FEED 100ML BTL (53) | EACH | #VALUE! | 12311508 | 6480 | NESTLE...... | 3 | MED | Formulas and products for nutritional support | N/A
J_BULK_WH | 311583605 | (DWZ) FORMULA NUTRIFRIEND 1100 JACKFRUIT, OMEGA 3 HIGH EPA AND DHA | PACK | 15 | NUTRIFRIEND 1100 | 14094 | SMARTFISH...... | 3 | MED | Formulas and products for nutritional support | N/A
J_BULK_WH | 523808 | (DWZ) TRAY LUMBAR PUNCTURE 20G3-1/2" SPINAL NEEDLE W/MANOMETER ADULT STERILE (69) | EACH | #VALUE! | 455-5000 | 400 | SMMP (KSA)...... | 3 | MED | Injection and aspiration needles and accessories | N/A
J_BULK_WH | 733540 | (DWZ) TUBING PRIMARY PUMP SET DUAL CHANNEL CASSETTE 'Y' 104" 15-DROPS/ML 0.22 MIC (62) | EACH | #VALUE! | HS-14015 | 4000 | HOSPIRA...... | 3 | MED | Intravenous and arterial tubing and administration sets and related products | N/A
J_BULK_WH | 733842 | (RPD) TUBING HEMA BLOOD'Y'PUMP SET-OL W/CAP 2ND PORT VENTED 122"STERILE (62) | EACH | #VALUE! | HS-14212 | 88000 | HOSPIRA...... | 3 | MED | Blood administration and transfusion products | N/A
J_BULK_WH | 115871 | (RPD) FORMULA RESOURCE SUPPORT PLUS LIQUID 125ML (53) | EACH | #VALUE! | 12178155 | 10920 | NESTLE...... | 3 | MED | Formulas and products for nutritional support | N/A
J_BULK_WH | 408014 | (RPD) GLOVES EXAMINATION NON LATEX NITRILE 100% AMBIDEXTROUS POWDERED FREE BLUE LARGE PAIR NON STERILE BX/200 (27) | BOX | #VALUE! | 313041075 | 48000 | ANSELL...... | 3 | MED | Medical gloves and accessories | N/A
J_BULK_WH | 408012 | (RPD) GLOVES EXAMINATION NON LATEX NITRILE 100% AMBIDEXTROUS POWDERED FREE BLUE SMALL PAIR NON STERILE BX/200 (27) | BOX | #VALUE! | 313041065 | 48000 | ANSELL...... | 3 | MED | Medical gloves and accessories | N/A
J_BULK_WH | 734167 | ADAPTER LOCKING LUER MALE PLUG SHORT NON LATEX NEEDLE FREE ACCESS STERILE (62) | EACH | #VALUE! | 011-MC100 | 1080000 | HOSPIRA...... | 3 | MED | Intravenous and arterial tubing and administration sets and related products | N/A
J_BULK_WH | 342712 | BAG DRAINAGE LEG LARGE 32 OZ ANTIREFLUX VALVE LATEX STRAP 4" ADJUSTABLE STERILE (48) | EACH | #VALUE! | 907 | 12000 | CHANNEL MED...... | 3 | MED | Urological supplies | N/A
J_BULK_WH | 611503 | BAG EMPTY EVA TPN 3000ML (BAXA) (72) | BAG | #VALUE! | E-1330-OD | 400 | BAXA...... | 3 | MED | Intravenous and arterial infusion bags and containers and related products | N/A
J_BULK_WH | 611500 | BAG EMPTY EVA TPN 500ML (BAXA) (72) | BAG | #VALUE! | E-1305-OD | 1200 | BAXA...... | 3 | MED | Intravenous and arterial infusion bags and containers and related products | N/A
J_BULK_WH | 547890 | BAG GRAVITY FEEDING (PURPLE COLOR) FLEXIFLOW 1000ML SIZE 56 (50) | EACH | #VALUE! | S-501 | 26000 | ALASGMARY TRADING EST\....... | 3 | MED | Enteral feeding equipment and supplies | N/A
J_BULK_WH | 241115000008 | BAG PLASTIC W/ KFSH LOGO, LARGE 34CMX29CM(JED) | EACH | 27 | LARGE 34CMX29CM | 100000 | AL-SHARQ PLASTIC IND K\.S\.A\....... | 3 | MED | Bags | N/A
J_BULK_WH | 241115000011 | BAG PLASTIC W/ KFSH LOGO, X-LARGE 50CMX40CM(JED) | EACH | 27 | X-LARGE 50CMX40CM | 170000 | AL-SHARQ PLASTIC IND K\.S\.A\....... | 3 | MED | Bags | N/A
J_BULK_WH | 241115000014 | BAG PLASTIC ZIP-LOCK BX/1000 10X15CM(JED) | EACH | 23 | BX/1000 10X15CM | 300000 | AL-SHARQ PLASTIC IND K\.S\.A\....... | 3 | MED | Bags | N/A
J_BULK_WH | 241115000009 | BAG PLASTIC ZIP-LOCK, BX/1000 8CMX10CM(JED) | EACH | #VALUE! | BX/1000, 8CMX10CM | 184000 | AL-SHARQ PLASTIC IND K\.S\.A\....... | 3 | MED | Bags | N/A
J_BULK_WH | 422951000007 | BAG SUCTION & DIATHERMY STERILE 40X35CM | EACH | #VALUE! | 707035 | 2500 | MOLNLYCKE...... | 3 | MED | Surgical support supplies | N/A
J_BULK_WH | 422423000004 | BANDAGE PADDING ORTHOPAEDIC SOFFBAN NON-STERILE 15CM X2.7M(JED) | EACH | #VALUE! | MTB218606 | 6900 | MEDTRA...... | 3 | MED | Bandages and dressings and related products | N/A
J_BULK_WH | 349906 | BASIN WASH RECTANGULAR 8QT PLASTIC GOLD/WHITE COLOR DISPOSABLE (16) | EACH | #VALUE! | TM1039 | 150000 | ATTAYER, KSA...... | 3 | MED | Basins and bedpans and urinals and admission kits | N/A
J_BULK_WH | 17943 | BLANKET BAIR HUGGER FULL BODY | EACH | #VALUE! | CV-503-0810 | 12000 | COVIDIEN...... | 3 | MED | Heat and cold therapy products | N/A
J_BULK_WH | 354456 | BLOOD PRESSURE CUFF NEONATAL#2 4>8CM BLADDER WIDTH 2.8CM IND.WRAPPED DISP (50) | EACH | #VALUE! | CNV602-2 | 420 | QUIMEDIC...... | 3 | MED | Blood pressure units and related products | N/A
J_BULK_WH | 354459 | BLOOD PRESSURE CUFF NEONATAL#5 8.3>15CM BLADDER WIDTH 5.4CM STERILE DISP (50) | EACH | #VALUE! | MDS9755 | 720 | MEDLINE...... | 3 | MED | Blood pressure units and related products | N/A
J_BULK_WH | 342181611 | BLOOD PRESSURE CUFF SOFTCHECK CAS 740 ADULT SMALL 16-28CM DISPOSABLE | EACH | #VALUE! | CLA-A1-2A | 5400 | CRITIKON...... | 3 | MED | Blood pressure units and related products | N/A
J_BULK_WH | 342181610 | BLOOD PRESSURE CUFF SOFTCHECK CAS 740 CHILD 11-22CM DISPOSABLE | EACH | #VALUE! | CLA-P2-2A | 6000 | ZEFON - USA...... | 3 | MED | Blood pressure units and related products | N/A
J_BULK_WH | 415009 | BRACELETS IDENTIFICATION MOTHER AND INFANT CLEAR TRI BAND W/INSERTS (16) | EACH | #VALUE! | 320-10-PDK | 2000 | PRECISION DYNAMICS...... | 3 | MED | Medical documentation products | N/A
J_BULK_WH | 77700421 | BREATHING CIRCUIT INCLUDING CHAMBER FOR AIRVO 2, 900PT501 | EACH | 50 | 900PT501 | 360 | FISHER & PAYKEL...... | 3 | MED | Resuscitation supplies | N/A
J_BULK_WH | 370003 | CATH URETHRAL ROBINSON 10FR RED RUBBER LATEX RADIOPAQUE STERILE (48) | EACH | #VALUE! | DYND13510 | 6000 | MEDLINE...... | 3 | MED | Urological supplies | N/A
J_BULK_WH | 358656 | CATHETER CENTRAL VENOUS ANTIMICROBIAL IMPREGNATED (W/CHLORHEXIDINE 2%) 3-LUMEN 13CM 5.5FR STERILE KIT (54) | EACH | #VALUE! | TI-26553-ME | 36 | ARROW...... | 3 | MED | Vascular imaging and interventional cardiology and cardiac catheterization lab products | N/A
J_BULK_WH | 422215000101 | CATHETER CENTRAL VENOUS ANTIMICROBIAL IMPREGNATED (W/CHLORHEXIDINE 2%) 3-LUMEN 16CM 7FR STERILE KIT (JED) | EACH | #VALUE! | TI-42703-MEPI | 1400 | ARROW TELEFLEX...... | 3 | MED | Vascular imaging and interventional cardiology and cardiac catheterization lab products | N/A
J_BULK_WH | 358652 | CATHETER CENTRAL VENOUS ANTIMICROBIAL IMPREGNATED (W/CHLORHEXIDINE 2%) 3-LUMEN 20CM 7FR KIT STERILE (54) | KIT | #VALUE! | TI-45703 | 100 | ARROW TELEFLEX...... | 3 | MED | Intravenous and arterial cannulas and catheters and accessories | N/A
J_BULK_WH | 382630 | CATHETER CLOSED SUCTION SYSTEM 8FR WITH ELBOW ENDOTRACHEAL TUBE ADAPTERS 35.5 CM (57) | EACH | #VALUE! | 208-5 | 180 | KIMBERLY CLARK...... | 3 | MED | Intubation supplies | N/A
J_BULK_WH | 421615000043 | CATHETER HEMODIALYSIS QUINTON TRIPLE LUMEN 12FR 16CM (6") W/ CHLORHEXIDINE 2% GARD BLUE KIMAL | EACH | #VALUE! | CV-8888345611HP | 340 | COVIDIEN...... | 3 | MED | Extracorporeal hemodialysis equipment and supplies | N/A
J_BULK_WH | 422715000022 | CATHETER INLINE SUCTION SIZE 12FR FOR ENDO TRACHEAL TUBE BX/10 | EACH | #VALUE! | JM-C2409-12-72E | 1600 | JAMJOOM...... | 3 | MED | Surgical support supplies | N/A
J_BULK_WH | 418118 | CATHETER IV 18G 1 1/4", NEEDLE 20G RADIOPAQUE VIALON INSIGHT AUTOGARD BLOOD CONTROL SAFETY NEEDLE STERILE DISPOSABLE (62) | EACH | #VALUE! | 381044 | 10000 | BD...... | 3 | MED | Intravenous and arterial cannulas and catheters and accessories | N/A
J_BULK_WH | 418121 | CATHETER IV 20G 1 1/4" NEEDLE 22G RADIOPAQUE VIALON INSIGHT AUTOGUARD BLOOD CONTROL SAFETY NEEDLE STERILE DISPOSABLE (62) | EACH | #VALUE! | 381034 | 80000 | BD...... | 3 | MED | Intravenous and arterial cannulas and catheters and accessories | N/A
J_BULK_WH | 418123 | CATHETER IV 24G 3/4" NEEDLE RADIOPAQUE VIALON INSIGHT AUTOGUARD BLOOD NEEDLE SAFETY STERILE DISPOSABLE (62) | EACH | #VALUE! | 381012 | 126000 | BD...... | 3 | MED | Intravenous and arterial cannulas and catheters and accessories | N/A
J_BULK_WH | 381805 | CATHETER LEADER 18G 10CM 8-12MM DIA NDL 19G 54MM 0.8-1.1MM DIA STERILE DISPOSABLE (60) | EACH | #VALUE! | 115.11-VYGON | 700 | AL-JEEL MEDICAL...... | 3 | MED | Intravenous and arterial cannulas and catheters and accessories | N/A
J_BULK_WH | 421424000010 | CATHETER SUCTION KIT WHISTLE TIP STERILE 14FR(JED) | EACH | #VALUE! | JM-C2414B | 15000 | JAMJOOM...... | 3 | MED | Surgical support supplies | N/A
J_BULK_WH | 349889155 | CATHETER THORACIC SILICONE DRAIN STRAIGHT 32FR STERILE | EACH | #VALUE! | CV-8888572560 | 320 | COVIDIEN...... | 3 | MED | Surgical instrument sets and systems and trays | N/A
J_BULK_WH | 421427000019 | CATHETER URINARY SILICONE 3-WAY 30CC BALLOON FOLEY STERILE 20FR(JED) | EACH | #VALUE! | 199-20-17A | 72 | SMD...... | 3 | MED | Urological supplies | N/A
J_BULK_WH | 69903199 | CERVICAL COLLAR COMFO-EZE® MEDIUM DENSITY FOAM, REGULAR LARGE DIMENSION: 3½” X 23½”, 1002-04 | EACH | 86 | 1002-04 | 80 | DEROYAL...... | 3 | MED | Orthopedic softgoods for upper extremity and torso | N/A
J_BULK_WH | 115511 | CHOCO CEREAL GLUTEN FREE 250 GM (53) | BOX | #VALUE! | D436 | 520 | BEZGLUTEN...... | 3 | MED | Formulas and products for nutritional support | N/A
J_BULK_WH | 69900817 | CONTAINER SHARPS BD 5.0 LITER DISPOSABLE (25) | EACH | #VALUE! | 851201 | 92400 | KENDALL HEALTHCARE...... | 3 | MED | Injection and aspiration needles and accessories | N/A
J_BULK_WH | 516502 | COVER PROBE THERMOMETER THERMOSCAN PRO 6000 DISPOSABLE | EACH | #VALUE! | 06000-800 | 1300000 | WELCH ALLYN...... | 3 | MED | Medical thermometers and accessories | N/A
J_BULK_WH | 115507 | CRACKERS GLUTEN FREE 180 GM (53) | PACK | #VALUE! | C34 | 520 | BEZGLUTEN...... | 3 | MED | Formulas and products for nutritional support | N/A
J_BULK_WH | 71800036 | DEVICE FEMORAL CORURE 6F ANGIOSEAL | EACH | #VALUE! | 610132 | 300 | ST JUDE MEDICAL...... | 3 | MED | Vascular imaging and interventional cardiology and cardiac catheterization lab products | N/A
J_BULK_WH | 342231804 | DIETARY SUPPLEMENT LIPISTART HIGH IN MCT, LOW LCT FORMULA FROM BIRTH TO 10 YRS, POWDER 400G/CAN, BOX/6 | CAN | #VALUE! | 5.0600140536e+12 | 240 | VITAFLO NESTLE...... | 3 | MED | Formulas and products for nutritional support | N/A
J_BULK_WH | 835310111 | DIETARY SUPPLEMENT PRO SOURCE LIQUID HIGH PROTEIN DRINK | EACH | #VALUE! | 11441 | 40000 | MEDTRITION...... | 3 | MED | Formulas and products for nutritional support | N/A
J_BULK_WH | 397706 | DRAPE ANTIMICROBIAL INCISE 44X35CM ADHESIVE 34X35CM .092MG IODINE/CM2 FILM STER (60) | EACH | #VALUE! | 6640EZ | 2000 | 3M...... | 3 | MED | Surgical textiles | N/A
J_BULK_WH | 397808 | DRAPE ANTIMICROBIAL INCISE 90X45CM ADHESIVE 56X45CM .092MG IODINE/CM2 FILM STERILE (60) | EACH | #VALUE! | 6650EZ | 1200 | 3M...... | 3 | MED | Surgical textiles | N/A
J_BULK_WH | 422951000022 | DRAPE ARTHROSCOPY KNEE W/ POUCH STERILE | EACH | #VALUE! | 89267 | 12 | LOCAL...... | 3 | MED | Surgical textiles | N/A
J_BULK_WH | 313326109 | DRAPE CARDIOVASCULAR ADULT CABBAGE PACK STERILE | EACH | #VALUE! | 88731-07 | 120 | KIMBERLY CLARK...... | 3 | MED | Surgical textiles | N/A
J_BULK_WH | 422951000006 | DRAPE MICROSCOPE OPMI NEURO STERILE 65MMX115X300CM(JED) | EACH | #VALUE! | 4838 | 400 | MICROTEC...... | 3 | MED | Surgical textiles | N/A
J_BULK_WH | 421317000001 | DRAPE OB PACK-III STERILE(JED) | EACH | #VALUE! | 88831-P | 400 | KIMBERLY CLARK...... | 3 | MED | Surgical textiles | N/A
J_BULK_WH | 422951000058 | DRAPE SPLIT SHEET ADHESIVE STERILE (JED) | EACH | #VALUE! | 779300 | 300 | MOLNLYCKE...... | 3 | MED | Surgical textiles | N/A
J_BULK_WH | 422951000039 | DRAPE STERI SMALL TOWEL STERILE 17X11"(JED) | EACH | #VALUE! | 1000 | 2000 | 3M...... | 3 | MED | Surgical textiles | N/A
J_BULK_WH | 313326116 | DRAPE SURGICAL MEDIUM SHEET 76X44 INCHES STERILE | EACH | #VALUE! | 0000006B-SUD | 9450 | STERIPACK...... | 3 | MED | Surgical textiles | N/A
J_BULK_WH | 455209 | DRAPE TOWEL (NON-FENESTRATED) POLY-LINED 18X26"3-PLY WHITE STERILE DISPOSABLE (60) | EACH | #VALUE! | 89101-79 | 30000 | ENAYAH...... | 3 | MED | Surgical textiles | N/A
J_BULK_WH | 350623102 | DRESSING ABDOMINAL PAD 7.5 X 8 STERILE | EACH | #VALUE! | 9192A | 6240 | KENDALL HEALTHCARE...... | 3 | MED | Bandages and dressings and related products | N/A
J_BULK_WH | 342311512 | DRESSING CAVILON NO STING BARRIER FILM WIPE 1ML | SACHET | #VALUE! | 3344 | 3800 | 3M...... | 3 | MED | Bandages and dressings and related products | N/A
J_BULK_WH | 342311513 | DRESSING CAVILON NO STING BARRIER FILM WAND FOAM APPLICATOR 1ML | SACHET | #VALUE! | 3343 | 15000 | 3M...... | 3 | MED | Bandages and dressings and related products | N/A
J_BULK_WH | 483807 | DRESSING GAUZE 2 X 2 INCH 8 PLY PACK STERILE (45) | PACK | #VALUE! | N-GBR3Q5 | 1440000 | NUBENCO...... | 3 | MED | Bandages and dressings and related products | N/A
J_BULK_WH | 484300 | DRESSING GAUZE 4 X 4 INCH 12 PLY PACK/10 STERILE (45) | PACK | #VALUE! | JF-G1010-1210 | 230400 | JAMJOOM...... | 3 | MED | Bandages and dressings and related products | N/A
J_BULK_WH | 484504 | DRESSING GAUZE 4 X 4 INCH 12 PLY PACK/2 STERILE (45) | PACK | #VALUE! | JF-G1010-1202 | 3384000 | JAMJOOM...... | 3 | MED | Bandages and dressings and related products | N/A
J_BULK_WH | 484106 | DRESSING GAUZE 4 X 4 INCH 8 PLY PACK/200 NON STERILE (45) | PACK | #VALUE! | 402130/1 | 93000 | DAMAD...... | 3 | MED | Bandages and dressings and related products | N/A
J_BULK_WH | 311649903 | DRESSING HYDROCOLLOID ACETATE GAUZE PAD WITH LEPTOSPERMUM MANUKA TEX 10X12.5 CM | PACK | #VALUE! | MM0010 | 1200 | MANUKAMED...... | 3 | MED | Bandages and dressings and related products | N/A
J_BULK_WH | 400002 | DRESSING MEPILEX ASSORTMENT 15X15 CM (45) | EACH | #VALUE! | 284300 | 400 | MOLNLYCKE HEALTH CARE...... | 3 | MED | Bandages and dressings and related products | N/A
J_BULK_WH | 72200183 | DRESSING MIPILEX® BORDER SACRUM 18X18CM STERILE | EACH | #VALUE! | 282000 | 7500 | ...... | 3 | MED | Bandages and dressings and related products | N/A
J_BULK_WH | 423115000062 | DRESSING MOISTURE RESPONSIVE CATHETER DRESSING IV 3000 HAND STERILE 6X7CM(JED) | EACH | #VALUE! | UNITED KING;4007 | 352000 | S & N MEDICAL LTD; UNITED KING...... | 3 | MED | Bandages and dressings and related products | N/A
J_BULK_WH | 423115000056 | DRESSING MOISTURE RESPONSIVE CATHETER DRESSING IV 3000 STERILE 6X8.5CM(JED) | EACH | #VALUE! | 4923 | 240000 | S & N...... | 3 | MED | Bandages and dressings and related products | N/A
J_BULK_WH | 338215108 | DRESSING SUPERFICIAL DERMAL ULCERS DUODERM EXTRA THIN STERILE 7.2 X 7.4CM STERILE | EACH | #VALUE! | 187901 | 1900 | CONVATEC...... | 3 | MED | Bandages and dressings and related products | N/A
J_BULK_WH | 423115000200 | DRESSING SUPERFICIAL DERMAL ULCERS DUODERM EXTRATHIN STERILE 10X10CM(JED) | EACH | #VALUE! | 187955 | 12000 | LOCAL...... | 3 | MED | Bandages and dressings and related products | N/A
J_BULK_WH | 400501 | DRESSING TEGADERM CHG CHLOREXIDINE GLUCONATE IV SECUREMENT (45) | EACH | #VALUE! | 1658R | 42000 | 3M Health Care...... | 3 | MED | Bandages and dressings and related products | N/A
J_BULK_WH | 423115000057 | DRESSING TRANSPARENT DRESSING WITH ABSORBENT PAD OPSITE POST-OP STERILE 15.5X8.5CM(JED) | EACH | #VALUE! | 66000712 | 30000 | SMITH & NEPHEW...... | 3 | MED | Bandages and dressings and related products | N/A
J_BULK_WH | 423115000080 | DRESSING TRANSPARENT DRESSING WITH ABSORBENT PAD OPSITE POST-OP STERILE 6.5X5CM(JED) | EACH | #VALUE! | 3582 | 60000 | 3M...... | 3 | MED | Bandages and dressings and related products | N/A
J_BULK_WH | 311649902 | DRESSING WOUND TUBE 15 GRAM 100% MEDICAL GRADE MANUKA HONEY | PACK | #VALUE! | MM0049 | 9000 | MANUKAMED...... | 3 | MED | Bandages and dressings and related products | N/A
J_BULK_WH | 421817000007 | ELECTRODE ECG BLUE SENSOR ELECTRODE ADULT NON-STERILE(JED) | EACH | #VALUE! | DR-00-S* | 660000 | AMBU MALAYSIA...... | 3 | MED | Electrotherapy equipment | N/A
J_BULK_WH | 421817000014 | ELECTRODE ECG PACING/DEFIBRILLATION PRE-CONNECT PADS ADULT (QUICK- COMBO 11996-000091)(JED) | EACH | 74 | 11996-000091 | 900 | PHYSIO CONTROL...... | 3 | MED | Electrotherapy equipment | N/A
J_BULK_WH | 311530803 | ELECTRODES MONITORING PEDIATRIC 1.75 INCH 3M™ RED DOT™ WITH MICROPORE™ TAPE BACKING | EACH | #VALUE! | 2248-50 | 6000 | 3M...... | 3 | MED | Electrocardiography EKG units and related products | N/A
J_BULK_WH | 115501 | FLOUR GLUTEN FREE 500 G (53) | EACH | #VALUE! | K15 | 500 | BEZGLUTEN...... | 3 | MED | Formulas and products for nutritional support | N/A
J_BULK_WH | 115857 | FORMULA ENERGYZIP 1.5 KCAL CHOCOLATE, LIQUID 200ML (53) | EACH | 9 | ENERGYZIP 1.5 KCAL CHOCOL | 58320 | PRODIET CLINICA LTD\....... | 3 | MED | Formulas and products for nutritional support | N/A
J_BULK_WH | 115836 | FORMULA NEPRO LP LIQUID FOR PREDIALYSIS RENAL PATIENT 220ML (53) | EACH | #VALUE! | S553 | 16020 | ABBOTT...... | 3 | MED | Formulas and products for nutritional support | N/A
J_BULK_WH | 547333 | FORMULA NOVALAC ALLERNOVA ELEMENTAL OF HIGH TOLERANCE POWDER 400G (53) | CAN | #VALUE! | 1531M04G | 2000 | NOVALAC...... | 3 | MED | Formulas and products for nutritional support | N/A
J_BULK_WH | 835310109 | FORMULA NOVASOURCE RENAL SPECIALIZED FOR DIALYSIS PATIENTS | EACH | #VALUE! | 12358289 | 16680 | NESTLE...... | 3 | MED | Formulas and products for nutritional support | N/A
J_BULK_WH | 311583610 | FORMULA NUTRITIONAL SUPPLEMENT LIQUID 2.4 KCAL MULTI FIBRE PER 125ML VANILLA FLAVOR BOTTLE | EACH | #VALUE! | 59420 | 32976 | NUTRICIA...... | 3 | MED | Formulas and products for nutritional support | N/A
J_BULK_WH | 115852 | FORMULA PEPTAMEN JUNIOR VANILLA, POWDER COMPLETE PEPTIDES/ LACTOSE GLUTEN FREE 430GM (53) | CAN | #VALUE! | 12191034 | 8880 | NESTLE...... | 3 | MED | Formulas and products for nutritional support | N/A
J_BULK_WH | 115916 | FORMULA RENASTART, POWDER FOR PAEDIATRIC RENAL PATIENTS 400GM CAN (53) | CAN | #VALUE! | 12242992 | 600 | VITAFLO...... | 3 | MED | Formulas and products for nutritional support | N/A
J_BULK_WH | 115920 | FORMULA RESOURCE FRUIT WILD BERRY, LIQUID FAT FREE CLEAR 237ML (53) | EACH | #VALUE! | 12358799 | 15264 | NESTLE...... | 3 | MED | Formulas and products for nutritional support | N/A
J_BULK_WH | 547667 | FORMULA RESOURCE JUNIOR 1.5 KCAL CHOCOLATE, LIQUID, AGES 1-10 (53) | EACH | #VALUE! | 12153674 | 41760 | NESTLE...... | 3 | MED | Formulas and products for nutritional support | N/A
J_BULK_WH | 411200000042 | GEL INFANT HEEL WARMER 100/PK | EACH | #VALUE! | 11460-010T | 2000 | CARDINAL HEALTH...... | 3 | MED | Patient beds and accessories | N/A
J_BULK_WH | 408005 | GLOVES EXAMINATION NON LATEX NITRILE 100% AMBIDEXTROUS POWDERED FREE BLUE MEDIUM PAIR NON STERILE BX/100 (27) | BOX | 76 | MEDIUM | 684000 | DR\.LUJAIN...... | 3 | MED | Medical gloves and accessories | N/A
J_BULK_WH | 407910 | GLOVES EXAMINATION NON LATEX VINYL POWDERED FREE SMALL PAIR NON STERILE BOX/100 (27) | BOX | #VALUE! | DEMOTEK | 36 | SAMIR PHOTOGRAPHIC...... | 3 | MED | Medical gloves and accessories | N/A
J_BULK_WH | 33428 | GLOVES SURGEON DERMAPRENE NON LATEX SIZE 7.5 STERILE | BOX | #VALUE! | 340006075 | 200 | ANSELL...... | 3 | MED | Medical gloves and accessories | N/A
J_BULK_WH | 409210 | GLOVES SURGEON HYDRASOFT LATEX POWDERED FREE SIZE 6.0 PAIR STERILE (46) | PAIR | #VALUE! | 330049060 | 60000 | ANSELL...... | 3 | MED | Medical gloves and accessories | N/A
J_BULK_WH | 409215 | GLOVES SURGEON HYDRASOFT LATEX POWDERED FREE SIZE 6.5 PAIR STERILE (46) | PAIR | #VALUE! | 330049065 | 144000 | ANSELL...... | 3 | MED | Medical gloves and accessories | N/A
J_BULK_WH | 409230 | GLOVES SURGEON HYDRASOFT LATEX POWDERED FREE SIZE 8.0 PAIR STERILE (46) | PAIR | #VALUE! | 330049080 | 54000 | ANSELL...... | 3 | MED | Medical gloves and accessories | N/A
J_BULK_WH | 408504 | GLOVES SURGEON MICROTHIN LATEX POWDERED FREE BROWN SIZE 7 1/2 PAIR STERILE (46) | PAIR | #VALUE! | 330051075 | 16200 | ANSELL...... | 3 | MED | Medical gloves and accessories | N/A
J_BULK_WH | 408402 | GLOVES SURGEON MICROTHIN LATEX POWDERED FREE BROWN SIZE 7 PAIR STERILE (46) | PAIR | #VALUE! | 330051070 | 9000 | ANSELL...... | 3 | MED | Medical gloves and accessories | N/A
J_BULK_WH | 408508 | GLOVES SURGEON MICROTHIN LATEX POWDERED FREE SIZE 8.0 PAIR STERILE (46) | PAIR | #VALUE! | 330051080 | 1000 | ANSELL...... | 3 | MED | Medical gloves and accessories | N/A
J_BULK_WH | 452404 | GOWN MEDICAL ISOLATION PREMIUM YELLOW LONGSLEEVE ELASTIC CUFFED WITH BELT NON-STERILE, DISPOSABLE, 23G, (27) | EACH | #VALUE! | GHANGZOU GW-01 | 3726000 | TIANCHANG KANGTEMEI...... | 3 | MED | Medical staff clothing and related articles | N/A
J_BULK_WH | 472057 | HOLDER TUBE TRACHEOSTOMY DALE 240 BLUE (54) | EACH | 31 | 240 | 26000 | DALE MEDICAL PRODUCTS...... | 3 | MED | Airway management products | N/A
J_BULK_WH | 350240102 | INSTRUMENT SURGICAL DETERGENT PRECLEANER TRANSPORT GEL WITH CORROSION INHIBITORS | EACH | 1 |  | 100 | OTHERS...... | 3 | MED | Disinfecting or presterilization cleaning equipment and solutions | N/A
J_BULK_WH | 611007 | JAR OINTMENT PLASTIC WHITE 16 OZ 89MM (72) | JAR | #VALUE! | 916 | 500 | KERR...... | 3 | MED | Bath and body | N/A
J_BULK_WH | 610979 | JAR OINTMENT PLASTIC WHITE 4 OZ W/CAPS (72) | JAR | #VALUE! | OJ04 | 27000 | SUN CITY...... | 3 | MED | Bath and body | N/A
J_BULK_WH | 610980 | JAR OINTMENT PLASTIC WHITE 8 OZ W/CAPS MOLDED (72) | JAR | #VALUE! | OJ08 | 14000 | SUN CITY...... | 3 | MED | Bath and body | N/A
J_BULK_WH | 405209 | KIT ENEMA COMPLETE W/BAG 1500CC/CLAMP/JELLY/DRAPE/CASTILE SOAP.DISPOSABLE (50) | EACH | #VALUE! | AS330 | 3000 | AMSINO...... | 3 | MED | Enema administration supplies | N/A
J_BULK_WH | 424759 | LUBRICANT K-Y JELLY WATER SOLUBLE 5GM FOIL PACK STERILE (49) | BOX | #VALUE! | 209 | 3600 | HR PHARMACEUTICALS...... | 3 | MED | Diagnostic assessment and exam products for general use | N/A
J_BULK_WH | 114308 | MODULAR CARBOCH, POWDER OF OLIGOSSACARIDEOS 400 GM CAN (53) | EACH | #VALUE! | 65 | 700 | ...... | 3 | MED | Formulas and products for nutritional support | N/A
J_BULK_WH | 77700425 | NASAL CANNULA OPTIFLOW FOR AIRVO 2 LARGE, OPT846 | EACH | 43 | OPT846 | 240 | FISHER & PAYKEL...... | 3 | MED | Airway management products | N/A
J_BULK_WH | 77700424 | NASAL CANNULA OPTIFLOW FOR AIRVO 2 MEDIUM, OPT844 | EACH | 44 | OPT844 | 360 | FISHER & PAYKEL...... | 3 | MED | Airway management products | N/A
J_BULK_WH | 77700423 | NASAL CANNULA OPTIFLOW FOR AIRVO 2 SMALL, OPT842 | EACH | 43 | OPT842 | 120 | FISHER & PAYKEL...... | 3 | MED | Airway management products | N/A
J_BULK_WH | 428190 | NEEDLE INFUSION WINGED 22G1 90DEG ANGLED ANTI-CORING LIPID COMPATIBLE'Y'SITE (47) | EACH | #VALUE! | 21-3251-24 | 12000 | ...... | 3 | MED | Injection and aspiration needles and accessories | N/A
J_BULK_WH | 422947000090 | PACK CUSTOM ADULT 5 BODY WEIGHT ABOVE 50KG(JED) | PACK | #VALUE! | CX-DB331X-J | 180 | TERUMO...... | 3 | MED | Surgical support supplies | N/A
J_BULK_WH | 422947000093 | PACK CUSTOM SMALL ADULT-4 BODY WEIGHT 25-50KG(JED) | PACK | #VALUE! | CX-DB459X-J | 260 | TERUMO...... | 3 | MED | Surgical support supplies | N/A
J_BULK_WH | 421815000014 | PAPER DEFIBRILLATOR AGILENT | EACH | #VALUE! | 40457C | 1700 | LOCAL...... | 3 | MED | Printing and writing paper | N/A
J_BULK_WH | 458801 | PAPER RECORDING ECG 8.3"x11" SHEET 100MM RED GRID 300 SHEETS (56) | PACK | #VALUE! | 9402-021 | 250 | MARQUETTE...... | 3 | MED | Printing and writing paper | N/A
J_BULK_WH | 115502 | PASTA PENNE GLUTEN FREE 250 G (53) | EACH | #VALUE! | N41 | 500 | BEZGLUTEN...... | 3 | MED | Formulas and products for nutritional support | N/A
J_BULK_WH | 313678101 | PASTE ELECTRODE CONDUCTIVE | PACK | #VALUE! | 016-703700 | 50 | MCKESSON...... | 3 | MED | Electrocardiography EKG units and related products | N/A
J_BULK_WH | 311494404 | PEN NEEDLE WITH DUAL AUTOMATIC PROTECTIVE SHIELDS 0.3MM X 5MM STERILE DISPOSABLE | BOX | #VALUE! | 329535 | 600 | BD...... | 3 | MED | Syringes and accessories | N/A
J_BULK_WH | 448017 | POUCH MAXI DRAINABLE BEIGE 55MM WITH LOCK AND ROLL WITH FILTER 2 PIECE (63) | BOX | #VALUE! | 25760 | 350 | HOLLISTER...... | 3 | MED | Ostomy supplies and non surgical wound drainage products | N/A
J_BULK_WH | 448026 | POUCH PEDIATRIC DRAINABLE TRANSPARENT ONE PIECE WITH LOCK AND ROLL CLOSURE (63) | BOX | #VALUE! | 3795 | 220 | HOLLISTER...... | 3 | MED | Ostomy supplies and non surgical wound drainage products | N/A
J_BULK_WH | 421815000016 | PROBE COVER THERMOMETER ORAL IVAC FOR DYNAMAP | EACH | #VALUE! | P-850 | 840000 | CAREFUSION...... | 3 | MED | Medical thermometers and accessories | N/A
J_BULK_WH | 212777 | SANI CLOTH CHLOR +1000PMM ALCOHOL-FREE DISINFECTANT WIPES (27) | EACH | #VALUE! | S570110MPCE | 300 | PAL INTERNATIONAL LTD\....... | 3 | MED | Cold sterilization and disinfectant solutions | N/A
J_BULK_WH | 733686-1 | SECONDARY INFUSION SET PIGGY BACK 32" VENTED 15 DROPS/ML STERILE (62) | EACH | #VALUE! | SF3258-15H | 1680000 | ICU MEDICAL INC\....... | 3 | MED | Intravenous infusion pumps and its analyzers and sensors and its accessories | N/A
J_BULK_WH | 774403 | SHARP COLLECTION SYSTEM X-LARGE 1/2 FOAM STRIP 1/2 MAGNETIC PAD STERILE (78) | EACH | #VALUE! | 25-1702 | 5200 | DEROYAL...... | 3 | MED | Injection and aspiration needles and accessories | N/A
J_BULK_WH | 421400000175 | SUPPORT PRO-SPORT ATHLETIC LARGE SHPT1-L(JED) | EACH | #VALUE! | SHIPT1-L | 40 | HAN LIEN'S-TAIWAN...... | 3 | MED | Vascular imaging and interventional cardiology and cardiac catheterization lab products | N/A
J_BULK_WH | 423115000105 | SWAB DISSECTING PEANUT X-RAY DETECTABLE STERILE 3/8"(JED) | EACH | #VALUE! | 7103 | 7000 | MEDICAL ACTION...... | 3 | MED | Applicator swabs and cotton balls | N/A
J_BULK_WH | 505450 | SWABSTICK POVIDONE-IODINE 4" TOPICAL ANTI-INFECTIVE STERILE 1/PK (49) | BOX | #VALUE! | 524000 | 17500 | KBM...... | 3 | MED | Applicator swabs and cotton balls | N/A
J_BULK_WH | 511604 | SYRINGE 60CC 1 PIECE BULB EAR/ULCER GRADUATED LATEX FREE PEEL PACK STERILE DISPOSABLE (47) | EACH | #VALUE! | AS00502S | 1800 | AMSINO...... | 3 | MED | Syringes and accessories | N/A
J_BULK_WH | 511808 | SYRINGE 60CC 2 PIECE BULB IRRIGATION GRADUATED LATEX FREE PEEL PACK STERILE DISPOSABLE (47) | EACH | #VALUE! | AS011P | 1800 | AMSINO...... | 3 | MED | Syringes and accessories | N/A
J_BULK_WH | 311494501 | SYRINGE ENFIT ENTERAL 60 ML LATEX/DEHP FREE STERILE DISPOSABLE (100) | EACH | #VALUE! | LPE60 | 6500 | MEDICINA...... | 3 | MED | Syringes and accessories | N/A
J_BULK_WH | 506720 | SYRINGE INSULIN 1CC 31G X 6MM PEDIATRIC MICRO-FINE PLUS NEEDLE U-100 INTEGRATED NON LATEX PEEL PACK STERILE DISPOSABLE (47) | EACH | #VALUE! | 324899 | 72000 | BD...... | 3 | MED | Syringes and accessories | N/A
J_BULK_WH | 96438 | TOWELETTES CLEANING DISPOSABLE | PACK | #VALUE! | D35185 | 18000 | ROYSPEC...... | 3 | MED | Cleaning rags and cloths and wipes | N/A
J_BULK_WH | 520401 | TRAY BASIC BIOPSY W/O NEEDLE STERILE DISPOSABLE (69) | EACH | #VALUE! | 651B | 10000 | BUSSE...... | 3 | MED | Injection and aspiration needles and accessories | N/A
J_BULK_WH | 521006 | TRAY FOLEY CATHETER 16FR & BAG DRAINAGE CLOSED SYSTEM 5CC BALLOON 10ML SYRINGE (48) | EACH | #VALUE! | A947316 | 10800 | BARD...... | 3 | MED | Urological supplies | N/A
J_BULK_WH | 523604 | TRAY LUMBAR PUNCTURE 22G1-1/2"SPINAL NEEDLE W/O MANOMETER PED-INFANT STERILE (69) | EACH | #VALUE! | 646B | 1200 | BUSSE...... | 3 | MED | Injection and aspiration needles and accessories | N/A
J_BULK_WH | 525906 | TRAY MINOR PROCEDURE W/WEBSTER NEEDLE HOLDER STERILE (69) | EACH | #VALUE! | DYNJ03000 | 2400 | MEDLINE...... | 3 | MED | Diagnostic assessment and exam products for general use | N/A
J_BULK_WH | 422715000203 | TUBE ENDOTRACHEAL ORAL/RAE CUFFED 8.0MM 115-80(JED) | EACH | #VALUE! | 111780MM8.0 | 30 | TELEFLEX...... | 3 | MED | Airway management products | N/A
J_BULK_WH | 345870101 | TUBE FEEDING PVC 10FR 50/CS | EACH | #VALUE! | RT10/100L | 2400 | MEDICINA...... | 3 | MED | Nasoenteric tubes | N/A
J_BULK_WH | 422315000012 | TUBE FEEDING PVC RYLES STERILE 16FR(JED) | EACH | #VALUE! | RT16/100L | 1800 | MEDICINA...... | 3 | MED | Enteral feeding equipment and supplies | N/A
J_BULK_WH | 536510 | TUBE NASOGASTRIC FEEDING WITHOUT STYLET 12 FR 100CM POLYURETHANE LATEX-FREE DEHP-FREE (70) | EACH | #VALUE! | RT12/100L | 400 | HMC-MEDICINA...... | 3 | MED | Gastrostomy and jejunostomy access devices or accessories | N/A
J_BULK_WH | 733448 | TUBING BURETTE SET 150ML 77"VENTED 60DROPS CAIR CLAMP SOLUSET MICRODRIP STER (62) | EACH | #VALUE! | 129-2-15A | 27000 | SMD...... | 3 | MED | General laboratory glassware and plasticware and supplies | N/A
J_BULK_WH | 535950 | TUBING EXTENSION PVC 205CM MALE LUER-LOCK W/STOPCOCK STERILE DISPOSABLE (62) | EACH | #VALUE! | JF-V5534-10 | 5000 | JAMJOOM...... | 3 | MED | Intravenous and arterial tubing and administration sets and related products | N/A
J_BULK_WH | 546929 | URINE METER ASPIRATING PORT 200ML METER 2000ML BAG 9/32" TUBING ANTIREFLUX VALVE (48) | EACH | #VALUE! | AS327500 | 21700 | AMSINO...... | 3 | MED | Urological supplies | N/A
J_BULK_WH | 496655 | WRAP STERILIZATION 36X36"POLYPROPYLENE DRAPABLE LIQUID/LINT/BACTERIA FLAME RESIS (65) | BOX | #VALUE! | 62036 | 180 | HALYARD-KIMBERLY CLARK...... | 3 | MED | Sterilization wraps and packaging supplies | N/A
KFSHRC | 77700322 | TRAP MOISTURE FOR SERVO I EXPIRATORY CASSETTE | EACH | 1 |  | 30 | MAQUET..GULF MEDICAL CO\. LTD.... | 3 | MED | Pulmonary function testing and treatment products | N/A
Med-S-KFSH | 311641902 | (RPD-PERFUSION) CANNUAL VENOUS FEMORAL SIZE 23 FR LENGTH 55 CM WITH 3/8 CONNECTOR BIOLINE COATED | EACH | #VALUE! | BE-PVL-2355 | 48 | MAQUET...... | 3 | MED | Open heart surgical supplies and accessories and related products | N/A
Med-S-KFSH | 346071181 | (RPD-PERFUSION) CANNULA ARTERIAL PERCUTANEOUS FEMORAL BIOLINE COATED SIZE 15FR LENGTH 23CM WITH 3/8 LUER LOCK CONNECTOR STERILE DISPOSABLE, BE-PAL-1523 | EACH | 141 | BE-PAL-1523 | 12 | MAQUET...... | 3 | MED | Endoscopic instruments | N/A
Med-S-KFSH | 346071178 | (RPD-PERFUSION) CANNULA ARTERIAL PERCUTANEOUS FEMORAL BIOLINE COATED SIZE 17FR LENGTH 23CM WITH 3/8 LUER LOCK CONNECTOR STERILE DISPOSABLE | EACH | #VALUE! | CB96535-017 | 200 | MEDTRONIC...... | 3 | MED | Endoscopic instruments | N/A
Med-S-KFSH | 346071180 | (RPD-PERFUSION) CANNULA ARTERIAL PERCUTANEOUS FEMORAL BIOLINE COATED SIZE 21FR LENGTH 23CM WITH 3/8 LUER LOCK CONNECTOR STERILE DISPOSABLE | EACH | #VALUE! | BE-PAL-2123 | 12 | MAQUET...... | 3 | MED | Endoscopic instruments | N/A
Med-S-KFSH | 311641900 | (RPD-PERFUSION) CANNULA PERCUTANEOUS VENOUS FEMORAL SIZE 19 FR LENGTH 38 CM WITH 3/8 CONNECTOR BIOLINE COATED | EACH | #VALUE! | BE-PVS 1938 | 40 | MAQUET...... | 3 | MED | Open heart surgical supplies and accessories and related products | N/A
Med-S-KFSH | 72200044 | (RPD-PERFUSION) CONNECTOR REDUCING STRAIGHT POLYCARBONATE WITHOUT LUER LOCK SIZE 1/2 X 3/8 STERILE DISPOSABLE | EACH | #VALUE! | EU 3383 | 720 | EUROSETS...... | 3 | MED | Open heart surgical supplies and accessories and related products | N/A
Med-S-KFSH | 349715101 | (RPD-PERFUSION) CONNECTOR REDUCING STRAIGHT POLYCARBONATE SIZE 1/4 X 3/16 WITH LUER LOCK STERILE DISPOSABLE | EACH | #VALUE! | EU3394 | 2800 | EUROSET...... | 3 | MED | Open heart surgical supplies and accessories and related products | N/A
Med-S-KFSH | 349715127 | (RPD-PERFUSION) CONNECTOR STRAIGHT POLYCARBONATE SIZE 1/4 - MALE LUER LOCK STERILE DISPOSABLE | EACH | #VALUE! | EU3398 | 500 | EUROSET...... | 3 | MED | Open heart surgical supplies and accessories and related products | N/A
Med-S-KFSH | 349715116 | (RPD-PERFUSION) CONNECTOR THREE WAY POLYCARBONATE WITH LUER LOCK SIZE 3/8X1/4X1/4 STERILE | EACH | #VALUE! | EU3369 | 600 | EUROSET...... | 3 | MED | Open heart surgical supplies and accessories and related products | N/A
Operating Room Store 1 | 69903645 | BONE SUBSTITUTE CEMENT INJECTABLE HYDROSET STERILE | EACH | #VALUE! | 79-43910 | 80 | STRYKER...... | 3 | MED | Surgical support supplies | N/A
Operating Room Store 1 | 69913837 | BUR CRANIAL 3MM COARSE DIAMOND MATCHSTICH 15CM STERILE | EACH | #VALUE! | MA15-8NSDC | 160 | ANSPACH...... | 3 | MED | Surgical cutting instruments and snares and related products | N/A
Operating Room Store 1 | 69978772 | CATHETER SINUS DILATION XPRESS MULTI-BALLOON LOPROFILE 6MM X 18MM STERILE, LPLF-106 | EACH | 76 | LPLF-106 | 15 | ENTELLUS MEDICAL...... | 3 | MED | Ear nose and throat ENT treatment products and accessories | N/A
Operating Room Store 1 | 69978773 | CATHETER SINUS DILATION XPRESS MULTI-BALLOON LOPROFILE 7MM X 18MM STERILE, LPLF-107 | EACH | 76 | LPLF-107 | 15 | ENTELLUS MEDICAL...... | 3 | MED | Ear nose and throat ENT treatment products and accessories | N/A
Operating Room Store 1 | 69900227 | COVERALL JUMPSUIT FLUID PROTECTION | EACH | #VALUE! | SD-150 | 4500 | SLOAN MEDICAL...... | 3 | MED | Safety apparel | N/A
Operating Room Store 1 | 69917487 | DBS EXTENSION KIT FOR DEEP BRAIN STIMULATION | EACH | #VALUE! | 37086-60 | 13 | MEDTRONIC...... | 3 | MED | Electrotherapy equipment | N/A
Operating Room Store 1 | 69909360 | DRAPE ISOLATION VERTICAL 330X250 CM | EACH | #VALUE! | 16143600 | 120 | CARDIVA...... | 3 | MED | Surgical textiles | N/A
Operating Room Store 1 | 69909294 | ELECTRODES FOR DEEP BRAIN STIMULATION STERILE | EACH | #VALUE! | 3389-28 | 4 | MEDTRONIC DIAGNOSTICS...... | 3 | MED | Electrotherapy equipment | N/A
Operating Room Store 1 | 69909250 | GOWN PROTECTION CHEMOTHERAPY IS/SMS SIZE XXL | EACH | #VALUE! | 12040250 | 900 | CARDIVA...... | 3 | MED | Patient clothing | N/A
Operating Room Store 1 | 69916418 | GOWN PROTECTION FOR VISTORS WITH CUFFS AND VELCRO 28/30GR | EACH | #VALUE! | 12261501 | 3000 | CARDIVA...... | 3 | MED | Medical staff clothing and related articles | N/A
Operating Room Store 1 | 69900562 | IMPLANT ABSORBABLE SURGICAL DURAGEN GRAFT MATRIX SIZE 1 INCH X 3 INCH ( 2.5CM X 7.5CM) STERILE | EACH | #VALUE! | DP1013I | 120 | INTEGRA LIFE SCIENCES CORP\....... | 3 | MED | Surgical implants and expanders and extenders and Surgical wires and related products | N/A
Operating Room Store 1 | 69900563 | IMPLANT ABSORBABLE SURGICAL DURAGEN GRAFT MATRIX SIZE 2 INCH X 2 INCH (5CM X 5CM) STERILE | EACH | #VALUE! | DP1022I | 120 | INTEGRA...... | 3 | MED | Surgical implants and expanders and extenders and Surgical wires and related products | N/A
Operating Room Store 1 | 346778101 | IMPLANTABLE NUEROSTIMULATOR ACTIVA RC INS DUAL CHANNEL RECHARGEABLE | EACH | #VALUE! | 37612 | 3 | MEDTRONIC DIAGNOSTICS...... | 3 | MED | Electrotherapy equipment | N/A
Operating Room Store 1 | 69900108 | INSTRUMENT HOOK LONE STAR SINGLE STERILE DISPOSABLE | PACK | #VALUE! | 33118G | 720 | CURE DEVELOPMENT INTERNATIONAL...... | 3 | MED | Surgical retractors and related products | N/A
Operating Room Store 1 | 69976522 | PATIENT PINK PAD PIGAZZI POSITIONING SYSTEM | EACH | #VALUE! | 40580 | 500 | XODUS MEDICAL...... | 3 | MED | Surgical equipment and accessories and related products | N/A
Operating Room Store 1 | 69976139 | PROBE 20MHZ BAYONET WORKING LENGTH 105MM STERILE DISPOSABLE | EACH | #VALUE! | 108610 | 280 | VASCULAR TECHNOLOGY...... | 3 | MED |  | N/A
Operating Room Store 1 | 69976062 | TIP ENDOSCOPIC SPETZLER BARACUDA 25KHZ SONOPET DISPOSABLE | EACH | #VALUE! | 5450-800-310 | 25 | STRYKER...... | 3 | MED | Endoscopic instruments | N/A
Operating Room Store 1 | 69976860 | TIP ENDOSCOPIC SPETZLER BARACUDA LARGE DIAMETER 25KHZ SONOPET DISPOSABLE | EACH | #VALUE! | 5450-800-306 | 15 | STRYKER...... | 3 | MED | Endoscopic instruments | N/A
Operating Room Store 1 | 69976059 | TIP ENDOSCOPIC STRAIGHT 25KHZ SONOPET DISPOSABLE | EACH | #VALUE! | 5450-800-307 | 45 | STRYKER...... | 3 | MED | Endoscopic instruments | N/A
Operating Room Store 1 | 69976060 | TIP ENDOSCOPIC STRAIGHT LARGE DIAMETER 25KHZ SONOPET DISPOSABLE | EACH | #VALUE! | 5450-800-308 | 60 | STRYKER...... | 3 | MED | Endoscopic instruments | N/A
Operating Room Store 1 | 69976061 | TIP ENDOSCOPIC STRAIGHT MICRO DIAMETER 25KHZ SONOPET DISPOSABLE | EACH | #VALUE! | 5450-800-309 | 60 | STRYKER...... | 3 | MED | Endoscopic instruments | N/A
Operating Room Store 1 | 69976859 | TIP ENDOSCOPIC STRAIGHT SUPERLONG 25KHZ SONOPET DISPOSABLE, # 5450-800-301 | EACH | 63 | 5450-800-301 | 15 | STRYKER...... | 3 | MED | Endoscopic instruments | N/A
Operating Room Store 1 | 69900787 | TUBING MANIFOLD FOR 36KHZ HANDPIECE CUSA EXCEL STERILE | CASE | #VALUE! | C3601 | 600 | INTEGRA...... | 3 | MED | Surgical equipment and accessories and related products | N/A
OR-Store | 311482100 | ARM DRAPE SURGICAL, 21" X 19" X 10.5" | EACH | #VALUE! | 470015 | 25 | INTITUITIVE SURGICAL...... | 3 | MED | Surgical textiles | N/A
OR-Store | 311636841 | CANNULA ARTERIAL ELONGATED ONE PIECE 12" (30.5 CM) BLUNT TIP INTRODUCER W/O GUIDEWIRE 18 FR. (6.0 MM) VENTED | EACH | #VALUE! | CB77418 | 50 | MEDTRONIC...... | 3 | MED | Endoscopic instruments | N/A
OR-Store | 311636842 | CANNULA ARTERIAL ELONGATED ONE PIECE 12" (30.5 CM) BLUNT TIP INTRODUCER W/O GUIDEWIRE 20 FR. (6.7 MM) VENTED | EACH | #VALUE! | CB77420 | 50 | MEDTRONIC...... | 3 | MED | Endoscopic instruments | N/A
OR-Store | 311636844 | CANNULA THREE STAGE VENOUS 29/ 29/ 29 FR. WITH 3/8" BARBED CONNECTOR | EACH | #VALUE! | CB91429C | 50 | MEDTRONIC...... | 3 | MED | Endoscopic instruments | N/A
OR-Store | 69978468 | CANNULA TIP SOFT 23G | EACH | #VALUE! | 1272.SD23 | 140 | DORC, NETHERLANDS...... | 3 | MED | Ophthalmic specialty instruments and related products | N/A
OR-Store | 311636843 | CANNULA TWO STAGE VENOUS 29/29 FR. WITH 3/8” CONNECTOR | EACH | #VALUE! | CB91329C | 50 | MEDTRONIC...... | 3 | MED | Endoscopic instruments | N/A
OR-Store | 69978473 | CARTRIDGE EVA DISPOSABLE | EACH | #VALUE! | 8100.CAR01 | 50 | DORC, NETHERLANDS...... | 3 | MED | Ophthalmic specialty instruments and related products | N/A
OR-Store | 311633271 | CLIP APPLIER ROBOTIC SMALL INSTRUMENT | EACH | #VALUE! | 470401 | 5 | INTUITIVE SURGICAL INC\....... | 3 | MED |  | N/A
OR-Store | 311482101 | COLUMN DRAPE SURGICAL, DA VINCI® XI | EACH | #VALUE! | 470341 | 10 | INTITUITIVE SURGICAL...... | 3 | MED | Surgical textiles | N/A
OR-Store | 69900513 | COVER TIP FOR HOT SHEARS INSTRUMENTS STERILE DISPOSABLE | EACH | #VALUE! | 400180 | 10 | INTUITIVE SURGICAL INC\....... | 3 | MED | Sterilization wraps and packaging supplies | N/A
OR-Store | 311633267 | DRIVER NEEDLE ROBOTIC LARGE INSTRUMENT | EACH | #VALUE! | 470006 | 10 | INTUITIVE SURGICAL INC\....... | 3 | MED |  | N/A
OR-Store | 69978453 | FORCEPS ILM 23G INTRAOCCULAR | EACH | #VALUE! | 1286.ILMD6 | 300 | DORC, NETHERLANDS...... | 3 | MED | Ophthalmic specialty instruments and related products | N/A
OR-Store | 311633270 | FORCEPS ROBOTIC BIPLOAR MARYLAND INSTRUMENT | EACH | #VALUE! | 470172 | 20 | INTUITIVE SURGICAL INC\....... | 3 | MED |  | N/A
OR-Store | 311633268 | HOOK ROBOTIC CAUTERY (MONOPOLAR) PERMANENT XI DA VINCI INSTRUMENT | EACH | #VALUE! | 470183 | 10 | INTUITIVE SURGICAL INC\....... | 3 | MED |  | N/A
OR-Store | 69900598 | IMPLANT STENT URETERAL DOUBLE J SOFT FLEX 6FR X 8CM | EACH | #VALUE! | 039608 | 1200 | COOK...... | 3 | MED | Stents | N/A
OR-Store | 69918042 | INDOCYANINE GREEN ICG 25MG PROFIPLUS BVBA FLUORESCENCE AGENT | EACH | #VALUE! | PICG0025DE | 600 | NOVADAQ...... | 3 | MED | Endoscopic equipment accessories and related products | N/A
OR-Store | 317441400 | INSTRUMENT CLIP APPLIER MEDIUM-LARGE DA VINCI® XI - USED WITH WECK (PN 544230*) | EACH | #VALUE! | 470327 | 10 | INTITUITIVE SURGICAL...... | 3 | MED | surgical robotic equipment and accessories and related products | N/A
OR-Store | 317442404 | INSTRUMENT CORD BIPOLAR ENERGY, DA VINCI® XI | EACH | #VALUE! | 470384 | 10 | INTITUITIVE SURGICAL...... | 3 | MED | Surgical textiles | N/A
OR-Store | 317442403 | INSTRUMENT CORD MONOPOLAR ENERGY DA VINCI® XI | EACH | #VALUE! | 470383 | 10 | INTITUITIVE SURGICAL...... | 3 | MED | Surgical textiles | N/A
OR-Store | 311634126 | INSTRUMENT FORCEPS DEBAKEY 8MM ENDOWRIST WORKING LENGTH 30.99CM | EACH | #VALUE! | 470036 | 10 | INTUITIVE SURGICAL INC\....... | 3 | MED | Endoscopic instruments | N/A
OR-Store | 317441703 | INSTRUMENT FORCEPS MICRO BIPOLAR, DA VINCI® XI | EACH | #VALUE! | 470171 | 5 | INTITUITIVE SURGICAL...... | 3 | MED | surgical robotic equipment and accessories and related products | N/A
OR-Store | 317441701 | INSTRUMENT FORCEPS PROGRASP™ DA VINCI® XI | EACH | #VALUE! | 470093 | 10 | INTITUITIVE SURGICAL...... | 3 | MED | surgical robotic equipment and accessories and related products | N/A
OR-Store | 317441401 | INSTRUMENT NEEDLE DRIVER LARGE SUTURE CUT, DA VINCI® XI | EACH | #VALUE! | 470296 | 20 | INTITUITIVE SURGICAL...... | 3 | MED | surgical robotic equipment and accessories and related products | N/A
OR-Store | 317442100 | INSTRUMENT RETRACTOR DUAL BLADE, DA VINCI® XI | EACH | #VALUE! | 470249 | 10 | INTITUITIVE SURGICAL...... | 3 | MED | surgical robotic equipment and accessories and related products | N/A
OR-Store | 317442300 | INSTRUMENT SCISSORS ROUND TIP, DA VINCI® XI | EACH | #VALUE! | 470007 | 10 | INTITUITIVE SURGICAL...... | 3 | MED | surgical robotic equipment and accessories and related products | N/A
OR-Store | 317441601 | INSTRUMENT SPATULA ENDOWRIST PERMANENT CAUTERY MONOPOLAR, DA VINCI® XI | EACH | #VALUE! | 470184 | 10 | INTITUITIVE SURGICAL...... | 3 | MED | surgical robotic equipment and accessories and related products | N/A
OR-Store | 311634134 | INSTRUMENT STAPLER 45 ENDOWRIST | EACH | #VALUE! | 470298 | 2 | INTUITIVE SURGICAL INC\....... | 3 | MED | Endoscopic instruments | N/A
OR-Store | 317673100 | INSTRUMENT SURGICAL OBTURATORS DA VINCI® XI, BLADELESS 8MM | EACH | #VALUE! | 470359 | 20 | INTITUITIVE SURGICAL...... | 3 | MED | surgical robotic equipment and accessories and related products | N/A
OR-Store | 317441602 | INSTRUMENT VESSEL SEALER EXTEND ENERGY SINGLE USE | EACH | #VALUE! | 480422 | 20 | INTUITIVE SURGICAL INC\....... | 3 | MED | surgical robotic equipment and accessories and related products | N/A
OR-Store | 69978463 | LENSE VOLK MAGNIFYING DISPOSABLE #VMD10 | EACH | 35 | VMD10 | 40 | VOLK...... | 3 | MED | Ophthalmic specialty instruments and related products | N/A
OR-Store | 69978465 | MICROFORCEPS ECKARDT ENDGRIPPING.23 G | EACH | #VALUE! | 1286.WD06 | 200 | DORC, NETHERLANDS...... | 3 | MED | Ophthalmic specialty instruments and related products | N/A
OR-Store | 69978466 | MICROSCISSORS CURVED, HORIZONTAL.23 G | EACH | #VALUE! | 1286.MD06 | 100 | DORC, NETHERLANDS...... | 3 | MED | Ophthalmic specialty instruments and related products | N/A
OR-Store | 69978459 | PERFLUORO OCTANE EFTIAR 5ML VIAL | EACH | #VALUE! | EFT.05.OCT | 50 | DORC, NETHERLANDS...... | 3 | MED | Ophthalmic specialty instruments and related products | N/A
OR-Store | 69978460 | PERFLUORO-DECLINE EFTIAR 5ML VIAL #EFT.05.DEC | EACH | 36 | EFT.05.DEC | 50 | DORC, NETHERLANDS...... | 3 | MED | Ophthalmic specialty instruments and related products | N/A
OR-Store | 69978474 | PHACO TIP 2.2 MM | EACH | #VALUE! | 8400.22A01 | 150 | DORC, NETHERLANDS...... | 3 | MED | Ophthalmic specialty instruments and related products | N/A
OR-Store | 69900005 | POUCH SURGICAL ISOLATION PLASTIC BAG L20 X W20 INCHES (51X51CM) CLEAR WITH DRAW STRING CLOSURE | EACH | #VALUE! | 30-5510 | 4800 | DEROYAL...... | 3 | MED | Specimen collection and transport containers and supplies | N/A
OR-Store | 311633277 | REDUCER CANNULA ROBOTIC 8MM & ENDOWRIST 12 DISPOSABLE | EACH | #VALUE! | 470381 | 20 | INTUITIVE SURGICAL INC\....... | 3 | MED |  | N/A
OR-Store | 69978480 | SCLERAL BUCKLING | EACH | #VALUE! | 9210 | 50 | DORC, NETHERLANDS...... | 3 | MED | Ophthalmic specialty instruments and related products | N/A
OR-Store | 317442402 | SEAL UNIVERSAL, DA VINCI® XI 5MM-8MM | EACH | #VALUE! | 470361 | 45 | INTITUITIVE SURGICAL...... | 3 | MED | Surgical textiles | N/A
OR-Store | 311633265 | SHEARS ROBOTIC HOT INSTRUMENT | EACH | #VALUE! | 470179 | 10 | INTUITIVE SURGICAL INC\....... | 3 | MED |  | N/A
OR-Store | 69978458 | SILICONE OIL 1000 /5000 | EACH | #VALUE! | SIL.5000S | 100 | DORC, NETHERLANDS...... | 3 | MED | Ophthalmic specialty instruments and related products | N/A
OR-Store | 69978483 | SLIT KNIFE 1.0 MM | EACH | #VALUE! | MSL10 | 100 | MANI, INC\....... | 3 | MED | Ophthalmic specialty instruments and related products | N/A
OR-Store | 69979131 | STAPLER 45 ENDOWRIST GREEN RELOAD STERILE DISPOSABLE | EACH | #VALUE! | 48445G | 10 | INTUITIVE SURGICAL INC\....... | 3 | MED | Medical tissue closure and related products | N/A
OR-Store | 69979130 | STAPLER 45 ENDOWRIST WHITE RELOAD STERILE DISPOSABLE | EACH | #VALUE! | 48645W | 10 | INTUITIVE SURGICAL INC\....... | 3 | MED | Medical tissue closure and related products | N/A
OR-Store | 311633276 | STAPLER CANNULA SEAL ROBOTIC & ENDOWRIST 12 MM DISPOSABLE | EACH | #VALUE! | 470380 | 15 | INTUITIVE SURGICAL INC\....... | 3 | MED |  | N/A
OR-Store | 69979129 | STAPLER SHEATH ENDOWRIST STERILE DISPOSABLE | EACH | #VALUE! | 410370 | 15 | INTUITIVE SURGICAL INC\....... | 3 | MED | Medical tissue closure and related products | N/A
OR-Store | 317442405 | ULTRASONIC ENERGY HARMONIC ACE CURVED SHEARS, DA VINCI® XI , 8MM | EACH | #VALUE! | 480275 | 20 | INTITUITIVE SURGICAL...... | 3 | MED | Surgical textiles | N/A
OR-Store | 69978475 | VISION BLUE #VBL-10S | EACH | 14 | VBL-10S | 300 | DORC, NETHERLANDS...... | 3 | MED | Ophthalmic specialty instruments and related products | N/A
OR-Store | 69978449 | VITRECTOMY PACK EVA SYSTEM 23G | EACH | #VALUE! | 8523.210 | 100 | DORC, NETHERLANDS...... | 3 | MED | Ophthalmic specialty instruments and related products | N/A
Ramp-Store | 348282113 | BALLOON AMPHIRION DEEP 2MM X 40MM X 150CM | EACH | #VALUE! | AMD020040152 | 10 | INVATEC...... | 3 | MED | Vascular imaging and interventional cardiology and cardiac catheterization lab products | N/A
Ramp-Store | 69916468 | CATHETER BALLOON DILATATION ADMIRAL XTREME 035 7MM/40MM/80CM,STERILE | EACH | #VALUE! | SBI070040080 | 10 | INVATEC...... | 3 | MED | Vascular imaging and interventional cardiology and cardiac catheterization lab products | N/A
Ramp-Store | 69916469 | CATHETER BALLOON DILATATION ADMIRAL XTREME 035 8MM/60MM/80CM,STERILE | EACH | #VALUE! | SBI080060080 | 10 | INVATEC...... | 3 | MED | Vascular imaging and interventional cardiology and cardiac catheterization lab products | N/A
Ramp-Store | 69916471 | CATHETER BALLOON DILATATION DRUG ELUTING INPACT ADMIRAL 0356MM/60MM/130CM,STERILE | EACH | #VALUE! | SBI06006013P | 10 | MEDTRONIC...... | 3 | MED | Vascular imaging and interventional cardiology and cardiac catheterization lab products | N/A
Ramp-Store | 69916472 | CATHETER BALLOON DILATATION DRUG ELUTING INPACT ADMIRAL 0356MM/80MM/130CM,STERILE | EACH | #VALUE! | SBI06008013P | 10 | MEDTRONIC...... | 3 | MED | Vascular imaging and interventional cardiology and cardiac catheterization lab products | N/A
Ramp-Store | 71800635 | CATHETER BALLOON DILATATION, ADMIRAL XTREME 035, 6MM/40MM/130CM | EACH | #VALUE! | SBI 060 040 130 | 10 | INVATEC...... | 3 | MED | Vascular imaging and interventional cardiology and cardiac catheterization lab products | N/A
Ramp-Store | 71800306 | CATHETER BALLOON DILATATION, AMPHIRON DEEP 014, 2MM/80MM/150CM | EACH | #VALUE! | AMD 020 080 152 | 10 | INVATEC...... | 3 | MED | Vascular imaging and interventional cardiology and cardiac catheterization lab products | N/A
Ramp-Store | 69913808 | EMBOSHIELD® NAV6 EMBOLIC PROTECTION SYSTEM 7.2 MM X 190 CM | EACH | #VALUE! | 22438-19 | 10 | ABBOTT...... | 3 | MED | Vascular imaging and interventional cardiology and cardiac catheterization lab products | N/A
Ramp-Store | 69976557 | IMPLANT HERO GRAFT (HEMODIALYSIS RELIABLE OUTFLOW) COMPONENTS STERILE, # HERO1001 | EACH | 74 | HERO1001 | 4 | CRYOLIFE INC\....... | 3 | MED | Vascular imaging and interventional cardiology and cardiac catheterization lab products | N/A
Ramp-Store | 69978011 | IMPLANT STENT GRAFT BE, PERIPHERAL COVERED 8.0 MM X 27 MM 120 CM, STERILE | EACH | #VALUE! | BGP2708_2 | 3 | MEDTRONIC...... | 3 | MED | Vascular imaging and interventional cardiology and cardiac catheterization lab products | N/A
Ramp-Store | 69978017 | IMPLANT STENT GRAFT BE, PERIPHERAL COVERED 10 MM X 27 MM 120 CM, STERILE | EACH | #VALUE! | BGP2710_2 | 2 | MEDTRONIC...... | 3 | MED | Vascular imaging and interventional cardiology and cardiac catheterization lab products | N/A
Ramp-Store | 69978019 | IMPLANT STENT GRAFT BE, PERIPHERAL COVERED 10 MM X 57 MM 120 CM, STERILE | EACH | #VALUE! | BGP5710_2 | 1 | MEDTRONIC...... | 3 | MED | Vascular imaging and interventional cardiology and cardiac catheterization lab products | N/A
Ramp-Store | 69978003 | IMPLANT STENT GRAFT BE, PERIPHERAL COVERED 6.0 MM X 28MM 120 CM, STERILE | EACH | #VALUE! | BGP2806_2 | 2 | MEDTRONIC...... | 3 | MED | Vascular imaging and interventional cardiology and cardiac catheterization lab products | N/A
Ramp-Store | 69978004 | IMPLANT STENT GRAFT BE, PERIPHERAL COVERED 6.0 MM X 38 MM 120 CM, STERILE | EACH | #VALUE! | BGP3806_2 | 2 | MEDTRONIC...... | 3 | MED | Vascular imaging and interventional cardiology and cardiac catheterization lab products | N/A
Ramp-Store | 69978005 | IMPLANT STENT GRAFT BE, PERIPHERAL COVERED 6.0 MM X 58 MM 120 CM, STERILE | EACH | #VALUE! | BGP5806_2 | 2 | MEDTRONIC...... | 3 | MED | Vascular imaging and interventional cardiology and cardiac catheterization lab products | N/A
Ramp-Store | 69978009 | IMPLANT STENT GRAFT BE, PERIPHERAL COVERED 7.0 MM X 37 MM 120 CM, STERILE | EACH | #VALUE! | BGP3707_2 | 4 | MEDTRONIC...... | 3 | MED | Vascular imaging and interventional cardiology and cardiac catheterization lab products | N/A
Ramp-Store | 69978010 | IMPLANT STENT GRAFT BE, PERIPHERAL COVERED 7.0 MM X 57 MM 120 CM, STERILE | EACH | #VALUE! | BGP5707_2 | 2 | MEDTRONIC...... | 3 | MED | Vascular imaging and interventional cardiology and cardiac catheterization lab products | N/A
Ramp-Store | 69978012 | IMPLANT STENT GRAFT BE, PERIPHERAL COVERED 8.0 MM X 37 MM 120 CM, STERILE | EACH | #VALUE! | BGP3708_2 | 4 | MEDTRONIC...... | 3 | MED | Vascular imaging and interventional cardiology and cardiac catheterization lab products | N/A
Ramp-Store | 69978013 | IMPLANT STENT GRAFT BE, PERIPHERAL COVERED 8.0 MM X 57 MM 120CM STERILE | EACH | #VALUE! | BGP5708_2 | 4 | MEDTRONIC...... | 3 | MED | Vascular imaging and interventional cardiology and cardiac catheterization lab products | N/A
Ramp-Store | 69978015 | IMPLANT STENT GRAFT BE, PERIPHERAL COVERED 9.0 MM X 37 MM 120CM STERILE | EACH | #VALUE! | BGP3709_2 | 4 | MEDTRONIC...... | 3 | MED | Vascular imaging and interventional cardiology and cardiac catheterization lab products | N/A
Ramp-Store | 69978016 | IMPLANT STENT GRAFT BE, PERIPHERAL COVERED 9.0 MM X 57 MM 120CM STERILE | EACH | #VALUE! | BGP5709_2 | 4 | MEDTRONIC...... | 3 | MED | Vascular imaging and interventional cardiology and cardiac catheterization lab products | N/A
Ramp-Store | 69913422 | MEDICAL DEVICE FLEBOGRIF SET FOR TREATMENT VENOUS INSUFFICIENCY, LENGTH 6F/90CM | EACH | #VALUE! | FLE6F90 | 10 | FLEBOGRIF...... | 3 | MED | Open heart surgical supplies and accessories and related products | N/A
Ramp-Store | 311647101 | SHUNT FLEXCEL TM CAROTID SINGLE UNIT STERILE PACKAGING - 5 PACK 8F, 14.5CM | EACH | #VALUE! | 2020-15 | 10 | MERIT...... | 3 | MED | Surgical implants and expanders and extenders and Surgical wires and related products | N/A
Ramp-Store | 311647100 | SHUNT FLEXCEL TM CAROTID (STERILE) STRIGHT SHUNT INLYING MULTI-PACK-5 SETS WITH 4 SHUNTS EACH 14.5 CM | EACH | #VALUE! | 2020-05 | 50 | MERIT...... | 3 | MED | Surgical implants and expanders and extenders and Surgical wires and related products | N/A
Ramp-Store | 311647102 | SHUNT FLEXCEL TM CAROTID SINGLE UNIT STERILE PACKAGING - 5 PACK 10F, 14.5CM | EACH | #VALUE! | 2020-25 | 10 | MERIT...... | 3 | MED | Surgical implants and expanders and extenders and Surgical wires and related products | N/A
Ramp-Store | 311647103 | SHUNT FLEXCEL TM CAROTID SINGLE UNIT STERILE PACKAGING - 5 PACK 12F, 14.5CM | EACH | #VALUE! | 2020-35 | 10 | MERIT...... | 3 | MED | Surgical implants and expanders and extenders and Surgical wires and related products | N/A
Ramp-Store | 311647104 | SHUNT FLEXCEL TM CAROTID SINGLE UNIT STERILE PACKAGING - 5 PACK 14F, 14.5CM | EACH | #VALUE! | 2020-45 | 10 | MERIT...... | 3 | MED | Surgical implants and expanders and extenders and Surgical wires and related products | N/A
Ramp-Store | 69978401 | STENT BEGRAFT AORTIC COVERED SIZE 12 X 29 MM 120CM | EACH | #VALUE! | BGA2912-2 | 2 | BENTELY INNOMED...... | 3 | MED | Vascular imaging and interventional cardiology and cardiac catheterization lab products | N/A
Ramp-Store | 69978402 | STENT BEGRAFT AORTIC COVERED SIZE 12 X 39 MM 120CM | EACH | #VALUE! | BGA2912-2 | 2 | ...... | 3 | MED | Vascular imaging and interventional cardiology and cardiac catheterization lab products | N/A
Ramp-Store | 69978403 | STENT BEGRAFT AORTIC COVERED SIZE 12 X 49 MM 120CM | EACH | #VALUE! | BGA4912-2 | 2 | BENTELY INNOMED...... | 3 | MED | Vascular imaging and interventional cardiology and cardiac catheterization lab products | N/A
Ramp-Store | 69978406 | STENT BEGRAFT AORTIC COVERED SIZE 14 X 29 MM 120CM | EACH | #VALUE! | BGA2914-2 | 2 | BENTELY INNOMED...... | 3 | MED | Vascular imaging and interventional cardiology and cardiac catheterization lab products | N/A
Ramp-Store | 69978407 | STENT BEGRAFT AORTIC COVERED SIZE 14 X 39 MM 120CM | EACH | #VALUE! | BGA3914-2 | 2 | BENTELY INNOMED...... | 3 | MED | Vascular imaging and interventional cardiology and cardiac catheterization lab products | N/A
Ramp-Store | 69978408 | STENT BEGRAFT AORTIC COVERED SIZE 14 X 49 MM 120CM | EACH | #VALUE! | BGA4914-2 | 2 | BENTELY INNOMED...... | 3 | MED | Vascular imaging and interventional cardiology and cardiac catheterization lab products | N/A
Ramp-Store | 69978411 | STENT BEGRAFT AORTIC COVERED SIZE 16 X 29 MM 120CM | EACH | #VALUE! | BGA2916-2 | 2 | BENTELY INNOMED...... | 3 | MED | Vascular imaging and interventional cardiology and cardiac catheterization lab products | N/A
Ramp-Store | 69978412 | STENT BEGRAFT AORTIC COVERED SIZE 16 X 38 MM 120CM | EACH | #VALUE! | BGA3816-2 | 2 | BENTELY INNOMED...... | 3 | MED | Vascular imaging and interventional cardiology and cardiac catheterization lab products | N/A
Ramp-Store | 69978413 | STENT BEGRAFT AORTIC COVERED SIZE 16 X 48 MM 120CM | EACH | #VALUE! | BGA4816-2 | 2 | BENTELY INNOMED...... | 3 | MED | Vascular imaging and interventional cardiology and cardiac catheterization lab products | N/A
Ramp-Store | 314348783 | STENT VENOUS 12MM X 60MM X 80CM | EACH | #VALUE! | VENEM12060 | 2 | BARD...... | 3 | MED | Vascular imaging and interventional cardiology and cardiac catheterization lab products | N/A
Ramp-Store | 314348784 | STENT VENOUS 12MM X 80MM X 80CM | EACH | #VALUE! | VENEM12080 | 2 | BARD...... | 3 | MED | Vascular imaging and interventional cardiology and cardiac catheterization lab products | N/A
Ramp-Store | 314348785 | STENT VENOUS 14MM X 60MM X 80CM | EACH | #VALUE! | VENEM14060 | 2 | BARD...... | 3 | MED | Vascular imaging and interventional cardiology and cardiac catheterization lab products | N/A
Ramp-Store | 314348786 | STENT VENOUS 14MM X 80MM X 80CM | EACH | #VALUE! | VENEM14080 | 2 | BARD...... | 3 | MED | Vascular imaging and interventional cardiology and cardiac catheterization lab products | N/A
Ramp-Store | 314348789 | STENT VENOUS 16MM X 100MM X 80CM | EACH | #VALUE! | VENEM16100 | 2 | BARD...... | 3 | MED | Vascular imaging and interventional cardiology and cardiac catheterization lab products | N/A
Ramp-Store | 314348787 | STENT VENOUS 16MM X 40MM X 80CM | EACH | #VALUE! | VENEM16040 | 2 | BARD...... | 3 | MED | Vascular imaging and interventional cardiology and cardiac catheterization lab products | N/A
Ramp-Store | 314348788 | STENT VENOUS 16MM X 80MM X 80CM | EACH | #VALUE! | VENEM16080 | 2 | BARD...... | 3 | MED | Vascular imaging and interventional cardiology and cardiac catheterization lab products | N/A
Ramp-Store | 314348792 | STENT VENOUS 18MM X 100MM X 80CM | EACH | #VALUE! | VENEM18100 | 2 | BARD...... | 3 | MED | Vascular imaging and interventional cardiology and cardiac catheterization lab products | N/A
Ramp-Store | 314348790 | STENT VENOUS 18MM X 40MM X 80CM | EACH | #VALUE! | VENEM18040 | 2 | BARD...... | 3 | MED | Vascular imaging and interventional cardiology and cardiac catheterization lab products | N/A
Ramp-Store | 314348791 | STENT VENOUS 18MM X 80MM X 80CM | EACH | #VALUE! | VENEM18080 | 2 | BARD...... | 3 | MED | Vascular imaging and interventional cardiology and cardiac catheterization lab products | N/A
Ramp-Store | 314348744 | STENT VENOVO VENOUS 12MM X 100MM X 80CM | EACH | #VALUE! | VENEM120100 | 2 | BARD...... | 3 | MED | Vascular imaging and interventional cardiology and cardiac catheterization lab products | N/A
Ramp-Store | 314348743 | STENT VENOVO VENOUS 12MM X 40MM X 80CM | EACH | #VALUE! | VENEM12040 | 2 | BARD...... | 3 | MED | Vascular imaging and interventional cardiology and cardiac catheterization lab products | N/A
Ramp-Store | 314348746 | STENT VENOVO VENOUS 14MM X 100MM X 80CM | EACH | #VALUE! | VENEM14100 | 2 | BARD...... | 3 | MED | Vascular imaging and interventional cardiology and cardiac catheterization lab products | N/A
Ramp-Store | 314348745 | STENT VENOVO VENOUS 14MM X 40MM X 80CM | EACH | #VALUE! | VENEM14040 | 2 | BARD...... | 3 | MED | Vascular imaging and interventional cardiology and cardiac catheterization lab products | N/A
Ramp-Store | 314348747 | STENT VENOVO VENOUS 16MM X 60MM X 80CM | EACH | #VALUE! | VENEM16060 | 2 | BARD...... | 3 | MED | Vascular imaging and interventional cardiology and cardiac catheterization lab products | N/A
Ramp-Store | 314348748 | STENT VENOVO VENOUS 18MM X 60MM X 80CM | EACH | #VALUE! | VENEM18060 | 2 | BARD...... | 3 | MED | Vascular imaging and interventional cardiology and cardiac catheterization lab products | N/A
Res-Care -Store | 77700229 | (RESPIRATORY) BLADE LARYNGOSCOPE MILLER SIZE 1 | EACH | #VALUE! | 5-5062-01 | 50 | PRIMEDCO...... | 3 | MED | Intubation supplies | N/A
Res-Care -Store | 77700230 | (RESPIRATORY) BLADE LARYNGOSCOPE MILLER SIZE 2 | EACH | #VALUE! | 5-5062-02 | 50 | PRIMEDCO...... | 3 | MED | Intubation supplies | N/A
Res-Care -Store | 77700231 | (RESPIRATORY) BLADE LARYNGOSCOPE MILLER SIZE 3 | EACH | #VALUE! | 5-5062-03 | 50 | PRIMEDCO...... | 3 | MED | Intubation supplies | N/A
Res-Care -Store | 77700232 | (RESPIRATORY) BLADE LARYNGOSCOPE MILLER SIZE 4 | EACH | #VALUE! | 5-5062-04 | 50 | PRIMEDCO...... | 3 | MED | Intubation supplies | N/A
Res-Care -Store | 77700043 | ADAPTER MDI HOLDING CHAMBER ACE WITH INFANT MASK | EACH | #VALUE! | 11-1123 | 40 | DHD HEALTHCARE...... | 3 | MED | Airway management products | N/A
Res-Care -Store | 77700040 | ADAPTER MDI HOLDING CHAMBER ACE WITH LARGE MASK | EACH | #VALUE! | 11-1120 | 25 | DHD HEALTHCARE...... | 3 | MED | Oxygen therapy delivery systems and devices | N/A
Res-Care -Store | 77700042 | ADAPTER MDI HOLDING CHAMBER ACE WITH SMALL MASK | EACH | #VALUE! | 11-1122 | 40 | DHD HEALTHCARE...... | 3 | MED | Positive mechanical pressure ventilators and accessories | N/A
Res-Care -Store | 77700269 | ADHESIVE MULTI-SITE ATTACHMENT RING FOR ADULT PEDIATRIC NEONATE WITH MATURE INTACT SKIN | BX/48 | #VALUE! | MAR-MI | 35 | SENTEC...... | 3 | MED | Pulse oximeters | N/A
Res-Care -Store | 77700270 | ADHESIVE MULTI-SITE ATTACHMENT RING FOR ADULT PEDIATRIC NEONATE WITH SENSITIVE FRAGILE SKIN | BX/24 | #VALUE! | MAR-SF | 6 | SENTEC...... | 3 | MED | Pulse oximeters | N/A
Res-Care -Store | 77700005 | BITE PROOF BITE BLOCK | BX/50 | #VALUE! | 11040 / 11045 | 15 | B&B MEDICAL...... | 3 | MED | Intubation supplies | N/A
Res-Care -Store | 77700224 | BLADE LARYNGOSCOPE MACINTOSH SIZE 1.0 | EACH | #VALUE! | 5-5052-01 | 30 | PRIMEDCO...... | 3 | MED | Intubation supplies | N/A
Res-Care -Store | 77700225 | BLADE LARYNGOSCOPE MACINTOSH SIZE 2.0 | EACH | #VALUE! | 5-5052-02 | 30 | PRIMEDCO...... | 3 | MED | Intubation supplies | N/A
Res-Care -Store | 77700226 | BLADE LARYNGOSCOPE MACINTOSH SIZE 3.0 | EACH | #VALUE! | 5-5052-03 | 50 | PRIMEDCO...... | 3 | MED | Intubation supplies | N/A
Res-Care -Store | 77700227 | BLADE LARYNGOSCOPE MACINTOSH SIZE 4.0 | EACH | #VALUE! | 5-5052-04 | 30 | PRIMEDCO...... | 3 | MED | Intubation supplies | N/A
Res-Care -Store | 77700228 | BLADE LARYNGOSCOPE MILLER SIZE 0 | EACH | #VALUE! | 5-5062-00 | 50 | PRIMEDCO...... | 3 | MED | Intubation supplies | N/A
Res-Care -Store | 77700421 | BREATHING CIRCUIT INCLUDING CHAMBER FOR AIRVO 2, 900PT501 | EACH | 50 | 900PT501 | 350 | FISHER & PAYKEL...... | 3 | MED | Resuscitation supplies | N/A
Res-Care -Store | 77700429 | BREATHING CIRCUIT JUNIOR INCLUDING CHAMBER FOR AIRVO 2 | EACH | #VALUE! | 900PT531 | 250 | FISHER & PAYKEL...... | 3 | MED | Positive mechanical pressure ventilators and accessories | N/A
Res-Care -Store | 77700398 | CALIBRATION GAS 1, 0.2 LITER, 7.5% CO2 20.9% O2, FOR RADIOMETER TCM COMBI M | CYLINDER | #VALUE! | 962-187 | 12 | RADIOMETER COPENHAGEN...... | 3 | MED | Oxygen therapy delivery systems and devices | N/A
Res-Care -Store | 311491505 | CANNULA JUNIOR NASAL OPTIFLOW NEONATAL FLOW UP TO 8L/MIN | EACH | #VALUE! | OPT314 | 120 | FISHER & PAYKEL...... | 3 | MED |  | N/A
Res-Care -Store | 311491504 | CANNULA JUNIOR NASAL OPTIFLOW PREMATURE FLOW UP TO 8L/MIN | EACH | #VALUE! | OPT312 | 120 | FISHER & PAYKEL...... | 3 | MED |  | N/A
Res-Care -Store | 77700268 | CONTACT GEL FOR V-SIGN SENSOR, | BOTTLE | #VALUE! | GEL-04 | 60 | SENTEC...... | 3 | MED | Respiratory monitoring products | N/A
Res-Care -Store | 77700222 | INSTRUMENT LARYNGOSCOPE HANDLE PEDIATRIC | EACH | #VALUE! | 5-0237-01 | 30 | PRIMEDCO...... | 3 | MED | Positive mechanical pressure ventilators and accessories | N/A
Res-Care -Store | 77700158 | MASK LARYNGEAL AIRWAY SIZE 3 | EACH | #VALUE! | 125030 | 120 | LMA...... | 3 | MED | Intubation supplies | N/A
Res-Care -Store | 77700159 | MASK LARYNGEAL AIRWAY SIZE 4 | EACH | #VALUE! | 125040 | 120 | LMA...... | 3 | MED | Intubation supplies | N/A
Res-Care -Store | 77700395 | MEMBRANING KIT FOR TCM COMBI M, 12 PREPARATORS, WITH ELECTROLYTE BOTTLE 10ML | KIT | #VALUE! | 905-868 | 12 | RADIOMETER COPENHAGEN...... | 3 | MED | Oxygen therapy delivery systems and devices | N/A
Res-Care -Store | 77700426 | NASAL CANNULA OPTIFLOW FOR AIRVO 2 INFANT, OPT316 | EACH | 44 | OPT316 | 550 | FISHER & PAYKEL...... | 3 | MED | Airway management products | N/A
Res-Care -Store | 77700427 | NASAL CANNULA OPTIFLOW FOR AIRVO 2 PEDIATRIC, OPT318 | EACH | 47 | OPT318 | 720 | FISHER & PAYKEL...... | 3 | MED | Airway management products | N/A
Res-Care -Store | 77700435 | SINGLE USE AND SAMPLING KIT SIZE 10MM DELIVERY FOR NITRIC OXIDE DELIVERY SYSTEM | KIT | #VALUE! | NOXKIT-1-10 | 300 | NOXBOX...... | 3 | MED | Pulmonary function testing and treatment products | N/A
Res-Care -Store | 77700434 | SINGLE USE DELIVERY AND SAMPLING KIT SIZE 22MM FOR NITRIC OXIDE DELIVERY SYSTEM | KIT | #VALUE! | NOXKIT-2-22 | 300 | NOXBOX...... | 3 | MED | Pulmonary function testing and treatment products | N/A
Res-Care -Store | 77700422 | TRACHEOSTOMY DIRECT CONNECT FOR AIRVO 2 BREATHING CIRCUIT, OPT870 | EACH | 60 | OPT870 | 600 | FISHER & PAYKEL...... | 3 | MED | Resuscitation supplies | N/A
Res-Care -Store | 77700275 | TUBE TRACHEAL EXCHANGER FOR SIZE 4.0-6.0MM X 81CM | EACH | #VALUE! | 5-24002 | 80 | HUDSON...... | 3 | MED | Intubation supplies | N/A
Res-Care -Store | 77700276 | TUBE TRACHEAL EXCHANGER FOR SIZE 6.5-8.5MM X 81CM | EACH | #VALUE! | 5-24004 | 50 | HUDSON...... | 3 | MED | Intubation supplies | N/A
Res-Care -Store | 77700438 | VALVE ONE-WAY 22 MM FOR USE WITH HFOV/NOXBOX HIGH FREQUENCY VENTILATOR | EACH | #VALUE! | 1921000 | 100 | INTERSURGICAL...... | 3 | MED | Pulmonary function testing and treatment products | N/A
10119 KFSHRC-M | 311544505 | SINGLE AIR FLOWMETER FIXED BRITISH STANDARD PROBE, HIGH FLOW 0-15LPM, ANODIZES ALUMINUM BODY, POLYCARBONATE INNER OUTER TUBE, ACETAL SPINDLE, ACETAL PLASTIC TUBING NIPPLE. | EACH | #VALUE! | 6015DP5 | 50 | MEC UK..ANY.... | 13 | ACCESSORIES |  | N/A
10119 KFSHRC-M | 311544504 | SINGLE OXYGEN FLOWMETER FIXED BRITISH STANDARD PROBE, HIGH FLOW 0-15LPM, ANODIZES ALUMINUM BODY, POLYCARBONATE INNER OUTER TUBE, ACETAL SPINDLE, ACETAL PLASTIC TUBING NIPPLE. | EACH | #VALUE! | 60151DP1 | 300 | MEC UK..ANY.... | 13 | ACCESSORIES |  | N/A
20123 KFH-97-GF-CMD-L214 | 210393300 | CONDENSER PHASE CONTRAST FOR MICROSCOPE | EACH | #VALUE! | U-PCD2 | 1 | OLYMPUS...... | 13 | ACCESSORIES |  | N/A
20123 KFH-97-GF-CMD-L214 | 210393301 | TELESCOPE CENTERING FOR PHASE CONTRAST DIAMETER 30MM | EACH | #VALUE! | U-CT30-2 | 1 | OLYMPUS...... | 13 | ACCESSORIES |  | N/A
20577 KFH-05-02-RC-087-089 | 211679826 | CONNECTOR SCREEN-PRINTER ELECTRODE CONNECTOR96X FORMAT WITH SYNCONN96X | PACK | #VALUE! | CONNECTOR96X-SYNC | 1 | METROHM...... | 13 | ACCESSORIES |  | N/A
20598 KFH-99-L3 | 311640500 | FIBER FOR LASER SCANNING MICROSCOPE MODEL LSM 510 META | EACH | #VALUE! | 423638-9280-000 | 1 | ZEISS...... | 13 | ACCESSORIES |  | N/A
20603 KFH-05-03-RC-088-043 | 211689689 | CABLE USB FOR RTCA DP ANALYZER | EACH | #VALUE! | 05479797001 | 1 | ACEA BIOSCIENCES INC\....... | 13 | ACCESSORIES |  | N/A
30702 MainHosp,GFr,DentalClinic,Rm.04305 | 311608974 | CONTAINER STERILIZATION RIGID 1/2 SIZE | EACH | #VALUE! | TR12R | 1 | CONMED...... | 13 | ACCESSORIES |  | N/A
30702 MainHosp,GFr,DentalClinic,Rm.04305 | 311641613 | FOOTSWITCH FOR USE WITH ARTHROSOPIC RESECTION DRIVE SYSTEM | EACH | #VALUE! | 502005300 | 1 | CONMED...... | 13 | ACCESSORIES |  | N/A
30702 MainHosp,GFr,DentalClinic,Rm.04305 | 311514800 | HANDPIECE IMPLANTOLOGY CONTRA-ANGLE WITH PUSH-BUTTON | EACH | #VALUE! | WI-75 E/KM | 1 | WNH...... | 13 | ACCESSORIES |  | N/A
30702 MainHosp,GFr,DentalClinic,Rm.04305 | 311641614 | HANDPIECE ORAL MAX ELITE HIGH SPEED DRILL | EACH | #VALUE! | PRO7000DE | 2 | CONMED...... | 13 | ACCESSORIES |  | N/A
30702 MainHosp,GFr,DentalClinic,Rm.04305 | 311641616 | HANDPIECE OSCILLATING SAW SMALL BONE | EACH | #VALUE! | PRO7300SE | 1 | CONMED...... | 13 | ACCESSORIES |  | N/A
30702 MainHosp,GFr,DentalClinic,Rm.04305 | 311641617 | HANDPIECE RECIPROCATING SAW SMALL BONE | EACH | #VALUE! | PRO7400SE | 2 | CONMED...... | 13 | ACCESSORIES |  | N/A
30702 MainHosp,GFr,DentalClinic,Rm.04305 | 311641615 | HANDPIECE SAGITTAL SAW SMALL BONE | EACH | #VALUE! | PRO7200SE | 2 | CONMED...... | 13 | ACCESSORIES |  | N/A
30702 MainHosp,GFr,DentalClinic,Rm.04305 | 311608975 | INNER TRAY STERILIZATION 1/2-SIZE SMALL BONE SET | EACH | #VALUE! | PRO7003T | 1 | CONMED...... | 13 | ACCESSORIES |  | N/A
30702 MainHosp,GFr,DentalClinic,Rm.04305 | 311641612 | UNIVERSAL HANDPIECE POWER CABLE 12FT / 3.6 METERS | EACH | #VALUE! | MC5057 | 2 | CONMED...... | 13 | ACCESSORIES |  | N/A
31212 KFH-02-04-CV-031-018 | 310434557 | PERFUSION SET (HPS) FOR HEART LUNG MACHINE | EACH | #VALUE! | 1200 | 12 | TRANSMEDICS...... | 13 | ACCESSORIES |  | N/A
31230 KFH-02-01-CL-011-039 | 316486403 | MODULE NIBP (BLOOD PRESSURE READER) FOR LIFEPAK 15 DEFIBRILLATOR/MONITOR | EACH | #VALUE! | TONPORT | 10 | GE...... | 13 | ACCESSORIES |  | N/A
32400 KFH-06-01-RA-091-092 | 311564135 | BRICK KIT FOR USE WITH CABINET PET UNIT DOSE AND TABLE TOP SHIELD 511 L-BLOCK | EACH | #VALUE! | 5520-20449 | 1 | CAPINTEC...... | 13 | ACCESSORIES |  | N/A
32400 KFH-06-01-RA-091-092 | 311564134 | TABLE TOP SHIELD 511 L-BLOCK WITH 4" LEAD GLASS | EACH | #VALUE! | 0665-2014 | 1 | CAPINTEC...... | 13 | ACCESSORIES |  | N/A
32700 Jeddah xxx | 442222101 | MOBILE POLE STAND FOR AIRVO2 WITH UPS STEEL, # 900PT421 | EACH | 48 | 900PT421 | 4 | FISHER & PAYKEL...... | 13 | ACCESSORIES |  | N/A
32700 Jeddah xxx | 442271923 | MOBILE POLE STAND MOUNTING TRAY STEEL FOR AIRVO 2, # 900PT405 | EACH | 54 | 900PT405 | 4 | FISHER & PAYKEL...... | 13 | ACCESSORIES |  | N/A
32700 Jeddah xxx | 311606829 | RAIL BRACKET FOR BED FOR USE WITH VENTILATOR | EACH | #VALUE! | 2013BR | 5 | BIOMED DEVICES INC\....... | 13 | ACCESSORIES |  | N/A
32700 Jeddah xxx | 311606830 | STAND ROLL WITH BASKET FOR USE WITH VENTILATOR | EACH | #VALUE! | 1060T | 5 | BIOMED DEVICES INC\....... | 13 | ACCESSORIES |  | N/A
32700 KFH-XX-01-RS-XXX-XXX | 77700288 | (RESPIRATORY) TUBE TRACHEOSTOMY SPARE INNER CANNULA SIZE 8 TRACOE | BX/10 | #VALUE! | 501-08 | 100 | TRACOE...... | 13 | ACCESSORIES |  | N/A
32800 KFH-01-BT-CE-077-XXX | 311606201 | CONTROL CABLE FOR SERVO-I VENTILATOR | EACH | 1 |  | 10 | MAQUET..GULF MEDICAL CO\. LTD.... | 13 | ACCESSORIES |  | N/A
32800 KFH-01-BT-CE-077-XXX | 442272222 | MAINTENANCE KIT 5000H FOR VENTILATOR GETINGE # 6532621 | KIT | 1 |  | 100 | GETINGE USA, INC\...GULF MEDICAL CO\. LTD.... | 13 | ACCESSORIES |  | N/A
32800 KFH-01-BT-CE-077-XXX | 542272211 | MAQUET,SERVO TOUCH SCREEN,GAS MODULE AIR,SERVO-I,TYPE III ,6671135 | EACH | 1 |  | 3 | MAQUET..GULF MEDICAL CO\. LTD.... | 13 | ACCESSORIES |  | N/A
32800 KFH-01-BT-CE-077-XXX | 542272210 | MAQUET,SERVO TOUCH SCREEN,GAS MODULE O2,SERVO-I ,PN# 6671137 | EACH | 1 |  | 3 | MAQUET..GULF MEDICAL CO\. LTD.... | 13 | ACCESSORIES |  | N/A
32800 KFH-01-BT-CE-077-XXX | 542272212 | TOUCH SCREEN MAQUET SERVO INSPIRATORY PIPE 6532662 | EACH | 1 |  | 15 | MAQUET..GULF MEDICAL CO\. LTD.... | 13 | ACCESSORIES |  | N/A
33435 KFH-03-B1-RS-065-002 | 310381000 | BASKET STEM ASSEMBLY FOR AUTOMATED TISSUE PROCESSOR | EACH | #VALUE! | 16708825 | 10 | LEICA...... | 13 | ACCESSORIES |  | N/A
33435 KFH-03-B1-RS-065-002 | 310381004 | BASKETS FOUR DIVISION PROCESSING FOR AUTOMATED TISSUE PROCESSOR | PK/100 | #VALUE! | 16708833 | 10 | LEICA...... | 13 | ACCESSORIES |  | N/A
33435 KFH-03-B1-RS-065-002 | 311698661 | COPPER GRIDS 200 MESH FOR ULTRAMICROTOME | EACH | #VALUE! | 16840114 | 30 | LEICA...... | 13 | ACCESSORIES |  | N/A
33435 KFH-03-B1-RS-065-002 | 311698662 | MOULD EMBEDDING 8.0 MM DIAMETER FOR ULTRAMICROTOME | EACH | #VALUE! | 16840044 | 15 | LEICA...... | 13 | ACCESSORIES |  | N/A
33435 KFH-03-B1-RS-065-002 | 310381002 | SEALING RINGS FOR AUTOMATED TISSUE PROCESSOR | PK/20 | #VALUE! | 16708827 | 3 | LEICA...... | 13 | ACCESSORIES |  | N/A
33435 KFH-03-B1-RS-065-002 | 310381003 | VIALS 20 ML FOR AUTOMATED TISSUE PROCESSOR | PK/100 | #VALUE! | 16708830 | 10 | LEICA...... | 13 | ACCESSORIES |  | N/A
33470 Riyadh xxx | 70200624 | REAGENT REFRIGERATION MEDIA | BOX | #VALUE! | 90129 | 3 | IRVINE SCIENTIFIC...... | 13 | ACCESSORIES |  | N/A
33545 KFH-01-01-XX-XXX-XXX | 317441200 | ANTENNA PERCUTANEOUS SHORT MICROWAVE 15CM FOR EMPRINT™ ABLATION SYSTEM | EACH | #VALUE! | CA15L1 | 40 | COVIDIEN...... | 13 | ACCESSORIES |  | N/A
33545 KFH-01-01-XX-XXX-XXX | 317441201 | ANTENNA PERCUTANEOUS SHORT MICROWAVE 20CM FOR EMPRINT™ ABLATION SYSTEM | EACH | #VALUE! | CA20L1 | 10 | COVIDIEN...... | 13 | ACCESSORIES |  | N/A
34000 KFH-01-03-NA-058-002 | 310434547 | BLENDER GAS SECHRISTP FOR CARDIOHELPi | EACH | #VALUE! | 70101.0888 | 1 | MAQUET...... | 13 | ACCESSORIES |  | N/A
34000 KFH-01-03-NA-058-002 | 314348755 | CABLE 3-WIRE ECG FOR LIFEPAK DEFIBRILLATOR | EACH | #VALUE! | 11110-000029 | 10 | PHYSIO CONTROL...... | 13 | ACCESSORIES |  | N/A
34000 KFH-01-03-NA-058-002 | 314348756 | CABLE 4 WIRES FOR 12LEAD ECG FOR LIFEPAK DEFIBRILLATOR | EACH | #VALUE! | 11111-000018 | 10 | PHYSIO CONTROL...... | 13 | ACCESSORIES |  | N/A
34000 KFH-01-03-NA-058-002 | 310434548 | CART SPRINTER FOR CARDIOHELPi | EACH | #VALUE! | 70104.7813 | 1 | MAQUET...... | 13 | ACCESSORIES |  | N/A
34000 KFH-01-03-NA-058-002 | 311530311 | ECG LEADWIRE SET, 3-LEAD, GRABBER, AHA, 130 CM/ 51 IN | EACH | #VALUE! | 2106390-002 | 30 | GE...... | 13 | ACCESSORIES |  | N/A
34000 KFH-01-03-NA-058-002 | 311530308 | ECG LEADWIRE SET, 5-LEAD, GROUPED, GRABBER, AHA, 74 CM/ 29 IN | EACH | #VALUE! | 2106389-001 | 50 | GE...... | 13 | ACCESSORIES |  | N/A
34000 KFH-01-03-NA-058-002 | 311530307 | ECG TRUNK CABLE 3/5-LEAD, AHA, 3.6 M/12 FT. | EACH | #VALUE! | 2106305-001 | 30 | GE...... | 13 | ACCESSORIES |  | N/A
34000 KFH-01-03-NA-058-002 | 310434553 | EMERGENCY DRIVE HOLDER FOR MAST SYSTEM FOR CARDIOHELPi | EACH | #VALUE! | 70104.8006 | 1 | MAQUET...... | 13 | ACCESSORIES |  | N/A
34000 KFH-01-03-NA-058-002 | 310434546 | HEATER UNIT HU35 230V FOR CARDIOHELPi | EACH | #VALUE! | 70107.2162 | 1 | MAQUET...... | 13 | ACCESSORIES |  | N/A
34000 KFH-01-03-NA-058-002 | 310434551 | HOLDER GAS BOTTLE FOR CARDIOHELPi | EACH | #VALUE! | 70104.0809 | 1 | MAQUET...... | 13 | ACCESSORIES |  | N/A
34000 KFH-01-03-NA-058-002 | 310434554 | HOLDER MOBILE TRANSPORT HKH 8860 FOR CARDIOHELPi | EACH | #VALUE! | 70105.0897 | 1 | MAQUET...... | 13 | ACCESSORIES |  | N/A
34000 KFH-01-03-NA-058-002 | 310434552 | HOLDER WATER TUBE HU 35 FOR CARDIOHELPi | EACH | #VALUE! | 70103.3649 | 1 | MAQUET...... | 13 | ACCESSORIES |  | N/A
34000 KFH-01-03-NA-058-002 | 350784101 | INTERNAL PADDLE HANDLE LIFEPAK DEFIBRILLATOR SIZE 1 INCH | EACH | #VALUE! | 11131-000010 | 3 | MEDTRONIC...... | 13 | ACCESSORIES |  | N/A
34000 KFH-01-03-NA-058-002 | 350784102 | INTERNAL PADDLE HANDLE LIFEPAK DEFIBRILLATOR SIZE 2 INCH | EACH | #VALUE! | 11131-000012 | 3 | MEDTRONIC...... | 13 | ACCESSORIES |  | N/A
34000 KFH-01-03-NA-058-002 | 348451100 | INTERNAL PADDLE HANDLE WITH DISCHARGE CONTROL LIFEPAK DEFIBRILLATOR | EACH | #VALUE! | 11131-000001 | 3 | MEDTRONIC DIAGNOSTICS...... | 13 | ACCESSORIES |  | N/A
34000 KFH-01-03-NA-058-002 | 314348762 | INTERNALE PADDLES SIZE 3 INCH FOR LIFEPAK DEFIBRILLATOR | EACH | #VALUE! | 11131-000014 | 3 | PHYSIO CONTROL...... | 13 | ACCESSORIES |  | N/A
34000 KFH-01-03-NA-058-002 | 314348775 | LITHIUM-ION BATTERY 5.7 AH FOR LIFEPAK DEFIBRILLATOR | EACH | #VALUE! | 21330-001176 | 6 | PHYSIO CONTROL...... | 13 | ACCESSORIES |  | N/A
34000 KFH-01-03-NA-058-002 | 103297 | POLE INFUSION METAL | EACH | #VALUE! | 70103.3599 | 1 | MAQUET...... | 13 | ACCESSORIES |  | N/A
34000 KFH-01-03-NA-058-002 | 314348764 | QUIKCOMBO THERAPY CABLE FOR LIFEPAK DEFIBRILLATOR | EACH | #VALUE! | 11113-000004 | 10 | PHYSIO CONTROL...... | 13 | ACCESSORIES |  | N/A
34000 KFH-01-03-NA-058-002 | 310434549 | SHELL TOP KIT FOR CARDIOHELPi | EACH | #VALUE! | 70104.7816 | 1 | MAQUET...... | 13 | ACCESSORIES |  | N/A
34000 KFH-01-03-NA-058-002 | 314348774 | TEST LOAD FOR LIFEPAK DEFIBRILLATOR | EACH | #VALUE! | 21330-001367 | 10 | PHYSIO CONTROL...... | 13 | ACCESSORIES |  | N/A
34000 KFH-01-03-NA-058-002 | 310434550 | TUBE WATER SUPPLY 105 M HU35 FOR CARDIOHELPi | EACH | #VALUE! | 70103.3648 | 1 | MAQUET...... | 13 | ACCESSORIES |  | N/A
34000 KFH-01-03-NA-058-002 | 314348757 | WIRE 12 LEAD ECG FOR LIFEPAK DEFIBRILLATOR | EACH | #VALUE! | 11111-000022 | 10 | PHYSIO CONTROL...... | 13 | ACCESSORIES |  | N/A
82472 Main Hosp,2nd Floor,Main,Rm.25310 Sub-Store | 342293521 | PHACO CENTURION ACTIVE IRRIGATION FMS PACK, 0.9 MM ULTRA, ABS BALANCED 30° BEVEL UP, ALCON, 8065752200 | EACH | 93 | 8065752200 | 90 | ALCON...... | 13 | ACCESSORIES |  | N/A
82472 Main Hosp,2nd Floor,Main,Rm.25310 Sub-Store | 342293516 | PHACO CENTURION®ACTIVE IRRIGATION FMS PACK, 0.9 MM ULTRA, ABS BALANCED 45° BEVEL UP, ALCON, 8065752201 | EACH | 93 | 8065752201 | 90 | ALCON...... | 13 | ACCESSORIES |  | N/A
HMVP | 77700094 | ADAPTER HEATER WIRE FOR RT SERIES DUAL HEATED BREATHING CIRCUIT FOR MR850 | EACH | #VALUE! | 900MR805 | 18 | FISHER & PAYKEL...... | 13 | ACCESSORIES |  | N/A
HMVP | 77700097 | TEMPERATURE PROBE 1.5M FOR MR850 | EACH | #VALUE! | 900MR869 | 18 | FISHER & PAYKEL...... | 13 | ACCESSORIES |  | N/A
Res-Care -Store | 77700147 | ADAPTER 15MM 15M 15F 6MM SWIVEL STEM BOX/50 | EACH | #VALUE! | 1948 | 350 | INTERSURGICAL...... | 13 | ACCESSORIES |  | N/A
Res-Care -Store | 77700146 | ADAPTER INTERSURGICAL T-PIECE 22M 22F 22M/15F, # 1963000 | EACH | 50 | 1963000 | 400 | INTERSURGICAL...... | 13 | ACCESSORIES |  | N/A
Res-Care -Store | 77700105 | ADULT VENTILATOR CIRCUIT HEATED | EACH | #VALUE! | RT100 | 300 | FISHER & PAYKEL...... | 13 | ACCESSORIES |  | N/A
Res-Care -Store | 77700233 | BLADE LARYNGOSCOPE MILLER SIZE 00 | EACH | #VALUE! | 5-5062-20 | 50 | PRIMEDCO...... | 13 | ACCESSORIES |  | N/A
Res-Care -Store | 77700149 | CATHETER MAC NEONATAL PEDIATRIC 5FR WITH 2.5 3.0 3.5MM CONNECTOR | CS/5 | #VALUE! | 1900 | 30 | KIMBERLY CLARK...... | 13 | ACCESSORIES |  | N/A
Res-Care -Store | 77700267 | CYLINDER CALIBRATION GAS NON INVASIVE TCOM RADIOMETER, # GAS-0812 | BX/6 | 58 | GAS-0812 | 10 | SENTEC...... | 13 | ACCESSORIES |  | N/A
Res-Care -Store | 77700266 | EAR CLIP FOR ADULT PEDIATRIC NEONATE WITH MATURE INTACT SKIN FOR V-SIGN SENSOR | EACH | #VALUE! | EC-MI | 20 | SENTEC...... | 13 | ACCESSORIES |  | N/A
Res-Care -Store | 77700236 | INSTRUMENT FORCEP MAGILL INTUBATION ADULT REUSABLE | EACH | #VALUE! | 9-3018-03 | 50 | PRIMEDCO...... | 13 | ACCESSORIES |  | N/A
Res-Care -Store | 77700235 | INSTRUMENT FORCEP MAGILL INTUBATION PEDIATRIC REUSABLE | EACH | #VALUE! | 9-3018-02 | 25 | PRIMEDCO...... | 13 | ACCESSORIES |  | N/A
Res-Care -Store | 77700223 | INSTRUMENT LARYNGOSCOPE HANDLE ADULT | EACH | #VALUE! | 5-0237-03 | 30 | PRIMEDCO...... | 13 | ACCESSORIES |  | N/A
Res-Care -Store | 77700103 | MASK NEONATAL RESUSCITATION 35MM | BOX/10 | #VALUE! | RD803-10 (35MM) | 13 | FISHER & PAYKEL...... | 13 | ACCESSORIES |  | N/A
Res-Care -Store | 77700104 | MASK NEONATAL RESUSCITATION 42MM | BOX/10 | #VALUE! | RD804-10 (42MM) | 13 | FISHER & PAYKEL...... | 13 | ACCESSORIES |  | N/A
Res-Care -Store | 77700273 | MEMBRANE CHANGER INSERT FOR V-SIGN | BX/5 | #VALUE! | MC-I | 25 | SENTEC...... | 13 | ACCESSORIES |  | N/A
Res-Care -Store | 77700271 | SENSOR TCPCO2 SPO2 FOR V-SIGN | EACH | #VALUE! | VS-A/P/N | 3 | SENTEC...... | 13 | ACCESSORIES |  | N/A
Res-Care -Store | 77700097 | TEMPERATURE PROBE 1.5M FOR MR850 | EACH | #VALUE! | 900MR869 | 50 | FISHER & PAYKEL...... | 13 | ACCESSORIES |  | N/A