24957 | 4231150608800 | "BANDAGE RUBBER ELASTIC STRETCH WITH 2 FASTENER DOUBLE WRAPPED PEEL PACK OR SINGLE THICK PLASTIC PEEL POUCH 20 CM X 4.5-5 M STERILE"
24958 | 4231150608900 | COMPRESSION BANDAGE SHORT STRETCH NON-ELASTIC SIZE: 4 CM WIDTH 5 M LENGTH
24959 | 4231150609000 | COMPRESSION BANDAGE SHORT STRETCH NON-ELASTIC SIZE: 6 CM WIDTH 5 M LENGTH
24960 | 4231150609900 | ELASTICATED TUBULAR BANDAGE ROLL OF 10-20 METERS WIDTH 12 CM APPROXIMATELY
24961 | 4231150610000 | ELASTICATED TUBULAR BANDAGE ROLL OF 10-20 METERS WIDTH 17.5 CM APPROXIMATELY
24962 | 4231150610100 | ELASTICATED TUBULAR BANDAGE ROLL OF 10-20 METERS WIDTH 6.75 CM APPROXIMATELY
24963 | 4231150610200 | ELASTICATED TUBULAR BANDAGE ROLL OF 10-20 METERS WIDTH 8.75 CM APPROXIMATELY
24964 | 4231150610500 | ELASTICATED TUBULAR BANDAGE ROLL OF 10-20 METERS WIDTH 10 CM APPROXIMATELY
24965 | 4231150610600 | ARTHRO PAD ELASTIC BANDAGE MADE FROM POLYURETHANE FOAM ENCLOSED IN A DOUBLE LAYER OF TUBULAR BANDAGE NATURAL COLORED SIZE: SMALL
24966 | 4231150610700 | ARTHRO PAD ELASTIC BANDAGE MADE FROM POLYURETHANE FOAM ENCLOSED IN A DOUBLE LAYER OF TUBULAR BANDAGE NATURAL COLORED SIZE: MEDIUM
24967 | 4231150610800 | ARTHRO PAD ELASTIC BANDAGE MADE FROM POLYURETHANE FOAM ENCLOSED IN A DOUBLE LAYER OF TUBULAR BANDAGE NATURAL COLORED SIZE: LARGE
24968 | 4231150610900 | ARTHRO PAD ELASTIC BANDAGE MADE FROM POLYURETHANE FOAM ENCLOSED IN A DOUBLE LAYER OF TUBULAR BANDAGE NATURAL COLORED SIZE: EXTRA LARGE
24969 | 4231150611000 | ARTHRO PAD ELASTIC BANDAGE MADE FROM POLYURETHANE FOAM ENCLOSED IN A DOUBLE LAYER OF TUBULAR BANDAGE NATURAL COLORED SIZE: DOUBLE EXTRA LARGE
24970 | 4231150611400 | SHORT STRETCH NON-ELASTIC COMPRESSION BANDAGE FOR LYMPHEDEMA (65 % STRETCH FOR A FORCE OF 45 CN/CM) SIZE: 8 CM WIDTH 5 M LENGTH (LYMPHEDEMA)
24971 | 4231150611500 | SHORT STRETCH NON-ELASTIC COMPRESSION BANDAGE FOR LYMPHEDEMA (65 % STRETCH FOR A FORCE OF 45 CN/CM) SIZE: 10 CM WIDTH 5 M LENGTH (LYMPHEDEMA)
24972 | 4231150612000 | SHORT STRETCH NON-ELASTIC COMPRESSION BANDAGE FOR LYMPHEDEMA (65 % STRETCH FOR A FORCE OF 45 CN/CM) SIZE: 6 CM WIDTH 5 M LENGTH (LYMPHEDEMA)
24973 | 4231150612100 | SHORT STRETCH NON-ELASTIC COMPRESSION BANDAGE FOR LYMPHEDEMA (65 % STRETCH FOR A FORCE OF 45 CN/CM) SIZE: 12 CM WIDTH 5 M LENGTH (LYMPHEDEMA)
24974 | 4231150612200 | SHORT STRETCH NON-ELASTIC COMPRESSION BANDAGE FOR LYMPHEDEMA (65 % STRETCH FOR A FORCE OF 45 CN/CM) SIZE: 15 CM WIDTH 5 M LENGTH
24975 | 4231150612400 | ELASTICATED TUBULAR BANDAGE ROLL OF 10-20 METERS WIDTH 21.5 CM APPROXIMATELY
24976 | 4231150612500 | ELASTICATED TUBULAR BANDAGE ROLL OF 10-20 METERS WIDTH 32.5 CM APPROXIMATELY
24977 | 4231151000000 | "DRESSING NOT LESS THAN FOUR LAYERS ABSORBENT WITH SOFT SILICON FOAM WITH SILVER ADHESIVE BORDER PERMEABLE SIZE 10 X 10 CM (+\-2) DISPOSABLE STERILE ( WOUND AND OSTOMY CARE )"
24978 | 4231151000100 | DRESSING HYDRO CAPILLARY FOAM NON-ADHESIVE WITH IBUPROFEN SIZE 15 X 15 CM (+\-2) DISPOSABLE STERILE (WOUND AND OSTOMY CARE)
24979 | 4231151000200 | DRESSING HYDRO CAPILLARY FOAM NON-ADHESIVE WITH IBUPROFEN SIZE 5 X 7 CM (+\-2) DISPOSABLE STERILE (WOUND AND OSTOMY CARE)
24980 | 4231151001000 | "DRESSING NOT LESS THAN FIVE LAYERS WITH SOFT SILICONE FOAM ADHESIVE BORDER ABSORBENT FIBER LAYER LOCK IN EXUDATE UNDER COMPRESSION WEAR TIME NOT LESS THAN 24 HOURS HEEL SHAPE THE FOAM SHOULD COVER HEEL AND MALLEOLUS SIZE 23 X 25 (+/- 2 CM) STERILE (WOUND AND OSTOMY CARE)"
24981 | 4231151001200 | DRESSING TOPICAL PROTEASE MODULATING MATRIX CELLULOSE AND COLLAGEN 28 CM2 (+/-2 CM2) STERILE (WOUND AND OSTOMY CARE)
24982 | 4231151001300 | DRESSING KIT FOR NEGATIVE PRESSURE WOUND THERAPY (NPWT) LARGE FOAM DRESSING DRAPE AND TUBING 25 X 15 CM (+/- 2 CM) CONSUMABLE STERILE IT SHOULD BE COMPATIBLE WITH THE HOSPITAL MACHINE (WOUND AND OSTOMY CARE)
24983 | 4231151002000 | "DRESSING NOT LESS THAN FIVE LAYERS WITH SOFT SILICONE FOAM ADHESIVE BORDER ABSORBENT FIBER LAYER LOCK IN EXUDATE UNDER COMPRESSION WEAR TIME NOT LESS THAN 24 HOURS SACRUM SHAPE SIZE 23 X 23 CM (+/- 2CM) DISPOSABLE STERILE (WOUND AND OSTOMY CARE)"
24984 | 4231151002200 | "DRESSING SOFT SILICONE FOAM SELF ADHESIVE WITHOUT BORDER 15 X 15 CM (+/-2 CM) DISPOSABLE STERILE (WOUND AND OSTOMY CARE)"
24985 | 4231151002300 | "DRESSING SOFT SILICONE FOAM SELF ADHESIVE WITHOUT BORDER 5 X 5 CM (+/-1 CM) DISPOSABLE STERILE (WOUND AND OSTOMY CARE)"
24986 | 4231151002400 | "DRESSING NOT LESS THAN FOUR LAYERS ABSORBENT WITH SOFT SILICON FOAM ADHESIVE BORDER PERMEABLE SIZE 10 X 30 CM (+\-2) DISPOSABLE STERILE ( WOUND AND OSTOMY CARE )"
24987 | 4231151003700 | DRESSING HYDRO CAPILLARY FOAM NON-ADHESIVE WITH IBUPROFEN SIZE 10 X 10 CM (+\-2) DISPOSABLE STERILE (WOUND AND OSTOMY CARE)
24988 | 4231151004400 | "DRESSING THIN FOAM ABSORBENT SOFT SILICONE WITHOUT BORDER NON-ADHESIVE 15 X 15 CM (+/-2CM) SUITABLE FOR EB PATIENTS DISPOSABLE STERILE (WOUND AND OSTOMY CARE)"
24989 | 4231151004500 | "DRESSING THIN FOAM ABSORBENT SOFT SILICONE WITHOUT BORDER NON-ADHESIVE 20 X 20 CM (+/-2CM) SUITABLE FOR EB PATIENTS DISPOSABLE STERILE (WOUND AND OSTOMY CARE)"
24990 | 4231151004600 | "DRESSING THICK FOAM ABSORBENT SOFT SILICONE WITHOUT BORDER NON-ADHESIVE 15 X 15 CM (+/-2CM) SUITABLE FOR EB PATIENTS DISPOSABLE STERILE (WOUND AND OSTOMY CARE)"
24991 | 4231151004700 | "DRESSING THICK FOAM ABSORBENT SOFT SILICONE WITHOUT BORDER NON-ADHESIVE 10 X 10 CM (+/-2CM) SUITABLE FOR EB PATIENTS DISPOSABLE STERILE (WOUND AND OSTOMY CARE)"
24992 | 4231151004900 | "DRESSING THICK FOAM SHIFTING FLUIDS SOFT SILICONE WITHOUT BORDER NON-ADHESIVE 10 X 12 CM (+/-2CM) SUITABLE FOR EB PATIENTS DISPOSABLE STERILE (WOUND AND OSTOMY CARE)"
24993 | 4231151005000 | "DRESSING THICK FOAM SHIFTING FLUIDS SOFT SILICONE WITHOUT BORDER NON-ADHESIVE 15 X 20 CM (+/-2CM) SUITABLE FOR EB PATIENTS DISPOSABLE STERILE (WOUND AND OSTOMY CARE)"
24994 | 4231151005100 | "DRESSING THICK FOAM SHIFTING FLUIDS SOFT SILICONE WITHOUT BORDER NON-ADHESIVE 7.5 X 8.5 CM (+/-1CM) SUITABLE FOR EB PATIENTS DISPOSABLE STERILE (WOUND AND OSTOMY CARE)"
24995 | 4231151005200 | GLYCERIN NON - ADHESIVE WITH SURFACTANT SUPERABSORBENT SEMI PERMEABLE POLYMERIC MEMBRANE 10 X 60 CM ROLL SUITABLE FOR EB PATIENTS DISPOSABLE STERILE
24996 | 4231151005300 | DRESSING TOE SHAPE POLYMERIC MEMBRANE SUPER ABSORBENT NON - ADHESIVE WITH SURFACTANT GLYCERINE SEMI PERMEABLE SMALL SUITABLE FOR EB PATIENTS DISPOSABLE STERILE
24997 | 4231151005400 | DRESSING TOE SHAPE POLYMERIC MEMBRANE SUPER ABSORBENT NON - ADHESIVE WITH SURFACTANT GLYCERINE SEMI PERMEABLE MEDIUM SUITABLE FOR EB PATIENTS DISPOSABLE STERILE
24998 | 4231151005600 | DRESSING TOE SHAPE POLYMERIC MEMBRANE SUPER ABSORBENT NON - ADHESIVE WITH SURFACTANT GLYCERINE SEMI PERMEABLE LARGE SUITABLE FOR EB PATIENTS DISPOSABLE STERILE
24999 | 4231151005700 | DRESSING FOAM HAS SOFT ABSORBENT PAD NON-ADHESIVE SIZE 10CM X 10CM SUITABLE FOR EB PATIENTS
25000 | 4231151006700 | DRESSING POLYMERIC ADHESIVE FLEXIBLE SURGICAL WITH SPECIALIZED WOUND CLEANSER GLYCERIN AND SUPERABSORBENT SIZE 13 X 28 CM (+/- 2CM) (WOUND AND OSTOMY CARE)
25001 | 4231151008500 | "DRESSING NOT LESS THAN FIVE LAYERS WITH SOFT SILICONE FOAM ADHESIVE BORDER ABSORBENT FIBER LAYER LOCK IN EXUDATE UNDER COMPRESSION WEAR TIME NOT LESS THAN 24 HOURS SACRUM SHAPE SIZE 18 X 18 CM (+/- 2CM) DISPOSABLE STERILE (WOUND AND OSTOMY CARE)"
25002 | 4231151008600 | DRESSING SOFT SILICON REGULAR FOAM SELF ADHESIVE NO BOARDER 6 X 8.5 CM (+/- 1) DISPOSABLE STERILE (WOUND AND OSTOMY CARE)
25003 | 4231151008800 | DRESSING ADHESIVE BORDER HYDROCELLULAR FOAM POLYURETHANE 12.5 X 12.5 CM (+/- 2.5 CM) STERILE (WOUND AND OSTOMY CARE)
25004 | 4231151009300 | "DRESSING NOT LESS THAN FOUR LAYERS ABSORBENT WITH SOFT SILICON FOAM ADHESIVE BORDER PERMEABLE SIZE 7.5 X 7.5 CM (+\-2) DISPOSABLE STERILE (WOUND AND OSTOMY CARE)"
25005 | 4231151009400 | "DRESSING NOT LESS THAN FOUR LAYERS ABSORBENT WITH SOFT SILICON FOAM ADHESIVE BORDER PERMEABLE SIZE 15 X 15 CM (+\-2) DISPOSABLE STERILE ( WOUND AND OSTOMY CARE )"
25006 | 4231151009500 | DRESSING ADHESIVE BORDER HYDROCELLULAR FOAM POLYURETHANE 7.5 X 7.5 CM (+/- 2.5 CM) STERILE (WOUND AND OSTOMY CARE)
25007 | 4231151009600 | DRESSING ADHESIVE PLASTIC PERFORATED 3.8 X 3.8 CM DISPOSABLE STERILE
25008 | 4231151009700 | DRESSING ADHESIVE PLASTIC PERFORATED 75 MM X 20 MM DISPOSABLE STERILE
25009 | 4231151009900 | DRESSING FOR BURN CELLULOSE FACE MASK SATURATED WITH SALINE 95% NORMAL PH ASSORTED SIZES DISPOSABLE STERILE
25010 | 4231151010000 | "DRESSING FOR BURN CELLULOSE SHEET SATURATED WITH SALINE 95% NORMAL PH SIZE 15 X 20 CM ( +/- 1 CM ) DISPOSABLE STERILE"
25011 | 4231151010100 | DRESSING FOR BURN FLEXIBLE STRETCHABLE IMPREGNATED WITH SILVER ACTIVE FOR 7 DAYS SIZE 16 X 16 INCH (+/- 3INCH) DISPOSABLE STERILE (WOUND AND OSTOMY CARE)
25012 | 4231151010200 | DRESSING FOR BURN FLEXIBLE STRETCHABLE IMPREGNATED WITH SILVER ACTIVE FOR 7 DAYS SIZE 6 X 6 INCH (+/- 2INCH) DISPOSABLE STERILE (WOUND AND OSTOMY CARE)
25013 | 4231151010300 | DRESSING FOR BURN TEMPORARY BIOSYNTHETIC SKIN DRESSING FOR BURN GLOVES ASSORTED SIZES DISPOSABLE STERILE
25014 | 4231151010400 | DRESSING FOR BURN TEMPORARY BIOSYNTHETIC SKIN DRESSING FOR BURN SHEET ASSORTED SIZES DISPOSABLE STERILE
25015 | 4231151010500 | "DRESSING FOR CENTRAL LINE TRANSPARENT: IV SECUREMENT DRESSINGS IMPREGNATED WITH 2-3% CHLORHEXIDINE FOR CENTRAL LINES WITH SILVER HIGHLY BREATHABLE FOR MOISTURE EVAPORATION LATEX FREE PEDIATRIC SIZE 6 X 7 CM (+/- 1 CM) WATERPROOF 2 SECURING STRIP DOCUMENTATION LABEL DISPOSABLE STERILE MSDS SHOULD BE PROVIDED IN SOFT COPY ( WOUND AND OSTOMY CARE)"
25016 | 4231151010600 | DRESSING NOT LESS THAN FIVE LAYERS WITH SOFT SILICONE FOAM ADHESIVE BORDER ABSORBENT FIBER LAYER HEEL SHAPE SIZE 17 X 17 (+/- 2 CM) STERILE (WOUND AND OSTOMY CARE)
25017 | 4231151010700 | DRESSING HYDROPOLYMER FOAM NON ADHERENT PAD WITH BORDER 8 X 20 CM (+/- 2 CM) DISPOSABLE STERILE (WOUND AND OSTOMY CARE)
25018 | 4231151010800 | DRESSING HYDROPOLYMER FOAM WITH BORDER 10 X 10 CM (+/- 2 CM) DISPOSABLE STERILE (WOUND AND OSTOMY CARE)
25019 | 4231151010900 | DRESSING HYDROPOLYMER FOAM WITH BORDER 15 X 20 CM DISPOSABLE STERILE (WOUND AND OSTOMY CARE)
25020 | 4231151011000 | DRESSING HYDROPOLYMER FOAM SACRUM SHAPE WITH BORDER 18 X 18 CM DISPOSABLE STERILE (WOUND AND OSTOMY CARE)
25021 | 4231151011100 | DRESSING HYDROPOLYMER FOAM WITH BORDER 5 X 5 CM (+/- 2 CM) DISPOSABLE STERILE (WOUND AND OSTOMY CARE)
25022 | 4231151011500 | DRESSING SOFT SILICON THIN FOAM SELF ADHESIVE NO BOARDER 15 X 15 CM (+/- 2) DISPOSABLE STERILE (WOUND AND OSTOMY CARE)
25023 | 4231151011600 | DRESSING SOFT SILICON THIN FOAM SELF ADHESIVE NO BOARDER 20 X 20 CM (+/- 2) DISPOSABLE STERILE (WOUND AND OSTOMY CARE)
25024 | 4231151011700 | DRESSING SOFT SILICON REGULAR FOAM SELF ADHESIVE NO BOARDER 10 X 10 CM (+/- 2) DISPOSABLE STERILE (WOUND AND OSTOMY CARE)
25025 | 4231151011800 | DRESSING SOFT SILICON REGULAR FOAM SELF ADHESIVE NO BOARDER 15 X 15 CM (+/- 2) DISPOSABLE STERILE (WOUND AND OSTOMY CARE)
25026 | 4231151011900 | "DRESSING POLYMERIC MEMBRANE FOAM NON-ADHESIVE WITH SURFACTANT GLYCERIN SEMIPERMEABLE ROLL 10 X NOT LESS THAN 60 CM DISPOSABLE STERILE SUITABLE FOR EB PATIENTS (WOUND AND OSTOMY CARE)"
25027 | 4231151012000 | "DRESSING POLYMERIC MEMBRANE FOAM NON-ADHESIVE WITH SURFACTANT GLYCERIN SEMIPERMEABLE ROLL 20 X NOT LESS THAN 60 CM DISPOSABLE STERILE SUITABLE FOR EB PATIENTS (WOUND AND OSTOMY CARE)"
25028 | 4231151012100 | DRESSING TOPICAL PROTEASE MODULATING MATRIX CELLULOSE AND COLLAGEN WITH SILVER 115 CM2 (+/- 15 CM2) STERILE (WOUND AND OSTOMY CARE)
25029 | 4231151012200 | DRESSING TOPICAL PROTEASE MODULATING MATRIX CELLULOSE AND COLLAGEN WITH SILVER 28 CM2 (+/-2 CM2) STERILE (WOUND AND OSTOMY CARE)
25030 | 4231151012400 | DRESSING GRANUFOAM SMALL PACK/10 DISPOSABLE STERILE
25031 | 4231151012500 | "DRESSING NOT LESS THAN FOUR LAYERS ABSORBENT WITH SOFT SILICON FOAM ADHESIVE BORDER PERMEABLE SIZE 10 X 20 CM (+\-2) DISPOSABLE STERILE ( WOUND AND OSTOMY CARE )"
25032 | 4231151012600 | DRESSING MULTILAYER PROTECTIVE FOR PREVENTION OF BED SORE IN SACRAL AREA SIZE 18 X 18 CM OR EQUIVALENT DISPOSABLE STERILE
25033 | 4231151012700 | "DRESSING ANTI-MICROBIAL SPONGE 4 MM CENTER HOLE ABSORBENT IMPREGNATED WITH CHLORHEXIDINE GLUCONATE (CHG) ABLE TO COVER THE SITE OF INSERTION 360 DEGREE WITH TRANSPARENT FILM DISPOSABLE STERILE MSDS SHOULD BE PROVIDED IN SOFT COPY ( WOUND AND OSTOMY CARE)"
25034 | 4231151016800 | "BURN SHEET SPUN BOUNDED SHEET THAT CAN BE USED TO PROVIDE A STERILE ENVIRONMENT TO PROTECT A PATIENT FROM INFECTION. ITS DURABLE CONSTRUCTION RESISTS TEARING SIZE 60IN X 90IN (+ / - 3IN) STERILE DISPOSABLE (WOUND AND OSTOMY CARE)"
25035 | 4231151017000 | "DRESSING SOFT SILICON SELF ADHESIVE WATERPROOF FOR SCAR REDUCTION SIZE 10 X 18CM ( +/- 2 CM )"
25036 | 4231151018100 | "DRESSING ABSORBENT EXTRA STRENGTH HYDROFIBER WITHOUT SILVER TRANSFORM INTO SOFT AND FLEXIBLE GEL FIBER ONCE ABSORBS WITH WOUND EXUDATE AND REMAINS MOIST SIZE 15 X 15 CM (+/- 2 CM) STERILE (WOUND AND OSTOMY CARE)"
25037 | 4231151019100 | "DRESSING SOFT SILICONE FOAM SELF ADHESIVE WITHOUT BORDER 10 X 10 CM (+/-2 CM) DISPOSABLE STERILE (WOUND AND OSTOMY CARE)"
25038 | 4231151019200 | DRESSING NOT LESS THAN FIVE LAYERS WITH SOFT SILICONE FOAM WITH SILVER ADHESIVE BORDER ABSORBENT FIBER LAYER HEEL SHAPE SIZE 17 X 17 (+/- 2 CM) STERILE (WOUND AND OSTOMY CARE)
25039 | 4231151019300 | "DRESSING NOT LESS THAN FOUR LAYERS ABSORBENT WITH SOFT SILICON FOAM WITH SILVER ADHESIVE BORDER PERMEABLE SIZE 15 X 15 CM (+\-2) DISPOSABLE STERILE (WOUND AND OSTOMY CARE)"
25040 | 4231151019400 | PAD MONOFILAMENT FIBER COMPOSED OF EFFECTIVELY REMOVE EXUDATE WOUND COATINGS AND IMPURITIES SIZE 10CM X 10CM
25041 | 4231151200000 | "GAUZE SWAB (100% COTTON) 12 PLY GREEN FOLDED EDGES NOT LESS THAN 15 THREADS/CM2 SIZE: 10 X 10 CM DISPOSABLE NON-STERILE"
25042 | 4231151200100 | "GAUZE SWAB (100% COTTON) 12 PLY WHITE FOLDED EDGES NOT LESS THAN 15 THREADS/CM2 BLEACHED DOUBLE WRAPPED SIZE: 10 X 10 CM PACKING 5 PIECES/PACK DISPOSABLE STERILE"
25043 | 4231151200200 | "GAUZE SWAB (100% COTTON) 16 PLY WHITE FOLDED EDGES NOT LESS THAN 15 THREADS/CM2 BLEACHED DOUBLE WRAPPED SIZE: 10 X 10 CM PACKING 5 PIECES/PACK DISPOSABLE STERILE"
25044 | 4231151200400 | "GAUZE SWAB (100% COTTON) 8 PLY WHITE FOLDED EDGES NOT LESS THAN 15 THREADS/CM2 BLEACHED DOUBLE WRAPPED SIZE 5 X 5 CM PACKING 5 PIECES/PACK DISPOSABLE STERILE"
25045 | 4231151202000 | "GAUZE SWAB (100% COTTON) 12 PLY WHITE FOLDED EDGES NOT LESS THAN 15 THREADS/CM 2 BLEACHED SIZE: 10 X 10 CM DISPOSABLE NON - STERILE"
25046 | 4231151202900 | "GAUZE SWAB (100% COTTON) 12 PLY WHITE FOLDED EDGES NOT LESS THAN 15 THREADS/CM2 BLEACHED DOUBLE WRAPPED SIZE: 5 X 5 CM DISPOSABLE STERILE"
25047 | 4231151203000 | "GAUZE SWAB (100% COTTON) 16 PLY X-RAY DETECTABLE WHITE FOLDED EDGES NOT LESS THAN 15 THREADS/CM2 BLEACHED SIZE: 10 X 10 CM 5 PIECES/PACK DISPOSABLE NON-STERILE"
25048 | 4231151203300 | "SPONGE LAPAROTOMY (100% COTTON) 12 PLY X-RAY DETECTABLE WHITE FOLDED EDGES NOT LESS THAN 15 THREADS/CM2 BLEACHED WITH TAIL AND STITCHES TO ALL SIDES DOUBLE WRAPPED SIZE: 45 X 45 CM PACKING: 5 PIECES/PACK DISPOSABLE STERILE"
25049 | 4231151203700 | "GAUZE SWAB (100% COTTON) 16 PLY X-RAY DETECTABLE WHITE FOLDED EDGES NOT LESS THAN 15 THREADS/CM2 BLEACHED SIZE: 10 X 20 CM DISPOSABLE NON-STERILE"
25050 | 4231151204200 | "GAUZE SWAB (100% COTTON) 16 PLY X-RAY DETECTABLE GREEN FOLDED EDGES NOT LESS THAN 15 THREADS/CM2 SIZE: 10 X 10 CM DISPOSABLE NON-STERILE"
25051 | 4231151204600 | "GAUZE SWAB (100% COTTON) 8 PLY WHITE FOLDED EDGES NOT LESS THAN 15 THREADS/CM 2 BLEACHED SIZE: 10 X 10 CM DISPOSABLE NON - STERILE"
25052 | 4231151205200 | GAUZE ABSORBENT (100% COTTON) WHITE OF PLAIN WEAVE (14 TO 15) THREADS/CM 2 BLEACHED SIZE: 90 CM X 90 M PACKING : IN A RIGID OUTER PACKING CONTAINER OF SUITABLE SIZE DISPOSABLE NON - STERILE
25053 | 4231151205300 | GAUZE SWAB NON - WOVEN SIZE: 10 X 10 CM (4 X 4 INCH) PLY FOLDED STERILE
25054 | 4231151205400 | "GAUZE SWAB (100% COTTON) 32 PLY X - RAY DETECTABLE WHITE FOLDED EDGES AND STITCHES TO ALL SIDES NOT LESS THAN 15 THREADS/CM2 BLEACHED DOUBLE WRAPPED SIZE: 10 X 10 CM DISPOSABLE STERILE"
25055 | 4231151205500 | "GAUZE SWAB 6 PLY PRE - CUT T - SLIT FOLDED EDGES SIZE: 10 X 10 CM 2 PIECES / PACKET STERILE"
25056 | 4231151205600 | GEL FOR SKIN PROTECTIVE WIPE NO STING FROM ALCOHOL HELPS PREVENT SKIN STRIPPING DUE TO FREQUENT REMOVAL OF TAPES OR SKIN BARRIERS CONVENIENT SINGLE - USE PACKAGE
25057 | 4231151205700 | GEL HIGH CONDUCTIVITY WATER SOLUBLE FOR DEFIBRILLATION 60 GRAM TUBE
25058 | 4231151205800 | GEL PREPPING CHLORIDE AND ACETONE FREE EEG SKIN 4 OZ TUBE
25059 | 4231151206300 | GAUZE SWAB SIZE 30 X 30 CM 12 PLY BULK FOLDED EDGES XRAY DETECTABLE NON-STERILE
25060 | 4231151206400 | SPONGE LAPAROTOMY 12 PLY X-RAY DETECTABLE SIZE 45X45 CM PK/5 DISPOSABLE NON-STERILE
25061 | 4231151206700 | "GAUZE SWAB (100% COTTON) 12 PLY WHITE FOLDED EDGES NOT LESS THAN 15 THREADS/CM 2 BLEACHED SIZE: 5 X 5 CM DISPOSABLE NON - STERILE"
25062 | 4231151206800 | "GAUZE SWAB (100% COTTON) 16 PLY WHITE FOLDED EDGES NOT LESS THAN 15 THREADS/CM 2 BLEACHED SIZE: 5 X 5 CM DISPOSABLE NON - STERILE"
25063 | 4231151206900 | "GAUZE SWAB (100% COTTON) 8 PLY WHITE FOLDED EDGES NOT LESS THAN 15 THREADS/CM 2 BLEACHED SIZE: 5 X 5 CM DISPOSABLE NON - STERILE"
25064 | 4231151207600 | INSTAT COLLAGEN HEMOSTAT 1"X2" (SPONGOSTAN - 7CM X 5CM X 0.1CM )
25065 | 4231151300700 | "DRESSING CONFORMABLE HYDROGEL NON-WOVEN SIZE 10 CM X 10 CM (-/+ 1 CM) SUITABLE FOR EB PATIENTS (WOUND AND OSTOMY CARE)"
25066 | 4231151300800 | "DRESSING CONFORMABLE HYDROGEL NON-WOVEN SIZE 10 CM X 20 CM (-/+ 2 CM) SUITABLE FOR EB PATIENTS (WOUND AND OSTOMY CARE)"
25067 | 4231151301000 | DRESSING GEL 15 GM ENZYME GEL DISPOSABLE STERILE (WOUND AND OSTOMY CARE)
25068 | 4231151301600 | "DRESSING CONFORMABLE HYDROGEL NON-WOVEN SIZE 10 CM X 40 CM (-/+ 3 CM) SUITABLE FOR EB PATIENTS (WOUND AND OSTOMY CARE)"
25069 | 4231151302000 | "DRESSING NON ADHERENT CONTACT LAYER COATED WITH MANUKA HONEY SIZE 10 X 10 CM (+\-2 CM) DISPOSABLE STERILE (WOUND AND OSTOMY CARE)"
25070 | 4231151302100 | "DRESSING NON ADHERENT CONTACT LAYER COATED WITH MANUKA HONEY SIZE 10 X 20 CM (+\-2 CM) DISPOSABLE STERILE (WOUND AND OSTOMY CARE)"
25071 | 4231151302200 | "DRESSING NON ADHERENT CONTACT LAYER IMPREGNATED WITH PETROLATUM KNITTED CELLULOSE ACETATE FABRIC 8 (+/- 2 CM) X 150 (+/- 10CM) DISPOSABLE STERILE (WOUND AND OSTOMY CARE)"
25072 | 4231151302300 | "DRESSING NON ADHERENT CONTACT LAYER IMPREGNATED WITH POVIDONE IODINE 10 X 10 CM (+/- 2CM) DISPOSABLE STERILE (WOUND AND OSTOMY CARE)"
25073 | 4231151302400 | PASTE WOUND DRESSING 50 GM OR LESS ANTIBACTERIAL MEDICAL HONEY STERILE
25074 | 4231151302500 | DRESSING AMORPHOUS HYDROGEL FOR GENTLE REHYDRATION OF NECROTIC TISSUE 15 GRAMS STERILE
25075 | 4231151302600 | "TUBE HYDROGEL REPLICINE KERATIN PROTEIN 15% THIN LOW VISCOSITY 20-30GM SUITABLE FOR EB PATIENTS (WOUND AND OSTOMY CARE)"
25076 | 4231151302700 | "TUBE HYDROGEL REPLICINE KERATIN PROTEIN 15% THICK HIGH VISCOSITY 20-30GM SUITABLE FOR EB PATIENTS (WOUND AND OSTOMY CARE)"
25077 | 4231151302900 | DRESSING ADHESIVE BORDER HYDROCELLULAR FOAM POLYURETHANE APPROX 17.5 X 17.5 CM DISPOSABLE STERILE (WOUND AND OSTOMY CARE)
25078 | 4231151304000 | "CASTING PLASTER OF FIBERGLASS ( MADE OF PURE FIBERGLASS ) SIZE: 10 CM X 3.6-4 M PACKING: KNITTED/POLYURETHANE COMFORTABLE FOIL PACK"
25079 | 4231151304100 | "CASTING PLASTER OF FIBERGLASS ( MADE OF PURE FIBERGLASS ) SIZE: 12.5 CM X 3.6-4 M PACKING: KNITTED/POLYURETHANE COMFORTABLE FOIL PACK"
25080 | 4231151304200 | DRESSING ACTIVE LEPTOSPERMUM MANUKA HONEY (99%) TUBE SIZE NOT LESS THAN 20GM DISPOSABLE STERILE (WOUND AND OSTOMY CARE)
25081 | 4231151304300 | KIT GEL CAP INSERTION SYSTEM KIT LOW PRESSURE 20 FR OR EQUIVALENT
25082 | 4231151305100 | DRESSING HYDROGEL TUBE 15 GM (WOUND AND OSTOMY)
25083 | 4231151305200 | DRESSING GEL ENZYME GEL 30 GM DISPOSABLE STERILE (WOUND AND OSTOMY CARE)
25084 | 4231151305500 | "GEL ENZYME WITH ALGINATE 50 GM FOR LOW EXUDING WOUND STERILE (WOUND AND OSTOMY CARE)"
25085 | 4231151400100 | "DRESSING ABSORBENT EXTRA STRENGTH HYDROFIBER WITH SILVER TRANSFORM INTO SOFT AND FLEXIBLE GEL FIBER ONCE ABSORBS WITH WOUND EXUDATE AND REMAINS MOIST SIZE 2 X NOT LESS THAN 30 CM STERILE (WOUND AND OSTOMY CARE)"
25086 | 4231151401000 | "DRESSING GAUZE IMPREGNATED WITH CHLORHEXIDINE SIZE: 10 X 10 CM INDIVIDUALLY PACK DISPOSABLE STERILE MSDS SHOULD BE PROVIDED IN SOFT COPY (WOUND AND OSTOMY CARE)"
25087 | 4231151401100 | "DRESSING GAUZE IMPREGNATED WITH CHLORHEXIDINE SIZE: 5 X 5 CM INDIVIDUALLY PACK DISPOSABLE STERILE MSDS SHOULD BE PROVIDED IN SOFT COPY (WOUND AND OSTOMY CARE)"
25088 | 4231151401200 | "DRESSING ABSORBENT WITH SILVER PAD FLEXIBLE ADHESIVE HYDROCOLLOID BORDER 10 X 10 CM (+/- 2CM) DISPOSABLE STERILE (WOUND AND OSTOMY CARE)"
25089 | 4231151401300 | "DRESSING ABSORBENT WITH SILVER PAD FLEXIBLE ADHESIVE HYDROCOLLOID BORDER 10 X 15 CM (+/- 2CM) DISPOSABLE STERILE (WOUND AND OSTOMY CARE)"
25090 | 4231151401400 | "DRESSING ABSORBENT WITH SILVER PAD FLEXIBLE ADHESIVE HYDROCOLLOID BORDER 10 X 25 CM (+/- 2CM) DISPOSABLE STERILE (WOUND AND OSTOMY CARE)"
25091 | 4231151401500 | "DRESSING ABSORBENT WITH SILVER PAD FLEXIBLE ADHESIVE HYDROCOLLOID BORDER 10 X 35 CM (+/- 2CM) DISPOSABLE STERILE (WOUND AND OSTOMY CARE)"
25092 | 4231151401600 | "DRESSING ABSORBENT EXTRA STRENGTH HYDROFIBER WITHOUT SILVER TRANSFORM INTO SOFT AND FLEXIBLE GEL FIBER ONCE ABSORBS WITH WOUND EXUDATE AND REMAINS MOIST SIZE 10 X 10 CM (+/- 2 CM) STERILE (WOUND AND OSTOMY CARE)"
25093 | 4231151401700 | "DRESSING ABSORBENT EXTRA STRENGTH HYDROFIBER WITHOUT SILVER TRANSFORM INTO SOFT AND FLEXIBLE GEL FIBER ONCE ABSORBS WITH WOUND EXUDATE AND REMAINS MOIST SIZE 5 X 5 CM (WOUND AND OSTOMY CARE)"
25094 | 4231151401800 | DRESSING NANO CRYSTALLINE SILVER SIZE 10 X 20 CM (SILVER) DISPOSABLE STERILE (WOUND AND OSTOMY CARE)
25095 | 4231151401900 | "DRESSING SOFT SILICONE FOAM WITH SILVER WITHOUT BORDER SIZE 15 X 30 CM (+/- 5 CM) STERILE (WOUND AND OSTOMY CARE)"
25096 | 4231151402000 | "DRESSING NON ADHERENT CONTACT LAYER LIPIDO COLLOID WITH SILVER 15 X 20 CM (+/-2 CM) SUITABLE FOR EB PATIENTS DISPOSABLE STERILE (WOUND AND OSTOMY CARE)"
25097 | 4231151402200 | "DRESSING TRANSPARENT I.V. SECUREMENT TRANSPARENT DRESSINGS IMPREGNATED WITH 2-3% CHLORHEXIDINE GEL PAD FOR CENTRAL LINES HIGHLY BREATHABLE FOR MOISTURE EVAPORATION LATEX FREE BREATHABLE WATERPROOF WITH 2 PARTS (TRANSPARENT AND CLOTH LIKE) 2 SECURING STRIP DOCUMENTATION LABEL ADULT SIZE: 8 X 11 CM (+/- 1CM) DISPOSABLE STERILE MSDS SHOULD BE PROVIDED IN SOFT COPY (WOUND AND OSTOMY CARE)"
25098 | 4231151402300 | "DRESSING ABSORBENT EXTRA STRENGTH HYDROFIBER WITH SILVER TRANSFORM INTO SOFT AND FLEXIBLE GEL FIBER ONCE ABSORBS WITH WOUND EXUDATE AND REMAINS MOIST SIZE 15 X 15 CM (+/- 2 CM) STERILE (WOUND AND OSTOMY CARE)"
25099 | 4231151402400 | DRESSING ACTIVATED CHARCOAL WITH 30 G/CM2 SILVER COVERED WITH NYLON SLEEVE SIZE 10 X 10 CM OR EQUIVALENT DISPOSABLE STERILE
25100 | 4231151402500 | DRESSING ODOR CONTROL ACTIVATED CHARCOAL WITH SILVER COVERED WITH SLEEVE SIZE 5 X 5 CM (+/-2 CM) STERILE (WOUND AND OSTOMY CARE)
25101 | 4231151402600 | "DRESSING ANTIMICROBACTERIAL WITH NATURAL FATTY ACID WORKS BY PHYSICAL ATTRACTION SWAB 4 X 6 CM (+\-2) DISPOSABLE STERILE ( WOUND AND OSTOMY CARE )"
25102 | 4231151402700 | DRESSING ANTIMICROBACTERIAL WITH NATURAL FATTY ACID WORKS BY PHYSICAL ATTRACTION ROPE SIZE 2 X 50 CM (+\-2) DISPOSABLE STERILE ( WOUND AND OSTOMY CARE )
25103 | 4231151402800 | DRESSING ANTIMICROBACTERIAL WITH NATURAL FATTY ACID WORKS BY PHYSICAL ATTRACTION WITH ABSORBENT PAD SIZE 10 X 10 CM (+\-2) DISPOSABLE STERILE ( WOUND AND OSTOMY CARE )
25104 | 4231151402900 | DRESSING ANTIMICROBIAL HYDRO BALANCE FOR WOUND WITH POLYHEXAMETHYLENE BIGUANIDE (PHMB) SIZE 9 X 9 CM (+\-2) STERILE (WOUND AND OSTOMY CARE)
25105 | 4231151403000 | DRESSING ANTIMICROBIAL HYDRO BALANCE FOR WOUND WITH POLYHEXAMETHYLENE BIGUANIDE (PHMB) SIZE 5 X 5 CM (+\-2) STERILE (WOUND AND OSTOMY CARE)
25106 | 4231151403200 | DRESSING CADEXOMER IODINE COMPOSED OF 0.9% IODINE + POLYETHYLENE GLYCOL + STARCH 5GM 5 CM X 5 CM (+/- 1 CM) DISPOSABLE STERILE (WOUND AND OSTOMY CARE)
25107 | 4231151403300 | DRESSING CELLULOSE WITH COLLAGEN MATRIX AND SILVER SIZE AROUND 10 X 12 CM OR EQUIVALENT IN THE SIZE (+\-2) DISPOSABLE STERILE (WOUND AND OSTOMY CARE)
25108 | 4231151403400 | DRESSING FLEXIBLE GAUZE SATURATED WITH ZINC OXIDE AND CALAMINE SIZE AT LEAST 10 X 900 CM DISPOSABLE STERILE (WOUND AND OSTOMY CARE)
25109 | 4231151403500 | "DRESSING ABSORBENT EXTRA STRENGTH HYDROFIBER WITH SILVER TRANSFORM INTO SOFT AND FLEXIBLE GEL FIBER ONCE ABSORBS WITH WOUND EXUDATE AND REMAINS MOIST SIZE 10 X 10 CM (+/- 2 CM) STERILE (WOUND AND OSTOMY CARE)"
25110 | 4231151403600 | DRESSING HYPERTONIC CLEANSING WOUND ABSORBS EXUDATES FOR INFECTED AND NON INFECTED WOUNDS SIZE 10 X 10 CM (+/- 2 CM) DISPOSABLE STERILE (WOUND AND OSTOMY CARE)
25111 | 4231151403700 | DRESSING HYPERTONIC CLEANSING WOUND ABSORBS EXUDATES FOR INFECTED AND NON INFECTED WOUNDS SIZE 2 X 100 (+/- 2 CM) DISPOSABLE STERILE (WOUND AND OSTOMY CARE)
25112 | 4231151403800 | DRESSING HYPERTONIC CLEANSING WOUND ABSORBS EXUDATES FOR INFECTED AND NON INFECTED WOUNDS SIZE 5 X 5 CM (+/- 2 CM) DISPOSABLE STERILE (WOUND AND OSTOMY CARE)
25113 | 4231151403900 | "DRESSING ANTI-MICROBIAL SPONGE 7 MM CENTER HOLE ABSORBENT IMPREGNATED WITH CHLORHEXIDINE GLUCONATE (CHG) ABLE TO COVER THE SITE OF INSERTION 360 DEGREE DISPOSABLE STERILE MSDS SHOULD BE PROVIDED IN SOFT COPY ( WOUND AND OSTOMY CARE)"
25114 | 4231151404000 | "DRESSING ANTI-MICROBIAL SPONGE 4 MM CENTER HOLE ABSORBENT IMPREGNATED WITH CHLORHEXIDINE GLUCONATE (CHG) ABLE TO COVER THE SITE OF INSERTION 360 DEGREE DISPOSABLE STERILE MSDS SHOULD BE PROVIDED IN SOFT COPY ( WOUND AND OSTOMY CARE)"
25115 | 4231151404100 | "DRESSING ANTI-MICROBIAL SPONGE 1.5 MM CENTER HOLE ABSORBENT IMPREGNATED WITH CHLORHEXIDINE GLUCONATE (CHG) ABLE TO COVER THE SITE OF INSERTION 360 DEGREE DISPOSABLE STERILE MSDS SHOULD BE PROVIDED IN SOFT COPY ( WOUND AND OSTOMY CARE)"
25116 | 4231151404300 | DRESSING NYLON CLOTH PURE METALLIC SILVER AND 0.9% SILVER OXIDE TO BE USED FOR 7 DAYS SIZE 10 X 10 CM (+\-2 CM) DISPOSABLE STERILE (WOUND AND OSTOMY CARE)
25117 | 4231151404500 | DRESSING WOUND CONTACT 3 D NYLON CLOTH PLATED BY SILVER REVEALS 99.1% PURE METALLIC SILVER AND 0.9% SILVER OXIDE TO BE USED FOR 7 DAYS SIZE 5 X 5 CM (+\-1) DISPOSABLE STERILE (WOUND AND OSTOMY CARE)
25118 | 4231151404700 | DRESSING ODOR CONTROL ACTIVATED CHARCOAL WITH SILVER COVERED WITH SLEEVE SIZE 10 X 20 CM (+/-2 CM) STERILE (WOUND AND OSTOMY CARE)
25119 | 4231151405500 | "DRESSING ABSORBENT EXTRA STRENGTH HYDROFIBER WITH SILVER TRANSFORM INTO SOFT AND FLEXIBLE GEL FIBER ONCE ABSORBS WITH WOUND EXUDATE AND REMAINS MOIST FOR BURN SIZE 23 X 30 CM (+/- 5 CM) STERILE (WOUND AND OSTOMY CARE)"
25120 | 4231151405600 | "DRESSING ABSORBENT EXTRA STRENGTH HYDROFIBER WITH SILVER TRANSFORM INTO SOFT AND FLEXIBLE GEL FIBER ONCE ABSORBS WITH WOUND EXUDATE AND REMAINS MOIST FOR BURN SIZE 55 X 45 CM (+/- 5 CM) STERILE (WOUND AND OSTOMY CARE)"
25121 | 4231151406300 | DRESSING ANTIMICROBIAL ISLAND IMPREGNATED WITH PHMB (POLYHEXAMETHYLENE BIGUANIDE) NON-ADHERENT PAD SIZE 2X2 INCH STERILE (WOUND AND OSTOMY CARE)
25122 | 4231151406800 | DRESSING ANTIMICROBIAL ISLAND IMPREGNATED WITH PHMB (POLYHEXAMETHYLENE BIGUANIDE) NON-ADHERENT PAD SIZE 4X4 INCH STERILE (WOUND AND OSTOMY CARE)
25123 | 4231151408400 | "DRESSING FLEXIBLE AND STRETCHABLE FOAM FIVE LAYERS ABSORBENT LOCK IN EXUDATE UNDER COMPRESSION WEAR TIME NOT LESS THAN 24 HOURS WITH SOFT SILICON FOAM ADHESIVE BORDER PERMEABLE SIZE 15 X 20 CM (+\-2) DISPOSABLE STERILE (WOUND AND OSTOMY CARE"
25124 | 4231151408500 | DRESSING ANTIMICROBIAL GAUZE IMPREGNATED WITH PHMB ROLL SIZE 4.5 INCH (+/- 1 INCH) X 4 YARD STERILE (WOUND AND OSTOMY CARE)
25125 | 4231151408600 | "DRESSING NOT LESS THAN FOUR LAYERS ABSORBENT WITH SOFT SILICON FOAM WITH SILVER ADHESIVE BORDER PERMEABLE SIZE 15 X 20 CM (+\-2) DISPOSABLE STERILE (WOUND AND OSTOMY CARE)"
25126 | 4231151408700 | "DRESSING NOT LESS THAN FIVE LAYERS WITH SOFT SILICONE SILVER FOAM ADHESIVE BORDER ABSORBENT FIBER LAYER LOCK IN EXUDATE UNDER COMPRESSION WEAR TIME NOT LESS THAN 24 HOURS SACRUM SHAPE SIZE 18 X 18 CM (+/- 2CM) DISPOSABLE STERILE (WOUND AND OSTOMY CARE)"
25127 | 4231151408800 | DRESSING SILVER FOAM GENTLE ON THE SKIN PROMOTE HEALING SUITABLE FOR EB PATIENTS
25128 | 4231151500900 | DRESSING HYDROCOLLOID THICK 15 X 15 CM DISPOSABLE STERILE (WOUND AND OSTOMY CARE)
25129 | 4231151501000 | DRESSING HYDROCOLLOID THIN 7.5 X 7.5 CM DISPOSABLE STERILE (WOUND AND OSTOMY CARE)
25130 | 4231151501500 | DRESSING HYDROCOLLOID THIN 15 X 20 CM DISPOSABLE STERILE (WOUND AND OSTOMY CARE)
25131 | 4231151501600 | DRESSING HYDROCOLLOID THIN 5 X NOT LESS THAN 20 CM DISPOSABLE STERILE (WOUND AND OSTOMY CARE)
25132 | 4231151501700 | DRESSING HYDROCOLLOID THICK 20 X 30 CM DISPOSABLE STERILE (WOUND AND OSTOMY CARE)
25133 | 4231151501800 | DRESSING HYDROCOLLOID THICK 10 X 10 CM DISPOSABLE STERILE (WOUND AND OSTOMY CARE)
25134 | 4231151501900 | DRESSING HYDROCOLLOID THICK 20 X 20 CM DISPOSABLE STERILE (WOUND AND OSTOMY CARE)
25135 | 4231151502000 | DRESSING HYDROCOLLOID THIN 2.5 X 5 CM (+/- 0.5) DISPOSABLE STERILE (WOUND AND OSTOMY CARE)
25136 | 4231151502100 | DRESSING HYDROCOLLOID SACRUM SHAPE 16 X 18 CM (+/- 2CM) DISPOSABLE STERILE (WOUND AND OSTOMY CARE)
25137 | 4231151502200 | DRESSING HYDROCOLLOID THIN 10 X 10 CM DISPOSABLE STERILE (WOUND AND OSTOMY CARE)
25138 | 4231151502300 | DRESSING HYDROCOLLOID THIN 5 X 5 CM DISPOSABLE STERILE (WOUND AND OSTOMY CARE)
25139 | 4231151502400 | "DRESSING NON ADHERENT CONTACT LAYER LIPIDO COLLOID WITH SILVER 10 X 12 CM (+/-1 CM) SUITABLE FOR EB PATIENTS DISPOSABLE STERILE (WOUND AND OSTOMY CARE)"
25140 | 4231151502500 | DRESSING LIPIDO - COLLOID TECHNOLOGY HEALING MATRIX (TLC) AND ANTIMICROBIAL SILVER SULPHATE NON - ADHERENT INTERFACE 20 X 30 CM OR EQUIVALENT
25141 | 4231151502600 | "DRESSING NON ADHERENT CONTACT LAYER LIPIDO COLLOID WITH SILVER 5 X 5 CM (+/-1CM) SUITABLE FOR EB PATIENTS DISPOSABLE STERILE (WOUND AND OSTOMY CARE)"
25142 | 4231151502700 | "DRESSING NON ADHERENT CONTACT LAYER LIPIDO COLLOID 10 X 10 CM (+/- 2 CM) SUITABLE FOR EB PATIENTS DISPOSABLE STERILE (WOUND AND OSTOMY CARE)"
25143 | 4231151502800 | DRESSING LIPIDO - COLLOID TECHNOLOGY HEALING MATRIX (TLC) AND ANTIMICROBIAL SILVER SULPHATE NON - ADHERENT INTERFACE 15 X 20 CM OR EQUIVALENT
25144 | 4231151502900 | "DRESSING NON ADHERENT CONTACT LAYER LIPIDO COLLOID 15 X 20 CM (+/- 2 CM) SUITABLE FOR EB PATIENTS DISPOSABLE STERILE (WOUND AND OSTOMY CARE)"
25145 | 4231151503000 | "DRESSING NON ADHERENT CONTACT LAYER LIPIDO COLLOID 5 X 5 CM (+/- 1 CM) SUITABLE FOR EB PATIENTS DISPOSABLE STERILE (WOUND AND OSTOMY CARE)"
25146 | 4231151503100 | "DRESSING NON ADHERENT CONTACT LAYER SOFT SILICONE PAINLESS SIZE 10 X 18 CM (+/-2 CM) SUITABLE FOR EB PATIENTS DISPOSABLE STERILE (WOUND AND OSTOMY CARE)"
25147 | 4231151503200 | "DRESSING NON ADHERENT CONTACT LAYER SOFT SILICONE PAINLESS SIZE 20 X 30 CM (+/-2 CM) SUITABLE FOR EB PATIENTS DISPOSABLE STERILE (WOUND AND OSTOMY CARE)"
25148 | 4231151503300 | "DRESSING NON ADHERENT CONTACT LAYER SOFT SILICONE PAINLESS SIZE 5 X 7 CM (+/-1 CM) SUITABLE FOR EB PATIENTS DISPOSABLE STERILE (WOUND AND OSTOMY CARE)"
25149 | 4231151503400 | "DRESSING NON ADHERENT CONTACT LAYER SOFT SILICONE PAINLESS SIZE 7 X 10 CM (+/-1 CM) SUITABLE FOR EB PATIENTS DISPOSABLE STERILE (WOUND AND OSTOMY CARE)"
25150 | 4231151503800 | "DRESSING ABSORBENT EXTRA STRENGTH HYDROFIBER WITHOUT SILVER TRANSFORM INTO SOFT AND FLEXIBLE GEL FIBER ONCE ABSORBS WITH WOUND EXUDATE AND REMAINS MOIST SIZE 2 X 45 CM STERILE (WOUND AND OSTOMY CARE)"
25151 | 4231151505000 | "DRESSING NOT LESS THAN FIVE LAYERS WITH SOFT SILICONE SILVER FOAM ADHESIVE BORDER ABSORBENT FIBER LAYER LOCK IN EXUDATE UNDER COMPRESSION WEAR TIME NOT LESS THAN 24 HOURS SACRUM SHAPE SIZE 23 X 23 CM (+/- 2CM) DISPOSABLE STERILE (WOUND AND OSTOMY CARE)"
25152 | 4231151509100 | DRESSING NOT LESS THAN FIVE LAYERS WITH SOFT SILICONE FOAM WITH SILVER ADHESIVE BORDER ABSORBENT FIBER LAYER HEEL SHAPE SIZE 23 X 25 CM (+/- 2 CM) STERILE (WOUND AND OSTOMY CARE)
25153 | 4231151513200 | "DRESSING NON ADHERENT CONTACT LAYER AMMONIUM POLYACRYLATE POLYMER POLY-ABSORBENT FIBERS WITH LIPIDO-COLLOID WITH SILVER SIZE 6X6 CM (+/- 1 CM) (WOUND AND OSTOMY)"
25154 | 4231151517300 | "DRESSING ABSORBENT EXTRA STRENGTH HYDROFIBER WITH SILVER TRANSFORM INTO SOFT AND FLEXIBLE GEL FIBER ONCE ABSORBS WITH WOUND EXUDATE AND REMAINS MOIST FOR BURN SIZE 23 X 100 CM (+/- 5 CM) STERILE (WOUND AND OSTOMY CARE)"
25155 | 4231151521400 | "DRESSING NON ADHERENT CONTACT LAYER SOFT SILICONE SIZE 8 X 10 CM (+/- 2 CM) STERILE (WOUND AND OSTOMY CARE)"
25156 | 4231151525500 | "DRESSING NON ADHERENT CONTACT LAYER WITH SILICONE SIZE LARGE FINGER DISPOSABLE STERILE (WOUND AND OSTOMY CARE)"
25157 | 4231151529600 | "DRESSING NON ADHERENT CONTACT LAYER WITH SILICONE SIZE MEDIUM FINGER DISPOSABLE STERILE (WOUND AND OSTOMY CARE)"
25158 | 4231151533700 | "DRESSING NON ADHERENT CONTACT LAYER WITH SILICONE SIZE SMALL FINGER DISPOSABLE STERILE (WOUND AND OSTOMY CARE)"
25159 | 4231151537800 | "DRESSING NANO-OLIGO SACCHARIDE FACTOR POLYACRYLATE POLY ABSORBENT FIBERS IMPREGNATED WITH LIPIDO-COLLOID WITHOUT SILICON BORDER SIZE 10 X 10 CM (+/- 2 CM) (WOUND AND OSTOMY CARE)"
25160 | 4231151541900 | "DRESSING NANO-OLIGO SACCHARIDE FACTOR POLYACRYLATE POLY ABSORBENT FIBERS IMPREGNATED WITH LIPIDO-COLLOID WITHOUT SILICON BORDER SIZE 6 X 6 CM (+/- 1 CM) (WOUND AND OSTOMY CARE)"
25161 | 4231151546000 | "DRESSING NANO-OLIGO SACCHARIDE FACTOR POLYACRYLATE POLY ABSORBENT FIBERS IMPREGNATED WITH LIPIDO-COLLOID ADHESIVE SILICON BORDER SIZE 10 X 10 CM (+/- 2 CM) (WOUND AND OSTOMY CARE)"
25162 | 4231151550100 | "DRESSING NON ADHERENT CONTACT LAYER AMMONIUM POLYACRYLATE POLYMER POLY-ABSORBENT FIBERS WITH LIPIDO-COLLOID WITH SILVER SIZE 10X10 CM (+/- 2 CM) (WOUND AND OSTOMY)"
25163 | 4231151554200 | "DRESSING NON ADHERENT CONTACT LAYER AMMONIUM POLYACRYLATE POLYMER POLY-ABSORBENT FIBERS WITH LIPIDO-COLLOID WITH SILVER SIZE 15X15 CM (+/- 2 CM) (WOUND AND OSTOMY)"
25164 | 4231151558300 | "DRESSING NON ADHERENT CONTACT LAYER NANO-OLIGO SACCHARIDE FACTOR WITH NON OCCLUSIVE LIPIDO-COLLOID SIZE 10X10 CM (+/- 2 CM) (WOUND AND OSTOMY)"
25165 | 4231151562400 | "DRESSING NON ADHERENT CONTACT LAYER NANO-OLIGO SACCHARIDE FACTOR WITH NON OCCLUSIVE LIPIDO-COLLOID SIZE 15X20 CM (+/- 2 CM) (WOUND AND OSTOMY)"
25166 | 4231151566500 | "DRESSING NON ADHERENT CONTACT LAYER NANO-OLIGO SACCHARIDE FACTOR WITH NON OCCLUSIVE LIPIDO-COLLOID SIZE 5X7 CM (+/- 1 CM) (WOUND AND OSTOMY)"
25167 | 4231151700100 | SPRAY DRESSING SPRAY NON MEDICATED SURGICAL FOR PROTECTION AGAINST SKIN BURN AND WOUND 200-300 ML (WOUND AND OSTOMY CARE)
25168 | 4231151700300 | "ADHESIVE REMOVER SPRAY PAINLESS ODOURLESS SILICONE BASED TO FACILITATE EASY AND EFFECTIVE REMOVAL OF ALL ADHESIVE PLASTERS 50-60 ML SUITABLE FOR EB PATIENTS (WOUND AND OSTOMY CARE)"
25169 | 4231151700400 | SPRAY PAINLESS SKIN ADHESIVE REMOVER SILICONE BASED WITH SPEARMINT DESIGNED TO FACILITATE EASY FREE PAIN AND EFFECTIVE REMOVAL OF ALL PLASTERS 100 ML (WOUND AND OSTOMY CARE)
25170 | 4231151700500 | "SPRAY PROTECTIVE SKIN BARRIER FILM NON-ALCOHOL NO STING 25 - 50 ML (WOUND AND OSTOMY)"
25171 | 4231151700600 | STAIN SOLUTION FOR CATARACT SURGERY "VISION BLUE" DISPOSABLE STERILE
25172 | 4231151700700 | STAPLER BIOABSORBABLE LINE REINFORCEMENT MADE OF POLYGLYCOLIC ACID TRIMETHYLENE CARBONATE ABSORBABLE AFTER 6 MONTHS WITH TYPE 1 COLLAGE
25173 | 4231151700800 | STAPLER CIRCULAR 33 MM DISPOSABLE STERILE
25174 | 4231151700900 | STAPLER CIRCULAR CURVED BATTERY OPERATED DIAMETER 29-30 MM ADJUSTABLE STAPLE HEIGHT AND GAP SETTING SCALE DISPOSABLE STERILE
25175 | 4231151701000 | STAPLER CIRCULAR CURVED BATTERY OPERATED DIAMETER 31-32 MM ADJUSTABLE STAPLE HEIGHT AND GAP SETTING SCALE DISPOSABLE STERILE
25176 | 4231151701100 | ADHESIVE LIQUID FOR MEDICAL USE 2/3 ML VIAL FOR ENDOTRACHEAL TUBE SECURING. ONE (1) EACH = ONE (1) VIAL
25177 | 4231151800300 | PAD EYE OCCLUDER ADHESIVE BREATHABLE FOR AMBLYOPIA TREATMENT ASSORTED SIZES AS PER HOSPITAL REQUEST DISPOSABLE STERILE
25178 | 4231151800500 | "PAD EYE OVAL NON ADHESIVE SIZE: 5.5 X 7.5 CM (+/- 0.5 CM) PACKING: INDIVIDUALLY WRAPPED DISPOSABLE STERILE"
25179 | 4231151800700 | "PAD EYE OVAL ADHESIVE SIZE: 5.5 X 7.5 CM (+/- 0.5 CM) PACKING: INDIVIDUALLY WRAPPED DISPOSABLE STERILE"
25180 | 4231151800800 | PAD FOR EYELID CLEANSING READY TO USE DISPOSABLE STERILE
25181 | 4231151800900 | EYE PATCH FOR AMBLYOPIA HYPOALLERGENIC
25182 | 4231152400500 | DRESSING GAUZE PETROLATUM 10 X 10 CM (+/- 2CM) IMPREGNATED WITH BISMUTH TRIBROMOPHENATE DISPOSABLE STERILE (WOUND AND OSTOMY CARE)
25183 | 4231152400600 | DRESSING GAUZE PETROLATUM 12 X 23 CM (+/-2 CM) IMPREGNATED WITH BISMUTH TRIBROMOPHENATE DISPOSABLE STERILE (WOUND AND OSTOMY CARE)
25184 | 4231152400700 | DRESSING GAUZE PETROLATUM 2 X 20 CM (+/- 2 CM) IMPREGNATED WITH BISMUTH TRIBROMOPHENATE DISPOSABLE STERILE (WOUND AND OSTOMY CARE)
25185 | 4231152400800 | "DRESSING GAUZE IMPREGNATED IN PLAIN PARAFFIN NON-ADHERENT SIZE 15 CM X 2-2.5 MTR/ROLL INDIVIDUALLY PACKED DISPOSABLE STERILE (WOUND AND OSTOMY CARE)"
25186 | 4231152400900 | "DRESSING GAUZE IMPREGNATED IN PLAIN PARAFFIN NON-ADHERENT SIZE 10 X 40 CM (+/- 2 CM ) INDIVIDUALLY PACKED DISPOSABLE STERILE (WOUND AND OSTOMY CARE)"
25187 | 4231152401300 | DRESSING GAUZE PARAFFIN W/ 0.5% CHLORHEXIDINE ACETATE ANTISEPTIC TULLE GRAS 15 X 20 CM DISPOSABLE STERILE
25188 | 4231152401400 | "DRESSING NON ADHERENT CONTACT LAYER IMPREGNATED WITH PETROLATUM KNITTED CELLULOSE ACETATE FABRIC 8 X 20 (+/- 2CM) DISPOSABLE STERILE (WOUND AND OSTOMY CARE)"
25189 | 4231152401500 | "DRESSING NON ADHERENT CONTACT LAYER IMPREGNATED WITH PETROLATUM KNITTED CELLULOSE ACETATE FABRIC 8 X 40 (+/- 2CM) DISPOSABLE STERILE (WOUND AND OSTOMY CARE)"
25190 | 4231152401600 | "DRESSING NON ADHERENT CONTACT LAYER IMPREGNATED WITH PETROLATUM KNITTED CELLULOSE ACETATE FABRIC 8 X 8 (+/- 2CM) DISPOSABLE STERILE (WOUND AND OSTOMY CARE)"
25191 | 4231152401900 | DRESSING GAUZE PETROLATUM 7 X 40 CM (+/- 2CM) IMPREGNATED WITH BISMUTH TRIBROMOPHENATE DISPOSABLE STERILE (WOUND AND OSTOMY CARE)
25192 | 4231152402000 | DRESSING PETROLATUM IMPREGNATED GAUZE ABSORBENT CONSIST OF FINE MESH SUITABLE FOR EB PATIENTS
25193 | 4231152700100 | TRANSPARENT ADHESIVE DRESSING FOR SECURING CENTRAL LINE ANTI MICROBIAL WITH CHG SIZE APPROXIMATELY 9-11 X 11-13CM LATEX FREE DISPOSABLE
25194 | 4231152700900 | "DRESSING POSTOPERATIVE TRANSPARENT WATERPROOF BORDER WITH ABSORBENT SILVER PAD FLEXIBLE AND STRETCHABLE PAD SIZE 10 CM X 25 CM (+/- 2CM) DISPOSABLE STERILE (WOUND AND OSTOMY CARE)"
25195 | 4231152701400 | "DRESSING POSTOPERATIVE TRANSPARENT WATERPROOF BORDER WITH ABSORBENT PAD MOISTURE VAPOR TRANSMISSION HYPOALLERGENIC SIZE 10 CM X 12 CM (+/- 2CM) DISPOSABLE STERILE (WOUND AND OSTOMY CARE)"
25196 | 4231152701500 | "DRESSING POSTOPERATIVE TRANSPARENT WATERPROOF BORDER WITH ABSORBENT PAD MOISTURE VAPOR TRANSMISSION HYPOALLERGENIC SIZE 10 CM X 30 CM (+/- 2CM) DISPOSABLE STERILE (WOUND AND OSTOMY CARE)"
25197 | 4231152701600 | "DRESSING POSTOPERATIVE TRANSPARENT WATERPROOF BORDER WITH ABSORBENT PAD MOISTURE VAPOR TRANSMISSION HYPOALLERGENIC SIZE 5 CM X 7 CM (+/- 1CM) DISPOSABLE STERILE (WOUND AND OSTOMY CARE)"
25198 | 4231152701700 | "DRESSING FOR CENTRAL LINE TRANSPARENT IV SECUREMENT DRESSINGS IMPREGNATED WITH 2-3% CHLORHEXIDINE FOR CENTRAL LINES WITH SILVER HIGHLY BREATHABLE FOR MOISTURE EVAPORATION LATEX FREE PEDIATRIC SIZE 10 X 12 CM (+/- 1 CM) WATERPROOF 2 SECURING STRIP DOCUMENTATION LABEL DISPOSABLE STERILE MSDS SHOULD BE PROVIDED IN SOFT COPY ( WOUND AND OSTOMY CARE)"
25199 | 4231152701800 | DRESSING ODOR CONTROL ACTIVATED CHARCOAL WITH SILVER COVERED WITH SLEEVE SIZE 10 X 10 CM (+/-2 CM) STERILE (WOUND AND OSTOMY CARE)
25200 | 4231152701900 | DRESSING 10 CM X 12 CM TRANSPARENT W/LABEL DISPOSABLE STERILE
25201 | 4231152702000 | "DRESSING TRANSPARENT FOR MEDICAL IV LATEX FREE BREATHABLE WATERPROOF WITH DOCUMENTATION LABEL SIZE 6 X 7 CM STERILE"
25202 | 4231152702300 | TRANSPARENT ADHESIVE DRESSING FOR SECURING CENTRAL LINE ANTI MICROBIAL WITH CHG SIZE APPROXIMATELY 6-5X4-5CM LATEX FREE DISPOS ABLE ONE (1) EACH = ONE (1) KIT
25203 | 4231152702500 | "DRESSING FILM TRANSPARENT ULTRA THIN BREATHABLE SOFT SILICONE HYPOALLERGENIC FOR FRAGILE SKIN SIZE 6 X 7 CM (+/- 2 CM) DISPOSABLE STERILE (WOUND AND OSTOMY CARE)"
25204 | 4231152703300 | "DRESSING ABSORBENT WOUND PAD CONTAIN ANTISEPTIC (PHMP) SATURATED WITH RINGER SOLUTION SIZE 7.5 X 7.5 CM(+\-2 CM) DISPOSABLE STERILE MSDS SHOULD BE PROVIDED IN SOFT COPY (WOUND AND OSTOMY CARE)"
25205 | 4231152703600 | DRESSING DRAPE SEMIPERMEABLE INCISE FILM ADHESIVE POLYURETHANE 15 X 28 CM DISPOSABLE STERILE
25206 | 4231152704000 | "DRESSING TOE FINGER SHAPE LARGE POLYMERIC MEMBRANE SUPER ABSORBENT NON-ADHESIVE WITH SURFACTANT GLYCERIN SEMIPERMEABLE DISPOSABLE STERILE SUITABLE FOR EB PATIENTS (WOUND AND OSTOMY CARE)"
25207 | 4231152704100 | "DRESSING TOE FINGER SHAPE MEDIUM POLYMERIC MEMBRANE SUPERABSORBENT NON-ADHESIVE WITH SURFACTANT GLYCERIN SEMI PERMEABLE DISPOSABLE STERILE SUITABLE FOR EB PATIENTS (WOUND AND OSTOMY CARE)"
25208 | 4231152704200 | "DRESSING TOE FINGER SHAPE SMALL POLYMERIC MEMBRANE SUPERABSORBENT NON-ADHESIVE WITH SURFACTANT GLYCERIN SEMI PERMEABLE DISPOSABLE STERILE SUITABLE FOR EB PATIENTS (WOUND AND OSTOMY CARE)"
25209 | 4231152704300 | DRESSING TOPICAL PROTEASE MODULATING MATRIX CELLULOSE AND COLLAGEN 115 CM2 (+/- 15 CM2) STERILE (WOUND AND OSTOMY CARE)
25210 | 4231152704600 | "DRESSING POSTOPERATIVE TRANSPARENT WATERPROOF BORDER WITH ABSORBENT PAD MOISTURE VAPOR TRANSMISSION HYPOALLERGENIC SIZE 10 CM X 20 CM (+/- 2CM) DISPOSABLE STERILE (WOUND AND OSTOMY CARE)"
25211 | 4231152705000 | DRESSING PRE MOISTURE HIGHLY ABSORBENT SELF ADAPTIVE WOUND DRESSING NON-ADHESIVE SIZE 10 X 10 (+/- 2CM) DISPOSABLE STERILE ( WOUND AND OSTOMY CARE )
25212 | 4231153100000 | WRAP SELF ADHERENT ELASTIC BANDAGE TAPE OVER WRAP THAT STICKS IT SELF 10 CM X 450 CM ROLL 6/PACK TAN COLOR
25213 | 4231153700500 | SCISSORS LISTER BANDAGE (SMALL MEDIUM AND LARGE)
25214 | 4231153700600 | UTILITY SCISSORS MULTI USE STAINLESS STEEL
25215 | 4231153700800 | SCISSORS LISTER BANDAGE 180MM REUSABLE
25216 | 4231154000100 | DRESSING SILVER SIZE 15 X 15 CM HYDROFIBER ABSORBENT AQUACEL
25217 | 4231154001000 | DRESSING NANO CRYSTALLINE SILVER SIZE 10 X 10 CM DISPOSABLE STERILE (WOUND AND OSTOMY CARE)
25218 | 4231154001100 | DRESSING NANOCRYSTALLINE SILVER SIZE 5 X 5 CM DISPOSABLE STERILE (WOUND AND OSTOMY CARE)
25219 | 4231154001200 | DRESSING ALGINATE WITH SILVER AND CARBOXY METHYL CELLULOSE COVERED WITH NON ADHERENT LAYER SIZE 2 OR 2.5 X NOT LESS THAN 30 CM STERILE (WOUND AND OSTOMY CARE)
25220 | 4231154001400 | DRESSING ALGINATE WITH SILVER AND CARBOXY METHYL CELLULOSE COVERED WITH NON ADHERENT LAYER SIZE 10 X 10 CM STERILE (WOUND AND OSTOMY CARE)
25221 | 4231154001500 | DRESSING ALGINATE WITH SILVER AND CARBOXY METHYL CELLULOSE COVERED WITH NON ADHERENT LAYER SIZE 10 X 20 CM STERILE (WOUND AND OSTOMY CARE)
25222 | 4231154001600 | DRESSING MANUKA HONEY WITH ALGINATE DRESSING SIZE 5 X 5 CM (+/-1 CM) DISPOSABLE STERILE (WOUND AND OSTOMY CARE)
25223 | 4231154001700 | "DRESSING MANUKA HONEY WITH ALGINATE SIZE 12 X 12 CM (+/-2 CM ) DISPOSABLE STERILE ( WOUND AND OSTOMY CARE )"
25224 | 4231154002900 | "DRESSING SOFT CALCIUM-SODIUM ALGINATE FIBER WITHOUT SILVER HIGHLY ABSORBENT CONTROL MINOR BLEEDING SIZE 2 OR 2.5 X NOT LESS THAN 30 CM STERILE (WOUND AND OSTOMY CARE)"
25225 | 4231154003200 | DRESSING HYDROGEL TUBE 25 GM (WOUND AND OSTOMY CARE)
25226 | 4231154003500 | "DRESSING ABSORBENT EXTRA STRENGTH HYDROFIBER WITH SILVER TRANSFORM INTO SOFT AND FLEXIBLE GEL FIBER ONCE ABSORBS WITH WOUND EXUDATE AND REMAINS MOIST SIZE 5 X 5 CM STERILE (WOUND AND OSTOMY CARE)"
25227 | 4231154003600 | DRESSING SELF ADHERENT SOFT SILICONE FOAM SIZE 4 X 5 CM DISPOSABLE STERILE
25228 | 4231154005300 | DRESSING ALGINATE WITH SILVER AND CARBOXY METHYL CELLULOSE COVERED WITH NON ADHERENT LAYER SIZE 5 X 5 CM STERILE (WOUND AND OSTOMY CARE)
25229 | 4231154501600 | DRESSING NON - WOVEN FOR RETENTION 30 CM X 10 M DISPOSABLE STERILE
25230 | 4231154501800 | "DRESSING NON ADHERENT CONTACT LAYER IMPREGNATED WITH POVIDONE IODINE 5 X 5 CM (+/- 2CM) DISPOSABLE STERILE (WOUND AND OSTOMY CARE)"
25231 | 4231154503000 | "DRESSING BURN PAD 55 X 75 CM MADE OF COTTON TISSUE ENCLOSED INTO NOT LESS THAN 20 THREAD/CM GAUZE LOCK-STITCHED ALL EDGES BUNDLED AND PROVIDED WITH SAFETY PINS 1PC/PACK DISPOSABLE STERILE (WOUND AND OSTOMY CARE)"
25232 | 4231154503100 | "DRESSING BURN PAD 75 X 90 CM MADE OF COTTON TISSUE ENCLOSED INTO NOT LESS THAN 20 THREAD/CM GAUZE LOCK-STITCHED ALL EDGES BUNDLED AND PROVIDED WITH SAFETY PINS 1PC/PACK DISPOSABLE STERILE (WOUND AND OSTOMY CARE)"
25233 | 4231154503200 | "DRESSING FOR NEGATIVE PRESSURE WOUND THERAPY (NPWT) FOR OPEN ABDOMEN DISPOSABLE STERILE IT SHOULD BE COMPATIBLE WITH THE HOSPITAL MACHINE (WOUND AND OSTOMY CARE)"
25234 | 4231154503600 | DRESSING ODOR CONTROL ACTIVATED CHARCOAL COVERED WITH SLEEVE SIZE 10 X 10 CM (+/-2 CM) STERILE (WOUND AND OSTOMY CARE)
25235 | 4231154503700 | DRESSING ODOR CONTROL ACTIVATED CHARCOAL COVERED WITH SLEEVE SIZE 15 X 20 CM (+/-2 CM) STERILE (WOUND AND OSTOMY CARE)
25236 | 4231154503800 | BANDAGE ELASTIC GAUZE CONFORMING 10 CM X 4-4.5 M PEEL PACK STERILE
25237 | 4231154503900 | BANDAGE ELASTIC GAUZE CONFORMING 15 CM X 4-4.5 M PEEL PACK STERILE
25238 | 4231154504000 | BANDAGE ELASTIC GAUZE CONFORMING 5 CM X 4-4.5 M PEEL PACK STERILE
25239 | 4231154504200 | DRESSING SUPER ABSORBENT POLYURETHANE FLUID RETENTION NON-ADHESIVE INDIVIDUALLY PACKED SIZE 20 X 20 CM (+\-2) DISPOSABLE STERILE ( WOUND AND OSTOMY CARE )
25240 | 4231154504300 | DRESSING NON ADHERENT MESH FOR USE ON TOES 2.8 CM DISPOSABLE STERILE
25241 | 4231154504400 | DRESSING NON ADHERENT PERFORATED FILM ABSORBENT 10 X 10 CM DISPOSABLE STERILE (WOUND AND OSTOMY CARE)
25242 | 4231154504500 | "DRESSING NON-ABSORBENT PAD ANTIBACTERIAL WORK WITH PHYSICAL ATTRACTION SIZE 10 X 20 CM (+/- 2CM) DISPOSABLE STERILE ( WOUND AND OSTOMY CARE )"
25243 | 4231154504600 | DRESSING NON-ABSORBENT PAD ANTIBACTERIAL WORK WITH PHYSICAL ATTRACTION SIZE 7 X 9 CM (+/- 2CM) DISPOSABLE STERILE ( WOUND AND OSTOMY CARE )
25244 | 4231154504800 | DRESSING NON-WOVEN ADHESIVE WITH ABSORBENT NON ADHERENT PAD 10 X 30 CM (+/- 1 CM) (WOUND AND OSTOMY CARE)
25245 | 4231154505300 | DRESSING HYDROPOLYMER FOAM WITH BORDER 10 X 35 CM (+/- 2 CM) DISPOSABLE STERILE (WOUND AND OSTOMY CARE)
25246 | 4231154506000 | "DRESSING NON ADHERENT CONTACT LAYER WITH SILICONE SIZE BIG TOE DISPOSABLE STERILE (WOUND AND OSTOMY CARE)"
25247 | 4231154507500 | PLASTER FIXATION ADHESIVE COMPATIBILITY: STRESS TEST MACHINE SCHILLER FOR MICROPHONE
25248 | 4231154507600 | ADHESIVE TAPE FOR EXTREME PERSPIRATION CONTAIN HYPOALLERGENIC POLYACRYLATE STRETCHABLE NON-WOVEN POLYESTER SIZE 5X10CM CUTTABLE FOR SLEEP STUDY
25249 | 4231154507800 | PAD FOAMLESS WEB SHAPED CIRCULAR WITH ONE METER FLEXIBLE THIN TUBE CONNECTED TO THE OXYGEN GENERATOR AND PURIFIER STERILE DISPOSABLE (1 MACHINE FREE OF CHARGE WITH EACH 90 PAD) (WOUND AND OSTOMY CARE)
25250 | 4231154507900 | "GAUZE SWAB (100% COTTON) 16 PLY X - RAY DETECTABLE WHITE FOLDED EDGES AND STITCHES TO ALL SIDES NOT LESS THAN 15 THREADS/CM2 BLEACHED DOUBLE WRAPPED SIZE: 5 X 5 CM DISPOSABLE STERILE"
25251 | 4231154601100 | DRESSING NON-WOVEN ADHESIVE WITH ABSORBENT NON ADHERENT PAD 8 X 10 CM (+/- 2 CM) STERILE (WOUND AND OSTOMY CARE)
25252 | 4231154601300 | DRESSING NON-WOVEN ADHESIVE WITH ABSORBENT NON ADHERENT PAD 10 X 20 CM (+/- 2 CM) STERILE (WOUND AND OSTOMY CARE)
25253 | 4231154601400 | DRESSING NON-WOVEN ADHESIVE WITH ABSORBENT NON ADHERENT PAD 10 X 35 CM (+/- 2 CM) STERILE (WOUND AND OSTOMY CARE)
25254 | 4231154601500 | DRESSING NON-WOVEN ADHESIVE WITH ABSORBENT NON ADHERENT PAD 7 X 5 CM (+/- 0.5 CM) STERILE (WOUND AND OSTOMY CARE)
25255 | 4231154601800 | "DRESSING POSTOPERATIVE TRANSPARENT WATERPROOF BORDER WITH ABSORBENT SILVER PAD FLEXIBLE AND STRETCHABLE PAD SIZE 10 CM X 20 CM (+/- 2CM) DISPOSABLE STERILE (WOUND AND OSTOMY CARE)"
25256 | 4231154605000 | BRUSH BABY TOOTH FOR CLEANING MICRO INSTRUMENTS SMALL HEAD SOFT BRISTLES
25257 | 4231154605300 | BRUSH CHANNEL CLEANING SINGLE USE 0.5MM X 160CM NYLON BRISTLE DIAMETER 2.25MM CHANNEL DIAMETER RANGE 1.0-2.0MM
25258 | 4231154605500 | BRUSH CHANNEL CLEANING SINGLE USE 1.7MM X 350CM NYLON BRISTLE DIAMETER 7-9MM TAPERED CHANNEL DIAMETER RANGE 2.8-6.0MM
25259 | 4231154606100 | REGULAR CLEANING BRUSH DOUBLE-ENDED HIGH QUALITY WHITE MEDICAL GRADE SOFT NYLON BRISTLES PLASTIC HANDLE DISPOSABLE BRISTLE WIDTH THICK 1 CM AND THIN 0.5 CM TOTAL LENGTH 17-18 CM.
25260 | 4231154606200 | BRUSH CLEANING CANNULATED INSTRUMENT SINGLE ENDED HIGH QUALITY WHITE MEDICAL GRADE SOFT NYLON BRISTLES STAINLESS STEEL HANDLE DISPOSABLE NON-STERILE BRISTLE DIAMETER WIDE: 20 - 25 MM OVERALL LENGTH NOT LESS THAN 35 CM.
25261 | 4231154606300 | CHANNEL CLEANING BRUSHES FAN BRISTLE TIP GALVANIZED STEEL WIRE HANDLE AND NYLON BRISTLE (15.24 CM) LONG X (12.7MM) DIAMETER
25262 | 4231154606600 | CHANNEL CLEANING BRUSHES NYLON BRISTLE STAINLESS STEEL HANDLE 8 INCH (20.32 CM) LONG X 144 INCH (3.36MM) DIAMETER DISPOSABLE
25263 | 4231154606700 | CHANNEL CLEANING BRUSHES NYLON BRISTLE STAINLESS STEEL HANDLE 12 INCH (30.46 CM) LONG X 197 INCH (5.00MM) DIAMETER DISPOSABLE
25264 | 4231154606800 | CHANNEL CLEANING BRUSHES NYLON BRISTLE STAINLESS STEEL HANDLE 16 INCH (41CM) LONG X 393 INCH (9.98MM) DIAMETER DISPOSABLE
25265 | 4231154607200 | SCOPE CLEANING BRUSHES DOUBLE ENDED VALVE BRUSH STAINLESS STEEL AND PCV HANDLE NYLON BRISTLE 5.9 INCH (15CM LONG X 5MM AND 9 MM DIAMETER.
25266 | 4231154607600 | REGULAR CLEANING BRUSH SINGLE-ENDED HIGH QUALITY WHITE MEDICAL GRADE SOFT NYLON BRISTLES DISPOSABLE NON-STERILE BRISTLE DIAMETER (3 L 1 W) CM OVERALL LENGTH 17-18 CM.
25267 | 4231154607700 | BRUSH FOR LUMEN CLEANING 320 × 100 × 2MM CANNULATED INSTRUMENTS CLEANING HIGH QUALITY BRUSH STAINLESS STEEL HANDLE AND WHITE MEDICAL GRADE NYLON BRISTLES
25268 | 4231154608800 | PULL THRU BRUSH FOR CLEANING WORKING CHANNEL OF ENDOSCOPE ASSORTED SIZE DISPOSABLE
25269 | 4231154609400 | "TAPE SELF ADHESIVE SILK EASILY CUT WITHOUT SCISSOR SIZE: 5 CM X 9 M APPROXIMATELY"
25270 | 4231154609600 | BANDAGE ELASTIC ADHESIVE HYPOALLERGENIC WITH INTERLEAF PLASTIC LAYER INDIVIDUALLY WRAPPED PACKED IN A RIGID OUTER SUITABLE SIZE AND NOT IN A CLOTH SIZE: 15 X 450 CM
25271 | 4231154609700 | BANDAGE ELASTIC ADHESIVE HYPOALLERGENIC WITH INTERLEAF PLASTIC LAYER INDIVIDUALLY WRAPPED PACKED IN A RIGID OUTER SUITABLE SIZE AND NOT IN A CLOTH SIZE: 2.5 X 450 CM
25272 | 4231154609800 | BANDAGE ELASTIC ADHESIVE HYPOALLERGENIC WITH INTERLEAF PLASTIC LAYER INDIVIDUALLY WRAPPED PACKED IN A RIGID OUTER SUITABLE SIZE AND NOT IN A CLOTH SIZE: 5 X 450 CM
25273 | 4231154609900 | DRESSING NON-ADHERENT PLAIN TULLE 10 X 10 CM DISPOSABLE STERILE (WOUND AND OSTOMY CARE)
25274 | 4231154610000 | DRESSING NON-ADHERENT PLAIN TULLE 5 X 7 CM DISPOSABLE STERILE (WOUND AND OSTOMY CARE)
25275 | 4231154610100 | "DRESSING NON-WOVEN ADHESIVE WITH ABSORBENT NON ADHERENT PAD 8-10 X 6 CM DISPOSABLE STERILE (WOUND AND OSTOMY CARE)"
25276 | 4231154610200 | DRESSING NON-WOVEN ADHESIVE WITH ABSORBENT NON ADHERENT PAD 10 X 25 CM (+/- 1 CM) (WOUND AND OSTOMY CARE)
25277 | 4231154610300 | "WOOL FELT PAD WITH ADHESIVE BACKING HIGH DENSITY FELT NON - TOXIC HYPOALLERGENIC ADHESIVE FREE OF ZINC OXIDE AND LEAVES NO RESIDUE ON THE SKIN SIZE 22 CM X 45 CM X 10 MM (WOUND AND OSTOMY CARE)"
25278 | 4231154610400 | BANDAGE SELF ADHESIVE ELASTIC NON - WOVEN 10 CM X 4 TO 6 METER STRETCHED SINGLE ROLL
25279 | 4231154610500 | BANDAGE SELF ADHESIVE ELASTIC NON-WOVEN 2.5 CM X 4 TO 6 METER STRETCHED SINGLE ROLL
25280 | 4231154610600 | "DRESSING TRANSPARENT FOR MEDICAL IV LATEX FREE BREATHABLE WATERPROOF WITH 2 PARTS (TRANSPARENT AND CLOTH LIKE) HAVING 2 SECURING STRIPS WITH DOCUMENTATION LABEL SIZE 7 X 8.5 CM STERILE"
25281 | 4231154610700 | DRESSING NON - WOVEN WITH ABSORBENT NON ADHERENT PAD 15.5 X 8.0 CM OR 15.5 X 9 CM OR 15 X 10 CM DISPOSABLE STERILE
25282 | 4231154610800 | DRESSING NON-WOVEN ADHESIVE WITH ABSORBENT NON ADHERENT PAD 8 X 15 CM (+/- 1 CM) (WOUND AND OSTOMY CARE)
25283 | 4231154610900 | "DRESSING NEONATAL TWO PARTS OF DRESSING WATERPROOF USED TO SECURE A MULTITUDE OF ITEMS TO SKIN TRANSPARENT REMOVABLE WITH ADHESIVE REMOVER SIZE 5 X 5 CM (+/- 1.5 CM) INDIVIDUALLY PACKAGED DISPOSABLE STERILE"
25284 | 4231154611700 | DRESSING ADHESIVE BAND-AID WATERPROOF SIZE: 3.8 X 3.8 CM (+/- 0.5) STERILE
25285 | 4231154613300 | BANDAGE ELASTIC GAUZE TUBULAR FOR LYMPHEDEMA SIZE 8 CM FOR LARGE LEG
25286 | 4231154613400 | "DRESSING ADHESIVE BAND-AID WATERPROOF ROUND SIZE: 22 - 25 MM"
25287 | 4231154613500 | "DRESSING FLEXIBLE AND STRETCHABLE FOAM FIVE LAYERS ABSORBENT LOCK IN EXUDATE UNDER COMPRESSION WEAR TIME NOT LESS THAN 24 HOURS WITH SOFT SILICON FOAM ADHESIVE BORDER PERMEABLE SIZE 15 X 15 CM (+\-2) DISPOSABLE STERILE (WOUND AND OSTOMY CARE"
25288 | 4231155202200 | TAPE SURGICAL 7.5 CM X 9 M TRANSPARENT POROUS ADHESIVE
25289 | 4231155202500 | "TAPE ADHESIVE HYPOALLERGENIC POROUS TRANSLUCENT SIZE: 10 CM X 9 M APPROXIMATELY"
25290 | 4231155203500 | TAPE ADHESIVE ELASTIC TISSUE 5 CM X 10 M
25291 | 4231155203800 | FOAM ADHESIVE TAPE WIDTH 25 MM LENGTH 10 METERS THICKNESS 4 MM APPROXIMATELY
25292 | 4231155203900 | TAPE TYPE 1 INDICATOR ADHESIVE SEALING NON-CELLULOSIC FOR HYDROGEN PEROXIDE STERILIZATION LEAD FREE INK COLOR STABLE NOT LESS THAN 50 METERS LONG WIDE SIZE: 1.9 CM
25293 | 4231155204000 | TAPE FOR STEAM STERILIZATION TYPE 1 INDICATOR ADHESIVE SEALING COMPATIBLE TO ALL TEMPERATURE AND PRESSURE DEGREES LEAD FREE INK COLOR STABLE NOT LESS THEN 50 METERS LONG WIDE SIZE: 2.4 - 2.5 CM
25294 | 4231155204100 | LABEL TAPE FOR CASSETTE - 12 MM LAMINATED BLACK LETTERS ON WHITE TAPE USED IN STERILIZATION
25295 | 4231155204300 | TAPE IDENTIFICATION SURGICAL INSTRUMENT SHEET BLACK
25296 | 4231155204400 | TAPE IDENTIFICATION SURGICAL INSTRUMENT SHEET BLUE
25297 | 4231155204500 | TAPE IDENTIFICATION SURGICAL INSTRUMENT SHEET BROWN
25298 | 4231155204600 | TAPE IDENTIFICATION SURGICAL INSTRUMENT SHEET GREEN
25299 | 4231155204700 | TAPE IDENTIFICATION SURGICAL INSTRUMENT SHEET GREY
25300 | 4231155204800 | TAPE IDENTIFICATION SURGICAL INSTRUMENT SHEET LIGHT BLUE
25301 | 4231155204900 | TAPE IDENTIFICATION SURGICAL INSTRUMENT SHEET LIGHT GREEN
25302 | 4231155205000 | TAPE IDENTIFICATION SURGICAL INSTRUMENT SHEET ORANGE
25303 | 4231155205100 | TAPE IDENTIFICATION SURGICAL INSTRUMENT SHEET PURPLE
25304 | 4231155205200 | TAPE IDENTIFICATION SURGICAL INSTRUMENT SHEET RED
25305 | 4231155205300 | TAPE IDENTIFICATION SURGICAL INSTRUMENT SHEET WITH DIAGNOSTIC STRIPES BLUE/BLACK
25306 | 4231155205400 | TAPE IDENTIFICATION SURGICAL INSTRUMENT SHEET WITH DIAGNOSTIC STRIPES GREEN/BLACK
25307 | 4231155205500 | TAPE IDENTIFICATION SURGICAL INSTRUMENT SHEET WITH DIAGNOSTIC STRIPES ORANGE/BLACK
25308 | 4231155205600 | TAPE IDENTIFICATION SURGICAL INSTRUMENT SHEET WITH DIAGNOSTIC STRIPES PURPLE/BLACK
25309 | 4231155205700 | TAPE IDENTIFICATION SURGICAL INSTRUMENT SHEET WITH DIAGNOSTIC STRIPES RUBINE/BLACK
25310 | 4231155205800 | TAPE IDENTIFICATION SURGICAL INSTRUMENT SHEET WITH DIAGNOSTIC STRIPES WHITE/BLACK
25311 | 4231155205900 | TAPE IDENTIFICATION SURGICAL INSTRUMENT SHEET WITH DIAGNOSTIC STRIPES YELLOW WITH BLACK
25312 | 4231155206000 | TAPE IDENTIFICATION SURGICAL INSTRUMENT SHEET WITH DOTS FUSCHIA
25313 | 4231155206100 | TAPE IDENTIFICATION SURGICAL INSTRUMENT SHEET WITH DOTS MEDICAL BLUE
25314 | 4231155206200 | TAPE IDENTIFICATION SURGICAL INSTRUMENT SHEET WITH DOTS MEDICAL GREEN
25315 | 4231155206300 | TAPE IDENTIFICATION SURGICAL INSTRUMENT SHEET WITH DOTS VIOLET
25316 | 4231155206400 | TAPE IDENTIFICATION SURGICAL INSTRUMENT SHEET WITH NUMBERS EMERALD GREEN
25317 | 4231155206500 | TAPE IDENTIFICATION SURGICAL INSTRUMENT SHEET WITH NUMBERS FUSCHIA
25318 | 4231155206600 | TAPE IDENTIFICATION SURGICAL INSTRUMENT SHEET WITH NUMBERS MEDICAL BLUE
25319 | 4231155206700 | TAPE IDENTIFICATION SURGICAL INSTRUMENT SHEET WITH NUMBERS VIOLET
25320 | 4231155206800 | TAPE IDENTIFICATION SURGICAL INSTRUMENT SHEET WITH SYMBOLS ALPHABET FUSCHIA/WHITE
25321 | 4231155206900 | TAPE IDENTIFICATION SURGICAL INSTRUMENT SHEET WITH SYMBOLS RED HEARTS/WHITE
25322 | 4231155207000 | TAPE IDENTIFICATION SURGICAL INSTRUMENT SHEET WITH SYMBOLS SMILEY FACE YELLOW WITH BLACK
25323 | 4231155207100 | TAPE IDENTIFICATION SURGICAL INSTRUMENT SHEET WITH SYMBOLS WHITE HEARTS/RED
25324 | 4231155207200 | TAPE IDENTIFICATION SURGICAL INSTRUMENT SHEET WITH TRIANGLES FUSCHIA
25325 | 4231155207300 | TAPE IDENTIFICATION SURGICAL INSTRUMENT SHEET WITH TRIANGLES MEDICAL BLUE
25326 | 4231155207400 | TAPE IDENTIFICATION SURGICAL INSTRUMENT SHEET WITH TRIANGLES MEDICAL GREEN
25327 | 4231155207500 | TAPE IDENTIFICATION SURGICAL INSTRUMENT SHEET WITH TRIANGLES VIOLET
25328 | 4231155207600 | TAPE IDENTIFICATION SURGICAL INSTRUMENT SHEET WHITE
25329 | 4231155207700 | TAPE IDENTIFICATION SURGICAL INSTRUMENT SHEET YELLOW
25330 | 4231155208100 | SWAB GAUZE WHITE ABSORBENT SIZE: 4 X 4 IN (10 X 10 CM) 20 X 12/40 S MESH 16 PLY WITH X - RAY DETECTABLE THREAD DOUBLE PACKING INSIDE PAPER PACKED AND OUTSIDE PEELABLE POUCH STERILE
25331 | 4231155208200 | BANDAGE SELF ADHESIVE ELASTIC NON-WOVEN 5 CM X 4 TO 6 METER STRETCHED SINGLE ROLL
25332 | 4231155208300 | TAPE NYLON NON-ABSORBABLE WOVEN 3 MM X 70 CM WHITE STERILE
25333 | 4231155208400 | "TAPE SELF ADHESIVE HYPOALLERGENIC SURGICAL PAPER SIZE: 5 CM X 9 M APPROXIMATELY"
25334 | 4231155208500 | "TAPE SELF ADHESIVE HYPOALLERGENIC SURGICAL PAPER SIZE: 7.5 CM X 9 M APPROXIMATELY"
25335 | 4231155208600 | "TAPE SELF ADHESIVE SILK EASILY CUT WITHOUT SCISSOR SIZE: 7.5 CM X 9 M APPROXIMATELY"
25336 | 4231155208700 | TAPE SILICONE 2 CM DIAMETER
25337 | 4231155208800 | TAPE SILICONE ADHESIVE 4 CM X 300 CM ROLL (WOUND AND OSTOMY CARE)
25338 | 4231155208900 | "TAPE SILICONE ADHESIVE 2 CM X 3 - 4 M ROLL (WOUND AND OSTOMY CARE)"
25339 | 4231155209300 | TAPE ADHESIVE HYPOALLERGENIC NON - WOVEN MICROPOROUS 1.25 CM X 10 M OR 9.1 M
25340 | 4231155209800 | "TAPE SOFT SILICONE 4 CM X NOT LESS THAN 1.5 M GENTLE WHEN REMOVE SUITABLE FOR EB PATIENTS (WOUND AND OSTOMY CARE)"
25341 | 4231155209900 | "TAPE SOFT SILICONE 2 CM X NOT LESS THAN 1.5 M GENTLE WHEN REMOVE SUITABLE FOR EB PATIENTS (WOUND AND OSTOMY CARE)"
25342 | 4231155210800 | PAPER TAPE HYPOALLERGENIC GENTLE TO THE SKIN SUITABLE FOR EB PATIENTS ASSORTED SIZES AS PER CUSTOMER REQUEST.
25343 | 4231155300500 | BANDAGE STOCKINETTE PLAIN 15 CM X 20-25 M UNBLEACHED
25344 | 4231155304000 | "STOCKINETTE PERLON WHITE WIDTH 100 MM APPROXIMATELY L/ROLL 36-38 METER"
25345 | 4231155304100 | "STOCKINETTE PERLON WHITE WIDTH 150 MM APPROXIMATELY L/ROLL 27-30 METER"
25346 | 4231155304200 | "STOCKINETTE PERLON WHITE WIDTH 120 MM APPROXIMATELY L/ROLL 33-35 METER"
25347 | 4231155304600 | "STOCKINETTE PERLON WHITE WIDTH 60 MM APPROXIMATELY L/ROLL 25-28 METER"
25348 | 4231155304700 | "CASTING STOCKINETTE COTTON WIDTH 100 MM APPROXIMATELY WEIGHT/ROLL 25-30 M"
25349 | 4231155305100 | "STOCKINETTE PERLON WHITE WIDTH 80 MM APPROXIMATELY L/ROLL 25-27 METER"
25350 | 4231155305200 | "STOCKINETTE PERLON WHITE WIDTH 200 MM APPROXIMATELY L/ROLL 19-22 METER"
25351 | 4231155305300 | "STOCKINETTE PERLON WHITE WIDTH 250 MM APPROXIMATELY L/ROLL 24-26 METER"
25352 | 4231155305400 | "STOCKINETTE PERLON WHITE WIDTH 300 MM APPROXIMATELY L/ROLL 29-31 METER"
25353 | 4231155309200 | COMPRESSION BANDAGE STRONG MULTIDIRECTIONAL MEDIUM STRETCH ELASTIC WITH FITTING INDICATOR SIZE: 4 CM WIDTH 5 METER LENGTH
25354 | 4231155400000 | KINESIOLOGY TAPE ELASTIC ADHESIVE LATEX FREE WATER REPELLENT RED COLOR SIZE 5 CM X 5 M
25355 | 4231155400100 | KINESIOLOGY TAPE ELASTIC ADHESIVE LATEX FREE WATER REPELLENT BLUE COLOR SIZE 5 CM X 5 M
25356 | 4231155400200 | KINESIOLOGY TAPE ELASTIC ADHESIVE LATEX FREE WATER REPELLENT BEIGE COLOR SIZE 5 CM X 5 M
25357 | 4231155400300 | KINESIOLOGY TAPE ELASTIC ADHESIVE LATEX FREE WATER REPELLENT BLACK COLOR SIZE 5 CM X 5 M
25358 | 4231155400400 | TAPE HIGH ADHESIVE RIGID MADE FROM BROWN FABRIC WITH ZINC OXIDE TO SUPPORT JOINTS UNDER MAXIMUM STRESS SIZE 1.5 IN X 10-20 YARD
25359 | 4231155400600 | TAPE HIGH ADHESIVE RIGID MADE FROM BROWN FABRIC WITH ZINC OXIDE TO SUPPORT JOINTS UNDER MAXIMUM STRESS SIZE 2 IN X 10-20 YARD
25360 | 4231160000200 | HEMOSTATIC SPRAY FOR ENDOSCOPIC TO TREAT GASTRO INTESTINAL BLEEDING DIFFERENT SIZES AND DIFFERENT LENGTHS CATHETER
25361 | 4231160000300 | HEMOSTASIS OXIDIZED REGENERATE CELLULOSE LOOSE KNIT MESH BACTERICIDAL ABSORBABLE IN 1-2 WEEKS SIZE: 0.5 X 2 INCH PACKING: INDIVIDUALLY WRAPPED DISPOSABLE STERILE
25362 | 4231160000400 | HEMOSTASIS FLOUR SCATTERED FORM ABSORBABLE 100% COLLAGEN 0.5 GRAM DISPOSABLE STERILE
25363 | 4231160000500 | HEMOSTASIS FLOUR SCATTERED FORM ABSORBABLE 100% COLLAGEN 1 GRAM DISPOSABLE STERILE
25364 | 4231160000600 | HEMOSTASIS FLOUR SCATTERED FORM ABSORBABLE 100% COLLAGEN 5 GRAM DISPOSABLE STERILE
25365 | 4231160000700 | HEMOSTASIS ABSORBABLE FIBROUS FORM OF OXIDIZED REGENERATED CELLULOSE MULTILAYERED NONWOVEN BACTERICIDAL ABSORBABLE IN 1-2 WEEKS MELTS IN TO TISSUE 4 X 4 INCH STERILE
25366 | 4231160000800 | HEMOSTASIS ABSORBABLE OXIDIZED REGENERATED CELLULOSE DENSE KNIT MATERIAL BACTERICIDAL ABSORBABLE IN 1-2 WEEKS 3 IN X 4 IN STERILE
25367 | 4231160000900 | HEMOSTASIS ABSORBABLE FIBROUS FORM OF OXIDIZED REGENERATED CELLULOSE MULTILAYERED NONWOVEN BACTERICIDAL ABSORBABLE IN 1-2 WEEKS MELTS IN TO TISSUE 2 X 4 INCH STERILE
25368 | 4231160001100 | HEMOSTASIS OXIDIZED REGENERATE CELLULOSE LOOSE KNIT MESH BACTERICIDAL ABSORBABLE IN 1-2 WEEKS SIZE: 4 X 8 INCH PACKING: INDIVIDUALLY WRAPPED DISPOSABLE STERILE
25369 | 4231160001200 | HEMOSTASIS OXIDIZED REGENERATE CELLULOSE LOOSE KNIT MESH BACTERICIDAL ABSORBABLE IN 1-2 WEEKS SIZE: 2 X 3 INCH PACKING: INDIVIDUALLY WRAPPED DISPOSABLE STERILE
25370 | 4231160001300 | HEMOSTASIS SPONGE LARGE 9.5 CM X 4.8 CM X 0.5 CM STERILE
25371 | 4231160001400 | HEMOSTASIS ABSORBABLE OXIDIZED REGENERATED CELLULOSE DENSE KNIT MATERIAL BACTERICIDAL ABSORBABLE IN 1-2 WEEKS 1 IN X 3.5 IN STERILE
25372 | 4231160001500 | HEMOSTASIS SOFT PLIABLE SPONGE ABSORBABLE MICROFIBRILLAR 100 % COLLAGEN 8 CM X 12.5 CM X 1 CM DISPOSABLE STERILE
25373 | 4231160001600 | SYRINGE 5 ML PREFILLED WITH 5 ML 0.9 % SALINE TO BE USED WITHIN A STERILE FIELD DISPOSABLE
25374 | 4231160600100 | PACK INTRANASAL ABSORBABLE FOR SINUS SURGERY
25375 | 4231160600200 | SWAB ENT COLLECTION OF MICROBIOLOGICAL SPECIMEN CALGISWAB OR EQUIVALENT
25376 | 4231160600500 | HEMOSTASIS SPONGE ABSORBABLE GELATIN SIZE 70-80 X 50 X 10 MM DISPOSABLE STERILE
25377 | 4231160600600 | HEMOSTASIS SPONGE ABSORBABLE GELATIN SIZE 70-80 X 50 X 1 MM DISPOSABLE STERILE
25378 | 4231160601400 | PRE CLEAN SPONGE SCOPE SHAPED IMPREGNATED IN ENZYMATIC SOLUTION SURFACTANTS ANTICORROSIVE AND ANTIFOAMING AGENT ALDEHYDES AND CHLORINE COMPONENT FREE NONTOXIC AND SAFE TO HANDLE RINSE FREE BIODEGRADABLE BACTERICIDAL SIZE 500 – 600 ML
25379 | 4231160700800 | HEMOSTASIS SPONGE COLLAGEN WITH HUMAN FIBRINOGEN AND HUMAN THROMBIN ASSORTED SIZES
25380 | 4231160701100 | HEMOSTASIS SURGICEL OR EQUIVALENT ABSORBENT HEMOSTAT (OXIDIZED REGENERATED CELLULOSE) 15.2 CM X 22.9 CM 6 INCH X 9 INCH STERILE
25381 | 4231160701400 | DRESSING CELLULOSE WITH COLLAGEN MATRIX AND SILVER SIZE 5 X 5 CM OR EQUIVALENT IN THE SIZE (+\-2) DISPOSABLE STERILE (WOUND AND OSTOMY CARE)
25382 | 4231160701500 | MEDICATED SPONGE SIZE 9.5 CM X 4.8 CM ABSORBABLE HEMOSTAT PATCH OF COLLAGEN BASE COATED WITH A DRY LAYER OF HUMAN FIBRINOGEN AND HUMAN THROMBIN EUROPEAN MEDICINES AGENCY APPROVED OR FDA THE ABOVE ITEM MUST BE OF THE
25383 | 4231160701600 | PATCH HEMOSTAT 4.8 X 4.8CM MEDICATED SPONGE ABSORBABLE COLLAGEN BASE HUMAN FIBRINOGEN THROMBIN
25384 | 4231160701800 | HEMOSTATIC OXIDIZED REGENERATE CELLULOSE ABSORBABLE DISPOSABLE STERILE SIZE: 5 X 35CM PACKING: INDIVIDUALLY WRAPPED.
25385 | 4231160702400 | PLUG COLLAGEN SOCKET PRESERVATION RESORBABLE SIZE: 10.0MMX20.0MM FOR PERIODONTICS
25386 | 4231160702600 | SOLUTION HEMOSTATIC 20% FERRIC SULPHATE EQUIVALENT SOLUTION IN A VISCOUS AQUEOUS VEHICLE VOLUME: 20.0ML-60.0ML
25387 | 4231160702700 | 25% ALUMINUM CHLORIDE HEMOSTATIC SOLUTION BUFFERED LIQUID 15 - 30 ML
25388 | 4231160703300 | HEMOSTAT ABSORBABLE OXIDIZED REGENERATED CELLULOSE STRUCTURED NON WOVEN MATERIAL SIZE 4 X 4 INCH
25389 | 4231160703500 | BONE WAX HEMOSTATIC 2.5GM/PACK STERILE
25390 | 4231160706100 | "DRESSING NOT LESS THAN FOUR LAYERS ABSORBENT WITH SOFT SILICON FOAM ADHESIVE BORDER PERMEABLE SIZE 15 X 20 CM (+\-2) DISPOSABLE STERILE ( WOUND AND OSTOMY CARE )"
25391 | 4231160706200 | SEALANT SURGICAL ABSORBABLE ADHESION BARRIER GEL 2 X 4 ML SYRINGES AND ONE APPLICATOR SYNTHETIC POLYETHYLENE GLYCOLS STERILE
25392 | 4231160706300 | HEMOSTASIS ABSORBABLE ADHESION BARRIER OXIDIZED REGENERATED CELLULOSE ABSORBABLE IN 3-4 WEEKS DAYS 3 INCH X 4 INCH STERILE
25393 | 4231160706400 | HEMOSTASIS ABSORBABLE OXIDIZED REGENERATED CELLULOSE DENSE KNIT MATERIAL BACTERICIDAL ABSORBABLE IN 1-2 WEEKS 6 IN X 9 IN STERILE
25394 | 4231160706700 | HEMOSTASIS COLLAGEN PATCH COATED WITH A DRY LAYER OF THE COAGULATION FACTOR HUMAN FIBRINOGEN AND HUMAN THROMBIN SIZE: 9.5 X 4.8 ( +/ - 1 CM ) THICKNESS 0.5 CM STERILE
25395 | 4231160706800 | HEMOSTASIS AGENT SURGICAL POLYSACCHARIDE HEMOSTATIC 1 G STANDARD TIP EXTRA LARGE 200 MM STERILE
25396 | 4231160706900 | HEMOSTASIS SPONGE ABSORBABLE GELATIN FOR ANAL 80 MM X 30 MM STERILE
25397 | 4231160707200 | HEMOSTASIS THIN SHEET NON - WOVEN MICROFIBRILLAR ABSORBABLE 100% COLLAGEN LARGE SIZE 70 MM X 70 MM ( +/- 10 MM ) DISPOSABLE STERILE
25398 | 4231160707300 | HEMOSTASIS THIN SHEET NON - WOVEN MICROFIBRILLAR ABSORBABLE 100% COLLAGEN SMALL SIZE 35 MM X 35 MM ( +/- 5 MM ) DISPOSABLE STERILE
25399 | 4231160707400 | HEMOSTASIS THIN SHEET NON - WOVEN MICROFIBRILLAR ABSORBABLE 100% COLLAGEN MEDIUM SIZE 70 MM X 35 MM ( +/- 5 ) DISPOSABLE STERILE
25400 | 4231160708700 | HEMOSTATIC ABSORBABLE HEMOSTATIC POWDER MADE OF OXIDIZED REGENERATED CELLULOSE AGGREGATES BACTERICIDAL ABSORBABLE 7-14 DAYS WITH LOCK AND FLEXIBLE TIP 5 CM ( +/- 1 CM ) PRELOADED 3GM DISPOSABLE STERILE
25401 | 4231160709000 | BACTERIOSTATIC SURGICAL SEALANT WITH ADHESIVE AND HEMOSTATIC EFFECTS SYNTHETIC N- BUTYL CYANOACRYLATE + MS FOR SURGICAL ENDOSCOPIC AND ENDOVASCULAR USE 0.5 ML
25402 | 4231160709100 | BACTERIOSTATIC SURGICAL SEALANT WITH ADHESIVE AND HEMOSTATIC EFFECTS SYNTHETIC N- BUTYL CYANOACRYLATE + MS FOR SURGICAL ENDOSCOPIC AND ENDOVASCULAR USE 1 ML
25403 | 4231160709200 | HEMOSTASIS ABSORBABLE OXIDIZED REGENERATED CELLULOSE NON WOVEN TEXTURE BACTERICIDAL 2X4 INCH STERILE
25404 | 4231160709300 | HEMOSTASIS OXIDIZED REGENERATE CELLULOSE LOOSE KNIT MESH BACTERICIDAL ABSORBABLE IN 1-2 WEEKS SIZE: 2 X 14 INCH PACKING: INDIVIDUALLY WRAPPED DISPOSABLE STERILE
25405 | 4231160709400 | HEMOSTATIC ABSORBABLE OXIDIZED CELLULOSE -NON-REGENERATED- LIGHT RETICULUM SIZE: 10 X 20 CM (+/- 1 CM) STERILE
25406 | 4231160709500 | HEMOSTATIC ABSORBABLE OXIDIZED CELLULOSE -NON-REGENERATED- LIGHT RETICULUM SIZE: 5 X 7.5 CM (+/- 0.5 CM) STERILE
25407 | 4231160709600 | HEMOSTATIC ABSORBABLE OXIDIZED CELLULOSE -NON-REGENERATED- MULTILAYER TRIUM FIBRILLAR ADVANCED MATERIAL SIZE: 5 X 10 CM (+/- 0.5 CM) STERILE
25408 | 4231160709700 | HEMOSTATIC POWDER CONSISTING OF HYDROGEN CALCIUM SALT OXIDIZED NON-REGENERATED CELLULOSE SIZE: 5G STERILE
25409 | 4231170400100 | REMOVER ADHESIVE STING FREE 50 ML SPRAY (WOUND AND OSTOMY CARE)
25410 | 4231170400500 | RETENTION BRIDGE FOR SURGICAL OPEN WOUND PROTECTION
25411 | 4231170400600 | RETRACTOR ELASTIC STAYS HOOK SHARP 5MM OR LARGE DISPOSABLE STERILE
25412 | 4231170400700 | "WIPES ADHESIVE REMOVAL INDIVIDUAL PACKAGING FOR REMOVAL OF STICKY ADHERENTS IN SAFE MANNER FROM FRAGILE SKIN HYPOALLERGENIC DISPOSABLE STERILE (WOUND AND OSTOMY CARE)"
25413 | 4231170400800 | RESECTOSCOPE SHEATH 26 FR OBLIQUE BEAK ROTATING INNER SHEATH WITH CERAMIC INSULATION FOR USE WITH WORKING ELEMENTS AND 4 MM TELESCOPE 12 COLOR CODE: YELLOW CONSISTING OF: RESECTOSCOPE SHEATH INNER SHEATH 2 X CONNECTING TUBE FOR IN - AND UNIPOLAR
25414 | 4231190100000 | DRAIN SILICONE ROUND RADIO-OPAQUE HUBLESS 19 FRENCH WITH COLLECTION BULB RESERVOIR GRADUATED SELF EXPANDABLE SIZE: 300-400 ML WITHOUT TROCAR DISPOSABLE STERILE
25415 | 4231190100100 | DRAIN SILICONE ROUND RADIO-OPAQUE HUBLESS 15 FRENCH WITH COLLECTION BULB RESERVOIR GRADUATED SELF EXPANDABLE SIZE: 100-150 ML WITHOUT TROCAR DISPOSABLE STERILE
25416 | 4231200500000 | ADHESIVE FOR TISSUE HISTOLOGICAL ACRYL DISPOSABLE STERILE
25417 | 4231200500400 | STRIP REINFORCED SKIN CLOSURE 1/4 X 3 INCH (6 MM X 75 MM) STERILE
25418 | 4231200500800 | STRIP REINFORCED SKIN CLOSURE 1/8 X 3 INCH (3 MM X 75 MM) STERILE
25419 | 4231200500900 | ADHESIVE FOR SKIN HIGH VISCOSITY TOPICAL XL DISPOSABLE STERILE
25420 | 4231200501400 | STRIP FOR SKIN CLOSURE ADHESIVE 3 X 76 MM (1/8 X 3 INCH) (5 /STRIPS EA) STERILE
25421 | 4231200501900 | STRIP REINFORCED SKIN CLOSURE 1/2 X 4 INCH (12 MM X 100 MM) STERILE
25422 | 4231200502000 | STRIP SKIN CLOSURE NON - WOVEN MICROPOROUS 6 X 75 MM SELF - ADHESIVE
25423 | 4231200502100 | ADHESIVE FOR SKIN TOPICAL (OCTYL OR BUTYL) TO BE PROVIDED WITH 0.7 ML APPLICATOR TO CLOSE WOUNDS UP TO 15 CM WITH A SINGLE LAYER APPLICATION DISPOSABLE STERILE
25424 | 4231200601300 | APPLIER LAPAROSCOPIC SUTURING DEVICE 10 MM 34-36 CM DISPOSABLE STERILE
25425 | 4231200602700 | CLIP ENDOCLIP APPLIER 10 MM MEDIUM-LARGE CLIPS DISPOSABLE STERILE
25426 | 4231200603100 | OVER THE SCOPE CLIP ANCHOR (OTSC ANCHOR) FOR TISSUE APPROXIMATION ASSORTED SIZES ASSORTED WORKING LENGTH
25427 | 4231200603600 | CLIP APPLIER MULTIPLE 28-30 CM WITH 20-30 MEDIUM TITANIUM CLIPS 6-6.5 MM CLOSED CLIP LENGTH 4-5 MM CLIP APERTURE DISPOSABLE STERILE
25428 | 4231200603700 | CLIP APPLIER MULTIPLE 33-35 CM WITH 15-20 LARGE TITANIUM CLIPS 10-11 MM CLOSED CLIP LENGTH 6-6.5 MM CLIP APERTURE DISPOSABLE STERILE
25429 | 4231200603800 | CLIP APPLIER MULTIPLE 20-24 CM WITH 20-30 MEDIUM TITANIUM CLIPS 6-6.5 MM CLOSED CLIP LENGTH 4-5 MM CLIP APERTURE DISPOSABLE STERILE
25430 | 4231200603900 | CLIP ENDOCLIP APPLIER 10 MM LARGE CLIPS STERILE
25431 | 4231200604000 | CLIP ENDOCLIP APPLIER 5 MM MEDIUM-LARGE DISPOSABLE STERILE
25432 | 4231200604100 | CLIP ENDOCLIP APPLIER 5 MM LARGE CLIPS DISPOSABLE STERILE
25433 | 4231200604200 | CLIP FILSCHIE FOR LAPAROSCOPIC FALLOPIAN TUBE LIGATION DISPOSABLE STERILE
25434 | 4231200606100 | CLAMP COOLEY PARTIAL CLAMP CURVED 10-12CM FOR PEDIATRIC TO CLAMP THE AORTA PARTIALLY DURING CARDIAC SURGERY (OR EQUIVALENT) REUSABLE
25435 | 4231200606200 | CLAMP THORACOSCOPIC CHITWOOD DEBAKEY (10 MM) RING HANDLE 1 X 2 CURVED LEFT DEBAKEY JAWS 7 CM JAW LENGTH 6-3/4 / 17 CM WORKING LENGTH 10-3/8 / 26.4 CM TOTAL LENGTH (OR EQUIVALENT) REUSABLE
25436 | 4231200606300 | TRAY STERILIZATION FOR VATS / MINIMALLY INVASIVE METAL SILVER-GRAY COLOR WITH SCAN-GUARD BRACKETS IN BASE AND TRAY INSERT WITH SCAN-GUARD SILICONE MAT 10-1/4 X 21-3/4 X 4 (26 CM X 55.2 CM X 10 CM) (OR EQUIVALENT) REUSABLE
25437 | 4231200606400 | CLAMP BULLDOG RELIANCE 25MM DEBAKEY JAW SIZE: 5CM STRAIGHT (OR EQUIVALENT) REUSABLE
25438 | 4231200606500 | CLAMP BULLDOG RELIANCE 25MM DEBAKEY JAW SIZE: 5CM CURVED (OR EQUIVALENT) REUSABLE
25439 | 4231200606600 | SUCTION TUBE COAGULATING INSULATED WITH CONNECTOR PIN FOR UNIPOLAR COAGULATION DIAMETER 5 MM LENGTH 30-36 CM (OR EQUIVALENT) REUSABLE
25440 | 4231200606700 | CLIP APPLIER ENDO STRAIGHT SIZE ML (OR EQUIVALENT) LENGTH = 32CM REUSABLE
25441 | 4231200606800 | CLIP APPLIER ENDO STRAIGHT SIZE L (OR EQUIVALENT) LENGTH 32CM REUSABLE
25442 | 4231200606900 | CLIP APPLIER ENDO STRAIGHT SIZE XL (OR EQUIVALENT) LENGTH = 32CM REUSABLE
25443 | 4231200607000 | ENDO CLIP REMOVER XL (OR EQUIVALENT) REUSABLE
25444 | 4231200700000 | CLIP FILSHIE OR EQUIVALENT TITANIUM WITH AN INNER CUSHION LINING OF SILICONE RUBBER WITH FRONT LOCKING MECHANISM WITH CLIP APPLICATOR OF DIFFERENT SIZES FREE OF CHARGE PER 10 CLIPS IF DISPOSABLE APPLICATOR TO PROVIDE ONE APPLICATOR FOR EACH PAIR
25445 | 4231200700100 | CLIP LIGATING TITANIUM MEDIUM CONTAIN 6 CLIP WHITE CARTRIDGE DISPOSABLE STERILE
25446 | 4231200700600 | CLIP LIGATING TITANIUM LARGE CONTAIN 6 CLIP YELLOW CARTRIDGE DISPOSABLE STERILE
25447 | 4231200700700 | CLIP LIGATING TITANIUM MEDIUM/LARGE CONTAIN 6 CLIP GREEN CARTRIDGE DISPOSABLE STERILE
25448 | 4231200700800 | CLIP LIGATING TITANIUM SMALL CONTAIN 6 CLIP BLUE CARTRIDGE DISPOSABLE STERILE
25449 | 4231200700900 | CLIP LIGATION POLYMER LARGE VIOLET CARTRIDGE 6 CLIPS PER CARTRIDGE DISPOSABLE STERILE
25450 | 4231200701000 | CLIP LIGATION POLYMER MEDIUM / LARGE GREEN CARTRIDGE 6 CLIPS PER CARTRIDGE DISPOSABLE STERILE
25451 | 4231200701100 | CLIP APPLIER MULTIPLE 20-24 CM WITH 20-30 SMALL TITANIUM CLIPS 3.7-3.8 MM CLOSED CLIP LENGTH 2.1-2.3 MM CLIP APERTURE DISPOSABLE STERILE
25452 | 4231200701300 | CLIP APPLICATOR DISMANTLING ROTATING SIZE 10 MM LENGTH 36 CM FOR PILLING-WECK TITANIUM CLIP (MEDIUM-LARGE) WITH RATCHET TO LOCK THE JAW HOLDING THE CLIP REUSABLE
25453 | 4231200900800 | ENDO GIA RELOAD TRI-STAPLE 60MM EXTRA THICK
25454 | 4231200904300 | LOADING UNIT RETICULATING WITH TRI-STAPLER TECHNOLOGY 45 / 2-2.5-3 MM INTEGRATED KNIFE DISPOSABLE STERILE
25455 | 4231200904400 | LOADING UNIT RETICULATING WITH TRI-STAPLER TECHNOLOGY 45 / 3-3.5-4 MM MEDIUM/ THICK INTEGRATED KNIFE DISPOSABLE STERILE
25456 | 4231200904500 | LOADING UNIT RETICULATING WITH TRI-STAPLER TECHNOLOGY 60 / 2-2.5-3 MM INTEGRATED KNIFE DISPOSABLE STERILE
25457 | 4231200906300 | LOADING UNIT STAPLER LINEAR CUTTER FOR LAPAROSCOPIC 35 MM 2.4-2.7 MM FOR VASCULAR/THIN TISSUE DISPOSABLE STERILE
25458 | 4231200907000 | STAPLER CIRCULAR CURVED BATTERY OPERATED DIAMETER 25-26 MM ADJUSTABLE STAPLE HEIGHT AND GAP SETTING SCALE DISPOSABLE STERILE
25459 | 4231200908200 | STAPLER CIRCULAR SIZE 21-23 MM CURVED END TO END ANASTOMOSIS STAPLER APPLIES TWO ROWS OF CIRCULAR STAGGERED STAPLER WITH A KNIFE IN BETWEEN AIRTIGHT FOR BOTH OPEN AND LAPAROSCOPIC PROCEDURE SHAFT MARKED AND ALONE PIN TROCAR SLIM ANVIL DISPOSABLE STERILE
25460 | 4231200908300 | LOADING UNIT STAPLER LINEAR CUTTER FOR LAPAROSCOPIC 60 MM 2.4-2.6 MM FOR VASCULAR DISPOSABLE STERILE
25461 | 4231200908400 | LOADING UNIT STAPLER LINEAR CUTTER FOR LAPAROSCOPIC 60 MM 4.2-4.3 MM FOR VERY THICK TISSUE DISPOSABLE STERILE
25462 | 4231200908600 | LOADING UNIT STAPLER LINEAR CUTTER FOR LAPAROSCOPIC 60 MM 3.5-3.7 MM FOR REGULAR TISSUE DISPOSABLE STERILE
25463 | 4231200908700 | LOADING UNIT RADIAL WITH TRI-STAPLE TECHNOLOGY 3-3.5-4 MEDIUM / THICK INTEGRATED KNIFE DISPOSABLE STERILE
25464 | 4231200908800 | STAPLER LINEAR CUTTER LAPAROSCOPIC ROTICULATOR LOADING UNIT 45/2 - 2.5 - 3 MM WITH REINFORCED TRI - STAPLER TECHNOLOGY INTEGRATED KNIFE DISPOSABLE STERILE
25465 | 4231200911100 | INSTRUMENT OPEN SURGERY SEALER/DIVIDER DISSECTION NANO-COATED AND FINE TAPERED CURVED NONSTICK JAWS HAND OR FOOT SWITCHING ACTIVATION OF SEALING ENERGY LENGTH 21-22 CM DISPOSABLE STERILE
25466 | 4231200911300 | STAPLER CIRCULAR SIZE 28-29 MM CURVED END TO END ANASTOMOSIS STAPLER APPLIES TWO ROWS OF CIRCULAR STAGGERED STAPLER WITH A KNIFE IN BETWEEN AIRTIGHT FOR BOTH OPEN AND LAPAROSCOPIC PROCEDURE SHAFT MARKED AND ALONE PIN TROCAR SLIM ANVIL DISPOSABLE STERILE
25467 | 4231200911400 | STAPLER CIRCULAR SIZE 30 - 31 MM CURVED END TO END ANASTOMOSIS STAPLER APPLIES TWO ROWS OF CIRCULAR STAGGERED STAPLER WITH A KNIFE IN BETWEEN AIRTIGHT FOR BOTH OPEN AND LAPAROSCOPIC PROCEDURE SHAFT MARKED AND ALONE PIN TROCAR SLIM ANVIL DISPOSABLE STERILE
25468 | 4231200911500 | STAPLER CIRCULAR SIZE 32-34 MM CURVED END TO END ANASTOMOSIS STAPLER APPLIES TWO ROWS OF CIRCULAR STAGGERED STAPLER WITH A KNIFE IN BETWEEN AIRTIGHT FOR BOTH OPEN AND LAPAROSCOPIC PROCEDURE SHAFT MARKED AND ALONE PIN TROCAR SLIM ANVIL DISPOSABLE STERILE
25469 | 4231200911600 | LOADING UNIT OPEN SURGERY LINEAR STAPLER SIZE 45 MM 3.5-3.6 MM WHICH APPLIES TWO ROLLS OF TITANIUM STAGGERED STAPLES TWO STEP CLOSURE WITH SAFETY INTERLOCK SYSTEM AUTOMATIC AND MANUAL PIN PLACEMENT SLIM ANVIL SLIPPERY RESISTANT AND ONE HANDED INSTRUMENT DISPOSABLE STERILE
25470 | 4231200912300 | STAPLER OPEN SURGERY LINEAR STAPLER SIZE 55-60 MM 3.5-3.8 MM RELOADABLE : APPLIES TWO DOUBLE ROWS OF TITANIUM STAGGERED STAPLES WITH A KNIFE IN BETWEEN TISSUE GAP CONTROL FOR ALWAYS B SHAPED FORMATION SAFETY INTERLOCK SYSTEM DISPOSABLE STERILE
25471 | 4231200912400 | LOADING UNIT OPEN SURGERY LINEAR STAPLER SIZE 55-60 MM 3.5-3.8 MM : APPLIES TWO DOUBLE ROWS OF TITANIUM STAGGERED STAPLES WITH A KNIFE IN BETWEEN TISSUE GAP CONTROL FOR ALWAYS B SHAPED FORMATION SAFETY INTERLOCK SYSTEM DISPOSABLE STERILE
25472 | 4231200912500 | STAPLER OPEN SURGERY LINEAR STAPLER SIZE 70-80 MM 3.5-3.8 MM RELOADABLE : APPLIES TWO DOUBLE ROWS OF TITANIUM STAGGERED STAPLES WITH A KNIFE IN BETWEEN TISSUE GAP CONTROL FOR ALWAYS B SHAPED FORMATION SAFETY INTERLOCK SYSTEM DISPOSABLE STERILE
25473 | 4231200912700 | STAPLER CIRCULAR SIZE 25-26 MM CURVED END TO END ANASTOMOSIS STAPLER APPLIES TWO ROWS OF CIRCULAR STAGGERED STAPLER WITH A KNIFE IN BETWEEN AIRTIGHT FOR BOTH OPEN AND LAPAROSCOPIC PROCEDURE SHAFT MARKED AND ALONE PIN TROCAR SLIM ANVIL DISPOSABLE STERILE
25474 | 4231200912800 | LOADING UNIT STAPLER LINEAR CUTTER FOR LAPAROSCOPIC 60 MM 4.0-4.1 MM FOR THICK TISSUE DISPOSABLE STERILE
25475 | 4231200913000 | STAPLER LINEAR CUTTER 60 MM ARTICULATING BATTERY OPERATED WITH SURFACE GRIPING TECHNOLOGY TO PREVENT TISSUE SLIPPAGE FOR IMPROVED HEMOSTASIS 3 POINT GAP CONTROL FOR STRONG COMPRESSION 320-360 MM DISPOSABLE STERILE
25476 | 4231200914500 | STAPLE STAINLESS STEEL ASSORTED SIZES AND SHAPES
25477 | 4231200914700 | STAPLER LINEAR CUTTER FOR LAPAROSCOPIC END-END ANASTOMOSIS CIRCULAR 25-26 MM 3.5 WITH TILTED TOP ANVIL WITH DST + PRE-TILTED ANVIL TRAN SORAL DELIVERY ANVIL DEVICE WITH 90 CM LONG PVC NASOGASTRIC TUBE DISPOSABLE STERILE
25478 | 4231200917900 | MULTIBAND MUCOSECTOMY KIT (INCLUDES MULTIBAND LEGATOR CAP AND SNARE) ASSORTED TYPES SIZES AND WORKING LENGTH
25479 | 4231200918000 | OVER THE SCOPE CLIP (OTSC) STENT FIXATION SET ASSORTED SIZES ASSORTED WORKING LENGTH
25480 | 4231200918100 | OVER THE SCOPE CLIP (OTSC) ASSORTED SCOPE DIAMETER ASSORTED CAP DEPTH ASSORTED TYPE OF TEETH ASSORTED WORKING LENGTH
25481 | 4231200918700 | LOADING UNIT LAPAROSCOPIC 60 X 2.5 MM WHITE STERILE
25482 | 4231200918800 | LOADING UNIT LAPAROSCOPIC 60 X 3.5 MM BLUE STERILE
25483 | 4231200919100 | LOADING UNIT RETICULATING 30 X 2.4-2.6 VASCULAR FOR STAPLER UNIVERSAL ENDO GIA OR EQUIVALENT ROTICULATOR STERILE
25484 | 4231200919200 | LOADING UNIT ROTICULATING 30 X 3.5 BLUE FOR STAPLER UNIVERSAL ENDOGIA OR ANY EQUIVALENT ROTICULATOR STERILE
25485 | 4231200919300 | LOADING UNIT RETICULATING 45 X 2.4-2.6 VASCULAR FOR STAPLER UNIVERSAL ENDOGIA ROTICULATOR STERILE
25486 | 4231200919400 | LOADING UNIT RETICULATING 45 X 3.4-3.8 FOR STAPLER UNIVERSAL ENDOGIA ROTICULATOR STERILE
25487 | 4231200919500 | LOADING UNIT RETICULATING 45 X 4.5-4.8 FOR STAPLER UNIVERSAL ENDOGIA ROTICULATOR STERILE
25488 | 4231200919600 | LOADING UNIT RETICULATING 60 X 2.4-2.6 VASCULAR FOR STAPLER UNIVERSAL ENDOGIA ROTICULATOR STERILE
25489 | 4231200919700 | LOADING UNIT RETICULATING 60 X 3.4-3.8 FOR STAPLER UNIVERSAL ENDOGIA ROTICULATOR STERILE
25490 | 4231200919800 | LOADING UNIT REGULAR TISSUE FOR STAPLER CUTTER CURVED CONTOUR 1.5 MM CLOSED STAPLE HEIGHT STERILE
25491 | 4231200919900 | LOADING UNIT OPEN SURGERY LINEAR STAPLER SIZE 30 MM 3.5-3.6 MM WHICH APPLIES TWO ROLLS OF TITANIUM STAGGERED STAPLES TWO STEP CLOSURE WITH SAFETY INTERLOCK SYSTEM AUTOMATIC AND MANUAL PIN PLACEMENT SLIM ANVIL SLIPPERY RESISTANT AND ONE HANDED INSTRUMENT DISPOSABLE STERILE
25492 | 4231200920000 | LOADING UNIT OPEN SURGERY LINEAR STAPLER SIZE 30 MM 4.5-4.8 MM WHICH APPLIES TWO ROLLS OF TITANIUM STAGGERED STAPLES TWO STEP CLOSURE WITH SAFETY INTERLOCK SYSTEM AUTOMATIC AND MANUAL PIN PLACEMENT SLIM ANVIL SLIPPERY RESISTANT AND ONE HANDED INSTRUMENT DISPOSABLE STERILE
25493 | 4231200920100 | LOADING UNIT OPEN SURGERY LINEAR STAPLER SIZE 30 MM 2.4-2.5 MM VASCULAR WHICH APPLIES TWO ROLLS OF TITANIUM STAGGERED STAPLES TWO STEP CLOSURE WITH SAFETY INTERLOCK SYSTEM AUTOMATIC AND MANUAL PIN PLACEMENT SLIM ANVIL SLIPPERY RESISTANT AND ONE HANDED INSTRUMENT DISPOSABLE STERILE
25494 | 4231200920200 | LOADING UNIT OPEN SURGERY LINEAR STAPLER SIZE 60 MM 3.5-3.6 MM WHICH APPLIES TWO ROLLS OF TITANIUM STAGGERED STAPLES TWO STEP CLOSURE WITH SAFETY INTERLOCK SYSTEM AUTOMATIC AND MANUAL PIN PLACEMENT SLIM ANVIL SLIPPERY RESISTANT AND ONE HANDED INSTRUMENT DISPOSABLE STERILE
25495 | 4231200920300 | LOADING UNIT OPEN SURGERY LINEAR STAPLER SIZE 60 MM 4.5-4.8 MM WHICH APPLIES TWO ROLLS OF TITANIUM STAGGERED STAPLES TWO STEP CLOSURE WITH SAFETY INTERLOCK SYSTEM AUTOMATIC AND MANUAL PIN PLACEMENT SLIM ANVIL SLIPPERY RESISTANT AND ONE HANDED INSTRUMENT DISPOSABLE STERILE
25496 | 4231200920400 | LOADING UNIT OPEN SURGERY LINEAR STAPLER SIZE 90 MM 3.5-3.6 MM WHICH APPLIES TWO ROLLS OF TITANIUM STAGGERED STAPLES TWO STEP CLOSURE WITH SAFETY INTERLOCK SYSTEM AUTOMATIC AND MANUAL PIN PLACEMENT SLIM ANVIL SLIPPERY RESISTANT AND ONE HANDED INSTRUMENT DISPOSABLE STERILE
25497 | 4231200920500 | LOADING UNIT OPEN SURGERY LINEAR STAPLER SIZE 90 MM 4.5-4.8 MM WHICH APPLIES TWO ROLLS OF TITANIUM STAGGERED STAPLES TWO STEP CLOSURE WITH SAFETY INTERLOCK SYSTEM AUTOMATIC AND MANUAL PIN PLACEMENT SLIM ANVIL SLIPPERY RESISTANT AND ONE HANDED INSTRUMENT DISPOSABLE STERILE
25498 | 4231200920600 | STAPLER CIRCULAR 29 MM DISPOSABLE STERILE
25499 | 4231200920700 | STAPLER CIRCULAR SIZE 28-29 MM EXTRA LONG LENGTH CURVED END TO END ANASTOMOSIS STAPLER APPLIES TWO ROWS OF CIRCULAR STAGGERED STAPLER WITH A KNIFE IN BETWEEN AIRTIGHT FOR BOTH OPEN AND LAPAROSCOPIC PROCEDURE SHAFT MARKED AND ALONE PIN TROCAR SLIM ANVIL DISPOSABLE STERILE
25500 | 4231200920800 | LOADING UNIT RETICULATING WITH CURVED TIP AND TRI-STAPLER TECHNOLOGY 60 / 3-3.5-4 MM MEDIUM/THICK INTEGRATED KNIFE DISPOSABLE STERILE
25501 | 4231200920900 | STAPLER CUTTER FOR LAPAROSCOPIC CIRCULAR BATTERY OPERATED 31 MM DIAMETER WITH GAP SETTING SCALE
25502 | 4231200921000 | STAPLER CUTTER FOR LAPAROSCOPIC CIRCULAR EXTERNAL DIAMETER OF THE HEAD 29 MM BLADE DIAMETER 20.4 MM CLOSED STAPLER HEIGHT 1 TO 2.5 MM
25503 | 4231200921200 | SYSTEM FOR LAPAROSCOPIC MESH FIXATION 5 MM X 35-37 CM LENGTH CONTAINS 25-30 TITANIUM FASTENERS/TACKERS DISPOSABLE STERILE
25504 | 4231200921300 | SYSTEM FOR LAPAROSCOPIC MESH FIXATION 5 MM X 35-37 CM LENGTH CONTAINS 15-20 TITANIUM FASTENERS/TACKERS DISPOSABLE STERILE
25505 | 4231200921400 | SYSTEM FOR LAPAROSCOPIC MESH FIXATION ABSORBABLE CONTAINS 25-30 TACKERS WITH SMOOTH HOLLOW CORE ANGLED TIP DISPOSABLE STERILE
25506 | 4231200921500 | STAPLER LINEAR CUTTER 45 MM ARTICULATING BATTERY OPERATED WITH SURFACE GRIPING TECHNOLOGY TO PREVENT TISSUE SLIPPAGE FOR IMPROVED HEMOSTASIS 3 POINT GAP CONTROL FOR STRONG COMPRESSION 260-300 MM DISPOSABLE STERILE
25507 | 4231200921700 | STAPLER OPEN SURGERY LINEAR STAPLER SIZE 75 MM SELECTABLE STAPLE HEIGHT WITH 3D STAPLES TECHNOLOGY RELOADABLE DISPOSABLE STERILE
25508 | 4231200921800 | STAPLER LINEAR CUTTER 60 MM ARTICULATING SURFACE GRIPING TECHNOLOGY TO PREVENT TISSUE SLIPPAGE FOR IMPROVED HEMOSTASIS 3 POINT GAP CONTROL FOR STRONG COMPRESSION 320-360 MM DISPOSABLE STERILE
25509 | 4231200922000 | LOADING UNIT OPEN SURGERY LINEAR STAPLER SIZE 70-80 MM 3.5-3.8 MM : APPLIES TWO DOUBLE ROWS OF TITANIUM STAGGERED STAPLES WITH A KNIFE IN BETWEEN TISSUE GAP CONTROL FOR ALWAYS B SHAPED FORMATION SAFETY INTERLOCK SYSTEM DISPOSABLE STERILE
25510 | 4231200922100 | STAPLER OPEN SURGERY LINEAR STAPLER SIZE 100 MM 4.5-4.8 MM RELOADABLE : APPLIES TWO DOUBLE ROWS OF TITANIUM STAGGERED STAPLES WITH A KNIFE IN BETWEEN TISSUE GAP CONTROL FOR ALWAYS B SHAPED FORMATION SAFETY INTERLOCK SYSTEM DISPOSABLE STERILE
25511 | 4231200922200 | STAPLER LINEAR CUTTER ENDO GIA ARTICULATING 45 X 2.5 MM WITH KNIFE STERILE
25512 | 4231200922400 | STAPLER LINEAR CUTTER ENDO GIA OR EQUIVALENT ULTRA UNIVERSAL EXTRA LONG 45 DEGREES X 25-28 CM SHAFT LENGTH COMPATIBLE WITH TRISTAPLE RELOADS
25513 | 4231200922500 | STAPLER LINEAR CUTTER ENDO GIA OR EQUIVALENT ULTRA UNIVERSAL SHORT 45 DEGREES X 6-8 CM SHAFT LENGTH COMPATIBLE WITH TRISTAPLE RELOADS
25514 | 4231200922600 | STAPLER LINEAR CUTTER 45 MM ARTICULATING BATTERY OPERATED WITH SURFACE GRIPING TECHNOLOGY TO PREVENT TISSUE SLIPPAGE FOR IMPROVED HEMOSTASIS 3 POINT GAP CONTROL FOR STRONG COMPRESSION 420-460 MM DISPOSABLE STERILE
25515 | 4231200922700 | LOADING UNIT STAPLER LINEAR CUTTER FOR LAPAROSCOPIC 45 MM 2.5-2.7 MM FOR VASCULAR DISPOSABLE STERILE
25516 | 4231200922800 | STAPLER LINEAR CUTTER 60 MM ARTICULATING BATTERY OPERATED WITH SURFACE GRIPING TECHNOLOGY TO PREVENT TISSUE SLIPPAGE FOR IMPROVED HEMOSTASIS 3 POINT GAP CONTROL FOR STRONG COMPRESSION 260-300 MM DISPOSABLE STERILE
25517 | 4231200922900 | STAPLER LINEAR CUTTER FOR LAPAROSCOPIC AND CUTTER 60.0 MM SHAFT LENGTH 28.0 CM
25518 | 4231200923000 | STAPLER LINEAR CUTTER FOR LAPAROSCOPIC END - END ANASTOMOSIS CIRCULAR 25-26 MM 4.8 WITH TILTED TOP ANVIL WITH DST+ PRE - TILTED ANVIL TRANSORAL DELIVERY ANVIL DEVICE WITH 90 CM LONG PVC NASOGASTRIC TUBE DISPOSABLE STERILE
25519 | 4231200923200 | LOADING UNIT RETICULATING WITH REINFORCED TRI-STAPLER TECHNOLOGY 45 / 3-3.5-4 MM INTEGRATED KNIFE DISPOSABLE STERILE
25520 | 4231200923300 | LOADING UNIT RETICULATING WITH TRI-STAPLER TECHNOLOGY 45 / 4-4.5-5 MM INTEGRATED KNIFE DISPOSABLE STERILE
25521 | 4231200923400 | LOADING UNIT RETICULATING WITH CURVED TIP AND TRI-STAPLER TECHNOLOGY 60 / 2-2.5-3 MM INTEGRATED KNIFE DISPOSABLE STERILE
25522 | 4231200923500 | STAPLER LINEAR CUTTER ENDO GIA OR EQUIVALENT ULTRA UNIVERSAL STANDARD 45 DEGREES X 15-18 CM SHAFT LENGTH COMPATIBLE WITH TRISTAPLE RELOADS
25523 | 4231200923600 | STAPLER LINEAR CUTTER INTRALUMINAL BATTERY OPERATED CURVED 29 MM DIAMETER WITH ADJUSTABLE HEIGHT
25524 | 4231200923700 | STAPLER LINEAR CUTTER REINFORCED TRI STAPLE RELOAD PURPLE DISPOSABLE STERILE
25525 | 4231200923800 | LOADING UNIT RETICULATING WITH REINFORCED TRI-STAPLER TECHNOLOGY 60 / 4-4.5-5 MM INTEGRATED KNIFE DISPOSABLE STERILE
25526 | 4231200923900 | LOADING UNIT RETICULATING WITH REINFORCED TRI-STAPLER TECHNOLOGY 60 / 3-3.5-4 MM INTEGRATED KNIFE DISPOSABLE STERILE
25527 | 4231200924000 | LOADING UNIT OPEN SURGERY LINEAR STAPLER SIZE 100 MM 4.5-4.8 MM : APPLIES TWO DOUBLE ROWS OF TITANIUM STAGGERED STAPLES WITH A KNIFE IN BETWEEN TISSUE GAP CONTROL FOR ALWAYS B SHAPED FORMATION SAFETY INTERLOCK SYSTEM DISPOSABLE STERILE
25528 | 4231200924100 | LOADING UNIT OPEN SURGERY LINEAR STAPLER SIZE 100 MM 3.5-3.8 MM : APPLIES TWO DOUBLE ROWS OF TITANIUM STAGGERED STAPLES WITH A KNIFE IN BETWEEN TISSUE GAP CONTROL FOR ALWAYS B SHAPED FORMATION SAFETY INTERLOCK SYSTEM DISPOSABLE STERILE
25529 | 4231200924200 | STAPLER LINEAR RELOAD BLUE 100 MM 3.8 MM OPEN STAPLE HEIGHT X 1.5 MM CLOSED STAPLE HEIGHT WITH CAM MECHANISM SAFETY INTERLOCK SYSTEM DISPOSABLE STERILE
25530 | 4231200924300 | STAPLER LINEAR RELOAD GREEN 100 MM 4.5 MM OPEN STAPLE HEIGHT X 2.0 MM CLOSED STAPLE HEIGHT WITH CAM MECHANISM SAFETY INTERLOCK SYSTEM DISPOSABLE STERILE
25531 | 4231200924400 | STAPLER OPEN SURGERY LINEAR SIZE 30 MM 3.5-3.6 MM RELOADABLE WHICH APPLIES TWO ROLLS OF TITANIUM STAGGERED STAPLES TWO STEP CLOSURE WITH SAFETY INTERLOCK SYSTEM AUTOMATIC AND MANUAL PIN PLACEMENT SLIM ANVIL SLIPPERY RESISTANT AND ONE HANDED INSTRUMENT WITH UPGRADED STAPLE AND ANVIL DISPOSABLE STERILE
25532 | 4231200924500 | STAPLER OPEN SURGERY LINEAR SIZE 60 MM 3.5-3.6 MM RELOADABLE WHICH APPLIES TWO ROLLS OF TITANIUM STAGGERED STAPLES TWO STEP CLOSURE WITH SAFETY INTERLOCK SYSTEM AUTOMATIC AND MANUAL PIN PLACEMENT SLIM ANVIL SLIPPERY RESISTANT AND ONE HANDED INSTRUMENT WITH UPGRADED STAPLE AND ANVIL DISPOSABLE STERILE
25533 | 4231200924600 | STAPLER OPEN SURGERY LINEAR SIZE 45 MM 3.5-3.6 MM RELOADABLE WHICH APPLIES TWO ROLLS OF TITANIUM STAGGERED STAPLES TWO STEP CLOSURE WITH SAFETY INTERLOCK SYSTEM AUTOMATIC AND MANUAL PIN PLACEMENT SLIM ANVIL SLIPPERY RESISTANT AND ONE HANDED INSTRUMENT WITH UPGRADED STAPLE AND ANVIL DISPOSABLE STERILE
25534 | 4231200924800 | STAPLER LINEAR TITANIUM WITH HEAVY WIRE RELOAD 60 MM DISPOSABLE STERILE
25535 | 4231200924900 | STAPLER OPEN SURGERY LINEAR SIZE 30 MM 2.4-2.5 MM VASCULAR RELOADABLE WHICH APPLIES TWO ROLLS OF TITANIUM STAGGERED STAPLES TWO STEP CLOSURE WITH SAFETY INTERLOCK SYSTEM AUTOMATIC AND MANUAL PIN PLACEMENT SLIM ANVIL SLIPPERY RESISTANT AND ONE HANDED INSTRUMENT WITH UPGRADED STAPLE AND ANVIL DISPOSABLE STERILE
25536 | 4231200925000 | STAPLER LINEAR WHITE VASCULAR RELOAD 30 MM X 1.0 MM CLOSED STAPLE HEIGHT DISPOSABLE STERILE
25537 | 4231200925100 | STAPLER OPEN SURGERY LINEAR STAPLER SIZE 100 MM 3.5-3.8 MM RELOADABLE : APPLIES TWO DOUBLE ROWS OF TITANIUM STAGGERED STAPLES WITH A KNIFE IN BETWEEN TISSUE GAP CONTROL FOR ALWAYS B SHAPED FORMATION SAFETY INTERLOCK SYSTEM DISPOSABLE STERILE
25538 | 4231200925200 | LOADING UNITS TRIPLE - STITCH NON - ABSORBABLE POLYESTER SUTURES SIZE: 0 WITH THREE SUTURE NEEDLE DISPOSABLE STERILE
25539 | 4231200925300 | LOADING UNIT RETICULATING WITH TRI-STAPLER TECHNOLOGY 60 / 3-3.5-4 MM MEDIUM/THICK INTEGRATED KNIFE DISPOSABLE STERILE
25540 | 4231200925400 | LOADING UNIT RETICULATING WITH TRI-STAPLER TECHNOLOGY 60 / 4-4.5-5 MM INTEGRATED KNIFE DISPOSABLE STERILE
25541 | 4231200925500 | LOADING UNIT OPEN SURGERY LINEAR STAPLER SIZE 45 MM 4.5-4.8 MM WHICH APPLIES TWO ROLLS OF TITANIUM STAGGERED STAPLES TWO STEP CLOSURE WITH SAFETY INTERLOCK SYSTEM AUTOMATIC AND MANUAL PIN PLACEMENT SLIM ANVIL SLIPPERY RESISTANT AND ONE HANDED INSTRUMENT DISPOSABLE STERILE
25542 | 4231200925700 | ENDO GIA RELOADS 45MM ARTICULATING X-TRA THICK
25543 | 4231200925800 | STAPLER OPEN SURGERY WITH READY STAINLESS STEEL STAPLES AND SUTURE FOR PURSE STRING SAFETY INTERNAL SYSTEM SIZE: 65 DISPOSABLE STERILE
25544 | 4231200926100 | STAPLER LINEAR CUTTER FOR LAPAROSCOPIC LOADING UNIT CAN FIRE 30/45/60 MM WHICH APPLIES 6 ROWS OF TITANIUM STAGGERED STAPLES WITH A KNIFE IN BETWEEN TISSUE GAP CONTROL FOR ALWAYS B SHAPED FORMATION SAFETY INTERLOCK SYSTEM COMPANY TO DELIVER 90% STANDER SHAFT LENGTH AND 10% LONG SHAFT STAPLER DISPOSABLE STERILE
25545 | 4231200926200 | STAPLER OPEN SURGERY LINEAR SIZE 60 MM 4.5-4.8 MM RELOADABLE WHICH APPLIES TWO ROLLS OF TITANIUM STAGGERED STAPLES TWO STEP CLOSURE WITH SAFETY INTERLOCK SYSTEM AUTOMATIC AND MANUAL PIN PLACEMENT SLIM ANVIL SLIPPERY RESISTANT AND ONE HANDED INSTRUMENT WITH UPGRADED STAPLE AND ANVIL DISPOSABLE STERILE
25546 | 4231200926600 | LOADING UNIT STAPLE LINE REINFORCEMENT MATERIAL COMPOSED OF (POLYGLACTIN 910 AND POLYDIOXANONE) CLICK AND GO APPLICATOR AND BUTTRESS ATTACHMENT MATERIAL FOR 60MM DISPOSABLE STERILE
25547 | 4231200930100 | STAPLER CIRCULAR CURVED BATTERY OPERATED DIAMETER 21-23 MM ADJUSTABLE STAPLE HEIGHT AND GAP SETTING SCALE DISPOSABLE STERILE
25548 | 4231200930200 | LOADING UNIT OPEN SURGERY LINEAR STAPLER SIZE 55-60 MM 2.5-2.6 MM : APPLIES TWO DOUBLE ROWS OF TITANIUM STAGGERED STAPLES WITH A KNIFE IN BETWEEN TISSUE GAP CONTROL FOR ALWAYS B SHAPED FORMATION SAFETY INTERLOCK SYSTEM DISPOSABLE STERILE
25549 | 4231200930300 | STAPLER OPEN SURGERY LINEAR STAPLER SIZE 55-60 MM 4.5-4.8 MM RELOADABLE : APPLIES TWO DOUBLE ROWS OF TITANIUM STAGGERED STAPLES WITH A KNIFE IN BETWEEN TISSUE GAP CONTROL FOR ALWAYS B SHAPED FORMATION SAFETY INTERLOCK SYSTEM DISPOSABLE STERILE
25550 | 4231200930400 | LOADING UNIT OPEN SURGERY LINEAR STAPLER SIZE 55-60 MM 4.5-4.8 MM : APPLIES TWO DOUBLE ROWS OF TITANIUM STAGGERED STAPLES WITH A KNIFE IN BETWEEN TISSUE GAP CONTROL FOR ALWAYS B SHAPED FORMATION SAFETY INTERLOCK SYSTEM DISPOSABLE STERILE
25551 | 4231200930500 | LOADING UNIT OPEN SURGERY LINEAR STAPLER SIZE 70-80 MM 4.1-4.4 MM : APPLIES TWO DOUBLE ROWS OF TITANIUM STAGGERED STAPLES WITH A KNIFE IN BETWEEN TISSUE GAP CONTROL FOR ALWAYS B SHAPED FORMATION SAFETY INTERLOCK SYSTEM DISPOSABLE STERILE
25552 | 4231200930600 | LOADING UNIT OPEN SURGERY LINEAR STAPLER SIZE 70-80 MM 4.5-4.8 MM : APPLIES TWO DOUBLE ROWS OF TITANIUM STAGGERED STAPLES WITH A KNIFE IN BETWEEN TISSUE GAP CONTROL FOR ALWAYS B SHAPED FORMATION SAFETY INTERLOCK SYSTEM DISPOSABLE STERILE
25553 | 4231200930700 | LOADING UNIT OPEN SURGERY LINEAR STAPLER SIZE 75 MM SELECTABLE STAPLE HEIGHT WITH 3D STAPLES TECHNOLOGY DISPOSABLE STERILE
25554 | 4231200930800 | LOADING UNIT 60 MM 3-3.5-4 MM MEDIUM THICK WITH TRI-STAPLE TECHNOLOGY THREE DOUBLE ROWS OF TITANIUM STAGGERED DIFFERENT HEIGHT STAPLES WITH SAFETY INTERLOCK SYSTEM AND TISSUE GAP CONTROL DISPOSABLE STERILE
25555 | 4231200930900 | LOADING UNIT 60 MM 4-4.5-5 EXTRA THICK WITH TRI-STAPLE TECHNOLOGY THREE DOUBLE ROWS OF TITANIUM STAGGERED DIFFERENT HEIGHT STAPLES WITH SAFETY INTERLOCK SYSTEM AND TISSUE GAP CONTROL DISPOSABLE STERILE
25556 | 4231200931000 | LOADING UNIT 80 MM 3-3.5-4 MM MEDIUM THICK WITH TRI-STAPLE TECHNOLOGY THREE DOUBLE ROWS OF TITANIUM STAGGERED DIFFERENT HEIGHT STAPLES WITH SAFETY INTERLOCK SYSTEM AND TISSUE GAP CONTROL DISPOSABLE STERILE
25557 | 4231200931100 | LOADING UNIT 80 MM 4-4.5-5 EXTRA THICK WITH TRI-STAPLE TECHNOLOGY THREE DOUBLE ROWS OF TITANIUM STAGGERED DIFFERENT HEIGHT STAPLES WITH SAFETY INTERLOCK SYSTEM AND TISSUE GAP CONTROL DISPOSABLE STERILE
25558 | 4231200931200 | LOADING UNIT RETICULATING 30 X 4.8 GREEN FOR STAPLER UNIVERSAL ENDOGIA ROTICULATOR STERILE
25559 | 4231200931300 | LOADING UNIT RETICULATING 60 X 4.5-4.8 FOR STAPLER UNIVERSAL ENDOGIA ROTICULATOR STERILE
25560 | 4231200931400 | LOADING UNIT RETICULATING WITH TRI-STAPLER TECHNOLOGY 30 / 3-3.5-4 MM MEDIUM/ THICK INTEGRATED KNIFE DISPOSABLE STERILE
25561 | 4231200931500 | LOADING UNIT RETICULATING WITH REINFORCED TRI-STAPLER TECHNOLOGY 45 / 4-4.5-5 MM INTEGRATED KNIFE DISPOSABLE STERILE
25562 | 4231200931600 | STAPLER CONTOUR CURVED CUTTER WITH 2.0 MM CLOSED STAPLE HEIGHT THICK STERILE
25563 | 4231200931700 | RELOAD SURE FORM 45 BLUE R 3.5MM 6-ROW STERILE
25564 | 4231200931800 | RELOAD SURE FORM 45 WHITE R 2.5MM 6-ROW STERILE
25565 | 4231201000100 | STAPLER OPEN SURGERY WITH READY STAINLESS STEEL STAPLES AND SUTURE FOR PURSE STRING SAFETY INTERNAL SYSTEM SIZE: 45 DISPOSABLE STERILE
25566 | 4231201001300 | CLINCH SUTURE FOR OVERSTITCH SUTURING SYSTEM 6/BX
25567 | 4231201001400 | STAPLER FOR SKIN PISTOL GRIP 5.7 MM X 3.9 MM 35 REGULAR CLIPS ROTATING HEAD DISPOSABLE STERILE
25568 | 4231201001600 | STAPLER LINEAR CUTTER 35 MM ARTICULATING BATTERY OPERATED WITH SURFACE GRIPING TECHNOLOGY TO PREVENT TISSUE SLIPPAGE FOR IMPROVED HEMOSTASIS WITH ADVANCEMENT PLACEMENT TIP DISPOSABLE STERILE 300-350 MM DISPOSABLE STERILE
25569 | 4231201001700 | STAPLER ROTICULATOR TRANSVERSE ANASTOMOSIS (TA) 30 X 3.5-3.8 DISPOSABLE STERILE
25570 | 4231201001800 | STAPLER ROTICULATOR TRANSVERSE ANASTOMOSIS (TA) 30 X 4.5-4.8 DISPOSABLE STERILE
25571 | 4231201001900 | STAPLER ROTICULATOR TRANSVERSE ANASTOMOSIS (TA) 55 X 3.5-3.8 DISPOSABLE STERILE
25572 | 4231201002000 | STAPLER SKIN STAPLES LENGTH 2.9-3.9 MM WITH 35 STAPLES REGULAR STAINLESS STEEL STAPLES STERILE
25573 | 4231201002100 | STAPLER SKIN STAPLES LENGTH 2.9-3.9 MM WITH 35 STAPLES WIDE STAINLESS STEEL STAPLES STERILE
25574 | 4231201100200 | LOADING UNIT STAPLER LINEAR CUTTER FOR LAPAROSCOPIC 60 MM 3.8-3.9 MM FOR REGULAR/THICK TISSUE DISPOSABLE STERILE
25575 | 4231201200000 | STAPLER SKIN CLIPS REMOVER DISPOSABLE STERILE
25576 | 4231201200200 | STAPLER SKIN SIZE: 30 MM - 2.5 MM
25577 | 4231201200300 | STAPLER SUBCUTICULAR SKIN WITH 30 ABSORBABLE STAPLES 5.0 X 3.5 X 0.8 MM LATEX FREE DISPOSABLE STERILE
25578 | 4231201200600 | STAPLER LINE REINFORCEMENT SYNTHETIC BIOABSORBABLE FOR LAPAROSCOPIC STAPLERS 45 MM CONSTRUCTED FROM POLYGLYCOLIC ACID TRIMETHYLENE CARBONATE COMPATIBLE FOR GIA BLACK REDUCE LEAK AND PREVENT BLEEDING ON STAPLE LINE
25579 | 4231201200700 | STAPLER LINE REINFORCEMENT SYNTHETIC BIOABSORBABLE FOR LAPAROSCOPIC STAPLERS 45 MM CONSTRUCTED FROM POLYGLYCOLIC ACID TRIMETHYLENE CARBONATE COMPATIBLE FOR GIA PURPLE REDUCE LEAK AND PREVENT BLEEDING ON STAPLE LINE
25580 | 4231201200800 | STAPLER SYNTHETIC BIOABSORBABLE LINE REINFORCEMENT FOR LAPAROSCOPIC STAPLERS 60 MM CONSTRUCTED FROM POLYGLYCOLIC ACID TRIMETHYLENE CARBONATE COMPATIBLE FOR ECHELON 60 A (ARTICULATING) R EQUIVALENT REDUCE LEAK AND PREVENT BLEEDING ON STAPLE LINE
25581 | 4231201200900 | STAPLER LINE REINFORCEMENT SYNTHETIC BIOABSORBABLE FOR LAPAROSCOPIC STAPLERS 60 MM CONSTRUCTED FROM POLYGLYCOLIC ACID TRIMETHYLENE CARBONATE COMPATIBLE FOR ECHELON 60 REDUCE LEAK AND PREVENT BLEEDING ON STAPLE LINE
25582 | 4231201201000 | STAPLER LINE REINFORCEMENT SYNTHETIC BIOABSORBABLE FOR LAPAROSCOPIC STAPLERS 60 MM CONSTRUCTED FROM POLYGLYCOLIC ACID TRIMETHYLENE CARBONATE COMPATIBLE FOR GIA BLACK REDUCE LEAK AND PREVENT BLEEDING ON STAPLE LINE
25583 | 4231201201100 | STAPLER LINE REINFORCEMENT SYNTHETIC BIOABSORBABLE FOR LAPAROSCOPIC STAPLERS 60 MM CONSTRUCTED FROM POLYGLYCOLIC ACID TRIMETHYLENE CARBONATE COMPATIBLE FOR GIA GREEN REDUCE LEAK AND PREVENT BLEEDING ON STAPLE LINE
25584 | 4231201201200 | STAPLER LINE REINFORCEMENT SYNTHETIC BIOABSORBABLE FOR LAPAROSCOPIC STAPLERS 60 MM CONSTRUCTED FROM POLYGLYCOLIC ACID TRIMETHYLENE CARBONATE COMPATIBLE FOR GIA PURPLE REDUCE LEAK AND PREVENT BLEEDING ON STAPLE LINE
25585 | 4231201201400 | STAPLER UNIVERSAL ENDOGIA OR ANY OTHER EQUIVALENT ROTICULATOR COMPATIBLE WITH LOADING UNIT STERILE
25586 | 4231201201700 | STAPLING KIT HEMORRHOID ADJUSTABLE 33MM DISPOSABLE STERILE
25587 | 4231210000100 | CASSETTE NEGATIVE PRESSURE WOUND THERAPY FOR IRRIGATION SYSTEM (NPWT) IT SHOULD BE COMPATIBLE WITH THE HOSPITAL MACHINE (WOUND AND OSTOMY CARE)
25588 | 4231210200500 | BASE PLATE UROSTOMY CLICKING COUPLING SIZE 40 (+/- 5 MM) DISPOSABLE (WOUND AND OSTOMY)
25589 | 4231210200600 | BASE PLATE UROSTOMY CLICKING COUPLING SIZE 55 (+/- 5 MM) DISPOSABLE (WOUND AND OSTOMY)
25590 | 4231210200700 | "BASE PLATE OSTOMY 45-50 MM DISPOSABLE (WOUND AND OSTOMY)"
25591 | 4231210200800 | "BASE PLATE OSTOMY 55-60 MM DISPOSABLE (WOUND AND OSTOMY)"
25592 | 4231210200900 | "BASE PLATE OSTOMY 70-75 MM DISPOSABLE (WOUND AND OSTOMY)"
25593 | 4231210201000 | "BASE PLATE OSTOMY FOR NEONATE 17-20 MM DISPOSABLE (WOUND AND OSTOMY CARE)"
25594 | 4231210201100 | "BASE PLATE OSTOMY FOR NEONATE 25-30 MM DISPOSABLE (WOUND AND OSTOMY CARE)"
25595 | 4231210201200 | OSTOMY BASE PLATE FOR NEONATE 32-35 MM DISPOSABLE (WOUND AND OSTOMY)
25596 | 4231210201300 | "BASE PLATE OSTOMY FOR NEONATE 36-40 MM DISPOSABLE (WOUND AND OSTOMY)"
25597 | 4231210201400 | "BASE PLATE OSTOMY 50-60 MM ADHESIVE COUPLING DISPOSABLE (WOUND AND OSTOMY)"
25598 | 4231210201500 | OSTOMY BASE PLATE 60-70 MM ADHESIVE COUPLING DISPOSABLE (WOUND AND OSTOMY)
25599 | 4231210201600 | OSTOMY BASE PLATE 70-75 MM ADHESIVE COUPLING DISPOSABLE (WOUND AND OSTOMY)
25600 | 4231210201700 | "BASE PLATE OSTOMY 70-80 MM ADHESIVE COUPLING DISPOSABLE (WOUND AND OSTOMY)"
25601 | 4231210201800 | OSTOMY RIGID CONVEX BASE PLATE CLICKING SYSTEM 50-55 MM DISPOSABLE (WOUND AND OSTOMY CARE)
25602 | 4231210400900 | POUCH DRAINABLE MAXI 70 MM OPAQUE OR EQUIVALENT
25603 | 4231210401200 | POUCH FLUID COLLECTION 50 X 50 CM
25604 | 4231210402700 | "CLAMP PLASTIC DRAINABLE OSTOMY POUCH CLAMP (WOUND AND OSTOMY CARE)"
25605 | 4231210403100 | POUCH DRAINABLE MAXI 55 MM OPAQUE OR EQUIVALENT
25606 | 4231210403600 | STOMA SIZE: 32-35 MM COLOSTOMY DRAINABLE POUCH WITH CLAMP DISPOSABLE
25607 | 4231210404400 | STOMA SIZE: 70 - 75 MM COLOSTOMY FLEXIBLE FLANGE DISPOSABLE
25608 | 4231210404500 | BAG OSTOMY ONE PIECE TRANSPARENT FLEXIBLE SOFT FABRIC LOW FRICTION OPEN WITH INTEGRATED CLOSING MECHANISM WITH FILTER ADULT SIZE 50-55 (WOUND AND OSTOMY CARE)
25609 | 4231210404600 | BAG OSTOMY ONE PIECE TRANSPARENT WITH BASE PLATE FIT BODY CONTOUR SOFT FABRIC LOW FRICTION OPEN WITH INTEGRATED CLOSING MECHANISM WITH FILTER ADULT SIZE 75 MM (+/- 10 MM) (WOUND AND OSTOMY CARE)
25610 | 4231210404700 | BAG OSTOMY ONE PIECE TRANSPARENT SOFT FABRIC LOW FRICTION OPEN WITH INTEGRATED CLOSING MECHANISM WITH FILTER SIZE 50-55 MM (WOUND AND OSTOMY CARE)
25611 | 4231210404800 | BAG OSTOMY ONE PIECE TRANSPARENT SOFT FABRIC LOW FRICTION CONVEX OPEN WITH INTEGRATED CLOSING MECHANISM WITH FILTER ADULT SIZE 45 (+/- 5 MM) (WOUND AND OSTOMY CARE)
25612 | 4231210404900 | BAG OSTOMY ONE PIECE TRANSPARENT SOFT FABRIC LOW FRICTION CONVEX OPEN WITH INTEGRATED CLOSING MECHANISM WITH FILTER ADULT SIZE 65 (+/- 5 MM) (WOUND AND OSTOMY CARE)
25613 | 4231210405000 | BAG OSTOMY ONE PIECE TRANSPARENT SOFT FABRIC LOW FRICTION OPEN WITH INTEGRATED CLOSING MECHANISM WITHOUT FILTER ADULT SIZE 75 MM (+/- 10 MM) (WOUND AND OSTOMY CARE)
25614 | 4231210405100 | BAG OSTOMY ONE PIECE TRANSPARENT SOFT FABRIC LOW FRICTION OPEN WITH INTEGRATED CLOSING MECHANISM WITH FILTER ADULT SIZE 70 (+/- 5MM) (WOUND AND OSTOMY CARE)
25615 | 4231210405200 | BAG OSTOMY ONE PIECE TRANSPARENT SOFT FABRIC LOW FRICTION OPEN WITH INTEGRATED CLOSING MECHANISM WITH FILTER PEDIATRIC SIZE 35-40 MM (WOUND AND OSTOMY CARE)
25616 | 4231210405300 | "BAG OSTOMY TWO PIECE OPAQUE CLOSED SOFT FABRIC LOW FRICTION WITH ADHESIVE COUPLING AND FILTER SIZE: 70-80 MM (WOUND AND OSTOMY CARE)"
25617 | 4231210405400 | BAG OSTOMY TWO PIECE OPAQUE OPEN WITH INTEGRATED CLOSING MECHANISM SOFT FABRIC LOW FRICTION WITH ADHESIVE COUPLING AND FILTER SIZE: 50-60 MM (WOUND AND OSTOMY CARE)
25618 | 4231210405500 | BAG OSTOMY TWO PIECE OPAQUE OPEN WITH INTEGRATED CLOSING MECHANISM SOFT FABRIC LOW FRICTION WITH ADHESIVE COUPLING AND FILTER SIZE: 70-80 MM (WOUND AND OSTOMY CARE)
25619 | 4231210405600 | BAG OSTOMY TWO PIECE OPAQUE SOFT FABRIC LOW FRICTION OPEN WITH INTEGRATED CLOSING MECHANISM WITH CLICKING COUPLING AND FILTER SIZE 45-50 MM (WOUND AND OSTOMY CARE)
25620 | 4231210405700 | BAG OSTOMY TWO PIECE OPAQUE SOFT FABRIC LOW FRICTION OPEN WITH INTEGRATED CLOSING MECHANISM WITH CLICKING COUPLING AND FILTER SIZE 55-60 MM (WOUND AND OSTOMY CARE)
25621 | 4231210405800 | BAG OSTOMY TWO PIECE OPAQUE SOFT FABRIC LOW FRICTION OPEN WITH INTEGRATED CLOSING MECHANISM WITH CLICKING COUPLING AND FILTER SIZE 70-75 MM (WOUND AND OSTOMY CARE)
25622 | 4231210405900 | BAG OSTOMY TWO PIECE TRANSPARENT OPEN WITH INTEGRATED CLOSING MECHANISM SOFT FABRIC LOW FRICTION WITH ADHESIVE COUPLING AND FILTER SIZE: 50-60 MM (WOUND AND OSTOMY CARE)
25623 | 4231210406000 | BAG OSTOMY TWO PIECE TRANSPARENT OPEN WITH INTEGRATED CLOSING MECHANISM SOFT FABRIC LOW FRICTION WITH ADHESIVE COUPLING AND FILTER SIZE 70-75 MM (WOUND AND OSTOMY CARE)
25624 | 4231210406100 | BAG OSTOMY TWO PIECE TRANSPARENT OPEN WITH INTEGRATED CLOSING MECHANISM SOFT FABRIC LOW FRICTION WITH ADHESIVE COUPLING AND FILTER SIZE: 70-80 MM (WOUND AND OSTOMY CARE)
25625 | 4231210406200 | BAG OSTOMY TWO PIECE TRANSPARENT SOFT FABRIC LOW FRICTION OPEN WITH INTEGRATED CLOSING MECHANISM SIZE 90-100 MM WITH CLICKING COUPLING (WOUND AND OSTOMY CARE)
25626 | 4231210406300 | BAG OSTOMY TWO PIECE TRANSPARENT SOFT FABRIC LOW FRICTION OPEN WITH INTEGRATED CLOSING MECHANISM WITH CLICKING COUPLING AND FILTER SIZE 45-50 MM (WOUND AND OSTOMY CARE)
25627 | 4231210406400 | BAG OSTOMY TWO PIECE TRANSPARENT SOFT FABRIC LOW FRICTION OPEN WITH INTEGRATED CLOSING MECHANISM WITH CLICKING COUPLING AND FILTER SIZE 55-60 MM (WOUND AND OSTOMY CARE)
25628 | 4231210406500 | BAG OSTOMY TWO PIECE TRANSPARENT SOFT FABRIC LOW FRICTION OPEN WITH INTEGRATED CLOSING MECHANISM WITH CLICKING COUPLING AND FILTER SIZE 70-75 MM (WOUND AND OSTOMY CARE)
25629 | 4231210406600 | BAG OSTOMY TWO PIECE TRANSPARENT SOFT FABRIC LOW FRICTION OPEN WITH INTEGRATED CLOSING MECHANISM ADHESIVE COUPLING NEONATAL SIZE 17-20 MM (WOUND AND OSTOMY CARE)
25630 | 4231210406700 | BAG OSTOMY TWO PIECE TRANSPARENT SOFT FABRIC LOW FRICTION OPEN WITH INTEGRATED CLOSING MECHANISM ADHESIVE COUPLING NEONATAL SIZE 25-30 MM (WOUND AND OSTOMY CARE)
25631 | 4231210406800 | BAG OSTOMY TWO PIECE TRANSPARENT SOFT FABRIC LOW FRICTION OPEN WITH INTEGRATED CLOSING MECHANISM PEDIATRIC SIZE 32-35 MM (WOUND AND OSTOMY CARE)
25632 | 4231210406900 | BAG OSTOMY TWO PIECE TRANSPARENT SOFT FABRIC LOW FRICTION OPEN WITH INTEGRATED CLOSING MECHANISM PEDIATRIC SIZE 36-40 MM (WOUND AND OSTOMY CARE)
25633 | 4231210407000 | BAG UROSTOMY TWO PIECE KIT TRANSPARENT OPEN NEONATAL SIZE 40 (WOUND AND OSTOMY CARE)
25634 | 4231210407100 | "BAG UROSTOMY ONE PIECE OPAQUE OPEN SOFT FABRIC LOW FRICTION SIZE 55 (+/- 5 MM) (WOUND AND OSTOMY CARE)"
25635 | 4231210407200 | BAG UROSTOMY ONE PIECE TRANSPARENT CONVEX OPEN SOFT FABRIC LOW FRICTION SIZE 40 MM (+/- 5 MM) (WOUND AND OSTOMY CARE)
25636 | 4231210407300 | BAG UROSTOMY ONE PIECE TRANSPARENT CONVEX OPEN SOFT FABRIC LOW FRICTION SIZE 55 MM (+/- 5 MM) (WOUND AND OSTOMY CARE)
25637 | 4231210407400 | BAG UROSTOMY ONE PIECE TRANSPARENT OPEN SOFT FABRIC LOW FRICTION SIZE 55 MM (+/- 5 MM) (WOUND AND OSTOMY CARE)
25638 | 4231210407500 | BAG UROSTOMY TWO PIECE OPAQUE OPEN SOFT FABRIC LOW FRICTION ADULT SIZE 55 MM (+/- 5 MM) (WOUND AND OSTOMY)
25639 | 4231210407600 | BAG UROSTOMY TWO PIECE TRANSPARENT SOFT FABRIC LOW FRICTION OPEN WITH INTEGRATED CLOSING MECHANISM WITH CLICKING COUPLING AND FILTER SIZE 60-65 MM (WOUND AND OSTOMY CARE)
25640 | 4231210407700 | BAG UROSTOMY TWO PIECE TRANSPARENT OPEN SOFT FABRIC LOW FRICTION PEDIATRIC SIZE 40 MM (+/- 5 MM) (WOUND AND OSTOMY CARE)
25641 | 4231210500700 | OSTOMY COHESIVE PASTE ALCOHOL-FREE NO STINGING TUBE SIZE 50-60 G (WOUND AND OSTOMY CARE)
25642 | 4231210500800 | POWDER OSTOMY PROTECTIVE PRODUCT NOT LESS THAN 25 ML STERILE (WOUND AND OSTOMY)
25643 | 4231210500900 | CREAM PROTECTIVE SKIN BARRIER NON-ALCOHOL NO STING SACHET 2-5 GM (WOUND AND OSTOMY CARE)
25644 | 4231210501500 | PRE CLEAN ENZYMATIC SPRAY FOR POINT OF USE READY TO USE NOT LESS THAN 3 ENZYMES (AMYLASE PROTEASE LIPASE) SURFACTANT CLINGS TO SOIL MAINTAIN THE MOISTURE DURING TRANSPORT UP TO 48 - 72 HOURS OIL FILM FREE DYE-FREE NEUTRAL PH CONTAINS CORROSION INHIBITORS SAFE FOR ALUMINUM SOFT METALS GOLD HANDLES RINSES FREE LEAK PROOF SIZE: 600ML – 1000 ML
25645 | 4231210502000 | OSTOMY COHESIVE PASTE CONTAINS ALCOHOL TUBE SIZE 50-60 G (WOUND AND OSTOMY CARE)
25646 | 4231210502100 | PASTE PROTECTIVE SKIN BARRIER 57 GM TUBE
25647 | 4231210502200 | "CREAM SKIN NOURISHING CONTAINS ALOE VERA OLIVE OIL AND WHEAT GERM OIL FREE OF ALCOHOL AND UREA 200-300GM MSDS SHOULD BE PROVIDED IN SOFT COPY (WOUND AND OSTOMY CARE)"
25648 | 4231210502300 | "CREAM MOISTURIZING THAT CONTAINS 10% UREA AND 4% LACTIC ACID 100GM MSDS SHOULD BE PROVIDED IN SOFT COPY (WOUND AND OSTOMY CARE)"
25649 | 4231210502500 | COLLAR TOTAL LARYNGECTOMY STOMA SHOWER COLLAR WATERPROOF LIGHTWEIGHT
25650 | 4231210502600 | APPLICATOR ADVANCED PROTECTIVE SKIN BARRIER FILM NON-ALCOHOL NO STING 2 - 3 ML DISPOSABLE STERILE (WOUND AND OSTOMY)
25651 | 4231210502700 | APPLICATOR PROTECTIVE SKIN BARRIER FILM NON-ALCOHOL NO STING 3 - 5 ML DISPOSABLE STERILE (WOUND AND OSTOMY)
25652 | 4231210502800 | CREAM PROTECTIVE SKIN BARRIER NON-ALCOHOL NO STING TUBE 80-100 GM (WOUND AND OSTOMY CARE)
25653 | 4231210502900 | CREAM PROTECTIVE SKIN BARRIER NON-ALCOHOL NO STING TUBE 20-40 GM (WOUND AND OSTOMY CARE)
25654 | 4231210700300 | OSTOMY SOFT CONVEX BASE PLATE CLICKING SYSTEM 70-75 MM DISPOSABLE (WOUND AND OSTOMY CARE)
25655 | 4231210700400 | OSTOMY RIGID CONVEX BASE PLATE ADHESIVE SYSTEM 50-55 MM DISPOSABLE (WOUND AND OSTOMY CARE)
25656 | 4231210700500 | OSTOMY RIGID CONVEX BASE PLATE ADHESIVE SYSTEM 70-75 MM DISPOSABLE (WOUND AND OSTOMY CARE)
25657 | 4231210700600 | PLATE ELECTRO SURGICAL REM INFANT 2 - 11 KG WITH CONDUCTIVE ADHESIVE AND PRE - ATTACHED CABLE
25658 | 4231210700900 | WAFER OSTOMY 10 X 10 CM ADHESIVE AREA WITH FILTER WITH FLANGE SIZE: 70 MM
25659 | 4231210701000 | OSTOMY BASE PLATE 90-100 MM DISPOSABLE (WOUND AND OSTOMY)
25660 | 4231210701200 | OSTOMY COHESIVE SEAL 10 CM X 10 CM (WOUND AND OSTOMY CARE)
25661 | 4231210701300 | OSTOMY COHESIVE SEAL 10 CM X 20 CM (WOUND AND OSTOMY CARE)
25662 | 4231210701400 | OSTOMY COHESIVE SEAL THICK DIAMETER 90MM (+/- 10MM) RING SHAPE DISPOSABLE (WOUND AND OSTOMY CARE)
25663 | 4231210803800 | BAG BIOHAZARD SEALED TO KEEP THE ITEM MOIST SINGLE USE SIZE HALF DIN
25664 | 4231210803900 | BAG BIOHAZARD SEALED TO KEEP THE ITEM MOIST SINGLE USE SIZE FULL DIN
25665 | 4231210804800 | TYVEK POUCH H2O2 STERILIZATION PRE-CUT FLAT HEAT SEAL NOT LESS THAN 60 GSM PUNCTURE RESISTANT PLASTIC TRANSPARENT FILM PROCESS INDICATOR TYPE 1 PRINTED AT DISTANCE EVERY 15 CM SIZE: L 400 MM X W 200 MM
25666 | 4231210804900 | POUCH STEAM STERILIZATION PRE-CUT FLAT HEAT SEAL MEDICAL GRADE PAPER NOT LESS THAN 60 GSM (WHITE) THICK PLASTIC TRANSPARENT FILM PUNCTURE RESISTANT INDICATOR TYPE 1 PRINTED AT DISTANCE EVERY 15 CM SEAL EDGE 9 MM SIZE: L 406 MM X W 150 MM
25667 | 4231210805000 | POUCH STEAM STERILIZATION PRE-CUT FLAT HEAT SEAL MEDICAL GRADE PAPER NOT LESS THAN 60 GSM (WHITE) THICK PLASTIC TRANSPARENT FILM PUNCTURE RESISTANT INDICATOR TYPE 1 PRINTED AT DISTANCE EVERY 15 CM SEAL EDGE 9 MM SIZE: L 406 MM X W 200 MM
25668 | 4231210805100 | POUCH STEAM STERILIZATION PRE-CUT FLAT HEAT SEAL MEDICAL GRADE PAPER NOT LESS THAN 60 GSM (WHITE) THICK PLASTIC TRANSPARENT FILM PUNCTURE RESISTANT INDICATOR TYPE 1 PRINTED AT DISTANCE EVERY 15 CM SEAL EDGE 9 MM SIZE: L 200 MM X W 80 MM
25669 | 4231210805200 | POUCH STEAM STERILIZATION PRE-CUT FLAT HEAT SEAL MEDICAL GRADE PAPER NOT LESS THAN 60 GSM (WHITE) THICK PLASTIC TRANSPARENT FILM PUNCTURE RESISTANT INDICATOR TYPE 1 PRINTED AT DISTANCE EVERY 15 CM SEAL EDGE 9 MM SIZE: L 305 MM X W 100 MM
25670 | 4231210805300 | POUCH STEAM STERILIZATION PRE-CUT FLAT HEAT SEAL MEDICAL GRADE PAPER NOT LESS THAN 60 GSM (WHITE) THICK PLASTIC TRANSPARENT FILM PUNCTURE RESISTANT INDICATOR TYPE 1 PRINTED AT DISTANCE EVERY 15 CM SEAL EDGE 9 MM SIZE: L 356 MM X W 213 MM
25671 | 4231210805400 | POUCH STEAM STERILIZATION PRE-CUT FLAT HEAT SEAL MEDICAL GRADE PAPER NOT LESS THAN 60 GSM (WHITE) THICK PLASTIC TRANSPARENT FILM PUNCTURE RESISTANT INDICATOR TYPE 1 PRINTED AT DISTANCE EVERY 15 CM SEAL EDGE 9 MM SIZE: L 508 MM X W 325 MM
25672 | 4231210805600 | STEAM POUCH STERILIZATION ROLL FLAT MEDICAL GRADE NOT LESS THAN 60 GSM PUNCTURE RESISTANT PLASTIC TRANSPARENT FILM PROCESS INDICATOR TYPE 1 PRINTED AT DISTANCE EVERY 15 CM SIZE: 50 MM X 100 M.
25673 | 4231210805700 | STEAM POUCH STERILIZATION ROLL FLAT MEDICAL GRADE NOT LESS THAN 60 GSM PUNCTURE RESISTANT PLASTIC TRANSPARENT FILM PROCESS INDICATOR TYPE 1 PRINTED AT DISTANCE EVERY 15 CM SIZE: 75 MM X 100 M.
25674 | 4231210805800 | STEAM POUCH STERILIZATION ROLL FLAT MEDICAL GRADE NOT LESS THAN 60 GSM PUNCTURE RESISTANT PLASTIC TRANSPARENT FILM PROCESS INDICATOR TYPE 1 PRINTED AT DISTANCE EVERY 15 CM SIZE: 100 MM X 100 M.
25675 | 4231210805900 | STEAM POUCH STERILIZATION ROLL FLAT MEDICAL GRADE NOT LESS THAN 60 GSM PUNCTURE RESISTANT PLASTIC TRANSPARENT FILM PROCESS INDICATOR TYPE 1 PRINTED AT DISTANCE EVERY 15 CM SIZE: 200 MM X 100 M.
25676 | 4231210806300 | POUCH STEAM STERILIZATION PRE-CUT FLAT HEAT SEAL MEDICAL GRADE PAPER NOT LESS THAN 60 GSM (WHITE) THICK PLASTIC TRANSPARENT FILM PUNCTURE RESISTANT INDICATOR TYPE 1 PRINTED AT DISTANCE EVERY 15 CM SEAL EDGE 9 MM SIZE: L 300 MM X W 75 MM
25677 | 4231210806900 | TYVEK POUCH H2O2 STERILIZATION PRE-CUT FLAT SELF-SEAL70 GSM PUNCTURE RESISTANT PLASTIC TRANSPARENT FILM PROCESS INDICATOR TYPE 1 PRINTED AT DISTANCE EVERY 15 CM SIZE: L 441 MM X W 203 MM
25678 | 4231210807000 | TYVEK POUCH H2O2 STERILIZATION PRE-CUT FLAT SELF-SEAL70 GSM PUNCTURE RESISTANT PLASTIC TRANSPARENT FILM PROCESS INDICATOR TYPE 1 PRINTED AT DISTANCE EVERY 15 CM SIZE: L 270 MM X W 200 MM
25679 | 4231210807100 | TYVEK POUCH H2O2 STERILIZATION PRE-CUT FLAT SELF-SEAL 70 GSM PUNCTURE RESISTANT PLASTIC TRANSPARENT FILM PROCESS INDICATOR TYPE 1 PRINTED AT DISTANCE EVERY 15 CM SIZE: L 480 MM X W 250 MM
25680 | 4231210807200 | TYVEK POUCH H2O2 STERILIZATION PRE-CUT FLAT SELF-SEAL70 GSM PUNCTURE RESISTANT PLASTIC TRANSPARENT FILM PROCESS INDICATOR TYPE 1 PRINTED AT DISTANCE EVERY 15 CM SIZE: L 600 MM X W 350 MM
25681 | 4231210807300 | TYVEK POUCH H2O2 STERILIZATION PRE-CUT FLAT SELF-SEAL 70 GSM PUNCTURE RESISTANT PLASTIC TRANSPARENT FILM PROCESS INDICATOR TYPE 1 PRINTED AT DISTANCE EVERY 15 CM SIZE: L 200 MM X W 75 MM
25682 | 4231210807400 | POUCH STEAM STERILIZATION PRE-CUT FLAT SELF-SEAL MEDICAL GRADE PAPER NOT LESS THAN 60 GSM (WHITE) THICK PLASTIC TRANSPARENT FILM PUNCTURE RESISTANT INDICATOR TYPE 1 PRINTED AT DISTANCE EVERY 15 CM SEAL EDGE 9 MM SIZE: L 230 MM X W 100 MM
25683 | 4231210808100 | STEAM POUCH STERILIZATION ROLL FLAT NOT LESS THAN 60 GSM PUNCTURE RESISTANT PLASTIC TRANSPARENT FILM PROCESS INDICATOR TYPE 1 PRINTED AT DISTANCE EVERY 15 CM SIZE: 250 MM X 100 M.
25684 | 4231210808400 | POUCH STEAM STERILIZATION PRE-CUT FLAT SELF-SEAL MEDICAL GRADE PAPER NOT LESS THAN 60 GSM (WHITE) THICK PLASTIC TRANSPARENT FILM PUNCTURE RESISTANT INDICATOR TYPE 1 PRINTED AT DISTANCE EVERY 15 CM SEAL EDGE 9 MM SIZE: L 400 MM X W 200 MM
25685 | 4231210808800 | TYVEK POUCH H2O2 STERILIZATION PRE-CUT FLAT HEAT SEAL70 GSM PUNCTURE RESISTANT PLASTIC TRANSPARENT FILM PROCESS INDICATOR TYPE 1 PRINTED AT DISTANCE EVERY 15 CM SIZE: L 350 MM X W 150 MM
25686 | 4231210809300 | VACUUM STORAGE AND TRANSPORT POUCHES SIZE 55 X 85 CM WHICH INCLUDE ACCESSORIES: RUBBER AND PAPER INDICATOR.
25687 | 4231210809500 | DRAINAGE SET FOR WOUND PLASTIC RADIO-OPAQUE 40-50 ML CAPACITY WITH MULTICHANNEL SOFT CATHETER AND TROCAR NEGATIVE PRESSURE MINIMUM LENGTH 50CM SIZE: FG 6 DISPOSABLE STERILE
25688 | 4231210809900 | POUCH INSTRUMENT CLEAR PLASTIC 3-4 POCKETS 30 X 50 CM (+/- 5 CM) STICKY TAPE STERILE
25689 | 4231210810000 | DRAIN SILICONE ROUND RADIO-OPAQUE HUBLESS 10 FRENCH WITH TROCAR DISPOSABLE STERILE
25690 | 4231210810100 | DRAINAGE SET FOR WOUND PLASTIC RADIO-OPAQUE 200-300 ML CAPACITY WITH MULTICHANNEL SOFT CATHETER AND TROCAR NEGATIVE PRESSURE MINIMUM LENGTH 50CM SIZE: FG10 DISPOSABLE STERILE
25691 | 4231210810200 | DRAINAGE SET FOR WOUND PLASTIC RADIO-OPAQUE 400-500 ML CAPACITY WITH MULTICHANNEL SOFT CATHETER AND TROCAR NEGATIVE PRESSURE MINIMUM LENGTH 50CM SIZE: FG14 DISPOSABLE STERILE
25692 | 4231210810300 | DRAINAGE SET FOR WOUND PLASTIC RADIO-OPAQUE 400-500 ML CAPACITY WITH MULTICHANNEL SOFT CATHETER AND TROCAR NEGATIVE PRESSURE MINIMUM LENGTH 50CM SIZE: FG16 DISPOSABLE STERILE
25693 | 4231210810400 | DRAINAGE SET FOR WOUND PLASTIC RADIO-OPAQUE 400-500 ML CAPACITY WITH MULTICHANNEL SOFT CATHETER AND TROCAR NEGATIVE PRESSURE MINIMUM LENGTH 50CM SIZE: FG18 DISPOSABLE STERILE
25694 | 4231210810500 | DRAINAGE SET FOR WOUND PLASTIC RADIO-OPAQUE 400-500 ML CAPACITY WITH MULTICHANNEL SOFT CATHETER AND TROCAR NEGATIVE PRESSURE MINIMUM LENGTH 50CM SIZE: FG15 DISPOSABLE STERILE
25695 | 4231210810600 | DRAINAGE SET FOR WOUND PLASTIC RADIO-OPAQUE 400-500 ML CAPACITY WITH MULTICHANNEL SOFT CATHETER AND TROCAR NEGATIVE PRESSURE MINIMUM LENGTH 50CM SIZE: FG19 DISPOSABLE STERILE
25696 | 4231211200200 | BELT FOR OSTOMY BAG ADJUSTABLE (WOUND AND OSTOMY CARE)
25697 | 4231211900000 | BAG OSTOMY ONE PIECE OPAQUE CLOSED SOFT FABRIC LOW FRICTION ADULT SIZE: 70 MM (+/- 10MM) WITH FILTER (WOUND AND OSTOMY CARE)
25698 | 4231211901300 | BAG FISTULA AND WOUND MANAGEMENT SYSTEM 104 X 159 MM (+/- 10 MM) (WOUND AND OSTOMY CARE)
25699 | 4231211901400 | BAG FISTULA AND WOUND MANAGEMENT SYSTEM 110 X 175 MM (+/- 10 MM) (WOUND AND OSTOMY CARE)
25700 | 4231211901500 | BAG FISTULA AND WOUND MANAGEMENT SYSTEM 208 X 297 MM (+/- 15 MM) (WOUND AND OSTOMY CARE)
25701 | 4231211901600 | BAG FISTULA AND WOUND MANAGEMENT SYSTEM 30 X 40 MM (+/- 10 MM) (WOUND AND OSTOMY CARE)
25702 | 4231211901700 | BAG FISTULA AND WOUND MANAGEMENT SYSTEM 60 X 86 MM (+/- 10 MM) (WOUND AND OSTOMY CARE)
25703 | 4231211901800 | BAG FISTULA AND WOUND MANAGEMENT SYSTEM 75 X 110 MM (+/- 10 MM) (WOUND AND OSTOMY CARE)
25704 | 4231211901900 | BAG FISTULA AND WOUND MANAGEMENT SYSTEM HORIZONTAL 156 X 228 MM (+/- 15 MM) (WOUND AND OSTOMY CARE)
25705 | 4231211902000 | BAG FISTULA AND WOUND MANAGEMENT SYSTEM VERTICAL 156 X 228 MM (+/- 15 MM) (WOUND AND OSTOMY CARE)
25706 | 4231211902100 | BAG FISTULA AND WOUND MANAGEMENT SYSTEM WITH WINDOW 156 X 228 MM (+/- 15 MM) (WOUND AND OSTOMY CARE)
25707 | 4231220010600 | SUTURE POLIGLECAPRONE 25 ANTIBACTERIAL (COATED TRICLOSAN) MONOFILAMENT ABSORBABLE SIZE 3/0 17-18 MM 1/2 CIRCLE ROUND BODY NEEDLE 70-75 CM VIOLET STERILE
25708 | 4231220014500 | SUTURE POLYGLACTIN 910 ANTIBACTERIAL (COATED TRICLOSAN) MULTIFILAMENT ABSORBABLE SIZE 0 36 MM ( +/- 1 MM ) 1/2 CIRCLE TAPER CUT NEEDLE 90-95 CM VIOLET STERILE
25709 | 4231220014600 | SUTURE POLYGLACTIN 910 ANTIBACTERIAL (COATED TRICLOSAN) MULTIFILAMENT ABSORBABLE SIZE 2 40 MM ( +/- 1 MM ) 1/2 CIRCLE ROUND BODY NEEDLE 70-75 CM VIOLET STERILE
25710 | 4231220019300 | SUTURE POLIGLECAPRONE 25 ANTIBACTERIAL (COATED TRICLOSAN) MONOFILAMENT ABSORBABLE SIZE 2/0 31 MM ( +/-1 MM ) 1/2 CIRCLE ROUND BODY NEEDLE 70-75 CM VIOLET STERILE
25711 | 4231220019900 | SUTURE POLYDIOXANONE ANTIBACTERIAL MONOFILAMENT ABSORBABLE SIZE 0 40 MM ( +/- 1 MM ) 1/2 CIRCLE TAPER CUT NEEDLE 150 CM VIOLET STERILE
25712 | 4231220020000 | SUTURE POLYDIOXANONE ANTIBACTERIAL (COATED TRICLOSAN) MONOFILAMENT ABSORBABLE SIZE 0 40 MM ( +/- 1 MM ) 1/2 CIRCLE TAPER CUT NEEDLE 90-95 CM VIOLET STERILE
25713 | 4231220021100 | SUTURE POLYGLACTIN 910 MULTIFILAMENT ABSORBABLE SIZE 7/0 6.5 MM 3/8 CIRCLE SPATULATED DOUBLE ARM NEEDLE 30 CM VIOLET STERILE
25714 | 4231220022000 | SUTURE POLYGLACTIN 910 ANTIBACTERIAL (COATED TRICLOSAN) MULTIFILAMENT ABSORBABLE SIZE 4/0 19-20 MM 3/8 CIRCLE REVERSE CUTTING NEEDLE 45-50 CM VIOLET STERILE
25715 | 4231220022700 | SUTURE POLYGLACTIN 910 MULTIFILAMENT RAPID ABSORPTION SIZE 4/0 19-20 MM 3/8 CIRCLE MULTIPASS REVERSE CUTTING NEEDLE 70-75 CM UNDYED STERILE
25716 | 4231220022800 | SUTURE POLYGLACTIN 910 MULTIFILAMENT RAPID ABSORPTION SIZE 3/0 19-20 MM 3/8 CIRCLE MULTIPASS REVERSE CUTTING NEEDLE 70-75 CM UNDYED STERILE
25717 | 4231220026100 | SUTURE POLYAMIDE MONOFILAMENT NON-ABSORBABLE SIZE 10/0 5 MM 3/8 CIRCLE ROUND BODY NEEDLE 13 CM BLACK STERILE
25718 | 4231220029900 | SUTURE SILK MULTIFILAMENT NON-ABSORBABLE SIZE 2/0 26 MM 1/2 CIRCLE ROUND BODY NEEDLE 70-75 CM BLACK STERILE
25719 | 4231220033000 | SUTURE POLYPROPYLENE MONOFILAMENT NON-ABSORBABLE SIZE 4/0 26 MM 3/8 CIRCLE PRIME REVERSE CUTTING NEEDLE 45 CM BLUE STERILE (1 EACH = 1 DOZEN)
25720 | 4231220033400 | SUTURE POLYPROPYLENE MONOFILAMENT NON-ABSORBABLE SIZE 5/0 15-16 MM 3/8 CIRCLE PRIME REVERSE CUTTING NEEDLE 45-50 CM BLUE STERILE
25721 | 4231220037000 | SUTURE POLYPROPYLENE MONOFILAMENT NON-ABSORBABLE SIZE 2/0 25-26 MM 1/2 CIRCLE ROUND BODY NEEDLE 90-95 CM BLUE STERILE
25722 | 4231220037900 | SUTURE POLYPROPYLENE MONOFILAMENT NON-ABSORBABLE 1 TO 1 RATIO SIZE 4/0 25-26 MM 1/2 CIRCLE TAPER POINT DOUBLE ARM NEEDLE 90-95 CM BLUE STERILE
25723 | 4231220040000 | SUTURE POLYPROPYLENE MONOFILAMENT NON-ABSORBABLE 1 TO 1 RATIO SIZE 5/0 13-14 MM 3/8 CIRCLE TUNGSTEN-RHENIUM ALLOY TAPER POINT DOUBLE ARM NEEDLE 60-65 CM BLUE STERILE
25724 | 4231220041100 | SUTURE SYSTEM ENDOSCOPIC OVERSTITCH STERILE DISPOSABLE
25725 | 4231220042900 | SUTURE POLYGLACTIN 910 MULTIFILAMENT ABSORBABLE SIZE 8/0 6.5 MM 3/8 CIRCLE SPATULATED DOUBLE ARM NEEDLE 45-50 CM VIOLET STERILE
25726 | 4231220100000 | SUTURE POLYPROPYLENE MONOFILAMENT NON-ABSORBABLE SIZE 3/0 60 MM ( +/- 2 MM ) STRAIGHT CUTTING NEEDLE 70-75 CM BLUE STERILE
25727 | 4231220100100 | SUTURE POLYPROPYLENE MONOFILAMENT NON-ABSORBABLE SIZE 0 40 MM ( +/- 1 MM ) 1/2 CIRCLE REVERSE CUTTING NEEDLE 100 CM BLUE STERILE
25728 | 4231220100200 | SUTURE POLYPROPYLENE MONOFILAMENT NON-ABSORBABLE SIZE 1 40 MM ( +/- 1 MM ) 3/8 CIRCLE CUTTING NEEDLE 100 CM BLUE STERILE
25729 | 4231220100300 | SUTURE POLYPROPYLENE MONOFILAMENT NON-ABSORBABLE SIZE 7/0 8 MM 3/8 CIRCLE TUNGSTEN-RHENIUM ALLOY TAPER POINT DOUBLE ARM NEEDLE 60-65 CM BLUE STERILE
25730 | 4231220100400 | SUTURE POLYDIOXANONE ANTIBACTERIAL (COATED TRICLOSAN) MONOFILAMENT ABSORBABLE SIZE 5/0 17-18 MM 1/2 CIRCLE TAPER POINT NEEDLE DOUBLE ARMED 90 CM VIOLET STERILE
25731 | 4231220100500 | SUTURE SILK VIRGIN MULTIFILAMENT NON-ABSORBABLE SIZE 8/0 8 MM 1/2 CIRCLE CUTTING DOUBLE ARM NEEDLE 45-50 CM BLUE STERILE
25732 | 4231220100700 | SUTURE SILK MULTIFILAMENT NON-ABSORBABLE SIZE 7/0 8 MM 3/8 CIRCLE REVERSE CUTTING DOUBLE ARM NEEDLE 45-50 CM BLACK STERILE
25733 | 4231220100800 | SUTURE SILK MULTIFILAMENT NON-ABSORBABLE SIZE 7/0 8 MM 3/8 CIRCLE ROUND BODY DOUBLE ARM NEEDLE 35 CM BLACK STERILE
25734 | 4231220100900 | SUTURE SILK MULTIFILAMENT NON-ABSORBABLE SIZE 6/0 8 MM 3/8 CIRCLE ROUND BODY NEEDLE 45-50 CM BLACK STERILE
25735 | 4231220101000 | SUTURE SILK MULTIFILAMENT NON-ABSORBABLE SIZE 6/0 8 MM 1/2 CIRCLE SPATULATED DOUBLE ARM NEEDLE 45-50 CM BLACK STERILE
25736 | 4231220101100 | SUTURE SILK MULTIFILAMENT NON-ABSORBABLE SIZE 6/0 10 MM 3/8 CIRCLE CUTTING DOUBLE ARM NEEDLE 45-50 CM BLACK STERILE
25737 | 4231220101200 | SUTURE SILK MULTIFILAMENT NON-ABSORBABLE SIZE 6/0 10 MM 3/8 CIRCLE REVERSE CUTTING NEEDLE 45-50 CM BLACK STERILE
25738 | 4231220101300 | SUTURE SILK MULTIFILAMENT NON-ABSORBABLE SIZE 6/0 11-12 MM 3/8 CIRCLE REVERSE CUTTING NEEDLE 70-75 CM BLACK STERILE
25739 | 4231220101400 | SUTURE SILK MULTIFILAMENT NON-ABSORBABLE SIZE 5/0 15-16 MM 3/8 CIRCLE CUTTING DOUBLE ARM NEEDLE 35-40 CM ( +/- 5 CM ) BLACK STERILE
25740 | 4231220101500 | SUTURE SILK MULTIFILAMENT NON-ABSORBABLE SIZE 5/0 13-14 MM 3/8 CIRCLE CUTTING NEEDLE 70-75 CM BLACK STERILE
25741 | 4231220101600 | SUTURE SILK MULTIFILAMENT NON-ABSORBABLE SIZE 5/0 15-16 MM 3/8 CIRCLE CUTTING NEEDLE 70-75 CM BLACK STERILE
25742 | 4231220101700 | SUTURE SILK MULTIFILAMENT NON-ABSORBABLE SIZE 5/0 15-16 MM 3/8 CIRCLE ROUND BODY NEEDLE 70-75 CM BLACK STERILE
25743 | 4231220101800 | SUTURE SILK MULTIFILAMENT NON-ABSORBABLE SIZE 4/0 13-14 MM 3/8 CIRCLE CUTTING DOUBLE ARM NEEDLE 45-50 CM BLACK STERILE
25744 | 4231220101900 | SUTURE SILK MULTIFILAMENT NON-ABSORBABLE SIZE 4/0 13-14 MM 3/8 CIRCLE REVERSE CUTTING NEEDLE 45-50 CM BLACK STERILE
25745 | 4231220102000 | SUTURE SILK MULTIFILAMENT NON-ABSORBABLE SIZE 4/0 15-16 MM 3/8 CIRCLE ROUND BODY NEEDLE 70-75 CM BLACK STERILE
25746 | 4231220102100 | SUTURE SILK MULTIFILAMENT NON-ABSORBABLE SIZE 4/0 15-16 MM 3/8 CIRCLE CUTTING NEEDLE 70-75 CM BLACK STERILE
25747 | 4231220102200 | SUTURE SILK MULTIFILAMENT NON-ABSORBABLE SIZE 3/0 25-26 MM 3/8 CIRCLE CUTTING NEEDLE 45-50 CM BLACK STERILE
25748 | 4231220102300 | SUTURE SILK MULTIFILAMENT NON-ABSORBABLE SIZE 3/0 15-16 MM 3/8 CIRCLE CUTTING NEEDLE 70-75 CM BLACK STERILE
25749 | 4231220102400 | SUTURE SILK MULTIFILAMENT NON-ABSORBABLE SIZE 3/0 15-16 MM 1/2 CIRCLE ROUND BODY NEEDLE 70-75 CM BLACK STERILE
25750 | 4231220102500 | SUTURE SILK MULTIFILAMENT NON-ABSORBABLE SIZE 3/0 30 MM ( +/- 1 MM ) 1/2 CIRCLE ROUND BODY NEEDLE 70-75 CM BLACK STERILE
25751 | 4231220102600 | SUTURE SILK MULTIFILAMENT NON-ABSORBABLE SIZE 3/0 60 MM ( +/- 2 MM ) STRAIGHT CUTTING NEEDLE 70-75 CM BLACK STERILE
25752 | 4231220102700 | SUTURE SILK MULTIFILAMENT NON-ABSORBABLE SIZE 2/0 25-26 MM 1/2 CIRCLE TAPER POINT NEEDLE 70-75 CM BLACK STERILE
25753 | 4231220102800 | SUTURE SILK MULTIFILAMENT NON-ABSORBABLE SIZE 2/0 25-26 MM 3/8 CIRCLE REVERSE CUTTING NEEDLE 45-50 CM BLACK STERILE
25754 | 4231220102900 | SUTURE SILK MULTIFILAMENT NON-ABSORBABLE SIZE 2/0 35 MM ( +/- 1 MM ) 3/8 CIRCLE REVERSE CUTTING NEEDLE 70-75 CM BLACK STERILE
25755 | 4231220103000 | SUTURE SILK MULTIFILAMENT NON-ABSORBABLE SIZE 2/0 55 MM ( +/- 2 MM ) STRAIGHT CUTTING NEEDLE 100 CM BLACK STERILE
25756 | 4231220103100 | SUTURE SILK MULTIFILAMENT NON-ABSORBABLE SIZE 2/0 75 MM ( +/- 2 MM ) STRAIGHT CUTTING NEEDLE 100 CM BLACK STERILE
25757 | 4231220103200 | SUTURE SILK MULTIFILAMENT NON-ABSORBABLE SIZE 0 30 MM ( +/- 1 MM ) 1/2 CIRCLE TAPER POINT NEEDLE 70-75 CM BLACK STERILE
25758 | 4231220103300 | SUTURE SILK MULTIFILAMENT NON-ABSORBABLE SIZE 0 60 MM ( +/- 2 MM ) STRAIGHT CUTTING NEEDLE 70-75 CM BLACK STERILE
25759 | 4231220103400 | SUTURE SILK MULTIFILAMENT NON-ABSORBABLE SIZE 0 90 MM ( +/- 2 MM ) 3/8 CIRCLE CUTTING NEEDLE 100 CM BLACK STERILE
25760 | 4231220103500 | SUTURE SILK MULTIFILAMENT NON-ABSORBABLE SIZE 1 35 MM ( +/- 1 MM ) 1/2 CIRCLE ROUND BODY NEEDLE 70-75 CM BLACK STERILE
25761 | 4231220103600 | SUTURE SILK MULTIFILAMENT NON-ABSORBABLE SIZE 1 40 MM ( +/- 1 MM ) 3/8 CIRCLE CUTTING HEAVY NEEDLE 70-75 CM BLACK STERILE
25762 | 4231220103700 | SUTURE SILK MULTIFILAMENT NON-ABSORBABLE SIZE 1 90 MM ( +/- 2 MM ) 3/8 CIRCLE CUTTING NEEDLE 100 CM BLACK STERILE
25763 | 4231220103800 | SUTURE SILK MULTIFILAMENT NON-ABSORBABLE SIZE 0 NEEDLE FREE 150 CM ( +/- 20 CM ) BLACK STERILE
25764 | 4231220103900 | SUTURE SILK MULTIFILAMENT NON-ABSORBABLE SIZE 2/0 NEEDLE FREE 150 CM ( +/- 20 CM ) BLACK STERILE
25765 | 4231220104000 | SUTURE SILK MULTIFILAMENT NON-ABSORBABLE SIZE 3/0 NEEDLE FREE 150 CM ( +/- 20 CM ) BLACK STERILE
25766 | 4231220104200 | SUTURE POLYPROPYLENE MONOFILAMENT NON-ABSORBABLE SIZE 4/0 19-20 MM 3/8 CIRCLE ROUND BODY NEEDLE 45-50 CM BLUE STERILE
25767 | 4231220104500 | SUTURE POLYPROPYLENE MONOFILAMENT NON-ABSORBABLE SIZE 3/0 30 MM ( +/- 1 MM ) 1/2 CIRCLE ROUND BODY NEEDLE 60-65 CM BLUE STERILE
25768 | 4231220104600 | SUTURE POLYAMIDE MONOFILAMENT NON-ABSORBABLE SIZE 10/0 6 MM 3/8 CIRCLE REVERSE SPATULATED DOUBLE ARM NEEDLE 30 CM BLACK STERILE
25769 | 4231220104700 | SUTURE POLYAMIDE MONOFILAMENT NON-ABSORBABLE SIZE 10/0 6 MM 3/8 CIRCLE ROUND BODY DOUBLE ARM NEEDLE 30 CM BLACK STERILE
25770 | 4231220104800 | SUTURE POLYAMIDE MONOFILAMENT NON-ABSORBABLE SIZE 9/0 6 MM 3/8 CIRCLE SPATULATED DOUBLE ARM NEEDLE 30 CM BLACK STERILE
25771 | 4231220104900 | SUTURE POLYDIOXANONE ANTIBACTERIAL (COATED TRICLOSAN) MONOFILAMENT ABSORBABLE SIZE 2/0 30 MM ( +/- 1 MM) 1/2 CIRCLE ROUND BODY 70-75 CM VIOLET STERILE
25772 | 4231220105000 | SUTURE POLYDIOXANONE MONOFILAMENT ABSORBABLE SIZE 3/0 25-26 MM 1/2 CIRCLE ROUND BODY BLACK NEEDLE 70-75 CM VIOLET STERILE
25773 | 4231220105200 | SUTURE POLYAMIDE MONOFILAMENT NON-ABSORBABLE SIZE 8/0 6.5 MM 3/8 CIRCLE TAPER POINT NEEDLE 30 CM BLACK STERILE
25774 | 4231220105400 | SUTURE POLYAMIDE MONOFILAMENT NON-ABSORBABLE LOOP SIZE 1 48 MM ( +/- 1 MM ) 1/2 CIRCLE ROUND BODY NEEDLE 150 CM ( +/- 20 CM ) BLACK STERILE
25775 | 4231220105500 | SUTURE POLYAMIDE MONOFILAMENT NON-ABSORBABLE SIZE 1 90 MM ( +/- 2 MM ) 3/8 CIRCLE CUTTING NEEDLE 2 X 45-50 CM WITH 40 MM RETENTION TUBE BLACK STERILE
25776 | 4231220105600 | SUTURE POLYGLACTIN 910 MULTIFILAMENT ABSORBABLE SIZE 2/0 NEEDLE FREE 10 X 45-50 CM VIOLET STERILE
25777 | 4231220105700 | SUTURE POLYGLACTIN 910 MULTIFILAMENT ABSORBABLE SIZE 3/0 NEEDLE FREE 10 X 45-50 CM VIOLET STERILE
25778 | 4231220105800 | SUTURE POLYDIOXANONE MONOFILAMENT ABSORBABLE SIZE 4/0 16-17 MM 1/2 CIRCLE ROUND BODY NEEDLE 70 CM VIOLET STERILE
25779 | 4231220105900 | SUTURE ABSORBABLE MONOFILAMENT POLYDIOXANONE ANTIBACTERIAL COATED SIZE 5/0 70 CM 16 MM 1/2 CIRCLE ROUND BODY NEEDLE STERILE
25780 | 4231220106000 | SUTURE POLYGLACTIN 910 MULTIFILAMENT ABSORBABLE SIZE 0 NEEDLE FREE 10 X 45-50 CM VIOLET STERILE
25781 | 4231220106300 | SUTURE POLYGLACTIN 910 MULTIFILAMENT ABSORBABLE SIZE 2/0 25-26 MM 1/2 CIRCLE TAPER POINT BLACK NEEDLE 70-75 CM VIOLET STERILE
25782 | 4231220106400 | SUTURE POLYESTER COATED SILICON OR POLYBUTILATE MULTIFILAMENT NON-ABSORBABLE SIZE 2/0 17-18 MM 1/2 CIRCLE TAPER CUT DOUBLE ARM NEEDLE 70-75 CM GREEN STERILE
25783 | 4231220107200 | SUTURE POLYGLACTIN 910 MULTIFILAMENT ABSORBABLE SIZE 6/0 8 MM 1/4 CIRCLE SPATULATED DOUBLE ARM NEEDLE 20-23 CM VIOLET STERILE
25784 | 4231220107400 | SUTURE POLYGLACTIN 910 MULTIFILAMENT ABSORBABLE SIZE 8/0 8 MM 1/2 CIRCLE REVERSE CUTTING DOUBLE ARM NEEDLE 45-50 CM VIOLET STERILE
25785 | 4231220107500 | SUTURE POLYGLACTIN 910 MULTIFILAMENT ABSORBABLE SIZE 7/0 8 MM 1/2 CIRCLE REVERSE CUTTING DOUBLE ARM NEEDLE 45-50 CM VIOLET STERILE
25786 | 4231220107600 | SUTURE POLYGLACTIN 910 MULTIFILAMENT ABSORBABLE SIZE 2/0 25-26 MM 1/2 CIRCLE TAPER POINT NEEDLE 70-75 CM VIOLET STERILE
25787 | 4231220107800 | SUTURE POLYGLACTIN 910 MULTIFILAMENT ABSORBABLE SIZE 5/0 16 MM 3/8 CIRCLE CUTTING NEEDLE 70-75 CM UNDYED STERILE
25788 | 4231220107900 | SUTURE POLYGLACTIN 910 MULTIFILAMENT ABSORBABLE SIZE 4/0 15-16 MM 3/8 CIRCLE CUTTING NEEDLE 70-75 CM VIOLET STERILE
25789 | 4231220108200 | SUTURE POLYGLACTIN 910 MULTIFILAMENT ABSORBABLE SIZE 0 40 MM ( +/- 1 MM ) 1/2 CIRCLE ROUND BODY NEEDLE 70-75 CM VIOLET STERILE
25790 | 4231220108500 | SUTURE POLYGLACTIN 910 ANTIBACTERIAL (COATED TRICLOSAN) MULTIFILAMENT ABSORBABLE SIZE 1 40 MM ( +/- 1 MM ) 1/2 CIRCLE ROUND BODY NEEDLE 70-75 CM VIOLET STERILE
25791 | 4231220108800 | SUTURE POLYGLACTIN 910 MULTIFILAMENT ABSORBABLE SIZE 4/0 13-14 MM 1/2 CIRCLE REVERSE CUTTING NEEDLE 45-50 CM UNDYED STERILE
25792 | 4231220108900 | SUTURE POLYGLACTIN 910 MULTIFILAMENT ABSORBABLE SIZE 5/0 13-14 MM 3/8 CIRCLE ROUND BODY NEEDLE 45-50 CM VIOLET STERILE
25793 | 4231220109100 | SUTURE POLYGLACTIN 910 MULTIFILAMENT ABSORBABLE SIZE 8/0 8 MM 3/8 CIRCLE ROUND BODY NEEDLE 30 CM VIOLET STERILE
25794 | 4231220109500 | SUTURE POLYGLACTIN 910 MULTIFILAMENT ABSORBABLE SIZE 2/0 NEEDLE FREE 150 CM ( +/- 20 CM) VIOLET STERILE
25795 | 4231220109600 | SUTURE POLYGLACTIN 910 MULTIFILAMENT ABSORBABLE SIZE 0 25-26 MM 5/8 CIRCLE ROUND BODY HEAVY NEEDLE 70-75 CM VIOLET STERILE
25796 | 4231220109800 | SUTURE POLYGLACTIN 910 MULTIFILAMENT ABSORBABLE SIZE 5/0 11-12 MM 3/8 CIRCLE REVERSE CUTTING NEEDLE 70-75 CM UNDYED STERILE
25797 | 4231220109900 | MESH POLYPROPYLENE FIBER FOR TISSUE DEFECTS AND HERNIA REPAIR STRAIGHT AND DOES NOT REFLECT LIGHT SIZE 6 X 11 CM (+/-1 CM) DISPOSABLE STERILE
25798 | 4231220110200 | SUTURE POLYGLACTIN 910 ANTIBACTERIAL (COATED TRICLOSAN) MULTIFILAMENT ABSORBABLE SIZE 0 30 MM ( +/- 1 MM) 1/2 CIRCLE ROUND BODY NEEDLE 70-75 CM VIOLET STERILE
25799 | 4231220110900 | SUTURE POLYGLACTIN 910 MULTIFILAMENT ABSORBABLE SIZE 2/0 30 MM ( +/- 1 MM ) 3/8 CIRCLE ROUND BODY NEEDLE 70-75 CM VIOLET STERILE
25800 | 4231220111100 | SUTURE POLYGLACTIN 910 MULTIFILAMENT ABSORBABLE SIZE 2/0 40 MM ( +/- 1 MM ) 3/8 CIRCLE ROUND BODY NEEDLE 70-75 CM VIOLET STERILE
25801 | 4231220111500 | SUTURE POLYGLACTIN 910 MULTIFILAMENT ABSORBABLE SIZE 4/0 15-16 MM 3/8 CIRCLE ROUND BODY NEEDLE 70-75 CM VIOLET STERILE
25802 | 4231220111600 | SUTURE POLYGLACTIN 910 MULTIFILAMENT RAPID ABSORPTION SIZE 2/0 50 MM ( +/- 1 MM ) 1/2 CIRCLE ROUND BODY HEAVY NEEDLE 70-75 CM UNDYED STERILE
25803 | 4231220111800 | SUTURE POLYGLACTIN 910 MULTIFILAMENT RAPID ABSORPTION SIZE 2/0 25-26 MM 1/2 CIRCLE REVERSE CUTTING NEEDLE 70-75 CM UNDYED STERILE
25804 | 4231220111900 | SUTURE POLYGLACTIN 910 MULTIFILAMENT RAPID ABSORPTION SIZE 2/0 30 MM ( +/- 1 MM ) 1/2 CIRCLE ROUND BODY NEEDLE 70-75 CM UNDYED STERILE
25805 | 4231220112200 | SUTURE POLYGLACTIN 910 MULTIFILAMENT RAPID ABSORPTION SIZE 5/0 13-14 MM 3/8 CIRCLE REVERSE CUTTING NEEDLE 45-50 CM UNDYED STERILE
25806 | 4231220112300 | SUTURE POLIGLECAPRONE 25 ANTIBACTERIAL MONOFILAMENT ABSORBABLE SIZE 2/0 NEEDLE FREE 150 CM VIOLET STERILE
25807 | 4231220112400 | SUTURE POLIGLECAPRONE 25 ANTIBACTERIAL (COATED TRICLOSAN) MONOFILAMENT ABSORBABLE SIZE 2/0 60 MM ( +/- MM ) STRAIGHT REVERSE CUTTING NEEDLE 70-75 CM UNDYED STERILE
25808 | 4231220112600 | SUTURE POLYPROPYLENE MONOFILAMENT NON-ABSORBABLE SIZE 3/0 19 MM 3/8 CIRCLE REVERSE CUTTING NEEDLE 45 CM UNDYED STERILE
25809 | 4231220112700 | SUTURE POLIGLECAPRONE 25 ANTIBACTERIAL MONOFILAMENT ABSORBABLE SIZE 4/0 19 MM 3/8 CIRCLE PRIME CUTTING NEEDLE 45 CM UNDYED STERILE
25810 | 4231220112800 | SUTURE POLYPROPYLENE MONOFILAMENT NON-ABSORBABLE SIZE 5/0 13 MM 3/8 CIRCLE REVERSE CUTTING NEEDLE 45 CM UNDYED STERILE
25811 | 4231220112900 | SUTURE POLYPROPYLENE MONOFILAMENT NON-ABSORBABLE SIZE 0 36 MM ( +/- 1 MM ) 1/2 CIRCLE ROUND BODY NEEDLE 70-75 CM BLUE STERILE
25812 | 4231220113100 | SUTURE POLIGLECAPRONE 25 MONOFILAMENT ABSORBABLE SIZE 2/0 25-26 MM 1/2 CIRCLE ROUND BODY NEEDLE 70-75 CM VIOLET STERILE
25813 | 4231220113200 | SUTURE POLIGLECAPRONE 25 ANTIBACTERIAL (COATED TRICLOSAN) MONOFILAMENT ABSORBABLE SIZE 3/0 21-22 MM 1/2 CIRCLE ROUND BODY NEEDLE 70-75 CM VIOLET STERILE
25814 | 4231220113300 | SUTURE POLIGLECAPRONE 25 ANTIBACTERIAL (COATED TRICLOSAN) MONOFILAMENT ABSORBABLE SIZE 4/0 17-18 MM 1/2 CIRCLE ROUND BODY NEEDLE 70-75 CM VIOLET STERILE
25815 | 4231220113400 | SUTURE POLYDIOXANONE ANTIBACTERIAL (COATED TRICLOSAN) MONOFILAMENT ABSORBABLE SIZE 4/0 25-26 MM 1/2 CIRCLE ROUND BODY NEEDLE 70 CM VIOLET STERILE
25816 | 4231220113500 | SUTURE POLYDIOXANONE ANTIBACTERIAL (COATED TRICLOSAN) MONOFILAMENT ABSORBABLE SIZE 5/0 25-26 MM 1/2 CIRCLE ROUND BODY NEEDLE 70-75 CM VIOLET STERILE
25817 | 4231220113600 | SUTURE POLYESTER COATED SILICON OR POLYBUTILATE MULTIFILAMENT NON-ABSORBABLE SIZE 6/0 10 MM 3/8 CIRCLE ROUND BODY DOUBLE ARM NEEDLE 70-75 CM GREEN STERILE
25818 | 4231220113700 | SUTURE POLYESTER COATED SILICON OR POLYBUTILATE MULTIFILAMENT NON-ABSORBABLE SIZE 0 55 MM ( +/- 2 MM ) 1/2 CIRCLE TAPER CUT NEEDLE 70-75 CM GREEN STERILE
25819 | 4231220113800 | SUTURE POLYESTER COATED SILICON OR POLYBUTILATE MULTIFILAMENT NON-ABSORBABLE SIZE 2 45 MM ( +/- 1 MM ) 1/2 CIRCLE TAPER CUT HEAVY NEEDLE 4 X 70-75 CM GREEN STERILE
25820 | 4231220113900 | SUTURE POLYESTER COATED SILICON OR POLYBUTILATE MULTIFILAMENT NON-ABSORBABLE SIZE 5/0 17-18 MM 1/2 CIRCLE TAPER CUT DOUBLE ARM NEEDLE 90-95 CM GREEN STERILE
25821 | 4231220114000 | SUTURE POLYESTER COATED SILICON OR POLYBUTILATE MULTIFILAMENT NON-ABSORBABLE SIZE 4/0 17-18 MM 1/2 CIRCLE TAPER CUT DOUBLE ARM NEEDLE 90-95 CM GREEN STERILE
25822 | 4231220114100 | SUTURE POLYESTER COATED SILICON OR POLYBUTILATE MULTIFILAMENT NON-ABSORBABLE SIZE 4/0 8 MM 1/2 CIRCLE SPATULATED DOUBLE ARM NEEDLE 45-50 CM WHITE STERILE
25823 | 4231220114200 | SUTURE POLYAMIDE MONOFILAMENT NON-ABSORBABLE SIZE 6/0 15-16 MM 3/8 CIRCLE CUTTING NEEDLE 35-40 CM BLUE STERILE
25824 | 4231220114300 | SUTURE POLYAMIDE MONOFILAMENT NON-ABSORBABLE SIZE 6/0 25-26 MM 3/8 CIRCLE CUTTING NEEDLE 35-40 CM BLUE STERILE
25825 | 4231220114400 | SUTURE POLYAMIDE MONOFILAMENT NON-ABSORBABLE SIZE 5/0 15-16 MM 3/8 CIRCLE CUTTING NEEDLE 45-50 CM BLUE STERILE
25826 | 4231220114600 | SUTURE POLYAMIDE MONOFILAMENT NON-ABSORBABLE SIZE 4/0 19-20 MM 3/8 CIRCLE REVERSE CUTTING NEEDLE 45-50 CM BLUE STERILE
25827 | 4231220114700 | SUTURE POLYAMIDE MONOFILAMENT NON-ABSORBABLE SIZE 3/0 25-26 MM 3/8 CIRCLE REVERSE CUTTING NEEDLE 45-50 CM BLUE STERILE
25828 | 4231220114800 | SUTURE POLYAMIDE MONOFILAMENT NON-ABSORBABLE SIZE 3/0 60 MM ( +/- 2 MM ) STRAIGHT CUTTING NEEDLE 70-75 CM BLUE STERILE
25829 | 4231220114900 | SUTURE POLYAMIDE MONOFILAMENT NON-ABSORBABLE SIZE 3/0 25-26 MM 3/8 CIRCLE CUTTING NEEDLE 100 CM BLUE STERILE
25830 | 4231220115200 | SUTURE POLYAMIDE MONOFILAMENT NON-ABSORBABLE SIZE 5/0 25-26 MM 3/8 CIRCLE SLIM CUTTING NEEDLE 45-50 CM BLUE STERILE
25831 | 4231220115400 | SUTURE POLYAMIDE MONOFILAMENT NON-ABSORBABLE SIZE 2/0 55 MM ( +/- 2 MM ) STRAIGHT CUTTING NEEDLE 100 CM BLUE STERILE
25832 | 4231220115500 | SUTURE POLYAMIDE MONOFILAMENT NON-ABSORBABLE SIZE 0 40 MM ( +/- 1 MM ) 1/2 CIRCLE ROUND BODY NEEDLE 100 CM BLUE STERILE
25833 | 4231220115600 | SUTURE POLYAMIDE MONOFILAMENT NON-ABSORBABLE SIZE 1 40 MM ( +/- 1 MM ) 1/2 CIRCLE ROUND BODY NEEDLE 100 CM BLACK STERILE
25834 | 4231220115900 | SUTURE POLYPROPYLENE MONOFILAMENT NON-ABSORBABLE SIZE 6/0 8 MM 3/8 CIRCLE ROUND BODY DOUBLE ARM NEEDLE 45-50 CM BLUE STERILE
25835 | 4231220116100 | SUTURE POLYPROPYLENE MONOFILAMENT NON-ABSORBABLE SIZE 6/0 15-16 MM 3/8 CIRCLE PRIME CUTTING NEEDLE 45-50 CM BLUE STERILE
25836 | 4231220116200 | SUTURE POLYPROPYLENE MONOFILAMENT NON-ABSORBABLE SIZE 5/0 13-14 MM 3/8 CIRCLE TUNGSTEN-RHENIUM ALLOY TAPER POINT DOUBLE ARM NEEDLE 70-75 CM BLUE STERILE
25837 | 4231220116500 | SUTURE POLYPROPYLENE MONOFILAMENT NON-ABSORBABLE SIZE 6/0 13-14 MM 3/8 CIRCLE TUNGSTEN-RHENIUM ALLOY TAPER POINT DOUBLE ARM NEEDLE 70-75 CM BLUE STERILE
25838 | 4231220116700 | SUTURE POLYPROPYLENE MONOFILAMENT NON-ABSORBABLE SIZE 4/0 15-16 MM 3/8 CIRCLE SLIM CUTTING NEEDLE 45-50 CM BLUE STERILE
25839 | 4231220116800 | SUTURE POLYPROPYLENE MONOFILAMENT NON-ABSORBABLE SIZE 3/0 15-16 MM 3/8 CIRCLE CUTTING NEEDLE 70-75 CM BLUE STERILE
25840 | 4231220116900 | SUTURE POLYPROPYLENE MONOFILAMENT NON-ABSORBABLE SIZE 3/0 25-26 MM 3/8 CIRCLE REVERSE CUTTING NEEDLE 45-50 CM BLUE STERILE
25841 | 4231220117000 | SUTURE POLYPROPYLENE MONOFILAMENT NON-ABSORBABLE SIZE 2/0 25-26 MM 1/2 CIRCLE TAPER CUT NEEDLE 90-95 CM BLUE STERILE
25842 | 4231220117200 | SUTURE POLYPROPYLENE MONOFILAMENT NON-ABSORBABLE SIZE 0 75 MM ( +/- 2 MM ) STRAIGHT CUTTING NEEDLE 100 CM BLUE STERILE
25843 | 4231220117300 | SUTURE POLYPROPYLENE MONOFILAMENT NON-ABSORBABLE SIZE 1 30 MM ( +/- 1 MM ) 1/2 CIRCLE TROCAR POINT HEAVY NEEDLE 100 CM BLUE STERILE
25844 | 4231220117400 | SUTURE POLYPROPYLENE MONOFILAMENT NON-ABSORBABLE SIZE 1 40 MM ( +/- 1 MM ) 1/2 CIRCLE TAPER POINT HEAVY NEEDLE 100 CM BLUE STERILE
25845 | 4231220117500 | SUTURE POLYAMIDE MONOFILAMENT NON-ABSORBABLE SIZE 10/0 3.8 MM 3/8 CIRCLE TAPER POINT NEEDLE 13 CM BLACK STERILE
25846 | 4231220117600 | SUTURE POLYESTER COATED SILICON OR POLYBUTILATE MULTIFILAMENT NON-ABSORBABLE SIZE 0 36 MM ( +/- 1 MM ) 1/2 CIRCLE TAPER POINT NEEDLE 70-75 CM GREEN STERILE
25847 | 4231220117700 | SUTURE POLYESTER COATED SILICON OR POLYBUTILATE MULTIFILAMENT NON-ABSORBABLE SIZE 1 36 MM ( +/- 1 MM ) 1/2 CIRCLE TAPER POINT NEEDLE 70-75 CM GREEN STERILE
25848 | 4231220117900 | SUTURE POLYESTER COATED SILICON OR POLYBUTILATE MULTIFILAMENT NON-ABSORBABLE SIZE 2/0 25-26 MM 1/2 CIRCLE TAPER POINT NEEDLE 70-75 CM GREEN STERILE
25849 | 4231220118000 | SUTURE POLYDIOXANONE ANTIBACTERIAL MONOFILAMENT ABSORBABLE SIZE 5/0 19 MM 3/8 CIRCLE REVERSE CUTTING NEEDLE 45 CM UNDYED STERILE
25850 | 4231220118100 | SUTURE POLYDIOXANONE ANTIBACTERIAL (COATED TRICLOSAN) MONOFILAMENT ABSORBABLE LOOP SIZE 0 65 MM ( +/- 2 MM) 1/2 CIRCLE ROUND BODY NEEDLE 150 CM ( +/- 20 CM ) VIOLET STERILE
25851 | 4231220118400 | SUTURE POLYDIOXANONE MONOFILAMENT ABSORBABLE SIZE 1 70 MM ( +/- 2 MM) 1/2 CIRCLE ROUND BODY NEEDLE 135 CM ( +/- 5 CM) VIOLET STERILE
25852 | 4231220118700 | SUTURE POLYGLACTIN 910 MULTIFILAMENT RAPID ABSORPTION SIZE 2/0 36 MM ( +/- 1 MM ) 1/2 CIRCLE ROUND BODY HEAVY NEEDLE 90-95 CM UNDYED STERILE
25853 | 4231220118800 | SUTURE POLYGLACTIN 910 MULTIFILAMENT RAPID ABSORPTION SIZE 3/0 36 MM ( +/- 1 MM ) 1/2 CIRCLE ROUND BODY HEAVY NEEDLE 90-95 CM UNDYED STERILE
25854 | 4231220118900 | SUTURE POLYPROPYLENE MONOFILAMENT NON-ABSORBABLE SIZE 2/0 31 MM ( +/- 1 MM ) 1/2 CIRCLE TAPER CUT DOUBLE ARM NEEDLE 90-95 CM BLUE STERILE
25855 | 4231220119000 | SUTURE POLYPROPYLENE MONOFILAMENT NON-ABSORBABLE SIZE 0 48 MM ( +/- 1 MM ) 3/8 CIRCLE CUTTING NEEDLE 70-75 CM BLUE STERILE
25856 | 4231220119100 | SUTURE POLYPROPYLENE MONOFILAMENT NON-ABSORBABLE SIZE 1 75 MM ( +/- 2 MM ) 3/8 CIRCLE REVERSE CUTTING NEEDLE 45-50 CM BLUE STERILE
25857 | 4231220119200 | SUTURE POLYPROPYLENE MONOFILAMENT NON-ABSORBABLE SIZE 1 48 MM ( +/- 1 MM ) 3/8 CIRCLE CUTTING NEEDLE 70-75 CM BLUE STERILE
25858 | 4231220119300 | SUTURE POLYPROPYLENE MONOFILAMENT NON-ABSORBABLE SIZE 2 75 MM ( +/- 1 MM ) 3/8 CIRCLE REVERSE CUTTING NEEDLE 45-50 CM BLUE STERILE
25859 | 4231220119400 | SUTURE POLYDIOXANONE MONOFILAMENT ABSORBABLE SIZE 6/0 13-14 MM 3/8 CIRCLE PRIME REVERSE CUTTING NEEDLE 45-50 CM VIOLET STERILE
25860 | 4231220119500 | SUTURE POLYESTER COATED SILICON OR POLYBUTILATE MULTIFILAMENT NON-ABSORBABLE SIZE 5/0 8 MM 1/4 CIRCLE SPATULATED DOUBLE ARM NEEDLE 45-50 CM GREEN STERILE
25861 | 4231220149400 | SUTURE POLYDIOXANONE ANTIBACTERIAL (COATED TRICLOSAN) MONOFILAMENT ABSORBABLE SIZE 5/0 13-14 MM 1/2 CIRCLE ROUND BODY NEEDLE 70-75 CM VIOLET STERILE
25862 | 4231220157600 | SUTURE POLYGLACTIN 910 ANTIBACTERIAL (COATED TRICLOSAN) MULTIFILAMENT ABSORBABLE SIZE 2/0 21-22 MM 1/2 CIRCLE TAPER CUT NEEDLE 70-75 CM VIOLET STERILE
25863 | 4231220164400 | SUTURE POLYESTER COATED SILICON OR POLYBUTILATE MULTIFILAMENT NON-ABSORBABLE SIZE 3/0 17-18 MM 1/2 CIRCLE ROUND BODY DOUBLE ARM NEEDLE 90-95 CM GREEN STERILE
25864 | 4231220165600 | SUTURE STERNAL WIRES STAINLESS STEEL MONOFILAMENT NON-ABSORBABLE SIZE 3 48 MM ( +/- 1 MM ) 1/2 CIRCLE TAPER CUT NEEDLE 4-5 X 45-50 CM STERILE
25865 | 4231220166600 | SUTURE POLYGLYCONATE UNIDIRECTIONAL DUAL ANGLE CUT LOOP LOCK MONOFILAMENT ABSORBABLE SIZE 3/0 25-26 MM 1/2 CIRCLE TAPER POINT NEEDLE 15 CM GREEN STERILE
25866 | 4231220167900 | NYLON TAPE 3 X X 70 X DISPOSABLE STERILE
25867 | 4231220168000 | NYLON TAPE 6 X X 70 X DISPOSABLE STERILE
25868 | 4231220169600 | SUTURE SILK MULTIFILAMENT NON-ABSORBABLE SIZE 10/0 6.5 MM 3/8 CIRCLE ROUND BODY DOUBLE ARM NEEDLE 45 CM BLACK STERILE
25869 | 4231220169700 | SUTURE POLYAMIDE MONOFILAMENT NON-ABSORBABLE SIZE 7/0 11 MM 3/8 CIRCLE SPATULATED DOUBLE ARM NEEDLE 50 CM BLACK STERILE
25870 | 4231220169900 | SUTURE POLYAMIDE MONOFILAMENT NON-ABSORBABLE SIZE 8/0 6.5 MM 3/8 CIRCLE SPATULATED DOUBLE ARM NEEDLE 30 CM BLACK STERILE
25871 | 4231220187000 | SUTURE SILK 3-0 REVERSE CUTTING 3/8 22-24 NEEDLE STERILE
25872 | 4231220187100 | SUTURE SILK 4-0 REVERSE CUTTING 3/8 22-24 NEEDLE STERILE
25873 | 4231220187200 | SUTURE POLYPROPYLENE 3.0 BLUE MONOFILAMENT STERILE
25874 | 4231220187300 | SUTURE POLYPROPYLENE 4.0 BLUE MONOFILAMENT STERILE
25875 | 4231220187400 | SUTURE POLYPROPYLENE 5.0 BLUE MONOFILAMENT STERILE
25876 | 4231220187500 | POLYTETRAFLUOROETHYLENE (PTFE) SUTURE 6-0 NON ABSORBABLE MONOFILAMENT 3/8 CARDIAC 13MM CV-6 TAPER DOUBLE ARMED 76CM STERILE
25877 | 4231220187600 | POLYTETRAFLUOROETHYLENE (PTFE) SUTURE 5-0 NON ABSORBABLE MONOFILAMENT 3/8 CARDIAC 13MM CV-5 TAPER DOUBLE ARMED 91CM STERILE
25878 | 4231220200000 | ARTHROSCOPIC MENISCUS REPAIR INSIDE OUT SYSTEM ASSORTED SIZES AND SHAPES WITH FITTING GRAPHIC TRAY AND CASE ORTHOPEDIC
25879 | 4231220201200 | SUTURE POLYDIOXANONE ANTIBACTERIAL (COATED TRICLOSAN) MONOFILAMENT ABSORBABLE SIZE 6/0 9.3 MM 3/8 CIRCLE ROUND BODY DOUBLE ARM NEEDLE 70-75 CM VIOLET STERILE
25880 | 4231220203700 | SUTURE POLYGLACTIN 910 ANTIBACTERIAL (COATED TRICLOSAN) MULTIFILAMENT ABSORBABLE SIZE 1 48 MM ( +/- 1 MM) 1/2 CIRCLE ROUND BODY NEEDLE 90-95 CM VIOLET STERILE
25881 | 4231220203800 | SUTURE POLYPROPYLENE MONOFILAMENT NON-ABSORBABLE SIZE 4/0 17-18 MM 1/2 CIRCLE TAPER CUTTING DOUBLE ARM NEEDLE 90-95 CM BLUE STERILE
25882 | 4231220203900 | SUTURE PTFE MONOFILAMENT NON-ABSORBABLE SIZE 4/0 13 MM 3/8 CIRCLE TAPER POINT DOUBLE ARM NEEDLE 90-95 CM WHITE STERILE
25883 | 4231220204000 | SUTURE POLYDIOXANONE ANTIBACTERIAL (COATED TRICLOSAN) MONOFILAMENT ABSORBABLE SIZE 2/0 25-26 MM 1/2 CIRCLE ROUND BODY NEEDLE 70-75 CM VIOLET STERILE
25884 | 4231220210300 | SUTURE POLYGLACTIN 910 MULTIFILAMENT ABSORBABLE SIZE 1 30 MM ( +/- 1 MM ) 1/2 CIRCLE TAPER POINT NEEDLE 70-75 CM VIOLET STERILE
25885 | 4231220210400 | SUTURE POLIGLECAPRONE 25 ANTIBACTERIAL (COATED TRICLOSAN) MONOFILAMENT ABSORBABLE SIZE 3/0 19-20 MM 3/8 CIRCLE PRIME REVERSE CUTTING NEEDLE 70-75 CM UNDYED STERILE
25886 | 4231220210500 | SUTURE POLIGLECAPRONE 25 ANTIBACTERIAL MONOFILAMENT ABSORBABLE SIZE 6/0 13 MM 1/2 CIRCLE TAPER POINT NEEDLE 45 CM UNDYED STERILE
25887 | 4231220210700 | SUTURE POLYDIOXANONE ANTIBACTERIAL (COATED TRICLOSAN) MONOFILAMENT ABSORBABLE SIZE 1 31 MM ( +/- 1 MM ) 1/2 CIRCLE ROUND BODY 70 CM VIOLET STERILE
25888 | 4231220210800 | SUTURE POLYDIOXANONE ANTIBACTERIAL (COATED TRICLOSAN) MONOFILAMENT ABSORBABLE LOOP SIZE 1 40 MM ( +/- 1 MM ) 1/2 CIRCLE TAPER CUT HEAVY NEEDLE 240-250 CM VIOLET STERILE
25889 | 4231220210900 | SUTURE POLYDIOXANONE ANTIBACTERIAL (COATED TRICLOSAN) MONOFILAMENT ABSORBABLE SIZE 5/0 15-16 MM 3/8 CIRCLE ROUND BODY 70 CM VIOLET STERILE
25890 | 4231220211000 | SUTURE POLYDIOXANONE ANTIBACTERIAL MONOFILAMENT ABSORBABLE SIZE 6/0 13 MM 3/8 CIRCLE ROUND BODY NEEDLE 45 CM VIOLET STERILE
25891 | 4231220211100 | SUTURE POLYDIOXANONE ANTIBACTERIAL (COATED TRICLOSAN) MONOFILAMENT ABSORBABLE SIZE 5/0 13-14 MM 3/8 CIRCLE PRIME CUTTING NEEDLE 45-50 CM UNDYED STERILE
25892 | 4231220211200 | SUTURE POLYDIOXANONE ANTIBACTERIAL (COATED TRICLOSAN) MONOFILAMENT ABSORBABLE SIZE 0 48 MM ( +/- 1 MM) 1/2 CIRCLE TAPER POINT NEEDLE 90 CM VIOLET STERILE
25893 | 4231220211300 | SUTURE POLYDIOXANONE ANTIBACTERIAL (COATED TRICLOSAN) MONOFILAMENT ABSORBABLE SIZE 3/0 31 MM ( +/- 1 MM) 1/2 CIRCLE ROUND BODY NEEDLE 70 CM VIOLET STERILE
25894 | 4231220211400 | SUTURE POLYDIOXANONE ANTIBACTERIAL (COATED TRICLOSAN) MONOFILAMENT ABSORBABLE SIZE 5/0 13-14 MM 1/2 CIRCLE TAPER POINT DOUBLE ARM NEEDLE 70-75 CM VIOLET STERILE
25895 | 4231220211500 | SUTURE KNOTLESS SPIRAL BIDIRECTIONAL POLYDIOXANONE MONOFILAMENT ABSORBABLE SIZE 0 36 MM ( +/- 1 MM ) 1/2 CIRCLE ROUND BODY DOUBLE ARM NEEDLE 24 X 24 CM ( +/- 2 CM ) VIOLET STERILE
25896 | 4231220211600 | SUTURE POLYDIOXANONE MONOFILAMENT ABSORBABLE SIZE 7/0 9.3 MM 3/8 CIRCLE TAPER POINT DOUBLE ARMED NEEDLE 70 CM VIOLET STERILE
25897 | 4231220211700 | SUTURE POLYGLACTIN 910 ANTIBACTERIAL (COATED TRICLOSAN) MULTIFILAMENT ABSORBABLE SIZE 3/0 21-22 MM 1/2 CIRCLE ROUND BODY NEEDLE 70-75 CM UNDYED STERILE
25898 | 4231220211800 | SUTURE POLYGLACTIN 910 ANTIBACTERIAL (COATED TRICLOSAN) MULTIFILAMENT ABSORBABLE SIZE 2/0 25-26 MM 1/2 CIRCLE TAPER POINT DETACHABLE NEEDLE 8 X 45-50 CM VIOLET STERILE
25899 | 4231220211900 | SUTURE KNOTLESS SPIRAL UNIDIRECTIONAL WITH FLEXIBLE LOOP POLYDIOXANONE ANTIBACTERIAL (COATED TRICLOSAN) MONOFILAMENT ABSORBABLE SIZE 2/0 25-26 MM 1/2 CIRCLE TAPER POINT NEEDLE 20-23 CM VIOLET STERILE
25900 | 4231220212000 | SUTURE POLYGLACTIN 910 ANTIBACTERIAL (COATED TRICLOSAN) MULTIFILAMENT ABSORBABLE SIZE 1 40 MM ( +/- 1 MM ) 1/2 CIRCLE REVERSE CUTTING NEEDLE 70-75 CM VIOLET STERILE
25901 | 4231220212200 | SUTURE POLYGLACTIN 910 ANTIBACTERIAL MULTIFILAMENT ABSORBABLE SIZE 1 31 MM ( +/- 1 MM ) 1/2 CIRCLE TAPER POINT NEEDLE 70-75 CM VIOLET STERILE
25902 | 4231220212300 | SUTURE POLYGLACTIN 910 ANTIBACTERIAL (COATED TRICLOSAN) MULTIFILAMENT ABSORBABLE SIZE 1 40 MM ( +/- 1 MM ) 1/2 CIRCLE TAPER CUT HEAVY NEEDLE 70-75 CM VIOLET STERILE
25903 | 4231220212400 | SUTURE POLYGLACTIN 910 ANTIBACTERIAL (COATED TRICLOSAN) MULTIFILAMENT ABSORBABLE SIZE 1 NEEDLE FREE 6 X 45-50 CM VIOLET STERILE
25904 | 4231220212500 | SUTURE POLYGLACTIN 910 ANTIBACTERIAL (COATED TRICLOSAN) MULTIFILAMENT ABSORBABLE SIZE 1 31 MM ( +/- 1 MM ) J-NEEDLE TAPER CUT NEEDLE 70-75 CM VIOLET STERILE
25905 | 4231220212600 | SUTURE POLYGLACTIN 910 ANTIBACTERIAL (COATED TRICLOSAN) MULTIFILAMENT ABSORBABLE SIZE 2/0 31 MM ( +/- 1 MM) 1/2 CIRCLE TAPER POINT NEEDLE 70-75 CM VIOLET STERILE
25906 | 4231220212700 | SUTURE POLYGLACTIN 910 ANTIBACTERIAL (COATED TRICLOSAN) MULTIFILAMENT ABSORBABLE SIZE 2/0 40 MM ( +/- 1 MM) 1/2 CIRCLE ROUND BODY NEEDLE 70-75 CM VIOLET STERILE
25907 | 4231220212800 | SUTURE POLYGLACTIN 910 ANTIBACTERIAL (COATED TRICLOSAN) MULTIFILAMENT ABSORBABLE SIZE 2/0 NEEDLE FREE 6 X 45-50 CM VIOLET STERILE
25908 | 4231220212900 | SUTURE POLYGLACTIN 910 ANTIBACTERIAL (COATED TRICLOSAN) MULTIFILAMENT ABSORBABLE SIZE 2/0 25-26 MM 1/2 CIRCLE TAPER POINT BLACK NEEDLE 70-75 CM VIOLET STERILE
25909 | 4231220213100 | SUTURE POLYGLACTIN 910 ANTIBACTERIAL (COATED TRICLOSAN) MULTIFILAMENT ABSORBABLE SIZE 3/0 NEEDLE FREE 6 X 45-50 CM VIOLET STERILE
25910 | 4231220213200 | SUTURE POLYGLACTIN 910 ANTIBACTERIAL (COATED TRICLOSAN) MULTIFILAMENT ABSORBABLE SIZE 4/0 23-24 MM 3/8 CIRCLE PRIME CUTTING NEEDLE 70-75 CM UNDYED STERILE
25911 | 4231220213300 | SUTURE POLYGLACTIN 910 ANTIBACTERIAL MULTIFILAMENT ABSORBABLE SIZE 4/0 26 MM 3/8 CIRCLE CUTTING NEEDLE 45 CM UNDYED STERILE
25912 | 4231220213400 | SUTURE POLYGLACTIN 910 MULTIFILAMENT RAPID ABSORPTION SIZE 0 40 MM ( +/- 1 MM ) 1/2 CIRCLE ROUND BODY NEEDLE 70-75 CM UNDYED STERILE
25913 | 4231220213500 | SUTURE POLYGLACTIN 910 MULTIFILAMENT RAPID ABSORPTION SIZE 4/0 15-16 MM 3/8 CIRCLE REVERSE CUTTING NEEDLE 70-75 CM UNDYED STERILE
25914 | 4231220213600 | SUTURE POLYGLACTIN 910 MULTIFILAMENT RAPID ABSORPTION SIZE 2/0 36 MM ( +/- 1 MM ) 1/2 CIRCLE TAPER CUT NEEDLE 90-95 CM UNDYED STERILE
25915 | 4231220213700 | SUTURE POLYGLACTIN 910 MULTIFILAMENT RAPID ABSORPTION SIZE 3/0 15-16 MM 3/8 CIRCLE CUTTING NEEDLE 70-75 CM UNDYED STERILE
25916 | 4231220213800 | SUTURE POLYGLACTIN 910 MULTIFILAMENT RAPID ABSORPTION SIZE 4/0 13-14 MM 3/8 CIRCLE CUTTING NEEDLE 45-50 CM UNDYED STERILE
25917 | 4231220213900 | SUTURE POLYGLACTIN 910 MULTIFILAMENT RAPID ABSORPTION SIZE 5/0 11-12 MM 3/8 CIRCLE REVERSE CUTTING NEEDLE 45-50 CM UNDYED STERILE
25918 | 4231220214000 | SUTURE POLYGLACTIN 910 MULTIFILAMENT RAPID ABSORPTION SIZE 6/0 11-12 MM 3/8 CIRCLE REVERSE CUTTING NEEDLE 45-50 CM UNDYED STERILE
25919 | 4231220214200 | SUTURE POLYGLACTIN 910 MONOFILAMENT ABSORBABLE SIZE 10/0 6.5 MM 3/8 CIRCLE SPATULATED NEEDLE 10 CM VIOLET STERILE
25920 | 4231220214300 | SUTURE POLYAMIDE MONOFILAMENT NON-ABSORBABLE SIZE 1 48 MM ( +/- 1 MM ) 1/2 CIRCLE TAPER POINT NEEDLE 100 CM BLACK STERILE
25921 | 4231220214400 | SUTURE POLYAMIDE MONOFILAMENT NON-ABSORBABLE SIZE 5/0 19-20 MM 3/8 CIRCLE CUTTING NEEDLE 45-50 CM STERILE
25922 | 4231220214500 | SUTURE POLYAMIDE MONOFILAMENT NON-ABSORBABLE SIZE 3/0 19-20 MM 3/8 CIRCLE REVERSE CUTTING NEEDLE 45-50 CM BLUE STERILE
25923 | 4231220214800 | SUTURE POLYPROPYLENE MONOFILAMENT NON-ABSORBABLE SIZE 0 31 MM ( +/- 1 MM ) 1/2 CIRCLE TAPER POINT HEAVY NEEDLE 100 CM BLUE STERILE
25924 | 4231220214900 | SUTURE POLYPROPYLENE MONOFILAMENT NON-ABSORBABLE SIZE 0 40 MM ( +/- 1 MM ) 1/2 CIRCLE ROUND BODY NEEDLE 70-75 CM BLUE STERILE
25925 | 4231220215000 | SUTURE POLYPROPYLENE MONOFILAMENT NON-ABSORBABLE SIZE 1 50 MM ( +/- 1 MM ) 1/2 CIRCLE REVERSE CUTTING NEEDLE 100 CM BLUE STERILE
25926 | 4231220215200 | SUTURE POLYPROPYLENE MONOFILAMENT NON-ABSORBABLE SIZE 2/0 40 MM ( +/- 1 MM ) 3/8 CIRCLE CUTTING NEEDLE 100 CM BLUE STERILE
25927 | 4231220215300 | SUTURE POLYPROPYLENE MONOFILAMENT NON-ABSORBABLE SIZE 2/0 40 MM ( +/- 1 MM ) 3/8 CIRCLE ROUND BODY NEEDLE 70-75 CM BLUE STERILE
25928 | 4231220215500 | SUTURE POLYPROPYLENE MONOFILAMENT NON-ABSORBABLE SIZE 3/0 17-18 MM 1/2 CIRCLE TAPER POINT DOUBLE ARM NEEDLE 90-95 CM BLUE STERILE
25929 | 4231220215600 | SUTURE POLYPROPYLENE MONOFILAMENT NON-ABSORBABLE SIZE 3/0 21-22 MM 1/2 CIRCLE TAPER POINT NEEDLE 70-75 CM BLUE STERILE
25930 | 4231220215700 | SUTURE NON - ABSORBABLE MONOFILAMENT POLYPROPYLENE SIZE 3/0 75 CM 20 MM 1/2 CIRCLE ROUND BODIED NEEDLE STERILE
25931 | 4231220215800 | SUTURE POLYPROPYLENE MONOFILAMENT NON-ABSORBABLE SIZE 6/0 10 MM 3/8 CIRCLE TAPER POINT DOUBLE ARM NEEDLE 60-65 CM BLUE STERILE
25932 | 4231220215900 | SUTURE POLYPROPYLENE MONOFILAMENT NON-ABSORBABLE SIZE 7/0 13-14 MM 3/8 CIRCLE TUNGSTEN-RHENIUM ALLOY TAPER POINT DOUBLE ARM NEEDLE 60-65 CM BLUE STERILE
25933 | 4231220216000 | SUTURE POLYPROPYLENE MONOFILAMENT NON-ABSORBABLE SIZE 2/0 25-26 MM 3/8 CIRCLE REVERSE CUTTING NEEDLE 45-50 CM BLUE STERILE
25934 | 4231220216100 | SUTURE PTFE MONOFILAMENT NON-ABSORBABLE SIZE 5/0 13-14 MM 3/8 CIRCLE TAPER POINT DOUBLE ARM NEEDLE 75-80 CM WHITE STERILE
25935 | 4231220216200 | SUTURE POLYPROPYLENE MONOFILAMENT NON-ABSORBABLE SIZE 5/0 13-14 MM 1/2 CIRCLE TAPER POINT NEEDLE 70-75 CM BLUE STERILE
25936 | 4231220216300 | SUTURE SILK MULTIFILAMENT NON-ABSORBABLE SIZE 0 40 MM ( +/- 1 MM ) 1/2 CIRCLE TAPER POINT NEEDLE 70-75 CM BLACK STERILE
25937 | 4231220216400 | SUTURE SILK MULTIFILAMENT NON-ABSORBABLE SIZE 2 NEEDLE FREE 180 CM ( +/- 10 CM ) BLACK STERILE
25938 | 4231220216500 | SUTURE SILK MULTIFILAMENT NON-ABSORBABLE SIZE 2/0 90 MM ( +/- 2 MM ) 3/8 CIRCLE CUTTING NEEDLE 100 CM BLACK STERILE
25939 | 4231220216600 | SUTURE SILK MULTIFILAMENT NON-ABSORBABLE SIZE 2/0 26 MM 1/2 CIRCLE TAPER POINT DETACH NEEDLE 8 X 75 CM BLACK STERILE
25940 | 4231220216700 | SUTURE SILK MULTIFILAMENT NON-ABSORBABLE SIZE 2/0 60 MM ( +/- 2 MM ) STRAIGHT CUTTING NEEDLE 70-75 CM BLACK STERILE
25941 | 4231220216800 | SUTURE SILK MULTIFILAMENT NON-ABSORBABLE SIZE 3/0 25-26 MM 1/2 CIRCLE TAPER POINT DETACHABLE NEEDLE 8 X 70-75 CM BLACK STERILE
25942 | 4231220216900 | SUTURE SILK MULTIFILAMENT NON-ABSORBABLE SIZE 4/0 17-18 MM 1/2 CIRCLE TAPER POINT DETACHABLE NEEDLE 8 X 45-50 CM BLACK STERILE
25943 | 4231220217000 | SUTURE SILK MULTIFILAMENT NON-ABSORBABLE SIZE 4/0 NEEDLE FREE 13 X 60-65 CM BLACK STERILE
25944 | 4231220217100 | SUTURE POLYESTER COATED SILICON OR POLYBUTILATE MULTIFILAMENT NON-ABSORBABLE SIZE 1 31 MM ( +/- 1 MM) J-NEEDLE ROUND BODY NEEDLE 70-75 CM GREEN STERILE
25945 | 4231220217200 | SUTURE POLYESTER COATED SILICON OR POLYBUTILATE MULTIFILAMENT NON-ABSORBABLE SIZE 2/0 31 MM ( +/- 1 MM ) 1/2 CIRCLE ROUND BODY NEEDLE 70-75 CM GREEN STERILE
25946 | 4231220217300 | SUTURE POLYPROPYLENE MONOFILAMENT NON-ABSORBABLE SIZE 2/0 60 MM ( +/- 2 MM ) STRAIGHT CUTTING NEEDLE 70-75 CM BLUE STERILE
25947 | 4231220217400 | SUTURE POLYGLACTIN 910 MULTIFILAMENT RAPID ABSORPTION SIZE 4/0 21-22 MM 1/2 CIRCLE ROUND BODY NEEDLE 70-75 CM UNDYED STERILE
25948 | 4231220217500 | SUTURE KNOTLESS SPIRAL BIDIRECTIONAL POLIGLECAPRONE 25 MONOFILAMENT ABSORBABLE SIZE 3/0 18 MM 3/8 CIRCLE ROUND BODY DOUBLE ARM NEEDLE 14 X 14 CM ( +/- 2 CM ) UNDYED STERILE
25949 | 4231220217600 | SUTURE KNOTLESS SPIRAL BIDIRECTIONAL POLIGLECAPRONE 25 MONOFILAMENT ABSORBABLE SIZE 2/0 26 MM 3/8 CIRCLE ROUND BODY DOUBLE ARM NEEDLE 14 X 14 CM ( +/- 2 CM ) UNDYED STERILE
25950 | 4231220217800 | SUTURE POLYGLYCONATE OR POLYGLECAPRONE UNIDIRECTIONAL LOOP LOCK MONOFILAMENT ABSORBABLE SIZE 0 36 MM 1/2 CIRCLE TAPER POINT 20 CM UNDYED STERILE
25951 | 4231220217900 | SUTURE POLYGLYCONATE UNIDIRECTIONAL DUAL ANGLE CUT LOOP LOCK MONOFILAMENT ABSORBABLE SIZE 2/0 37 MM ( +/- 1 MM ) 1/2 CIRCLE TAPER POINT NEEDLE 45-50 CM GREEN STERILE
25952 | 4231220218000 | SUTURE KNOTLESS SPIRAL UNIDIRECTIONAL WITH FLEXIBLE LOOP POLIGLECAPRONE 25 ANTIBACTERIAL (COATED TRICLOSAN) MONOFILAMENT ABSORBABLE SIZE 3/0 19-20 MM 3/8 CIRCLE REVERSE CUTTING NEEDLE 30 CM UNDYED STERILE
25953 | 4231220218100 | SUTURE KNOTLESS SPIRAL UNIDIRECTIONAL WITH FLEXIBLE LOOP POLYDIOXANONE ANTIBACTERIAL (COATED TRICLOSAN) MONOFILAMENT ABSORBABLE SIZE 0 36 MM ( +/- 1 MM ) 1/2 CIRCLE TAPER POINT NEEDLE 30 CM VIOLET STERILE
25954 | 4231220218300 | MESH POLYGLACTIN 910 POLYPROPYLENE COMPOSITE POLYPROPYLENE/ POLYGLACTIN 910 SIZE 6 11 CM STERILE
25955 | 4231220218400 | TAPE NYLON NON-ABSORBABLE WOVEN 6 MM X 70 CM WHITE STERILE
25956 | 4231220218500 | SUTURE TAPE POLYESTER MONOFILAMENT NON-ABSORBABLE TAPE WIDTH 5 MM NEEDLE SIZE 48 MM ( +/- 1 MM ) 1/2 CIRCLE ROUND BODY DOUBLE ARM HEAVY NEEDLE 30 CM WHITE STERILE (1 EACH = 1 DOZEN)
25957 | 4231220218600 | SUTURE TAPE POLYESTER MONOFILAMENT NON-ABSORBABLE TAPE WIDTH 5 MM NEEDLE SIZE 65 MM ( +/- 2 MM ) 1/2 CIRCLE ROUND BODY DOUBLE ARM HEAVY BLUNT NEEDLE 30-35 CM WHITE STERILE
25958 | 4231220218700 | SUTURE POLYDIOXANONE ANTIBACTERIAL MONOFILAMENT ABSORBABLE SIZE 2/0 26 MM 3/8 CIRCLE CUTTING NEEDLE 70 CM UNDYED STERILE
25959 | 4231220219000 | TAPE ULTRA HIGH MOLECULAR WEIGHT POLYETHYLENE ARTHROSCOPY ASSORTED TYPES AND SIZES AS REQUESTED BY END USER
25960 | 4231220219300 | LOOP ULTRA HIGH MOLECULAR WEIGHT POLYETHYLENE ARTHROSCOPY ASSORTED TYPES AND SIZES AS REQUESTED BY END USER
25961 | 4231220219600 | SUTURE POLYPROPYLENE MONOFILAMENT NON-ABSORBABLE SIZE 10/0 6.5 MM 3/8 CIRCLE REVERSE SPATULATED DOUBLE ARM NEEDLE 30 CM BLUE STERILE
25962 | 4231220224700 | VEST CHEST READY MADE PRESSURE GARMENT TO BE USED DURING IMMEDIATE STAGE OF WOUND HEALING AND FOR SCAR MANAGEMENT EASY FITTING SOFT AND SMOOTH DESIGN FOR A SHORT USE UNTIL WOUND IS COMPLETELY HEALED HI-TECH YARN WITH PERMANENT ODOUR NEUTRALITY. ALLOWS THE SKIN TO BREATH AND STAY COOL. PATENTED KNIT ENSURES RAPID MOISTURE TRANSPORTATION AND TEMPERATURE HYPO-ALLERGENIC AND LATEX-FREE ANTI-BACTERIAL FABRIC COMPOSITION 20%-30% ELASTANE 70 AND -80% POLYAMIDE SIZE: 17X20IN /43-51 CM
25963 | 4231220224800 | VEST CHEST READY MADE PRESSURE GARMENT TO BE USED DURING IMMEDIATE STAGE OF WOUND HEALING AND FOR SCAR MANAGEMENT EASY FITTING SOFT AND SMOOTH DESIGN FOR A SHORT USE UNTIL WOUND IS COMPLETELY HEALED HI-TECH YARN WITH PERMANENT ODOUR NEUTRALITY. ALLOWS THE SKIN TO BREATH AND STAY COOL. PATENTED KNIT ENSURES RAPID MOISTURE TRANSPORTATION AND TEMPERATURE HYPO-ALLERGENIC AND LATEX-FREE ANTI-BACTERIAL FABRIC COMPOSITION 20%-30% ELASTANE 70 AND -80% POLYAMIDE SIZE: 19X22IN /48-56 CM
25964 | 4231220224900 | VEST CHEST READY MADE PRESSURE GARMENT TO BE USED DURING IMMEDIATE STAGE OF WOUND HEALING AND FOR SCAR MANAGEMENT EASY FITTING SOFT AND SMOOTH DESIGN FOR A SHORT USE UNTIL WOUND IS COMPLETELY HEALED HI-TECH YARN WITH PERMANENT ODOUR NEUTRALITY. ALLOWS THE SKIN TO BREATH AND STAY COOL. PATENTED KNIT ENSURES RAPID MOISTURE TRANSPORTATION AND TEMPERATURE HYPO-ALLERGENIC AND LATEX-FREE ANTI-BACTERIAL FABRIC COMPOSITION 20%-30% ELASTANE 70 AND -80% POLYAMIDE SIZE: 21X25IN/ 53-64 CM
25965 | 4231220225000 | VEST CHEST READY MADE PRESSURE GARMENT TO BE USED DURING IMMEDIATE STAGE OF WOUND HEALING AND FOR SCAR MANAGEMENT EASY FITTING SOFT AND SMOOTH DESIGN FOR A SHORT USE UNTIL WOUND IS COMPLETELY HEALED HI-TECH YARN WITH PERMANENT ODOUR NEUTRALITY. ALLOWS THE SKIN TO BREATH AND STAY COOL. PATENTED KNIT ENSURES RAPID MOISTURE TRANSPORTATION AND TEMPERATURE HYPO-ALLERGENIC AND LATEX-FREE ANTI-BACTERIAL FABRIC COMPOSITION 20%-30% ELASTANE 70 AND -80% POLYAMIDE SIZE: 24X28IN/61-71 CM
25966 | 4231220225100 | VEST CHEST READY MADE PRESSURE GARMENT TO BE USED DURING IMMEDIATE STAGE OF WOUND HEALING AND FOR SCAR MANAGEMENT EASY FITTING SOFT AND SMOOTH DESIGN FOR A SHORT USE UNTIL WOUND IS COMPLETELY HEALED HI-TECH YARN WITH PERMANENT ODOUR NEUTRALITY. ALLOWS THE SKIN TO BREATH AND STAY COOL. PATENTED KNIT ENSURES RAPID MOISTURE TRANSPORTATION AND TEMPERATURE HYPO-ALLERGENIC AND LATEX-FREE ANTI-BACTERIAL FABRIC COMPOSITION 20%-30% ELASTANE 70 AND -80% POLYAMIDE 26X32IN /68-81 CM
25967 | 4231220225200 | VEST CHEST READY MADE PRESSURE GARMENT TO BE USED DURING IMMEDIATE STAGE OF WOUND HEALING AND FOR SCAR MANAGEMENT EASY FITTING SOFT AND SMOOTH DESIGN FOR A SHORT USE UNTIL WOUND IS COMPLETELY HEALED HI-TECH YARN WITH PERMANENT ODOUR NEUTRALITY. ALLOWS THE SKIN TO BREATH AND STAY COOL. PATENTED KNIT ENSURES RAPID MOISTURE TRANSPORTATION AND TEMPERATURE HYPO-ALLERGENIC AND LATEX-FREE ANTI-BACTERIAL FABRIC COMPOSITION 20%-30% ELASTANE 70 AND -80% POLYAMIDE SIZE: 30X36IN /79-91 CM
25968 | 4231220225300 | VEST CHEST READY MADE PRESSURE GARMENT TO BE USED DURING IMMEDIATE STAGE OF WOUND HEALING AND FOR SCAR MANAGEMENT EASY FITTING SOFT AND SMOOTH DESIGN FOR A SHORT USE UNTIL WOUND IS COMPLETELY HEALED HI-TECH YARN WITH PERMANENT ODOUR NEUTRALITY. ALLOWS THE SKIN TO BREATH AND STAY COOL. PATENTED KNIT ENSURES RAPID MOISTURE TRANSPORTATION AND TEMPERATURE HYPO-ALLERGENIC AND LATEX-FREE ANTI-BACTERIAL FABRIC COMPOSITION 20%-30% ELASTANE 70 AND -80% POLYAMIDE SIZE: 34X41IN /86-104 CM
25969 | 4231220225400 | VEST CHEST READY MADE PRESSURE GARMENT TO BE USED DURING IMMEDIATE STAGE OF WOUND HEALING AND FOR SCAR MANAGEMENT EASY FITTING SOFT AND SMOOTH DESIGN FOR A SHORT USE UNTIL WOUND IS COMPLETELY HEALED HI-TECH YARN WITH PERMANENT ODOUR NEUTRALITY. ALLOWS THE SKIN TO BREATH AND STAY COOL. PATENTED KNIT ENSURES RAPID MOISTURE TRANSPORTATION AND TEMPERATURE HYPO-ALLERGENIC AND LATEX-FREE ANTI-BACTERIAL FABRIC COMPOSITION 20%-30% ELASTANE 70 AND -80% POLYAMIDE SIZE: 38X45IN 96-114 CM
25970 | 4231220225500 | CHINSTRAP HEAD READY MADE PRESSURE GARMENT TO BE USED DURING IMMEDIATE STAGE OF WOUND HEALING AND FOR SCAR MANAGEMENT EASY FITTING SOFT AND SMOOTH DESIGN FOR A SHORT USE UNTIL WOUND IS COMPLETELY HEALED HI-TECH YARN WITH PERMANENT ODOUR NEUTRALITY. ALLOWS THE SKIN TO BREATH AND STAY COOL. PATENTED KNIT ENSURES RAPID MOISTURE TRANSPORTATION AND TEMPERATURE HYPO-ALLERGENIC AND LATEX-FREE ANTI-BACTERIAL FABRIC COMPOSITION 20%-30% ELASTANE 70 AND -80% POLYAMIDE SIZE: 18X21IN/ 46-53.5 CM
25971 | 4231220225600 | CHINSTRAP HEAD READY MADE PRESSURE GARMENT TO BE USED DURING IMMEDIATE STAGE OF WOUND HEALING AND FOR SCAR MANAGEMENT EASY FITTING SOFT AND SMOOTH DESIGN FOR A SHORT USE UNTIL WOUND IS COMPLETELY HEALED HI-TECH YARN WITH PERMANENT ODOUR NEUTRALITY. ALLOWS THE SKIN TO BREATH AND STAY COOL. PATENTED KNIT ENSURES RAPID MOISTURE TRANSPORTATION AND TEMPERATURE HYPO-ALLERGENIC AND LATEX-FREE ANTI-BACTERIAL FABRIC COMPOSITION 20%-30% ELASTANE 70 AND -80% POLYAMIDE SIZE: 20X23IN/51-58.5 CM
25972 | 4231220225700 | CHINSTRAP HEAD READY MADE PRESSURE GARMENT TO BE USED DURING IMMEDIATE STAGE OF WOUND HEALING AND FOR SCAR MANAGEMENT EASY FITTING SOFT AND SMOOTH DESIGN FOR A SHORT USE UNTIL WOUND IS COMPLETELY HEALED HI-TECH YARN WITH PERMANENT ODOUR NEUTRALITY. ALLOWS THE SKIN TO BREATH AND STAY COOL. PATENTED KNIT ENSURES RAPID MOISTURE TRANSPORTATION AND TEMPERATURE HYPO-ALLERGENIC AND LATEX-FREE ANTI-BACTERIAL FABRIC COMPOSITION 20%-30% ELASTANE 70 AND -80% POLYAMIDE SIZE: 22X25IN /56-63.5 CM
25973 | 4231220225800 | FACE MASK HEAD READY MADE PRESSURE GARMENT TO BE USED DURING IMMEDIATE STAGE OF WOUND HEALING AND FOR SCAR MANAGEMENT EASY FITTING SOFT AND SMOOTH DESIGN FOR A SHORT USE UNTIL WOUND IS COMPLETELY HEALED HI-TECH YARN WITH PERMANENT ODOUR NEUTRALITY. ALLOWS THE SKIN TO BREATH AND STAY COOL. PATENTED KNIT ENSURES RAPID MOISTURE TRANSPORTATION AND TEMPERATURE HYPO-ALLERGENIC AND LATEX-FREE ANTI-BACTERIAL FABRIC COMPOSITION 20%-30% ELASTANE 70 AND -80% POLYAMIDE SIZE: 18X21IN/46-53 CM
25974 | 4231220225900 | FACE MASK HEAD READY MADE PRESSURE GARMENT TO BE USED DURING IMMEDIATE STAGE OF WOUND HEALING AND FOR SCAR MANAGEMENT EASY FITTING SOFT AND SMOOTH DESIGN FOR A SHORT USE UNTIL WOUND IS COMPLETELY HEALED HI-TECH YARN WITH PERMANENT ODOUR NEUTRALITY. ALLOWS THE SKIN TO BREATH AND STAY COOL. PATENTED KNIT ENSURES RAPID MOISTURE TRANSPORTATION AND TEMPERATURE HYPO-ALLERGENIC AND LATEX-FREE ANTI-BACTERIAL FABRIC COMPOSITION 20%-30% ELASTANE 70 AND -80% POLYAMIDE SIZE: 20X23IN/ 51-58.5 CM
25975 | 4231220226000 | FACE MASK HEAD READY MADE PRESSURE GARMENT TO BE USED DURING IMMEDIATE STAGE OF WOUND HEALING AND FOR SCAR MANAGEMENT EASY FITTING SOFT AND SMOOTH DESIGN FOR A SHORT USE UNTIL WOUND IS COMPLETELY HEALED HI-TECH YARN WITH PERMANENT ODOUR NEUTRALITY. ALLOWS THE SKIN TO BREATH AND STAY COOL. PATENTED KNIT ENSURES RAPID MOISTURE TRANSPORTATION AND TEMPERATURE HYPO-ALLERGENIC AND LATEX-FREE ANTI-BACTERIAL FABRIC COMPOSITION 20%-30% ELASTANE 70 AND -80% POLYAMIDE SIZE: 22X25IN/56-63.5
25976 | 4231220226100 | PRESSURE GARMENT CHIN STRAP EAR CLOSED - INTERIM AND LIGHT OR EQUIVALENT PRESSURE GARMENT CHIN STRAP EAR AREA CLOSE SCAR MANAGEMENT 60%-69% POLYAMIDE 31%-40% ELASTANE STRONG FABRIC THICKNESS 0.64-0.68MM ADJUSTABLE PRESSURE LEVEL THERAPEUTIC ITEM LATEX FREE ANTI BACTERIAL BREATHABLE HIGH UV PROTECTION COTTON FREE AND NON ALLERGENIC RUBBER FREE AND MACHINE WASHABLE. SIZES: L: 26.8 IN -28 IN (67-70 CM) (CIRCUMFERENCE FROM CROWN TO CHIN).
25977 | 4231220226200 | PRESSURE GARMENT CHIN STRAP EAR CLOSED - INTERIM AND LIGHT OR EQUIVALENT PRESSURE GARMENT CHIN STRAP EAR AREA CLOSE SCAR MANAGEMENT 60%-69% POLYAMIDE 31%-40% ELASTANE STRONG FABRIC THICKNESS 0.64-0.68MM ADJUSTABLE PRESSURE LEVEL THERAPEUTIC ITEM LATEX FREE ANTI BACTERIAL BREATHABLE HIGH UV PROTECTION COTTON FREE AND NON ALLERGENIC RUBBER FREE AND MACHINE WASHABLE. SIZES: M: 25.2 IN -26.4 IN (63-66 CM) (CIRCUMFERENCE FROM CROWN TO CHIN).
25978 | 4231220226300 | PRESSURE GARMENT CHIN STRAP EAR CLOSED - INTERIM AND LIGHT OR EQUIVALENT PRESSURE GARMENT CHIN STRAP EAR AREA CLOSE SCAR MANAGEMENT 60%-69% POLYAMIDE 31%-40% ELASTANE STRONG FABRIC THICKNESS 0.64-0.68MM ADJUSTABLE PRESSURE LEVEL THERAPEUTIC ITEM LATEX FREE ANTI BACTERIAL BREATHABLE HIGH UV PROTECTION COTTON FREE AND NON ALLERGENIC RUBBER FREE AND MACHINE WASHABLE. SIZES: S: 23.6 IN -24.8 IN (59-62 CM) (CIRCUMFERENCE FROM CROWN TO CHIN).
25979 | 4231220226400 | PRESSURE GARMENT CHIN STRAP EAR CLOSED - INTERIM AND LIGHT OR EQUIVALENT PRESSURE GARMENT CHIN STRAP EAR AREA CLOSE SCAR MANAGEMENT 60%-69% POLYAMIDE 31%-40% ELASTANE STRONG FABRIC THICKNESS 0.64-0.68MM ADJUSTABLE PRESSURE LEVEL THERAPEUTIC ITEM LATEX FREE ANTI BACTERIAL BREATHABLE HIGH UV PROTECTION COTTON FREE AND NON ALLERGENIC RUBBER FREE AND MACHINE WASHABLE. SIZES: XL: 28.4 IN -29.6 IN (71-74 CM) (CIRCUMFERENCE FROM CROWN TO CHIN).
25980 | 4231220226500 | PRESSURE GARMENT CHIN STRAP EAR CLOSED - INTERIM AND LIGHT OR EQUIVALENT PRESSURE GARMENT CHIN STRAP EAR AREA CLOSE SCAR MANAGEMENT 60%-69% POLYAMIDE 31%-40% ELASTANE STRONG FABRIC THICKNESS 0.64-0.68MM ADJUSTABLE PRESSURE LEVEL THERAPEUTIC ITEM LATEX FREE ANTI BACTERIAL BREATHABLE HIGH UV PROTECTION COTTON FREE AND NON ALLERGENIC RUBBER FREE AND MACHINE WASHABLE. SIZES: XS: 22 IN -23.2 IN (55-58 CM) (CIRCUMFERENCE FROM CROWN TO CHIN).
25981 | 4231220226600 | PRESSURE GARMENT CHIN STRAP EAR CLOSED - INTERIM AND LIGHT OR EQUIVALENT PRESSURE GARMENT CHIN STRAP EAR AREA CLOSE SCAR MANAGEMENT 60%-69% POLYAMIDE 31%-40% ELASTANE STRONG FABRIC THICKNESS 0.64-0.68MM ADJUSTABLE PRESSURE LEVEL THERAPEUTIC ITEM LATEX FREE ANTI BACTERIAL BREATHABLE HIGH UV PROTECTION COTTON FREE AND NON ALLERGENIC RUBBER FREE AND MACHINE WASHABLE. SIZES: XXS: 20 IN -21.6 IN (50-54 CM) (CIRCUMFERENCE FROM CROWN TO CHIN).
25982 | 4231220226700 | INTERIM AND LIGHT OR EQUIVALENT PRESSURE GARMENT CHIN STRAP EAR AREA CLOSED SCAR MANAGEMENT 80%-90% POLYAMIDE 10%-20% ELASTANE LIGHT FABRIC THICKNESS 0.64MM-0.68MM PRESSURE LEVEL 10-18 MMHG THERAPEUTIC ITEM L LATEX FREE ANTI BACTERIAL BREATHABLE HIGH UV PROTECTION COTTON FREE AND NON-ALLERGENIC RUBBER FREE AND MACHINE WASHABLE. SIZES: 5: 24-24.8 IN (60-62 CM) (CIRCUMFERENCE OF THE HEAD).
25983 | 4231220226800 | INTERIM AND LIGHT OR EQUIVALENT PRESSURE GARMENT CHIN STRAP EAR AREA CLOSED SCAR MANAGEMENT 80%-90% POLYAMIDE 10%-20% ELASTANE LIGHT FABRIC THICKNESS 0.64MM-0.68MM PRESSURE LEVEL 10-18 MMHG THERAPEUTIC ITEM L LATEX FREE ANTI BACTERIAL BREATHABLE HIGH UV PROTECTION COTTON FREE AND NON-ALLERGENIC RUBBER FREE AND MACHINE WASHABLE. SIZES: 4: 22.8-23.6 IN (57-59 CM) (CIRCUMFERENCE OF THE HEAD).
25984 | 4231220226900 | INTERIM AND LIGHT OR EQUIVALENT PRESSURE GARMENT CHIN STRAP EAR AREA CLOSED SCAR MANAGEMENT 80%-90% POLYAMIDE 10%-20% ELASTANE LIGHT FABRIC THICKNESS 0.64MM-0.68MM PRESSURE LEVEL 10-18 MMHG THERAPEUTIC ITEM L LATEX FREE ANTI BACTERIAL BREATHABLE HIGH UV PROTECTION COTTON FREE AND NON-ALLERGENIC RUBBER FREE AND MACHINE WASHABLE. SIZES: 3: 21.6-22.4 IN (54-56 CM) (CIRCUMFERENCE OF THE HEAD).
25985 | 4231220227000 | PRESSURE GARMENT CHIN STRAP EAR OPEN - INTERIM AND LIGHT OR EQUIVALENT PRESSURE GARMENT CHIN STRAP EAR AREA OPEN SCAR MANAGEMENT 60%-69% POLYAMIDE 31%-40% ELASTANE STRONG FABRIC THICKNESS 0.64-0.68MM ADJUSTABLE PRESSURE LEVEL THERAPEUTIC ITEM LATEX FREE ANTI BACTERIAL BREATHABLE HIGH UV PROTECTION COTTON FREE AND NON ALLERGENIC RUBBER FREE AND MACHINE WASHABLE. SIZES: XL: 28.4 IN -29.6 IN (71-74 CM) (CIRCUMFERENCE FROM CROWN TO CHIN).
25986 | 4231220227100 | INTERIM AND LIGHT OR EQUIVALENT PRESSURE GARMENT CHIN STRAP EAR AREA CLOSED SCAR MANAGEMENT 80%-90% POLYAMIDE 10%-20% ELASTANE LIGHT FABRIC THICKNESS 0.64MM-0.68MM PRESSURE LEVEL 10-18 MMHG THERAPEUTIC ITEM L LATEX FREE ANTI BACTERIAL BREATHABLE HIGH UV PROTECTION COTTON FREE AND NON-ALLERGENIC RUBBER FREE AND MACHINE WASHABLE. SIZES: 2: 20.4-21.2 IN (51-53 CM) (CIRCUMFERENCE OF THE HEAD).
25987 | 4231220227200 | INTERIM AND LIGHT OR EQUIVALENT PRESSURE GARMENT CHIN STRAP EAR AREA CLOSED SCAR MANAGEMENT 80%-90% POLYAMIDE 10%-20% ELASTANE LIGHT FABRIC THICKNESS 0.64MM-0.68MM PRESSURE LEVEL 10-18 MMHG THERAPEUTIC ITEM L LATEX FREE ANTI BACTERIAL BREATHABLE HIGH UV PROTECTION COTTON FREE AND NON-ALLERGENIC RUBBER FREE AND MACHINE WASHABLE. SIZES: 1: 18.8-20 IN (47-50 CM) (CIRCUMFERENCE OF THE HEAD).
25988 | 4231220228200 | SUTURE POLYAMIDE MONOFILAMENT NON-ABSORBABLE SIZE 9/0 5 MM 3/8 CIRCLE ROUND BODY NEEDLE 13 CM BLACK STERILE
25989 | 4231220228700 | SUTURE POLIGLECAPRONE 25 ANTIBACTERIAL (COATED TRICLOSAN) MONOFILAMENT ABSORBABLE SIZE 3/0 19-20 MM 3/8 CIRCLE PRIME REVERSE CUTTING NEEDLE 45-50 CM UNDYED STERILE
25990 | 4231220228900 | SUTURE POLYPROPYLENE MONOFILAMENT NON-ABSORBABLE 1 TO 1 RATIO SIZE 5/0 13-14 MM 1/2 CIRCLE TUNGSTEN-RHENIUM ALLOY TAPER POINT DOUBLE ARM NEEDLE 70-75 CM BLUE STERILE
25991 | 4231220301100 | SUTURE POLYGLACTIN 910 MULTIFILAMENT ABSORBABLE SIZE 6/0 13-14 MM 1/2 CIRCLE ROUND BODY NEEDLE 45-50 CM UNDYED STERILE
25992 | 4231220301200 | CLIP SUTURE CLIPS ABSORBABLE MADE OF POLYDIOXANONE POLYMER 6 CLIPS PER CARTRIDGE THE APPLIER SHOULD BE PROVIDED FOC WITH EACH 100 CARTRIDGE STERILE
25993 | 4231220301300 | SUTURE POLIGLECAPRONE 25 ANTIBACTERIAL MONOFILAMENT ABSORBABLE SIZE 4/0 16 MM 3/8 CIRCLE REVERSE CUTTING NEEDLE 45 CM UNDYED STERILE
25994 | 4231220301400 | SUTURE POLIGLECAPRONE 25 ANTIBACTERIAL (COATED TRICLOSAN) MONOFILAMENT ABSORBABLE SIZE 1 40 MM ( +/- 1 MM ) 1/2 CIRCLE ROUND BODY NEEDLE 70-75 CM VIOLET STERILE
25995 | 4231220301500 | SUTURE POLIGLECAPRONE 25 ANTIBACTERIAL (COATED TRICLOSAN) MONOFILAMENT ABSORBABLE SIZE 3/0 25-26 MM 3/8 CIRCLE REVERSE CUTTING NEEDLE 70-75 CM UNDYED STERILE
25996 | 4231220301600 | SUTURE POLIGLECAPRONE 25 ANTIBACTERIAL (COATED TRICLOSAN) MONOFILAMENT ABSORBABLE SIZE 4/0 25-26 MM 3/8 CIRCLE REVERSE CUTTING NEEDLE 70-75 CM UNDYED STERILE
25997 | 4231220301700 | SUTURE POLIGLECAPRONE 25 ANTIBACTERIAL (COATED TRICLOSAN) MONOFILAMENT ABSORBABLE SIZE 5/0 13-14 MM 3/8 CIRCLE REVERSE CUTTING NEEDLE 70-75 CM UNDYED STERILE
25998 | 4231220301800 | SUTURE POLIGLECAPRONE 25 ANTIBACTERIAL (COATED TRICLOSAN) MONOFILAMENT ABSORBABLE SIZE 5/0 15-16 MM 3/8 CIRCLE REVERSE CUTTING NEEDLE 70-75 CM UNDYED STERILE
25999 | 4231220301900 | SUTURE POLIGLECAPRONE 25 ANTIBACTERIAL (COATED TRICLOSAN) MONOFILAMENT ABSORBABLE SIZE 6/0 11-12 MM 3/8 CIRCLE REVERSE CUTTING NEEDLE 70-75 CM UNDYED STERILE
26000 | 4231220302000 | SUTURE POLIGLECAPRONE 25 ANTIBACTERIAL (COATED TRICLOSAN) MONOFILAMENT ABSORBABLE SIZE 6/0 13-14 MM 3/8 CIRCLE REVERSE CUTTING NEEDLE 70-75 CM UNDYED STERILE
26001 | 4231220302100 | SUTURE POLIGLECAPRONE 25 MONOFILAMENT ABSORBABLE SIZE 6/0 13-14 MM 3/8 CIRCLE CUTTING NEEDLE 45-50 CM UNDYED STERILE
26002 | 4231220302200 | SUTURE POLIGLECAPRONE 25 ANTIBACTERIAL (COATED TRICLOSAN) MONOFILAMENT ABSORBABLE SIZE 2/0 21-22 MM 1/2 CIRCLE ROUND BODY NEEDLE 70-75 CM VIOLET STERILE
26003 | 4231220302300 | SUTURE POLIGLECAPRONE 25 ANTIBACTERIAL (COATED TRICLOSAN) MONOFILAMENT ABSORBABLE SIZE 3/0 60 MM ( +/-2 MM ) STRAIGHT REVERSE CUTTING NEEDLE 70-75 CM UNDYED STERILE
26004 | 4231220302400 | SUTURE POLIGLECAPRONE 25 MONOFILAMENT ABSORBABLE SIZE 4/0 25-26 MM 3/8 CIRCLE CUTTING NEEDLE 70-75 CM UNDYED STERILE
26005 | 4231220302500 | SUTURE POLYDIOXANONE ANTIBACTERIAL (COATED TRICLOSAN) MONOFILAMENT ABSORBABLE SIZE 3/0 19-20 MM 1/2 CIRCLE ROUND BODY 70 CM VIOLET STERILE
26006 | 4231220302600 | SUTURE POLYDIOXANONE ANTIBACTERIAL (COATED TRICLOSAN) MONOFILAMENT ABSORBABLE SIZE 5/0 17-18 MM 1/2 CIRCLE TAPER POINT 70 CM VIOLET STERILE
26007 | 4231220302700 | SUTURE POLYDIOXANONE ANTIBACTERIAL (COATED TRICLOSAN) MONOFILAMENT ABSORBABLE SIZE 0 40 MM ( +/- 1 MM) 1/2 CIRCLE TAPER POINT NEEDLE 70 CM VIOLET STERILE
26008 | 4231220302800 | SUTURE POLYDIOXANONE ANTIBACTERIAL MONOFILAMENT ABSORBABLE SIZE 3/0 26 MM 3/8 CIRCLE CUTTING NEEDLE 70-75 CM UNDYED STERILE
26009 | 4231220302900 | SUTURE POLYDIOXANONE ANTIBACTERIAL (COATED TRICLOSAN) MONOFILAMENT ABSORBABLE SIZE 4/0 19-20 MM 1/2 CIRCLE TAPER POINT NEEDLE 70 CM VIOLET STERILE
26010 | 4231220303000 | SUTURE POLYDIOXANONE ANTIBACTERIAL MONOFILAMENT ABSORBABLE SIZE 4/0 20 MM 3/8 CIRCLE REVERSE CUTTING NEEDLE 45 CM UNDYED STERILE
26011 | 4231220303100 | SUTURE POLYDIOXANONE ANTIBACTERIAL (COATED TRICLOSAN) MONOFILAMENT ABSORBABLE SIZE 5/0 13-14 MM 1/2 CIRCLE TAPER POINT NEEDLE 45-50 CM VIOLET STERILE
26012 | 4231220303300 | SUTURE POLYDIOXANONE ANTIBACTERIAL (COATED TRICLOSAN) MONOFILAMENT ABSORBABLE SIZE 6/0 11-12 MM 3/8 CIRCLE TAPER POINT NEEDLE DOUBLE ARMED 70 CM VIOLET STERILE
26013 | 4231220303400 | SUTURE POLYDIOXANONE ANTIBACTERIAL (COATED TRICLOSAN) MONOFILAMENT ABSORBABLE LOOP SIZE 1 48 MM ( +/- 1 MM ) 1/2 CIRCLE ROUND BODY NEEDLE 150 CM ( +/- 20 CM ) VIOLET STERILE
26014 | 4231220303600 | SUTURE POLYDIOXANONE ANTIBACTERIAL (COATED TRICLOSAN) MONOFILAMENT ABSORBABLE SIZE 4/0 19-20 MM 3/8 CIRCLE REVERSE CUTTING NEEDLE 45-50 CM UNDYED STERILE
26015 | 4231220303700 | SUTURE POLYDIOXANONE ANTIBACTERIAL (COATED TRICLOSAN) MONOFILAMENT ABSORBABLE SIZE 5/0 13-14 MM 3/8 CIRCLE ROUND BODY NEEDLE 70 CM VIOLET STERILE
26016 | 4231220303800 | SUTURE POLYDIOXANONE ANTIBACTERIAL (COATED TRICLOSAN) MONOFILAMENT ABSORBABLE SIZE 6/0 13-14 MM 3/8 CIRCLE CUTTING NEEDLE 45-50 CM UNDYED STERILE
26017 | 4231220304000 | SUTURE POLYGLACTIN 910 MULTIFILAMENT ABSORBABLE SIZE 3/0 23-24 MM 3/8 CIRCLE REVERSE CUTTING NEEDLE 70-75 CM UNDYED STERILE
26018 | 4231220304100 | SUTURE POLYGLACTIN 910 ANTIBACTERIAL (COATED TRICLOSAN) MULTIFILAMENT ABSORBABLE SIZE 4/0 25-26 MM 1/2 CIRCLE TAPER POINT NEEDLE 70-75 CM VIOLET STERILE
26019 | 4231220304200 | SUTURE POLYGLACTIN 910 ANTIBACTERIAL (COATED TRICLOSAN) MULTIFILAMENT ABSORBABLE SIZE 0 37 MM ( +/- 1 MM ) 1/2 CIRCLE TAPER POINT NEEDLE 90-95 CM VIOLET STERILE
26020 | 4231220304300 | SUTURE POLYGLACTIN 910 ANTIBACTERIAL (COATED TRICLOSAN) MULTIFILAMENT ABSORBABLE SIZE 1 25-26 MM 1/2 CIRCLE TAPER POINT NEEDLE 90-95 CM VIOLET STERILE
26021 | 4231220304400 | SUTURE POLYGLACTIN 910 ANTIBACTERIAL (COATED TRICLOSAN) MULTIFILAMENT ABSORBABLE SIZE 1 48 MM ( +/- 1 MM ) 1/2 CIRCLE REVERSE CUTTING NEEDLE 90-95 CM VIOLET STERILE
26022 | 4231220304500 | SUTURE ABSORBABLE MULTIFILAMENT COATED POLYGLACTIN 910 ANTIBACTERIAL SIZE 1 48 MM 1/2 CIRCLE TAPER POINT 60 - 75 CM STERILE
26023 | 4231220304600 | SUTURE POLYGLACTIN 910 ANTIBACTERIAL (COATED TRICLOSAN) MULTIFILAMENT ABSORBABLE SIZE 2/0 27-28 MM 5/8 CIRCLE TAPER POINT NEEDLE 70-75 CM VIOLET STERILE
26024 | 4231220304700 | SUTURE POLYGLACTIN 910 ANTIBACTERIAL (COATED TRICLOSAN) MULTIFILAMENT ABSORBABLE SIZE 2/0 35 MM ( +/- 1 MM ) 1/2 CIRCLE TAPER POINT NEEDLE 90-95 CM VIOLET STERILE
26025 | 4231220304800 | SUTURE POLYGLACTIN 910 ANTIBACTERIAL (COATED TRICLOSAN) MULTIFILAMENT ABSORBABLE SIZE 4/0 13-14 MM 3/8 CIRCLE REVERSE CUTTING NEEDLE 45-50 CM UNDYED STERILE
26026 | 4231220304900 | SUTURE POLYGLACTIN 910 ANTIBACTERIAL (COATED TRICLOSAN) MULTIFILAMENT ABSORBABLE SIZE 5/0 17-18 MM 1/2 CIRCLE ROUND BODY NEEDLE 70-75 CM VIOLET STERILE
26027 | 4231220305000 | SUTURE POLYGLACTIN 910 MULTIFILAMENT ABSORBABLE SIZE 5/0 19-20 MM 3/8 CIRCLE REVERSE CUTTING NEEDLE 45-50 CM UNDYED STERILE
26028 | 4231220305100 | SUTURE POLYGLACTIN 910 MONOFILAMENT ABSORBABLE SIZE 9/0 3.8 MM 3/8 CIRCLE TAPER POINT NEEDLE 13 CM VIOLET STERILE
26029 | 4231220305200 | SUTURE POLYGLACTIN 910 ANTIBACTERIAL (COATED TRICLOSAN) MULTIFILAMENT ABSORBABLE SIZE 0 25-26 MM 1/2 CIRCLE TAPER POINT NEEDLE 70-75 CM VIOLET STERILE
26030 | 4231220305300 | SUTURE POLYGLACTIN 910 MULTIFILAMENT ABSORBABLE SIZE 5/0 17-18 MM 1/2 CIRCLE TAPER POINT NEEDLE 70-75 CM VIOLET STERILE
26031 | 4231220305400 | SUTURE POLYGLACTIN 910 ANTIBACTERIAL MULTIFILAMENT ABSORBABLE SIZE 0 NEEDLE FREE 150 CM VIOLET STERILE
26032 | 4231220305500 | SUTURE ABSORBABLE MULTIFILAMENT POLYGLACTIN 910 ANTIBACTERIAL COATED LIGATURE SIZE 1 LENGTH 1.5 M STERILE
26033 | 4231220305600 | SUTURE POLYGLACTIN 910 ANTIBACTERIAL (COATED TRICLOSAN) MULTIFILAMENT ABSORBABLE SIZE 0 31 MM ( +/- 1 MM) 1/2 CIRCLE ROUND BODY NEEDLE HEAVY WIRE 70-75 CM VIOLET STERILE
26034 | 4231220305700 | SUTURE POLYGLACTIN 910 ANTIBACTERIAL MULTIFILAMENT ABSORBABLE SIZE 10/0 5.5 MM 1/2 CIRCLE SPATULATED DOUBLE ARM NEEDLE 30 CM VIOLET STERILE
26035 | 4231220305800 | SUTURE POLYGLACTIN 910 ANTIBACTERIAL (COATED TRICLOSAN) MULTIFILAMENT ABSORBABLE SIZE 2 45 MM ( +/- 1 MM) 1/2 CIRCLE ROUND BODY NEEDLE 70-75 CM VIOLET STERILE
26036 | 4231220305900 | SUTURE POLYGLACTIN 910 ANTIBACTERIAL (COATED TRICLOSAN) MULTIFILAMENT ABSORBABLE SIZE 2/0 23-24 MM 3/8 CIRCLE REVERSE CUTTING NEEDLE 45-50 CM UNDYED STERILE
26037 | 4231220306000 | SUTURE POLYGLACTIN 910 ANTIBACTERIAL MULTIFILAMENT ABSORBABLE SIZE 3/0 22 MM 1/2 CIRCLE ROUND BODY NEEDLE 45 CM VIOLET STERILE
26038 | 4231220306100 | SUTURE POLYGLACTIN 910 ANTIBACTERIAL MULTIFILAMENT ABSORBABLE SIZE 4/0 16 MM 1/2 CIRCLE CUTTING NEEDLE 45 CM UNDYED STERILE
26039 | 4231220306300 | SUTURE POLYGLACTIN 910 ANTIBACTERIAL (COATED TRICLOSAN) MULTIFILAMENT ABSORBABLE SIZE 5/0 13-14 MM 1/2 CIRCLE ROUND BODY NEEDLE 45-50 CM UNDYED STERILE
26040 | 4231220306500 | SUTURE POLYGLACTIN 910 MULTIFILAMENT ABSORBABLE SIZE 7/0 6.5 MM 3/8 CIRCLE SPATULATED NEEDLE 30 CM VIOLET STERILE
26041 | 4231220306600 | SUTURE ABSORBABLE POLYGLACTIN 910 II ANTIBACTERIAL COATED MULTIFILAMENT SIZE: 2/0 NEEDLE 26 MM 1/2 TAPER POINT NEEDLE CONTROL RELEASE 8 X 45 CM VIOLET STERILE
26042 | 4231220306700 | SUTURE POLYGLACTIN 910 ANTIBACTERIAL MULTIFILAMENT ABSORBABLE SIZE 0 31 MM ( +/- 1 MM ) 1/2 CIRCLE TAPER POINT NEEDLE 70-75 CM VIOLET STERILE
26043 | 4231220306800 | SUTURE POLYGLACTIN 910 ANTIBACTERIAL (COATED TRICLOSAN) MULTIFILAMENT ABSORBABLE SIZE 0 48 MM ( +/- 1 MM ) 1/2 CIRCLE TAPER POINT NEEDLE 90-95 CM VIOLET STERILE
26044 | 4231220306900 | SUTURE POLYGLACTIN 910 ANTIBACTERIAL (COATED TRICLOSAN) MULTIFILAMENT ABSORBABLE SIZE 1 40 MM ( +/- 1 MM ) 1/2 CIRCLE TAPER CUT NEEDLE 70-75 CM VIOLET STERILE
26045 | 4231220307000 | SUTURE POLYGLACTIN 910 ANTIBACTERIAL (COATED TRICLOSAN) MULTIFILAMENT ABSORBABLE SIZE 1 40 MM ( +/- 1 MM ) 1/2 CIRCLE REVERSE CUTTING NEEDLE 90-95 CM VIOLET STERILE
26046 | 4231220307100 | SUTURE POLYGLACTIN 910 ANTIBACTERIAL (COATED TRICLOSAN) MULTIFILAMENT ABSORBABLE SIZE 2 48 MM ( +/- 1 MM) 1/2 CIRCLE TAPER POINT NEEDLE 90-95 CM VIOLET STERILE
26047 | 4231220307300 | SUTURE POLYGLACTIN 910 ANTIBACTERIAL (COATED TRICLOSAN) MULTIFILAMENT ABSORBABLE SIZE 3/0 23-24 MM 3/8 CIRCLE REVERSE CUTTING NEEDLE 70-75 CM VIOLET STERILE
26048 | 4231220307400 | SUTURE POLYGLACTIN 910 ANTIBACTERIAL (COATED TRICLOSAN) MULTIFILAMENT ABSORBABLE SIZE 3/0 31 MM ( +/- 1 MM ) 1/2 CIRCLE TAPER POINT NEEDLE 70-75 CM VIOLET STERILE
26049 | 4231220307500 | SUTURE POLYGLACTIN 910 MULTIFILAMENT ABSORBABLE SIZE 9/0 6.5 MM 3/8 CIRCLE REVERSE SPATULATED DOUBLE ARM NEEDLE 30 CM VIOLET STERILE
26050 | 4231220307700 | SUTURE POLYGLACTIN 910 ANTIBACTERIAL MULTIFILAMENT ABSORBABLE SIZE 4/0 13 MM 3/8 CIRCLE ROUND BODY NEEDLE 45 CM VIOLET STERILE
26051 | 4231220307800 | SUTURE POLYGLACTIN 910 MULTIFILAMENT RAPID ABSORPTION SIZE 3/0 19-20 MM 3/8 CIRCLE REVERSE CUTTING NEEDLE 70-75 CM UNDYED STERILE
26052 | 4231220307900 | SUTURE POLYDIOXANONE MONOFILAMENT ABSORBABLE SIZE 1 40 MM ( +/- 1 MM) 1/2 CIRCLE TAPER POINT NEEDLE 70-75 CM UNDYED STERILE
26053 | 4231220308200 | SUTURE KNOTLESS SPIRAL UNIDIRECTIONAL WITH FLEXIBLE LOOP POLIGLECAPRONE 25 ANTIBACTERIAL (COATED TRICLOSAN) MONOFILAMENT ABSORBABLE SIZE 3/0 19-20 MM 3/8 CIRCLE REVERSE CUTTING NEEDLE 45-50 CM UNDYED STERILE
26054 | 4231220308300 | SUTURE KNOTLESS SPIRAL UNIDIRECTIONAL WITH FLEXIBLE LOOP POLYDIOXANONE ANTIBACTERIAL (COATED TRICLOSAN) MONOFILAMENT ABSORBABLE SIZE 1 48 MM ( +/- 1 MM ) 1/2 CIRCLE TAPER POINT ROUND BODY NEEDLE 70-75 CM VIOLET STERILE
26055 | 4231220308400 | SUTURE KNOTLESS SYMMETRIC UNIDIRECTIONAL WITH FIXATION TAP POLYDIOXANONE ANTIBACTERIAL (COATED TRICLOSAN) MONOFILAMENT ABSORBABLE SIZE 1 40 MM ( +/- 1 MM ) 1/2 CIRCLE TAPER POINT ROUND BODY NEEDLE 60-65 CM VIOLET STERILE
26056 | 4231220308500 | SUTURE KNOTLESS SYMMETRIC UNIDIRECTIONAL WITH FIXATION TAP POLYDIOXANONE ANTIBACTERIAL (COATED TRICLOSAN) MONOFILAMENT ABSORBABLE SIZE 1 48 MM ( +/- 1 MM ) 1/2 CIRCLE TAPER POINT NEEDLE 60-65 CM VIOLET STERILE
26057 | 4231220308600 | SUTURE KNOTLESS SYMMETRIC UNIDIRECTIONAL WITH FIXATION TAP POLYDIOXANONE ANTIBACTERIAL (COATED TRICLOSAN) MONOFILAMENT ABSORBABLE SIZE 2/0 25-26 MM 1/2 CIRCLE TAPER POINT ROUND BODY NEEDLE 20-23 CM VIOLET STERILE
26058 | 4231220308700 | SUTURE KNOTLESS SYMMETRIC UNIDIRECTIONAL WITH FIXATION TAP POLYDIOXANONE ANTIBACTERIAL (COATED TRICLOSAN) MONOFILAMENT ABSORBABLE SIZE 1 48 MM ( +/- 1 MM ) 1/2 CIRCLE TAPER POINT NEEDLE 30 CM VIOLET STERILE
26059 | 4231220308800 | SUTURE KNOTLESS SYMMETRIC UNIDIRECTIONAL WITH FIXATION TAP POLYDIOXANONE ANTIBACTERIAL (COATED TRICLOSAN) MONOFILAMENT ABSORBABLE SIZE 0 36 MM ( +/- 1 MM ) 1/2 CIRCLE TAPER POINT NEEDLE 20-23 CM VIOLET STERILE
26060 | 4231220308900 | SUTURE KNOTLESS SYMMETRIC UNIDIRECTIONAL WITH FIXATION TAP POLYDIOXANONE ANTIBACTERIAL (COATED TRICLOSAN) MONOFILAMENT ABSORBABLE SIZE 0 36 MM ( +/- 1 MM ) 1/2 CIRCLE TAPER POINT NEEDLE 45-50 CM VIOLET STERILE
26061 | 4231220309000 | SUTURE KNOTLESS SPIRAL UNIDIRECTIONAL WITH FLEXIBLE LOOP POLIGLECAPRONE 25 ANTIBACTERIAL (COATED TRICLOSAN) MONOFILAMENT ABSORBABLE SIZE 2/0 25-26 MM 1/2 CIRCLE TAPER POINT NEEDLE 20-23 CM UNDYED STERILE
26062 | 4231220309100 | SUTURE KNOTLESS SPIRAL UNIDIRECTIONAL WITH FLEXIBLE LOOP POLIGLECAPRONE 25 ANTIBACTERIAL (COATED TRICLOSAN) MONOFILAMENT ABSORBABLE SIZE 4/0 19-20 MM 3/8 CIRCLE REVERSE CUTTING NEEDLE 70-75 CM UNDYED STERILE
26063 | 4231220309200 | SUTURE KNOTLESS SYMMETRIC UNIDIRECTIONAL WITH FIXATION TAP POLYDIOXANONE ANTIBACTERIAL (COATED TRICLOSAN) MONOFILAMENT ABSORBABLE SIZE 0 36 MM ( +/- 1 MM ) 1/2 CIRCLE TAPER POINT NEEDLE 60-65 CM VIOLET STERILE
26064 | 4231220309300 | SUTURE KNOTLESS SYMMETRIC UNIDIRECTIONAL WITH FIXATION TAP POLYDIOXANONE ANTIBACTERIAL (COATED TRICLOSAN) MONOFILAMENT ABSORBABLE SIZE 1 36 MM ( +/- 1 MM ) 1/2 CIRCLE TAPER POINT NEEDLE 45-50 CM VIOLET STERILE
26065 | 4231220309400 | SUTURE KNOTLESS SYMMETRIC UNIDIRECTIONAL WITH FIXATION TAP POLYDIOXANONE ANTIBACTERIAL (COATED TRICLOSAN) MONOFILAMENT ABSORBABLE SIZE 1 40 MM ( +/- 1 MM ) 1/2 CIRCLE TAPER POINT NEEDLE 45-50 CM VIOLET STERILE
26066 | 4231220309500 | SUTURE KNOTLESS SYMMETRIC UNIDIRECTIONAL WITH FIXATION TAP POLYDIOXANONE ANTIBACTERIAL (COATED TRICLOSAN) MONOFILAMENT ABSORBABLE SIZE 1 48 MM ( +/- 1 MM ) 1/2 CIRCLE TAPER POINT NEEDLE 45-50 CM VIOLET STERILE
26067 | 4231220309600 | SUTURE KNOTLESS SPIRAL UNIDIRECTIONAL WITH FLEXIBLE LOOP POLYDIOXANONE ANTIBACTERIAL (COATED TRICLOSAN) MONOFILAMENT ABSORBABLE SIZE 2/0 25-26 MM 1/2 CIRCLE TAPER POINT NEEDLE 15-17 CM VIOLET STERILE
26068 | 4231220309700 | SUTURE KNOTLESS SYMMETRIC UNIDIRECTIONAL WITH FIXATION TAP POLYDIOXANONE ANTIBACTERIAL (COATED TRICLOSAN) MONOFILAMENT ABSORBABLE SIZE 2/0 36 MM ( +/- 1 MM ) 1/2 CIRCLE TAPER POINT NEEDLE 45-50 CM VIOLET STERILE
26069 | 4231220309800 | SUTURE KNOTLESS SPIRAL UNIDIRECTIONAL WITH FLEXIBLE LOOP POLYDIOXANONE ANTIBACTERIAL (COATED TRICLOSAN) MONOFILAMENT ABSORBABLE SIZE 3/0 25-26 MM 1/2 CIRCLE TAPER POINT NEEDLE 15-17 CM VIOLET STERILE
26070 | 4231220309900 | SUTURE SILK MULTIFILAMENT NON-ABSORBABLE SIZE 4/0 NEEDLE FREE 10 X 70-75 CM BLACK STERILE
26071 | 4231220310000 | SUTURE MULTIFILAMENT POLYGLACTIN 910 COATED ANTIBACTERIAL SIZE 4/0 16 MM NEEDLE ROUND BODY STERILE
26072 | 4231220310100 | SUTURE KNOTLESS SPIRAL BIDIRECTIONAL POLYPROPYLENE MONOFILAMENT NON-ABSORBABLE SIZE 1 36 MM ( +/- 1 MM ) 1/2 CIRCLE TAPER POINT NEEDLE 24 X 24 CM ( +/- 2 CM ) UNDYED STERILE
26073 | 4231220310200 | SUTURE POLYAMIDE MONOFILAMENT NON-ABSORBABLE SIZE 5/0 13-14 MM 3/8 CIRCLE CUTTING NEEDLE 45-50 CM BLACK STERILE
26074 | 4231220310300 | SUTURE POLYAMIDE MONOFILAMENT NON-ABSORBABLE LOOP SIZE 0 40 MM ( +/- 1 MM ) 1/2 CIRCLE TAPER POINT HEAVY NEEDLE 150 CM ( +/- 20 CM ) STERILE
26075 | 4231220310400 | SUTURE POLYAMIDE MONOFILAMENT NON-ABSORBABLE SIZE 1 48 MM ( +/- 1 MM ) 1/2 CIRCLE REVERSE CUTTING NEEDLE 100 CM BLACK STERILE
26076 | 4231220310500 | SUTURE POLYAMIDE MONOFILAMENT NON-ABSORBABLE SIZE 10/0 5 MM 1/2 CIRCLE ROUND BODY NEEDLE 13 CM BLACK STERILE
26077 | 4231220310600 | SUTURE POLYAMIDE MONOFILAMENT NON-ABSORBABLE SIZE 10/0 5 MM 1/2 CIRCLE CUTTING EDGE SPATULA DOUBLE ARM NEEDLE 30 CM BLACK STERILE
26078 | 4231220310700 | SUTURE POLYAMIDE MONOFILAMENT NON-ABSORBABLE SIZE 2/0 45 MM ( +/- 1 MM ) 3/8 CIRCLE CUTTING NEEDLE 100 CM BLACK STERILE
26079 | 4231220310800 | SUTURE POLYAMIDE MONOFILAMENT NON-ABSORBABLE SIZE 5/0 8 MM 1/4 CIRCLE SPATULATED DOUBLE ARM NEEDLE 45-50 CM BLACK STERILE
26080 | 4231220310900 | SUTURE POLYAMIDE MONOFILAMENT NON-ABSORBABLE SIZE 9/0 3.8 MM 3/8 CIRCLE ROUND BODY NEEDLE 13 CM BLACK STERILE
26081 | 4231220311000 | SUTURE POLYAMIDE MONOFILAMENT NON-ABSORBABLE SIZE 9/0 6.5 MM 3/8 CIRCLE ROUND BODY NEEDLE 15 CM STERILE
26082 | 4231220311100 | SUTURE POLYAMIDE MONOFILAMENT NON-ABSORBABLE SIZE 0 90 MM ( +/- 2 MM ) 3/8 CIRCLE CUTTING NEEDLE 100 CM BLUE STERILE
26083 | 4231220311200 | SUTURE POLYAMIDE MONOFILAMENT NON-ABSORBABLE SIZE 11/0 3.8 MM 3/8 CIRCLE TAPER POINT NEEDLE 13 CM BLACK STERILE
26084 | 4231220311300 | SUTURE POLYAMIDE MONOFILAMENT NON-ABSORBABLE SIZE 2/0 31 MM ( +/- 1 MM ) 1/2 CIRCLE ROUND BODY 6 X 150 CM STERILE
26085 | 4231220311400 | SUTURE POLYAMIDE MONOFILAMENT NON-ABSORBABLE SIZE 2/0 31 MM ( +/- 1 MM ) 1/2 CIRCLE ROUND BODY 100 CM BLACK STERILE
26086 | 4231220311500 | SUTURE POLYAMIDE MONOFILAMENT NON-ABSORBABLE SIZE 6/0 13-14 MM 3/8 CIRCLE REVERSE CUTTING NEEDLE 45-50 CM BLUE STERILE
26087 | 4231220311600 | SUTURE POLYAMIDE MONOFILAMENT NON-ABSORBABLE SIZE 8/0 5 MM 3/8 CIRCLE TAPER POINT NEEDLE 13 CM BLACK STERILE
26088 | 4231220311700 | SUTURE POLYAMIDE MONOFILAMENT NON-ABSORBABLE SIZE 10/0 6.5 MM 3/8 CIRCLE SPATULATED DOUBLE ARM NEEDLE 30 CM BLACK STERILE
26089 | 4231220311800 | SUTURE POLYAMIDE MONOFILAMENT NON-ABSORBABLE LOOP SIZE 0 30 MM ( +/- 1 MM ) 1/2 CIRCLE ROUND BODY NEEDLE 150 CM ( +/- 20 CM ) BLACK STERILE
26090 | 4231220312100 | SUTURE POLYESTER MULTIFILAMENT NON-ABSORBABLE SIZE 4/0 8 MM 1/4 CIRCLE SPATULATED DOUBLE ARM NEEDLE 45-50 CM WHITE STERILE
26091 | 4231220312200 | SUTURE POLYPROPYLENE MONOFILAMENT NON-ABSORBABLE SIZE 0 35 MM ( +/- 1 MM ) 1/2 CIRCLE TAPER CUT NEEDLE 100 CM BLUE STERILE
26092 | 4231220312400 | SUTURE POLYPROPYLENE MONOFILAMENT NON-ABSORBABLE SIZE 1 90 MM ( +/- 1 MM ) 3/8 CIRCLE CUTTING NEEDLE 2 X 50 CM WITH 40 MM RETENTION TUBE BLUE STERILE
26093 | 4231220312500 | SUTURE POLYPROPYLENE MONOFILAMENT NON-ABSORBABLE SIZE 10/0 15-16 MM STRAIGHT ROUND BODY DOUBLE ARM NEEDLE 20-23 CM BLUE STERILE
26094 | 4231220312600 | SUTURE POLYPROPYLENE MONOFILAMENT NON-ABSORBABLE SIZE 10/0 5.5 MM STRAIGHT SPATULATED NEEDLE 30 CM BLUE STERILE
26095 | 4231220312700 | SUTURE POLYPROPYLENE MONOFILAMENT NON-ABSORBABLE SIZE 10/0 5.5 MM 1/2 CIRCLE AND 13 MM 1/4 CIRCLE SPATULATED DOUBLE ARM NEEDLE 10 CM BLUE STERILE
26096 | 4231220312800 | SUTURE POLYPROPYLENE MONOFILAMENT NON-ABSORBABLE SIZE 5/0 17-18 MM 1/2 CIRCLE TAPER POINT DOUBLE ARM NEEDLE 90-95 CM BLUE STERILE
26097 | 4231220312900 | SUTURE POLYPROPYLENE MONOFILAMENT NON-ABSORBABLE SIZE 5/0 10 MM 1/2 CIRCLE ROUND BODY NEEDLE 60-65 CM BLUE STERILE
26098 | 4231220313000 | SUTURE POLYPROPYLENE MONOFILAMENT NON-ABSORBABLE SIZE 6/0 13-14 MM 3/8 CIRCLE CUTTING NEEDLE 45-50 CM BLUE STERILE
26099 | 4231220313100 | SUTURE POLYPROPYLENE MONOFILAMENT NON-ABSORBABLE SIZE 6/0 13-14 MM 1/2 CIRCLE TUNGSTEN-RHENIUM ALLOY TAPER POINT DOUBLE ARM NEEDLE 70-75 CM BLUE STERILE
26100 | 4231220313200 | SUTURE POLYPROPYLENE MONOFILAMENT NON-ABSORBABLE SIZE 8/0 6 MM 3/8 CIRCLE TAPER POINT DOUBLE ARM NEEDLE 60-65 CM BLUE STERILE
26101 | 4231220313400 | SUTURE POLYPROPYLENE MONOFILAMENT NON-ABSORBABLE SIZE 5/0 9.3 MM 3/8 CIRCLE TUNGSTEN-RHENIUM ALLOY TAPER POINT DOUBLE ARM NEEDLE 60-65 CM BLUE STERILE
26102 | 4231220313700 | SUTURE SILK MULTIFILAMENT NON-ABSORBABLE SIZE 4/0 25-26 MM 3/8 CIRCLE REVERSE CUTTING NEEDLE 45-50 CM BLACK STERILE
26103 | 4231220313800 | SUTURE SILK MULTIFILAMENT NON-ABSORBABLE SIZE 0 45 MM ( +/- 1 MM ) 3/8 CIRCLE REVERSE CUTTING NEEDLE 70-75 CM BLACK STERILE
26104 | 4231220313900 | SUTURE SILK MULTIFILAMENT NON-ABSORBABLE SIZE 0 48 MM ( +/- 1 MM ) 1/2 CIRCLE CUTTING NEEDLE 70-75 CM BLACK STERILE
26105 | 4231220314000 | SUTURE SILK MULTIFILAMENT NON-ABSORBABLE SIZE 0 25-26 MM 1/2 CIRCLE TAPER POINT NEEDLE 70-75 CM BLACK STERILE
26106 | 4231220314100 | SUTURE SILK MULTIFILAMENT NON-ABSORBABLE SIZE 0 NEEDLE FREE 10 X 70-75 CM BLACK STERILE
26107 | 4231220314200 | SUTURE SILK MULTIFILAMENT NON-ABSORBABLE SIZE 1 25-26 MM 1/2 CIRCLE ROUND BODY NEEDLE 70-75 CM BLACK STERILE
26108 | 4231220314300 | SUTURE SILK MULTIFILAMENT NON-ABSORBABLE SIZE 1 60 MM ( +/- 2 MM ) 3/8 CIRCLE CUTTING NEEDLE 70-75 CM BLACK STERILE
26109 | 4231220314400 | SUTURE SILK MULTIFILAMENT NON-ABSORBABLE SIZE 1 NEEDLE FREE 10 X 70-75 CM BLACK STERILE
26110 | 4231220314600 | SUTURE SILK MULTIFILAMENT NON-ABSORBABLE SIZE 2/0 37 MM ( +/- 1 MM ) 1/2 CIRCLE TAPER POINT NEEDLE 70-75 CM BLACK STERILE
26111 | 4231220314700 | SUTURE SILK MULTIFILAMENT NON-ABSORBABLE SIZE 2/0 21-22 MM 1/2 CIRCLE CUTTING NEEDLE 45-50 CM BLACK STERILE
26112 | 4231220314800 | SUTURE SILK MULTIFILAMENT NON-ABSORBABLE SIZE 2/0 30 MM ( +/- 1 MM ) 1/2 CIRCLE ROUND BODY NEEDLE 70-75 CM BLACK STERILE
26113 | 4231220314900 | SUTURE SILK MULTIFILAMENT NON-ABSORBABLE SIZE 2/0 NEEDLE FREE 13 X 60-65 CM BLACK STERILE
26114 | 4231220315000 | SUTURE SILK MULTIFILAMENT NON-ABSORBABLE SIZE 2/0 NEEDLE FREE 10 X 70-75 CM BLACK STERILE
26115 | 4231220315100 | SUTURE SILK MULTIFILAMENT NON-ABSORBABLE SIZE 2/0 19-20 MM 1/2 CIRCLE TAPER POINT NEEDLE 70-75 CM BLACK STERILE
26116 | 4231220315200 | SUTURE SILK MULTIFILAMENT NON-ABSORBABLE SIZE 3/0 19-20 MM 3/8 CIRCLE ROUND BODY NEEDLE 70-75 CM BLACK STERILE
26117 | 4231220315300 | SUTURE SILK MULTIFILAMENT NON-ABSORBABLE SIZE 3/0 NEEDLE FREE 10 X 70-75 CM BLACK STERILE
26118 | 4231220315400 | SUTURE SILK MULTIFILAMENT NON-ABSORBABLE SIZE 4/0 13-14 MM 1/2 CIRCLE TAPER POINT DETACH NEEDLE 5 X 45-50 CM BLACK STERILE
26119 | 4231220315500 | SUTURE SILK MULTIFILAMENT NON-ABSORBABLE SIZE 3/0 36 MM ( +/- 1 MM ) 3/8 CIRCLE REVERSE CUTTING NEEDLE 70-75 CM BLACK STERILE
26120 | 4231220315600 | SUTURE SILK MULTIFILAMENT NON-ABSORBABLE SIZE 4/0 19-20 MM 3/8 CIRCLE REVERSE CUTTING NEEDLE 45-50 CM BLACK STERILE
26121 | 4231220315700 | SUTURE SILK MULTIFILAMENT NON-ABSORBABLE SIZE 4/0 25-26 MM 1/2 CIRCLE TAPER POINT DETACH NEEDLE 5 X 45-50 CM BLACK STERILE
26122 | 4231220315800 | SUTURE SILK MULTIFILAMENT NON-ABSORBABLE SIZE 5/0 11-12 MM 3/8 CIRCLE TAPER POINT NEEDLE 70-75 CM BLACK STERILE
26123 | 4231220315900 | SUTURE SILK MULTIFILAMENT NON-ABSORBABLE SIZE 6/0 8 MM 1/4 CIRCLE SPATULATED DOUBLE ARM NEEDLE 45-50 CM BLACK STERILE
26124 | 4231220316100 | SUTURE POLYESTER COATED SILICON OR POLYBUTILATE MULTIFILAMENT NON-ABSORBABLE SIZE 3/0 23-24 MM 3/8 CIRCLE REVERSE CUTTING NEEDLE 45-50 CM GREEN STERILE
26125 | 4231220316200 | SUTURE POLYESTER COATED SILICON OR POLYBUTILATE MULTIFILAMENT NON-ABSORBABLE SIZE 3/0 60 MM ( +/- 2 MM ) STRAIGHT CUTTING NEEDLE 70-75 CM GREEN STERILE
26126 | 4231220316300 | SUTURE POLYESTER COATED SILICON OR POLYBUTILATE MULTIFILAMENT NON-ABSORBABLE SIZE 5 55 MM ( +/- 2 MM ) 1/2 CIRCLE TAPER CUT HEAVY NEEDLE 4 X 70-75 CM GREEN STERILE
26127 | 4231220316400 | SUTURE POLYESTER MULTIFILAMENT NON-ABSORBABLE SIZE 5/0 8 MM 1/4 CIRCLE SPATULATED DOUBLE ARM NEEDLE 2 X 45 CM UNDYED STERILE
26128 | 4231220316500 | SUTURE POLYESTER COATED SILICON OR POLYBUTILATE MULTIFILAMENT NON-ABSORBABLE SIZE 2 27-28 MM 1/2 CIRCLE ROUND BODY NEEDLE 4 X 70-75 CM 2 GREEN OR BLUE 2 WHITE STERILE
26129 | 4231220316600 | SUTURE PTFE MONOFILAMENT NON-ABSORBABLE SIZE 2/0 25-26 MM 1/2 CIRCLE TAPER POINT DOUBLE ARM NEEDLE 90-95 CM WHITE STERILE
26130 | 4231220316700 | SUTURE POLYPROPYLENE MONOFILAMENT NON-ABSORBABLE SIZE 9/0 6.5 MM 3/8 CIRCLE REVERSE SPATULATED NEEDLE 20-23 CM BLUE STERILE
26131 | 4231220316800 | SUTURE PTFE MONOFILAMENT NON-ABSORBABLE SIZE 3/0 25-26 MM 1/2 CIRCLE TAPER POINT DOUBLE ARM NEEDLE 90-95 CM WHITE STERILE
26132 | 4231220316900 | SUTURE PTFE MONOFILAMENT NON-ABSORBABLE SIZE 4/0 13-14 MM 3/8 CIRCLE TAPER POINT DOUBLE ARM NEEDLE 60-65 CM WHITE STERILE
26133 | 4231220317000 | SUTURE PTFE MONOFILAMENT NON-ABSORBABLE SIZE 5/0 13 MM 3/8 CIRCLE TAPER POINT DOUBLE ARM NEEDLE 60-65 CM WHITE STERILE
26134 | 4231220317100 | SUTURE POLYGLYCONATE OR POLYGLECAPRONE UNIDIRECTIONAL LOOP LOCK MONOFILAMENT ABSORBABLE SIZE 2/0 23-24 MM 3/8 CIRCLE REVERSE CUTTING NEEDLE 30 CM UNDYED STERILE
26135 | 4231220317200 | SUTURE STERNAL WIRES STAINLESS STEEL MONOFILAMENT NON-ABSORBABLE SIZE 2 48 MM ( +/- 1 MM ) 1/2 CIRCLE REVERSE CUTTING NEEDLE 2 X 45-50 CM STERILE
26136 | 4231220317300 | SUTURE POLYGLACTIN 910 MULTIFILAMENT ABSORBABLE SIZE 4/0 13 MM 1/2 CIRCLE TAPER POINT DETACHABLE NEEDLE 45 CM VIOLET STERILE
26137 | 4231220317500 | SUTURE ABSORBABLE MULTIFILAMENT POLYGLACTIN 910 ANTIBACTERIAL COATED LIGATURE SIZE 4/0 LENGTH 1.5 M STERILE
26138 | 4231220317600 | SUTURE POLYGLACTIN 910 MULTIFILAMENT ABSORBABLE SIZE 0 37 MM ( +/- 1 MM ) 1/2 CIRCLE TAPER POINT NEEDLE 70-75 CM UNDYED STERILE
26139 | 4231220317700 | SUTURE KNOTLESS SPIRAL UNIDIRECTIONAL WITH FLEXIBLE LOOP POLIGLECAPRONE 25 ANTIBACTERIAL (COATED TRICLOSAN) MONOFILAMENT ABSORBABLE SIZE 3/0 25-26 MM 3/8 CIRCLE REVERSE CUTTING NEEDLE 45-50 CM UNDYED STERILE
26140 | 4231220317800 | SUTURE POLYGLACTIN 910 MULTIFILAMENT ABSORBABLE SIZE 4/0 19-20 MM 3/8 CIRCLE REVERSE CUTTING NEEDLE 45-50 CM UNDYED STERILE
26141 | 4231220317900 | SUTURE KNOTLESS SPIRAL UNIDIRECTIONAL WITH FLEXIBLE LOOP POLIGLECAPRONE 25 ANTIBACTERIAL (COATED TRICLOSAN) MONOFILAMENT ABSORBABLE SIZE 3/0 23-24 MM 3/8 CIRCLE REVERSE CUTTING NEEDLE 45-50 CM UNDYED STERILE
26142 | 4231220600700 | SUTURE POLYGLACTIN 910 MULTIFILAMENT ABSORBABLE SIZE 5/0 8 MM 1/4 CIRCLE SPATULATED DOUBLE ARM NEEDLE 45-50 CM VIOLET STERILE
26143 | 4231220700500 | "SET SUTURING HOLDER NEEDLES 5.5 INCH FORCEPS PLAIN 5 INCH FORCEPS ADSON 5 INCH POUCH STERILIZATION 100 X 300 MM SCISSORS SUTURE REMOVING 5.50 INCH 10 SWAB GAUZE 10 X 10 CM 10 COTTON WOOL 1 SHEET UTILITY 45 X 75 CM 2 PAPER HAND TOWEL BAG PLASTIC SMALL DISPOSABLE STERILE"
26144 | 4231220700600 | TRAY THORACENTESIS KIT WITH CATHETER 8 FR STERILE
26145 | 4231220700700 | SET TUBING WITH TWO PUNCTURE NEEDLES TO FIT WITH THE MACHINE MANUFACTURE
26146 | 4231220701000 | SUTURE RETENTION LATEX TUBING SIZE 6 X 48 X 0.8 CM STERILE
26147 | 4231220701100 | SUTURE PTFE MONOFILAMENT NON-ABSORBABLE SIZE 4/0 13-14 MM 1/2 CIRCLE TAPER POINT DOUBLE ARM NEEDLE 60-65 CM WHITE STERILE
26148 | 4231220701200 | SUTURE PTFE MONOFILAMENT NON-ABSORBABLE SIZE 6/0 13 MM 1/2 CIRCLE TAPER POINT DOUBLE ARM NEEDLE 75-80 CM WHITE STERILE
26149 | 4231220701300 | SUTURE REMOVAL KIT CONTAINS METAL FORCEPS NOTCHED BLADE GAUZE PADS STERILE
26150 | 4231220701400 | SET SUTURE REMOVAL CONSISTS OF: 1 PLASTIC FORCEP 1 STITCH CUTTER 3 SWAB GAUZE 5 X 5 CM DISPOSABLE STERILE
26151 | 4231221000000 | SURGICAL MARKER MINI ULTRA FINE TIP XL PREP RESISTANT INK INDIVIDUALLY PACKAGED WITH 1 FLUID RESISTANT WATERPROOF RULER FOR BLEPHAROPLASTY AND EYELID SURGERY STERILE
26152 | 4231221100500 | SUTURE POLYPROPYLENE MONOFILAMENT NON-ABSORBABLE 1 TO 1 RATIO SIZE 3/0 25-26 MM 1/2 CIRCLE TAPER POINT DOUBLE ARM NEEDLE 90-95 CM BLUE STERILE
26153 | 4231221101300 | SUTURE POLYPROPYLENE MONOFILAMENT NON-ABSORBABLE SIZE 4/0 19-20 MM 1/2 CIRCLE ROUND BODY NEEDLE 70-75 CM BLUE STERILE
26154 | 4231221101400 | SUTURE KNOTLESS SPIRAL BIDIRECTIONAL POLIGLECAPRONE 25 MONOFILAMENT ABSORBABLE SIZE 2/0 26 MM 3/8 CIRCLE ROUND BODY DOUBLE ARM NEEDLE 30 X 30 CM ( +/- 2 CM ) UNDYED STERILE
26155 | 4231221101500 | SUTURE KNOTLESS SPIRAL BIDIRECTIONAL POLIGLECAPRONE 25 MONOFILAMENT ABSORBABLE SIZE 0 36 MM ( +/- 1 MM ) 1/2 CIRCLE ROUND BODY DOUBLE ARM NEEDLE 14 X 14 CM ( +/- 2 CM ) UNDYED STERILE
26156 | 4231230000200 | WASH LOTION SKIN-FRIENDLY FOR THE SKIN AND HAIR CONTAINS OCTENIDINE HCL 500ML SUITABLE FOR EB PATIENTS
26157 | 4231230400000 | "GEL ENZYME WITH ALGINATE 50 GM FOR HIGH EXUDING WOUND STERILE (WOUND AND OSTOMY CARE)"
26158 | 4231230600100 | "DRESSING POLYESTER FIBRE COMPOSITE FOR SOFT MECHANICAL DEBRIDEMENT SIZE 10 X 10 CM OR EQUIVALENT IN THE SIZE (+\-2) DISPOSABLE STERILE (WOUND AND OSTOMY CARE)"
26159 | 4231230700200 | HYDROSURGICAL RESECTION DEBRIDEMENT UNIT WITH ALL NECESSARY ACCESSORIES AND STERILIZATION CASE
26160 | 4231230700300 | SHARP HYDROSURGICAL HANDPIECE ASSORTED SHAPE AND SIZES ORTHOPEDIC
26161 | 4231230700400 | SOFT HYDROSURGICAL HANDPIECE ASSORTED SHAPES AND SIZES INCLUDING TUBING SET ORTHOPEDIC
26162 | 4231231000100 | TAPE ADHESIVES REMOVER SPRAY
26163 | 4231231100000 | WOUND SPRAY HIGHLY PURIFIED 10% CARBAMYLATED HEMOGLOBIN FOR OXYGENATION SPRAY 10-15ML (WOUND AND OSTOMY CARE)
26164 | 4231231300400 | SOLUTION CONTAINS OCTENIDINE DIHYDROCHLORIDE HCL 0.1% 50ML SPRAY (WOUND AND OSTOMY CARE)
26165 | 4231231300500 | WOUND GEL CONTAINS OCTENIDINE DIHYDROCHLORIDE HCL 0.1% FOR COVERING MOISTENING AND CLEANSING OF ENCRUSTED CONTAMINATED AND CHRONIC WOUNDS AS WELL AS BURN WOUNDS 20ML STERILE (WOUND AND OSTOMY CARE)
26166 | 4231231300700 | "IRRIGATION CONTAINS OCTENIDINE DIHYDROCHLORIDE HCL 0.1% 350ML STERILE (WOUND AND OSTOMY CARE)"
26167 | 4231231300900 | WOUND IRRIGATION SOLUTION HYPOCHLOROUS ACID SOLUTION CONCENTRATION 0.033% DOES NOT CONTAIN SODIUM HYPOCHLORITE 400-500 ML ( WOUND AND OSTOMY CARE )
26168 | 4231240100000 | "DRESSING SOFT CALCIUM-SODIUM ALGINATE FIBER WITHOUT SILVER HIGHLY ABSORBENT CONTROL MINOR BLEEDING SIZE 15 X 25 CM (+/- 5 CM) STERILE (WOUND AND OSTOMY CARE)"
26169 | 4231240100100 | "DRESSING SOFT CALCIUM-SODIUM ALGINATE FIBER WITHOUT SILVER HIGHLY ABSORBENT CONTROL MINOR BLEEDING SIZE 5 X 5 CM (+/- 2 CM) STERILE (WOUND AND OSTOMY CARE)"
26170 | 4231240202000 | SPLINT INTRANASAL CHITOSAN HEMOSTAT DRESSING 1.5 X 5.1 CM OR EQUIVALENT
26171 | 4231240202100 | SPLINT INTRANASAL CHITOSAN HEMOSTAT DRESSING 1.8 X 8 CM OR EQUIVALENT
26172 | 4231240202200 | SPLINT INTRANASAL POTATO STARCH HEMOSTAT DRESSING 1.8 X 8.0 CM
26173 | 4231240202500 | THERMOPLASTIC EXTERNAL NASAL SPLINT 2.4MM SMALL 56 X 38 X30 MM
26174 | 4231240202600 | SPLINT 1528138 5PK EXTERNAL NASAL LARGE
26175 | 4231240202700 | INTRANASAL SPLINT SILICON SILASTIC SHEETS TRANSPARENT
26176 | 4231240202800 | SPLINT INTRANASAL WITHOUT AIRWAY CAN BE SUTURED
26177 | 4231240300000 | DRESSING NYLON CLOTH PURE METALLIC SILVER AND 0.9% SILVER OXIDE TO BE USED FOR 7 DAYS SIZE 26 X 25.5 INCH (+/- 2 INCH) DISPOSABLE STERILE (WOUND AND OSTOMY CARE)
26178 | 4231240300100 | DRESSING NYLON CLOTH PURE METALLIC SILVER AND 0.9% SILVER OXIDE TO BE USED FOR 7 DAYS SIZE 1 X 12 INCH DISPOSABLE STERILE (WOUND AND OSTOMY CARE)
26179 | 4231240300200 | DRESSING NYLON CLOTH PURE METALLIC SILVER AND 0.9% SILVER OXIDE TO BE USED FOR 7 DAYS SIZE 6 X 108 INCH (+/- 2 INCH) DISPOSABLE STERILE (WOUND AND OSTOMY CARE)
26180 | 4231240301000 | PACK SURGICAL PLAIN 2 INCH X 5 YD RADIOPAQUE STERILE (WOUND AND OSTOMY CARE)
26181 | 4231240400200 | DRESSING GAUZE PARAFFIN B.P.C. 10 X 10 CM NON - ADHERENT STERILE
26182 | 4231240500000 | GAUZE SWAB SIZE 5 X 5 CM (2 X 2 INCH) 12 PLY BULK FOLDED EDGES NON - STERILE
26183 | 4231240500100 | GAUZE SWAB SIZE: 10 X 10 CM (4 X 4 INCH) 12 PLY BULK FOLDED EDGES STERILE
26184 | 4231240500200 | "GAUZE SWAB (100% COTTON) 16 PLY WHITE FOLDED EDGES NOT LESS THAN 15 THREADS/CM2 BLEACHED DOUBLE WRAPPED SIZE: 10 X 10 CM PACKING 2 PIECES/PACK DISPOSABLE STERILE"
26185 | 4231240500300 | "GAUZE SWAB (100% COTTON) 16 PLY X - RAY DETECTABLE WHITE FOLDED EDGES AND STITCHES TO ALL SIDES NOT LESS THAN 15 THREADS/CM2 BLEACHED DOUBLE WRAPPED SIZE: 10 X 10 CM PACKING: 5 PIECES/PACK DISPOSABLE STERILE"
26186 | 4231240500400 | "GAUZE SWAB (100% COTTON) 16 PLY WHITE FOLDED EDGES NOT LESS THAN 15 THREADS/CM2 BLEACHED SIZE: 10 X 10 CM DISPOSABLE NON-STERILE"
26187 | 4231240500500 | "GAUZE SWAB (100% COTTON) 12 PLY X - RAY DETECTABLE WHITE FOLDED EDGES AND STITCHES TO ALL SIDES NOT LESS THAN 15 THREADS/CM2 BLEACHED DOUBLE WRAPPED SIZE: 10 X 10 CM DISPOSABLE STERILE"
26188 | 4231240501000 | "SPONGE LAPAROTOMY (100% COTTON) 12 PLY X-RAY DETECTABLE WHITE FOLDED EDGES NOT LESS THAN 15 THREADS/CM2 BLEACHED WITH TAIL AND STITCHES TO ALL SIDES DOUBLE WRAPPED SIZE: 30 X 30 CM PACKING: 5 PIECES/PACK DISPOSABLE STERILE"
26189 | 4231240501100 | GAUZE RIBBON ASSORTED SIZES
26190 | 4231250001100 | PRESSURE GARMENT CUSTOM MADE FOR SCAR MANAGEMENT BODY CHILD LONG AND SHORT SLEEVES - BODY CHILD LONG AND SHORT SLEEVES ULTRAVIOLET PROTECTION (NOT LESS THAN 98%) BREATHABLE HYPOALLERGENIC AND LATEX-FREE COMPOSITION-HIGH QUALITY SOFT ANTI-BACTERIAL MEDICAL GRADE COMPOSITION AVAILABLE IN TWO WASHABLE FABRICS: STRONG AND MEDIUM PRESSURE BASED ON PATIENT NEEDS
26191 | 4231250001200 | PRESSURE GARMENT CUSTOM MADE FOR SCAR MANAGEMENT BRIEF SHORT SLEEVES COMPOSITION-HIGH QUALITY SOFT MULTI-DIRECTIONAL STRETCH ANATOMICAL FIT ANTI-BACTERIAL BREATHABLE ODOR NEUTRALITY HYPOALLERGENIC AND LATEX-FREE MEDICAL GRADE COMPOSITION PRESSURE BASED ON PATIENT NEEDS
26192 | 4231250001300 | PRESSURE GARMENT CUSTOM MADE FOR SCAR MANAGEMENT BRIEF WITH LONG SLEEVES COMPOSITION-HIGH QUALITY SOFT MULTI-DIRECTIONAL STRETCH ANATOMICAL FIT ANTI-BACTERIAL BREATHABLE ODOR NEUTRALITY HYPOALLERGENIC AND LATEX-FREE MEDICAL GRADE COMPOSITION PRESSURE BASED ON PATIENT NEEDS
26193 | 4231250001400 | CHILD SLEEVE FASTENING 1 - CHILD SLEEVE FASTENING MODEL 1 IS AN ELASTIC STRAP RUNNING UNDER THE BREAST TO HOLD THE SLEEVE UP. FASTENING WITH VELCRO. AVAILABLE FOR ALL SLEEVES REACHING THE AXILLA. MATERIAL: ELASTANE BAND 3 CM WIDTH (ELA1).
26194 | 4231250001500 | CHILD SLEEVE FASTENING 2 - CHILD SLEEVE FASTENING MODEL 2 IS AN ELASTIC STRAP RUNNING UNDER THE AXILLA TO HOLD THE SLEEVE UP. FASTENING WITH VELCRO. AVAILABLE FOR ALL SLEEVES REACHING THE AXILLA. MATERIAL: ELASTANE BAND 3 CM WIDTH (ELA1).
26195 | 4231250001600 | PRESSURE GARMENT CUSTOM MADE FOR SCAR MANAGEMENT CHILD SLEEVE FASTENING MODEL 3 IS A SHORT SLEEVE IN THE OPPOSITE ARM TO HOLD THE THERAPEUTIC SLEEVE IN PLACE ULTRAVIOLET PROTECTION (NOT LESS THAN 98%) BREATHABLE HYPOALLERGENIC AND LATEX-FREE COMPOSITION-HIGH QUALITY SOFT ANTI-BACTERIAL MEDICAL GRADE COMPOSITION AVAILABLE IN TWO WASHABLE FABRICS: STRONG AND MEDIUM PRESSURE BASED ON PATIENT NEEDS
26196 | 4231250001700 | NAPPY STRAP
26197 | 4231250001800 | TURTLENECK - CAN BE ADDED TO VEST TO GIVE PRESSURE ON THE NECK. SAME MATERIAL OF THE PRESSURE GARMENT USED FOR TURTLENECK.
26198 | 4231250001900 | PRESSURE GARMENT CUSTOM MADE FOR SCAR MANAGEMENT TURTLENECK DETACHABLE COMPOSITION-HIGH QUALITY SOFT MULTI-DIRECTIONAL STRETCH ANATOMICAL FIT ANTI-BACTERIAL BREATHABLE ODOR NEUTRALITY HYPOALLERGENIC AND LATEX-FREE MEDICAL GRADE COMPOSITION PRESSURE BASED ON PATIENT NEEDS
26199 | 4231250002000 | TURTLENECK WITH NEOPRENE - TURTLENECK FILLED WITH NEOPRENE CAN BE ADDED TO VEST TO GIVE MORE PRESSURE ON THE NECK. SAME MATERIAL OF THE PRESSURE GARMENT BUT FILLED WITH NEOPRENE.
26200 | 4231250002100 | PRESSURE GARMENT CUSTOM MADE FOR SCAR MANAGEMENT WAIST HEIGHT ONE LEG ONE STUMP CLOSED PUBIS COMPOSITION-HIGH QUALITY SOFT MULTI-DIRECTIONAL STRETCH ANATOMICAL FIT ANTI-BACTERIAL BREATHABLE ODOR NEUTRALITY HYPOALLERGENIC AND LATEX-FREE MEDICAL GRADE COMPOSITION PRESSURE BASED ON PATIENT NEEDS
26201 | 4231250002200 | PRESSURE GARMENT CUSTOM MADE FOR SCAR MANAGEMENT WAIST HEIGHT ONE LEG OPEN PUBIS COMPOSITION-HIGH QUALITY SOFT MULTI-DIRECTIONAL STRETCH ANATOMICAL FIT ANTI-BACTERIAL BREATHABLE ODOR NEUTRALITY HYPOALLERGENIC AND LATEX-FREE MEDICAL GRADE COMPOSITION PRESSURE BASED ON PATIENT NEEDS
26202 | 4231250002300 | PRESSURE GARMENT CUSTOM MADE FOR SCAR MANAGEMENT WAIST HEIGHT ONE LEG STUMP OPEN PUBIS COMPOSITION-HIGH QUALITY SOFT MULTI-DIRECTIONAL STRETCH ANATOMICAL FIT ANTI-BACTERIAL BREATHABLE ODOR NEUTRALITY HYPOALLERGENIC AND LATEX-FREE MEDICAL GRADE COMPOSITION PRESSURE BASED ON PATIENT NEEDS
26203 | 4231250002400 | PRESSURE GARMENT CUSTOM MADE FOR SCAR MANAGEMENT WAIST HEIGHT ONE STUMP COMPOSITION-HIGH QUALITY SOFT MULTI-DIRECTIONAL STRETCH ANATOMICAL FIT ANTI-BACTERIAL BREATHABLE ODOR NEUTRALITY HYPOALLERGENIC AND LATEX-FREE MEDICAL GRADE COMPOSITION PRESSURE BASED ON PATIENT NEEDS
26204 | 4231250002500 | PRESSURE GARMENT CUSTOM MADE FOR SCAR MANAGEMENT WAIST HEIGHT TWO LEGS CLOSED PUBIS COMPOSITION-HIGH QUALITY SOFT MULTI-DIRECTIONAL STRETCH ANATOMICAL FIT ANTI-BACTERIAL BREATHABLE ODOR NEUTRALITY HYPOALLERGENIC AND LATEX-FREE MEDICAL GRADE COMPOSITION PRESSURE BASED ON PATIENT NEEDS
26205 | 4231250002600 | PRESSURE GARMENT CUSTOM MADE FOR SCAR MANAGEMENT WAIST HEIGHT TWO LEGS OPEN COMPOSITION-HIGH QUALITY SOFT MULTI-DIRECTIONAL STRETCH ANATOMICAL FIT ANTI-BACTERIAL BREATHABLE ODOR NEUTRALITY HYPOALLERGENIC AND LATEX-FREE MEDICAL GRADE COMPOSITION PRESSURE BASED ON PATIENT NEEDS
26206 | 4231250002700 | PRESSURE GARMENT CUSTOM MADE FOR SCAR MANAGEMENT WAIST HEIGHT TWO STUMPS COMPOSITION-HIGH QUALITY SOFT MULTI-DIRECTIONAL STRETCH ANATOMICAL FIT ANTI-BACTERIAL BREATHABLE ODOR NEUTRALITY HYPOALLERGENIC AND LATEX-FREE MEDICAL GRADE COMPOSITION PRESSURE BASED ON PATIENT NEEDS
26207 | 4231250002800 | PRESSURE GARMENT CUSTOM MADE FOR SCAR MANAGEMENT WEB SPACER COMPOSITION-HIGH QUALITY SOFT MULTI-DIRECTIONAL STRETCH ANATOMICAL FIT ANTI-BACTERIAL BREATHABLE ODOR NEUTRALITY HYPOALLERGENIC AND LATEX-FREE MEDICAL GRADE COMPOSITION PRESSURE BASED ON PATIENT NEEDS
26208 | 4231250003000 | SILICONE GEL FOR SCAR MANAGEMENT CONTAINS NON STICKY AND QUICK DRYING WATERPROOF AND MOISTURE FOR CHILDREN WEIGHT: 4.25 GRAM
26209 | 4231250003100 | SILICONE GEL FOR SCAR MANAGEMENT CONTAINS NON STICKY AND QUICK DRYING WATERPROOF AND MOISTURE SUNSCREEN ACTIVE INGREDIENTS FOR SUN ULTRA-VIOLET PROTECTION WEIGHT: 4.25 GRAM
26210 | 4231250003200 | SILICONE GEL FOR SCAR MANAGEMENT CONTAINS NON STICKY AND QUICK DRYING WATERPROOF AND MOISTURE WEIGHT: 4.25 GRAM
26211 | 4231250003300 | SILICONE GEL TUBE FOR SCAR MANAGEMENT CONTAINS NON STICKY AND QUICK DRYING WATERPROOF AND MOISTURE SIZE 15ML TUBE
26212 | 4231250003400 | SILICONE GEL TUBE FOR SCAR MANAGEMENT CONTAINS NON STICKY AND QUICK DRYING WATERPROOF AND MOISTURE SIZE 30ML TUBE
26213 | 4231250003500 | SILICONE GEL TUBE FOR SCAR MANAGEMENT THIN LAYER OF GEL COVERING SKIN WITHOUT PENETRATING IT NON STICKY AND QUICK DRYING AND MOISTURE TUBE WEIGHT:15 ML
26214 | 4231250003600 | SILICONE GEL TUBE FOR SCAR MANAGEMENT THIN LAYER OF WATER REPELLANT GEL OVER THE SKIN MOISTURE TUBE WEIGHT:14-16 GRAM
26215 | 4231250003700 | SILICONE GEL TUBE OINTMENT FOR SCAR MANAGEMENT FOR SENSITIVE SKIN WATERPROOF AND MOISTURE TUBE WEIGHT:10 GRAM
26216 | 4231250201000 | PRESSURE GARMENT CUSTOM MADE FOR SCAR MANAGEMENT ABDOMINAL SUPPORT CHILD ULTRAVIOLET PROTECTION (NOT LESS THAN 98%) BREATHABLE HYPOALLERGENIC AND LATEX-FREE COMPOSITION-HIGH QUALITY SOFT ANTI-BACTERIAL MEDICAL GRADE COMPOSITION AVAILABLE IN TWO WASHABLE FABRICS: STRONG AND MEDIUM PRESSURE BASED ON PATIENT NEEDS
26217 | 4231250201100 | PRESSURE GARMENT CUSTOM MADE FOR SCAR MANAGEMENT ABDOMINAL SUPPORT MEN ULTRAVIOLET PROTECTION (NOT LESS THAN 98%) BREATHABLE HYPOALLERGENIC AND LATEX-FREE COMPOSITION-HIGH QUALITY SOFT ANTI-BACTERIAL MEDICAL GRADE COMPOSITION AVAILABLE IN TWO WASHABLE FABRICS: STRONG AND MEDIUM PRESSURE BASED ON PATIENT NEEDS
26218 | 4231250201200 | PRESSURE GARMENT CUSTOM MADE FOR SCAR MANAGEMENT ABDOMINAL SUPPORT WOMEN ULTRAVIOLET PROTECTION (NOT LESS THAN 98%) BREATHABLE HYPOALLERGENIC AND LATEX-FREE COMPOSITION-HIGH QUALITY SOFT ANTI-BACTERIAL MEDICAL GRADE COMPOSITION AVAILABLE IN TWO WASHABLE FABRICS: STRONG AND MEDIUM PRESSURE BASED ON PATIENT NEEDS
26219 | 4231250201300 | DOUBLE ABDOMINAL PANEL
26220 | 4231250300000 | SUPPORT SCROTAL WITH LEG STRAPS COTTON AND RAYON MEDIUM
26221 | 4231250300100 | SUPPORT SCROTAL WITH LEG STRAPS COTTON AND RAYON EXTRA LARGE
26222 | 4231250300200 | SUPPORT SCROTAL WITH LEG STRAPS COTTON AND RAYON LARGE
26223 | 4231250300400 | "GAUZE SWAB (100% COTTON) 24 PLY X - RAY DETECTABLE WHITE FOLDED EDGES AND STITCHES TO ALL SIDES NOT LESS THAN 15 THREADS/CM2 BLEACHED DOUBLE WRAPPED SIZE: 10 X 15 CM DISPOSABLE STERILE"
26224 | 4231250300500 | "GAUZE SWAB (100% COTTON) 12 PLY WHITE FOLDED EDGES NOT LESS THAN 15 THREADS/CM 2 BLEACHED SIZE: 7.5 X 7.5 CM DISPOSABLE NON - STERILE"
26225 | 4231250300600 | "GAUZE SWAB (100% COTTON) 12 PLY WHITE FOLDED EDGES NOT LESS THAN 15 THREADS/CM2 BLEACHED DOUBLE WRAPPED SIZE: 7.5 X 7.5 CM DISPOSABLE STERILE"
26226 | 4231250400100 | SILICONE GEL CHIN STRAP FABRIC-LINED FOR SCAR MANAGEMENT SIZE CHILD
26227 | 4231250400400 | PRESSURE GARMENT CUSTOM MADE FOR SCAR MANAGEMENT ADULT CHIN STRAP EAR CLOSE ULTRAVIOLET PROTECTION (NOT LESS THAN 98%) BREATHABLE HYPOALLERGENIC AND LATEX-FREE COMPOSITION-HIGH QUALITY SOFT ANTI-BACTERIAL MEDICAL GRADE COMPOSITION AVAILABLE IN TWO WASHABLE FABRICS: STRONG AND MEDIUM PRESSURE BASED ON PATIENT NEEDS
26228 | 4231250400500 | PRESSURE GARMENT CUSTOM MADE FOR SCAR MANAGEMENT ADULT CHIN STRAP EAR OPEN ULTRAVIOLET PROTECTION (NOT LESS THAN 98%) BREATHABLE HYPOALLERGENIC AND LATEX-FREE COMPOSITION-HIGH QUALITY SOFT ANTI-BACTERIAL MEDICAL GRADE COMPOSITION AVAILABLE IN TWO WASHABLE FABRICS: STRONG AND MEDIUM PRESSURE BASED ON PATIENT NEEDS
26229 | 4231250400600 | PRESSURE GARMENT CUSTOM MADE FOR SCAR MANAGEMENT CHILD CHIN STRAP EAR CLOSE ULTRAVIOLET PROTECTION (NOT LESS THAN 98%) BREATHABLE HYPOALLERGENIC AND LATEX-FREE COMPOSITION-HIGH QUALITY SOFT ANTI-BACTERIAL MEDICAL GRADE COMPOSITION AVAILABLE IN TWO WASHABLE FABRICS: STRONG AND MEDIUM PRESSURE BASED ON PATIENT NEEDS
26230 | 4231250400700 | PRESSURE GARMENT CUSTOM MADE FOR SCAR MANAGEMENT CHILD CHIN STRAP EAR OPEN ULTRAVIOLET PROTECTION (NOT LESS THAN 98%) BREATHABLE HYPOALLERGENIC AND LATEX-FREE COMPOSITION-HIGH QUALITY SOFT ANTI-BACTERIAL MEDICAL GRADE COMPOSITION AVAILABLE IN TWO WASHABLE FABRICS: STRONG AND MEDIUM PRESSURE BASED ON PATIENT NEEDS
26231 | 4231250400800 | PRESSURE GARMENT CUSTOM MADE FOR SCAR MANAGEMENT CHIN EXTENSION COLLAR COMPOSITION-HIGH QUALITY SOFT MULTI-DIRECTIONAL STRETCH ANATOMICAL FIT ANTI-BACTERIAL BREATHABLE ODOR NEUTRALITY HYPOALLERGENIC AND LATEX-FREE MEDICAL GRADE COMPOSITION PRESSURE BASED ON PATIENT NEEDS
26232 | 4231250400900 | PRESSURE GARMENT CUSTOM MADE FOR SCAR MANAGEMENT CHIN STRAP COMPOSITION-HIGH QUALITY SOFT MULTI-DIRECTIONAL STRETCH ANATOMICAL FIT ANTI-BACTERIAL BREATHABLE ODOR NEUTRALITY HYPOALLERGENIC AND LATEX-FREE MEDICAL GRADE COMPOSITION PRESSURE BASED ON PATIENT NEEDS
26233 | 4231250401000 | PRESSURE GARMENT CUSTOM MADE FOR SCAR MANAGEMENT FACE MASK COMPOSITION-HIGH QUALITY SOFT MULTI-DIRECTIONAL STRETCH ANATOMICAL FIT ANTI-BACTERIAL BREATHABLE ODOR NEUTRALITY HYPOALLERGENIC AND LATEX-FREE MEDICAL GRADE COMPOSITION PRESSURE BASED ON PATIENT NEEDS
26234 | 4231250401100 | PRESSURE GARMENT CUSTOM MADE FOR SCAR MANAGEMENT MODIFIED CHIN STRAP COMPOSITION-HIGH QUALITY SOFT MULTI-DIRECTIONAL STRETCH ANATOMICAL FIT ANTI-BACTERIAL BREATHABLE ODOR NEUTRALITY HYPOALLERGENIC AND LATEX-FREE MEDICAL GRADE COMPOSITION PRESSURE BASED ON PATIENT NEEDS
26235 | 4231260000000 | DRAPE FOR NEGATIVE PRESSURE WOUND THERAPY (NPWT) SIZE 25X30 CM (+/- 5 CM) CONSUMABLE STERILE IT SHOULD BE COMPATIBLE WITH THE HOSPITAL MACHINE (WOUND AND OSTOMY CARE)
26236 | 4231260100700 | CONNECTOR Y CONNECTOR FOR TUBE NEGATIVE PRESSURE WOUND THERAPY (NPWT) IT SHOULD BE COMPATIBLE WITH THE HOSPITAL MACHINE ( WOUND AND OSTOMY CARE )
26237 | 4231260101400 | CANNULA FOR NASAL FOR PEDIATRIC
26238 | 4231260101800 | TUBE FOR NEGATIVE PRESSURE WOUND THERAPY (NPWT) CONSUMABLE STERILE IT SHOULD BE COMPATIBLE WITH THE HOSPITAL MACHINE (WOUND AND OSTOMY CARE)
26239 | 4231260200000 | KIT PORTABLE NEGATIVE PRESSURE WOUND THERAPY SYSTEM (NPWT) IT CAN BE USED UP TO 14 DAYS DOUBLE LUMEN ANTI BLOCK TUBING WITH SILICON DRESSING SIZE 10CM X 30CM WITH CANISTER 50ML STERILE DISPOSABLE (WOUND AND OSTOMY CARE)
26240 | 4231260200100 | "DRESSING KIT FOR PORTABLE NEGATIVE PRESSURE WOUND THERAPY SYSTEM (NPWT) CONTAINS TWO FOAM SILICONE DRESSING 10 X 40 CM DISPOSABLE STERILE (WOUND AND OSTOMY CARE)"
26241 | 4231260200700 | CANISTER 300 ML - 500 ML TRANSPARENT FOR USE NEGATIVE PRESSURE WOUND THERAPY (NPWT) (WOUND AND OSTOMY CARE)
26242 | 4231260200800 | CANISTER 800 ML - 1000 ML TRANSPARENT FOR USE NEGATIVE PRESSURE WOUND THERAPY (NPWT) (WOUND AND OSTOMY CARE)
26243 | 4231260202000 | DRESSING KIT FOR NEGATIVE PRESSURE WOUND THERAPY FOR IRRIGATION SYSTEM (NPWT) TUBULAR SHAPE MEDIUM FOAM DRESSING STERILE IT SHOULD BE COMPATIBLE WITH THE HOSPITAL MACHINE (WOUND AND OSTOMY CARE)
26244 | 4231260202100 | DRESSING KIT FOR NEGATIVE PRESSURE WOUND THERAPY (NPWT) X-LARGE ANTIMICROBIAL GAUZE DRESSING DRAPE AND TUBING CONSUMABLE STERILE IT SHOULD BE COMPATIBLE WITH THE HOSPITAL MACHINE (WOUND AND OSTOMY CARE)
26245 | 4231260202200 | KIT POST OP INCISION PORTABLE NEGATIVE PRESSURE WOUND THERAPY SYSTEM (NPWT) IT CAN BE USED UP TO 7 DAYS WITH FOAM DRESSING TRANSPARENT FILM TUBE CANISTER 40-50 ML STERILE DISPOSABLE (WOUND AND OSTOMY CARE)
26246 | 4231260202300 | KIT PORTABLE NEGATIVE PRESSURE WOUND THERAPY SYSTEM (NPWT) IT CAN BE USED UP TO 7 DAYS WITH FOAM DRESSING TRANSPARENT FILM TUBE CANISTER 250-300 ML STERILE DISPOSABLE (WOUND AND OSTOMY CARE)
26247 | 4231260202400 | DRESSING KIT FOR NEGATIVE PRESSURE WOUND THERAPY (NPWT) LARGE FOAM DRESSING WITH SILVER DRESSING DRAPE AND TUBING 25 X 15 CM (+/- 2 CM) CONSUMABLE STERILE IT SHOULD BE COMPATIBLE WITH THE HOSPITAL MACHINE (WOUND AND OSTOMY CARE)
26248 | 4231260202500 | DRESSING KIT FOR NEGATIVE PRESSURE WOUND THERAPY (NPWT) MEDIUM FOAM DRESSING WITH SILVER DRESSING DRAPE AND TUBING 20 X 13 CM (+/- 2 CM) CONSUMABLE STERILE IT SHOULD BE COMPATIBLE WITH THE HOSPITAL MACHINE (WOUND AND OSTOMY CARE)
26249 | 4231260202600 | DRESSING KIT FOR NEGATIVE PRESSURE WOUND THERAPY (NPWT) SMALL FOAM DRESSING WITH SILVER DRESSING DRAPE AND TUBING 10 X 8 CM (+/- 2 CM) CONSUMABLE STERILE IT SHOULD BE COMPATIBLE WITH THE HOSPITAL MACHINE (WOUND AND OSTOMY CARE)
26250 | 4231260202700 | "DRESSING KIT FOR PORTABLE NEGATIVE PRESSURE WOUND THERAPY SYSTEM (NPWT) CONTAINS TWO FOAM SILICONE DRESSING 10 X 20 CM DISPOSABLE STERILE (WOUND AND OSTOMY CARE)"
26251 | 4231260202800 | "DRESSING KIT FOR PORTABLE NEGATIVE PRESSURE WOUND THERAPY SYSTEM (NPWT) CONTAINS TWO FOAM SILICONE DRESSING 10 X 30 CM DISPOSABLE STERILE (WOUND AND OSTOMY CARE)"
26252 | 4231260202900 | INCISION MANAGEMENT SYSTEM KIT IS A DISPOSABLE NEGATIVE PRESSURE THERAPY SYSTEM – EASY TO USE THERAPY UNIT AND INTEGRATED ONE-PIECE 13 CM DRESSING. IT HELPS TO HOLD INCISION EDGES TOGETHER REDUCES EDEMA REMOVING FLUIDS AND INFECTIOUS MATERIAL INTO A REPLACEABLE CANISTER. IT ACTS AS A BARRIER TO EXTERNAL CONTAMINATION AND DELIVERS CONTINUOUS NEGATIVE PRESSURE AT -125MMHG UP TO 7 DAYS TO THE INCISION SITE.
26253 | 4231260203000 | INCISION MANAGEMENT SYSTEM KIT IS A DISPOSABLE NEGATIVE PRESSURE THERAPY SYSTEM – EASY TO USE THERAPY UNIT AND INTEGRATED ONE-PIECE 20 CM DRESSING. IT HELPS TO HOLD INCISION EDGES TOGETHER REDUCES EDEMA REMOVING FLUIDS AND INFECTIOUS MATERIAL INTO A REPLACEABLE 45ML CANISTER. IT ACTS AS A BARRIER TO EXTERNAL CONTAMINATION AND DELIVERS CONTINUOUS NEGATIVE PRESSURE AT -125MMHG UP TO 7 DAYS TO THE INCISION SITE.
26254 | 4231260203100 | INCISION MANAGEMENT SYSTEM KIT IS A DISPOSABLE NEGATIVE PRESSURE THERAPY SYSTEM – EASY TO USE THERAPY UNIT AND INTEGRATED ONE-PIECE 90 CM DRESSING. IT HELPS TO HOLD INCISION EDGES TOGETHER REDUCES EDEMA REMOVING FLUIDS AND INFECTIOUS MATERIAL INTO A REPLACEABLE CANISTER. IT ACTS AS A BARRIER TO EXTERNAL CONTAMINATION AND DELIVERS CONTINUOUS NEGATIVE PRESSURE AT -125MMHG UP TO 7 DAYS TO THE INCISION SITE.
26255 | 4231260300000 | DRESSING KIT FOR NEGATIVE PRESSURE WOUND THERAPY (NPWT) MEDIUM FOAM DRESSING DRAPE AND TUBING 20 X 13 CM (+/- 2 CM) CONSUMABLE STERILE IT SHOULD BE COMPATIBLE WITH THE HOSPITAL MACHINE (WOUND AND OSTOMY CARE)
26256 | 4231260300100 | DRESSING KIT FOR NEGATIVE PRESSURE WOUND THERAPY (NPWT) SMALL FOAM DRESSING DRAPE AND TUBING 10 X 8 CM (+/- 2 CM) CONSUMABLE STERILE IT SHOULD BE COMPATIBLE WITH THE HOSPITAL MACHINE (WOUND AND OSTOMY CARE)
26257 | 4231260301500 | "DRESSING KIT FOR PORTABLE NEGATIVE PRESSURE WOUND THERAPY SYSTEM (NPWT) CONTAINS TWO FOAM SILICONE DRESSING 15 X 15 CM DISPOSABLE STERILE (WOUND AND OSTOMY CARE)"
26258 | 4231260301600 | "DRESSING KIT FOR PORTABLE NEGATIVE PRESSURE WOUND THERAPY SYSTEM (NPWT) CONTAINS TWO FOAM SILICONE DRESSING 15 X 30 CM DISPOSABLE STERILE (WOUND AND OSTOMY CARE)"
26259 | 4231260301700 | "DRESSING KIT FOR PORTABLE NEGATIVE PRESSURE WOUND THERAPY SYSTEM (NPWT) CONTAINS TWO FOAM SILICONE DRESSING 25 X 25 CM DISPOSABLE STERILE (WOUND AND OSTOMY CARE)"
26260 | 4231260301800 | DRESSING KIT FOR NEGATIVE PRESSURE WOUND THERAPY (NPWT) X-LARGE FOAM DRESSING DRAPE AND TUBING CONSUMABLE STERILE IT SHOULD BE COMPATIBLE WITH THE HOSPITAL MACHINE (WOUND AND OSTOMY CARE)
26261 | 4231260302300 | "DRESSING FOR NEGATIVE PRESSURE WOUND THERAPY (NPWT) FOR HAND WITH FINGER SEPARATORS DISPOSABLE STERILE IT SHOULD BE COMPATIBLE WITH THE HOSPITAL MACHINE (WOUND AND OSTOMY CARE)"
26262 | 4231270000300 | DERMAL REPAIR SCAFFOLD DERIVED FROM FETAL BOVINE DERMIS FENESTRATED 8 X 8 CM ( +/- 1 CM ) FOR CHRONIC WOUNDS AND SKIN ULCERS STERILE
26263 | 4231270000400 | DERMAL REPAIR SCAFFOLD DERIVED FROM FETAL BOVINE DERMIS MESHED 8 X 12 CM ( +/- 1 CM ) FOR CHRONIC WOUNDS AND SKIN ULCERS STERILE
26264 | 4231270000500 | DERMAL REPAIR SCAFFOLD DERIVED FROM FETAL BOVINE DERMIS SOLID 6 X 6 CM ( +/- 1 CM ) FOR CHRONIC WOUNDS AND SKIN ULCERS STERILE
26265 | 4231270100000 | "DRESSING MATRIX KERATIN COATED WITH GEL KERATIN 72% SIZE 10 X 10 CM (+/- 2 CM) SUITABLE FOR EB PATIENTS (WOUND AND OSTOMY CARE)"
26266 | 4231270100100 | "DRESSING MATRIX KERATIN COATED WITH GEL KERATIN 72% SIZE 5 X 5 CM (+/- 1 CM) SUITABLE FOR EB PATIENTS (WOUND AND OSTOMY CARE)"
26267 | 4231270100500 | ACELLULAR DERMAL MATRIX DERIVED FROM FETAL BOVINE DERMIS DRY SHEET THICKNESS 2 MM TERMINALLY STERILE NON CROSS LINKED SIZE 10 X 15 CM ( +/- 2 CM ) FOR SOFT TISSUE RECONSTRUCTION
26268 | 4231270100600 | ACELLULAR DERMAL MATRIX DERIVED FROM FETAL BOVINE DERMIS DRY SHEET THICKNESS 2 MM TERMINALLY STERILE NON CROSS LINKED SIZE 16 X 20 CM ( +/- 2 CM ) FOR SOFT TISSUE RECONSTRUCTION
26269 | 4231270100700 | WOUND MATRIX STABILIZED PURIFIED TYPE I COLLAGEN EQUINE TENDON WITH SEMI CROSSLINKED HYDROPHILIC AND POROUS SCAFFOLD SINGLE CHRONIC WOUNDS APPLICATION SIZE 1.5X1.5 CM
26270 | 4231270100800 | WOUND MATRIX STABILIZED PURIFIED TYPE I COLLAGEN EQUINE TENDON WITH SEMI CROSSLINKED HYDROPHILIC AND POROUS SCAFFOLD SINGLE CHRONIC WOUNDS APPLICATION SIZE 3X3 CM
26271 | 4231270200300 | CARRIER SKIN GRAFT SIZE 1.5:1 TO BE USED WITH SKIN GRAFT MACHINE
26272 | 4231270200400 | CARRIER SKIN GRAFT SIZE 3 :1 TO BE USED WITH SKIN GRAFT MACHINE
26273 | 4232150000000 | MESH POLYPROPYLENE FIBER FOR LARGE TISSUE DEFECTS AND HERNIA REPAIR STRAIGHT AND DOES NOT REFLECT LIGHT SIZE 20-30 X 30-40 DISPOSABLE STERILE
26274 | 4232150008600 | SCREW HEADLESS ABSORBABLE ASSORTED TYPES AND SIZES REQUESTED BY END USER
26275 | 4232150008700 | PLATE BLADE PEDIATRIC ASSORTED ANGLES AND SIZES
26276 | 4232150008800 | SCREW CORTICAL FOR TITANIUM SMALL FRAGMENT FIXATION ASSORTED LENGTHS AND SIZES
26277 | 4232150008900 | SCREW CANCELLOUS FOR TITANIUM LARGE FRAGMENT FIXATION ASSORTED LENGTHS AND SIZES
26278 | 4232150009000 | SCREW CORTICAL FOR EPIPHYSIODESIS ASSORTED SIZES
26279 | 4232150009100 | PLATE DUAL LINE FOR EPIPHYSIODESIS ASSORTED SIZES
26280 | 4232150009200 | PLATE LCP TITANIUM SUPERIOR LEFT OR RIGHT CLAVICLE ASSORTED SIZES AS REQUESTED BY END USER
26281 | 4232150009300 | PLATE ANATOMIC HOOK CLAVICLE LEFT OR RIGHT TITANIUM ASSORTED SIZES AS REQUESTED BY END USER
26282 | 4232150009400 | PLATE SINGLE LINE FOR EPIPHYSIODESIS ASSORTED SIZES
26283 | 4232150009500 | SCREW CORTICAL FOR ADULT BLADE PLATE ASSORTED SIZES
26284 | 4232150009600 | SCREW FOR METAL MESH ACETABULOPLASTY ASSORTED SIZES
26285 | 4232150009700 | SCREW LOCKED HEAD FOR EPIPHYSIODESIS ASSORTED SIZES
26286 | 4232150009800 | SCREW TITANIUM FOR DUAL MOBILITY CUP ASSORTED SIZES
26287 | 4232150009900 | PLATE LCP BASIC SMALL FRAGMENT SEMI TUBULAR 1/3 TITANIUM ASSORTED TYPES AND SIZES
26288 | 4232150010000 | PLATE LCP CLAVICLE ANTERIOR MEDIAL TITANIUM ASSORTED SIZES SHAPES AND TYPES AS REQUESTED BY END USER
26289 | 4232150010100 | PLATE LCP STAINLESS STEEL SUPERIOR LEFT OR RIGHT CLAVICLE ASSORTED SIZES AS REQUESTED BY END USER
26290 | 4232150010200 | PLATE VARIABLE ANGLE FOREFOOT AND MIDFOOT OR EQUIVALENTS ASSORTED SIZES AND TYPES
26291 | 4232150010300 | PLATES FOR LAMINOPLASTY ASSORTED SIZES ASSORTED SHAPES SPINAL
26292 | 4232150010400 | SCREW DISTAL LOCKING FOR PEDIATRIC LOCKED HIP PLATE ASSORTED SIZES
26293 | 4232150010500 | SCREW GRAFT FIXATION TITANIUM ASSORTED DIAMETERS AND LENGTHS AS REQUESTED BY END USER
26294 | 4232150010600 | PLATE FOR ANTERIOR CERVICAL DISC FUSION ASSORTED SIZES AS REQUESTED BY END USER SPINAL
26295 | 4232150010700 | PLATE LCP ANATOMIC DISTAL RADIUS VOLAR VARIABLE ANGLE TITANIUM ASSORTED TYPES AND SIZES REQUESTED BY END USER
26296 | 4232150010800 | PLATE LCP BASIC SMALL FRAGMENT SEMI TUBULAR 1/3 STAINLESS STEEL ASSORTED TYPES AND SIZES
26297 | 4232150010900 | PLATE LOCKING COMPRESSION T-PLATE BASIC LARGE FRAGMENT STAINLESS STEEL ASSORTED TYPES AND SIZES
26298 | 4232150011000 | SCREW CORTICAL 3.5MM OR EQUIVALENT FOR STAINLESS STEEL SUPERIOR CLAVICLE PLATE ASSORTED SIZES
26299 | 4232150011100 | SCREW CORTICAL ANATOMIC DISTAL ANTEROLATERAL TIBIA STAINLESS
26300 | 4232150011200 | SCREW CORTICAL FOR PROXIMAL RADIUS PLATING ASSORTED SIZES
26301 | 4232150011300 | SCREW CORTICAL FOR TITANIUM DISTAL FEMUR PLATING ASSORTED SIZES
26302 | 4232150011400 | SCREW CORTICAL PROXIMAL AND DISTAL INTERLOCKING TITANIUM ASSORTED SIZES
26303 | 4232150011500 | SCREW GRAFT FIXATION ABSORBABLE ASSORTED DIAMETERS AND LENGTHS AS REQUESTED BY END USER
26304 | 4232150011600 | SCREW LAG FOR PEDIATRIC STAINLESS STEEL DYNAMIC HIP SCREW PLATE ASSORTED TYPES AND SIZES
26305 | 4232150011700 | SCREW LOCKED HEAD 3.5MM FOR TITANIUM ANTERIOR CLAVICLE PLATING ASSORTED SIZES
26306 | 4232150011800 | SCREW LOCKING HEAD FOR STAINLESS STEEL DISTAL FEMUR PLATING ASSORTED SIZES
26307 | 4232150011900 | SCREW LOCKING HEAD STAINLESS STEEL 2.7MM FOR DISTAL HUMERAL PLATING
26308 | 4232150012000 | SCREW LOCKING HEAD TITANIUM 2.7MM FOR DISTAL HUMERAL PLATING
26309 | 4232150012100 | SCREW LOCKING HEAD TITANIUM 3.5MM FOR DISTAL HUMERAL PLATING
26310 | 4232150012200 | PLATE LCP ANATOMIC DISTAL FEMUR LOCKING COMPRESSION LEFT OR RIGHT STAINLESS STEEL ASSORTED TYPES AND SIZES AS REQUESTED BY END USER
26311 | 4232150012300 | PLATE LCP ANATOMIC PROXIMAL FEMUR LOCKING COMPRESSION LEFT OR RIGHT TITANIUM ASSORTED TYPES AND SIZES AS REQUESTED BY END USER
26312 | 4232150012400 | PLATE LCP BASIC LARGE FRAGMENT RECONSTRUCTION TITANIUM ASSORTED TYPES AND SIZES
26313 | 4232150012500 | PLATE LCP TITANIUM SUPERIOR LEFT OR RIGHT CLAVICLE WITH LATERAL EXTENSION ASSORTED SIZES AS REQUESTED BY END USER
26314 | 4232150012600 | PLATE LOCKING COMPRESSION BASIC LARGE FRAGMENT STAINLESS STEEL ASSORTED TYPES AND SIZES
26315 | 4232150012700 | PLATE LOCKING COMPRESSION BASIC SMALL FRAGMENT STAINLESS STEEL ASSORTED TYPES AND SIZES
26316 | 4232150012800 | PLATE VARIABLE ANGLE ANATOMIC PROXIMAL OLECRANON LEFT OR RIGHT ASSORTED TYPES AND SIZES AS REQUESTED BY END USER
26317 | 4232150012900 | SCREW CORTICAL 2.7MM OR EQUIVALENT STAINLESS STEEL FOR WRIST FUSION ASSORTED SIZES
26318 | 4232150013000 | SCREW CORTICAL 3.5MM OR EQUIVALENT FOR TITANIUM HOOK CLAVICLE PLATE ASSORTED SIZES
26319 | 4232150013100 | SCREW CORTICAL FOR MINI FRAGMENT TITANIUM PLATING ASSORTED SIZES
26320 | 4232150013200 | SCREW LAG OF DYNAMIC HIP SCREW PLATE TITANIUM ASSORTED TYPES AND SIZES REQUESTED BY END USER
26321 | 4232150013300 | SCREW LOCKED HEAD FOR MINI FRAGMENT STAINLESS STEEL PLATING ASSORTED SIZES
26322 | 4232150013400 | SCREW LOCKING FOR PEDIATRIC BLADE PLATE ASSORTED SIZES
26323 | 4232150013500 | SCREW LOCKING HEAD STAINLESS STEEL 3.5MM FOR DISTAL HUMERAL PLATING
26324 | 4232150013600 | SCREW MEGAPROSTHESIS HUMERUS (ONCOLOGY) OR EQUIVALENT ASSORTED SIZES AS REQUESTED BY END USER
26325 | 4232150013700 | SCREW SLIPPED CAPITAL FEMORAL EPIPHYSIS OR EQUIVALENT ASSORTED SIZES
26326 | 4232150013800 | SCREW VARIABLE ANGLE LCP FOR FOREFOOT AND MIDFOOT PLATING ASSORTED SIZES
26327 | 4232150013900 | COMPONENT CONNECTING BAR FOR INTERCALARY PROSTHESIS ASSORTED SIZES
26328 | 4232150014000 | PEG FOR DUAL MOBILITY CUP ASSORTED SIZES
26329 | 4232150014100 | PLATE LCP ANATOMIC DISTAL ANTEROLATERAL TIBIA LEFT OR RIGHT TITANIUM ASSORTED TYPES AND SIZES AS REQUESTED BY END USER
26330 | 4232150014200 | PLATE LCP ANATOMIC DISTAL HUMERUS LEFT OR RIGHT MEDIAL TITANIUM ASSORTED TYPES AND SIZES AS REQUESTED BY END USER
26331 | 4232150014300 | PLATE LCP ANATOMIC DISTAL MEDIAL TIBIA LEFT OR RIGHT STAINLESS STEEL ASSORTED TYPES AND SIZES AS REQUESTED BY END USER
26332 | 4232150014400 | PLATE LCP ANATOMIC DISTAL MEDIAL TIBIA LEFT OR RIGHT TITANIUM ASSORTED TYPES AND SIZES AS REQUESTED BY END USER
26333 | 4232150014500 | PLATE LCP ANATOMIC DISTAL RADIUS DORSAL STAINLESS STEEL ASSORTED TYPES AND SIZES REQUESTED BY END USER
26334 | 4232150014600 | PLATE LCP ANATOMIC DISTAL RADIUS DORSAL TITANIUM ASSORTED TYPES AND SIZES REQUESTED BY END USER
26335 | 4232150014700 | PLATE LCP ANATOMIC DISTAL RADIUS DORSAL VARIABLE ANGLE TITANIUM ASSORTED TYPES AND SIZES REQUESTED BY END USER
26336 | 4232150014800 | PLATE LCP ANATOMIC PROXIMAL HUMERUS LEFT OR RIGHT STAINLESS STEEL ASSORTED TYPES AND SIZES AS REQUESTED BY END USER
26337 | 4232150014900 | PLATE LCP ANATOMIC PROXIMAL OLECRANON LEFT OR RIGHT STAINLESS STEEL ASSORTED TYPES AND SIZES AS REQUESTED BY END USER
26338 | 4232150015000 | PLATE LCP ANATOMIC PROXIMAL OLECRANON LEFT OR RIGHT TITANIUM ASSORTED TYPES AND SIZES AS REQUESTED BY END USER
26339 | 4232150015100 | PLATE LCP BASIC LARGE FRAGMENT RECONSTRUCTION STAINLESS STEEL ASSORTED TYPES AND SIZES
26340 | 4232150015200 | PLATE LCP BASIC SMALL FRAGMENT RECONSTRUCTION STAINLESS STEEL ASSORTED TYPES AND SIZES
26341 | 4232150015300 | PLATE LCP CLAVICLE ANTERIOR STAINLESS STEEL ASSORTED SIZES SHAPES AND TYPES AS REQUESTED BY END USER
26342 | 4232150015400 | PLATE LCP PELVIC RECONSTRUCTION CURVED LOW PROFILE OR EQUIVALENT ASSORTED SIZES
26343 | 4232150015500 | PLATE LCP STAINLESS STEEL LATERAL DISTAL FIBULA OR EQUIVALENT RIGHT OR LEFT ASSORTED SIZES
26344 | 4232150015600 | PLATE LCP STAINLESS STEEL MINI FRAGMENT ASSORTED SHAPES AND SIZES
26345 | 4232150015700 | PLATE LCP STAINLESS STEEL SUPERIOR ANTERIOR LEFT OR RIGHT CLAVICLE ASSORTED SIZES AS REQUESTED BY END USER
26346 | 4232150015800 | PLATE LCP STAINLESS STEEL SUPERIOR LEFT OR RIGHT CLAVICLE WITH LATERAL EXTENSION ASSORTED SIZES AS REQUESTED BY END USER
26347 | 4232150015900 | PLATE LCP TITANIUM FOR FOREFOOT AND MIDFOOT OR EQUIVALENTS ASSORTED SIZES
26348 | 4232150016000 | PLATE LCP TITANIUM FOR WRIST FUSION ASSORTED TYPES SHAPES AND SIZES
26349 | 4232150016100 | PLATE LCP TITANIUM SUPERIOR ANTERIOR LEFT OR RIGHT CLAVICLE ASSORTED SIZES AS REQUESTED BY END USER
26350 | 4232150016200 | PLATE LOCKED COMPRESSION DUAL LINE FOR EPIPHYSIODESIS ASSORTED SIZES
26351 | 4232150016300 | PLATE LOCKING COMPRESSION BASIC SMALL FRAGMENT TITANIUM ASSORTED TYPES AND SIZES
26352 | 4232150016400 | PLATE LOCKING COMPRESSION BROAD BASIC LARGE FRAGMENT STAINLESS STEEL ASSORTED TYPES AND SIZES
26353 | 4232150016500 | PLATE LOCKING COMPRESSION BROAD BASIC LARGE FRAGMENT TITANIUM ASSORTED TYPES AND SIZES
26354 | 4232150016600 | PLATE LOCKING COMPRESSION NARROW BASIC LARGE FRAGMENT STAINLESS STEEL ASSORTED TYPES AND SIZES
26355 | 4232150016700 | PLATE LOCKING COMPRESSION NARROW BASIC LARGE FRAGMENT TITANIUM ASSORTED TYPES AND SIZES
26356 | 4232150016800 | PLATE LOCKING COMPRESSION T-PLATE BASIC LARGE FRAGMENT TITANIUM ASSORTED TYPES AND SIZES
26357 | 4232150016900 | PLATE LOCKING COMPRESSION T-PLATE BASIC SMALL FRAGMENT STAINLESS STEEL ASSORTED TYPES AND SIZES
26358 | 4232150017000 | PLATE LOCKING COMPRESSION T-PLATE BASIC SMALL FRAGMENT TITANIUM ASSORTED TYPES AND SIZES
26359 | 4232150017100 | PLATE OF DYNAMIC CONDYLAR SCREW TITANIUM ASSORTED ANGLES AND SIZES
26360 | 4232150017200 | PLATE OF DYNAMIC HIP SCREW TITANIUM ASSORTED ANGLES AND SIZES
26361 | 4232150017300 | PLATE VARIABLE ANGLE ANATOMIC DISTAL HUMERUS LEFT OR RIGHT MEDIAL ASSORTED TYPES AND SIZES AS REQUESTED BY END USER
26362 | 4232150017400 | PLATE VARIABLE ANGLE ANATOMIC DISTAL MEDIAL TIBIA LEFT OR RIGHT ASSORTED TYPES AND SIZES AS REQUESTED BY END USER
26363 | 4232150017500 | PLATE VARIABLE ANGLE LATERAL DISTAL FIBULA OR EQUIVALENT RIGHT OR LEFT ASSORTED SIZES
26364 | 4232150017600 | PLATES FOR STRUT CONNECTION FOR POLYAXIAL RING FIXATION
26365 | 4232150017700 | SCREW CANNULATED FULL THREADED SELF-DRILLING 5MM TITANIUM ASSORTED TYPES AND LENGTHS AS REQUESTED BY END USER
26366 | 4232150017800 | SCREW CANNULATED FULL THREADED SELF-DRILLING 8MM TITANIUM ASSORTED TYPES AND LENGTHS AS REQUESTED BY END USER
26367 | 4232150017900 | SCREW COMPRESSION FOR DYNAMIC HIP SCREW PLATE STAINLESS STEEL AS REQUESTED BY END USER
26368 | 4232150018000 | SCREW CORTICAL 2.7MM OR EQUIVALENT FOR STAINLESS STEEL LATERAL DISTAL FIBULA ASSORTED SIZES
26369 | 4232150018100 | SCREW CORTICAL 2.7MM OR EQUIVALENT FOR TITANIUM LATERAL DISTAL FIBULA ASSORTED SIZES
26370 | 4232150018200 | SCREW CORTICAL 2.7MM OR EQUIVALENT TITANIUM FOR WRIST FUSION ASSORTED SIZES
26371 | 4232150018300 | SCREW CORTICAL 3.5MM FOR STAINLESS STEEL ANTERIOR CLAVICLE PLATING ASSORTED SIZES
26372 | 4232150018400 | SCREW CORTICAL 3.5MM FOR TITANIUM ANTERIOR CLAVICLE PLATING ASSORTED SIZES
26373 | 4232150018500 | SCREW CORTICAL 3.5MM OR EQUIVALENT FOR STAINLESS STEEL HOOK CLAVICLE PLATE ASSORTED SIZES
26374 | 4232150018600 | SCREW CORTICAL 3.5MM OR EQUIVALENT FOR TITANIUM SUPERIOR CLAVICLE PLATE ASSORTED SIZES
26375 | 4232150018700 | SCREW CORTICAL 3.5MM OR EQUIVALENT FOR STAINLESS STEEL LATERAL DISTAL FIBULA ASSORTED SIZES
26376 | 4232150018800 | SCREW CORTICAL 3.5MM OR EQUIVALENT FOR TITANIUM LATERAL DISTAL FIBULA ASSORTED SIZES
26377 | 4232150018900 | SCREW CORTICAL ANATOMIC DISTAL ANTEROLATERAL TIBIA TITANIUM ASSORTED SIZES
26378 | 4232150019000 | SCREW CORTICAL FOR DYNAMIC HIP SCREW PLATE STAINLESS STEEL ASSORTED SIZES AS REQUESTED BY END USER
26379 | 4232150019100 | SCREW CORTICAL FOR PEDIATRIC BLADE PLATE ASSORTED SIZES
26380 | 4232150019200 | SCREW CORTICAL FOR STAINLESS STEEL DISTAL FEMUR PLATING ASSORTED SIZES
26381 | 4232150019300 | SCREW CORTICAL FOR VARIABLE ANGLE ANATOMIC DISTAL TIBIA ASSORTED SIZES
26382 | 4232150019400 | SCREW CORTICAL FOR VARIABLE ANGLE TITANIUM DISTAL FEMUR PLATING ASSORTED SIZES
26383 | 4232150019500 | SCREW CORTICAL STAINLESS STEEL 3.5MM FOR DISTAL HUMERAL PLATING
26384 | 4232150019600 | SCREW CORTICAL STAINLESS STEEL FOR PROXIMAL HUMERUS PLATING ASSORTED SIZES
26385 | 4232150019700 | SCREW CORTICAL TITANIUM 3.5MM FOR DISTAL HUMERAL PLATING
26386 | 4232150019800 | SCREW CORTICAL TITANIUM FOR PROXIMAL HUMERUS PLATING ASSORTED SIZES
26387 | 4232150019900 | SCREW LOCKED HEAD 2.7MM OR EQUIVALENT FOR STAINLESS STEEL LATERAL DISTAL FIBULA ASSORTED SIZES
26388 | 4232150020000 | SCREW LOCKED HEAD 2.7MM OR EQUIVALENT FOR TITANIUM LATERAL DISTAL FIBULA ASSORTED SIZES
26389 | 4232150020100 | SCREW LOCKED HEAD 3.5MM OR EQUIVALENT FOR STAINLESS STEEL HOOK CLAVICLE PLATE
26390 | 4232150020200 | SCREW LOCKED HEAD 3.5MM OR EQUIVALENT FOR TITANIUM HOOK CLAVICLE PLATE ASSORTED SIZES
26391 | 4232150020300 | SCREW LOCKED HEAD 3.5MM OR EQUIVALENT FOR TITANIUM SUPERIOR CLAVICLE PLATE ASSORTED SIZES
26392 | 4232150020400 | SCREW LOCKED HEAD 3.5MM OR EQUIVALENT FOR STAINLESS STEEL LATERAL DISTAL FIBULA ASSORTED SIZES
26393 | 4232150020500 | SCREW LOCKED HEAD 3.5MM OR EQUIVALENT FOR TITANIUM LATERAL DISTAL FIBULA ASSORTED SIZES
26394 | 4232150020600 | SCREW LOCKED HEAD FOR DORSAL DISTAL RADIUS FIXATION STAINLESS STEEL ASSORTED LENGTHS AND SIZES
26395 | 4232150020700 | SCREW LOCKED HEAD FOR MINI FRAGMENT TITANIUM PLATING ASSORTED SIZES
26396 | 4232150020800 | SCREW LOCKED HEAD FOR PROXIMAL RADIUS PLATING ASSORTED SIZES
26397 | 4232150020900 | SCREW LOCKED HEAD STAINLESS STEEL FOR PROXIMAL HUMERUS PLATING ASSORTED SIZES
26398 | 4232150021000 | SCREW LOCKED HEAD TITANIUM FOR PROXIMAL HUMERUS PLATING ASSORTED SIZES
26399 | 4232150021100 | SCREW LOCKED HEAD VARIABLE ANGLE FOR DORSAL DISTAL RADIUS FIXATION STAINLESS STEEL ASSORTED LENGTHS AND SIZES
26400 | 4232150021200 | SCREW LOCKING HEAD ANATOMIC DISTAL ANTEROLATERAL TIBIA TITANIUM ASSORTED SIZES
26401 | 4232150021300 | SCREW LOCKING HEAD FOR ADULT BLADE PLATE ASSORTED SIZES
26402 | 4232150021400 | SCREW LOCKING HEAD FOR FEMORAL NECK SYSTEM OR EQUIVALENT ASSORTED SIZES
26403 | 4232150021500 | SCREW LOCKING HEAD FOR TITANIUM DISTAL FEMUR PLATING ASSORTED SIZES
26404 | 4232150021600 | SCREW SELF-TAPPING HUMERUS NAIL PROXIMAL LOCKING ASSORTED SIZES AND LENGTHS
26405 | 4232150021700 | SCREW STAINLESS STEEL FOR 2.7MM OR EQUIVALENT LOW PROFILE SMALL FRAGMENT FIXATION ASSORTED SIZES
26406 | 4232150021800 | SCREW VARIABLE ANGLE 2.7MM FOR DISTAL HUMERAL PLATING
26407 | 4232150021900 | SCREW VARIABLE ANGLE 2.7MM LCP OR EQUIVALENT FOR LATERAL DISTAL FIBULA ASSORTED SIZES
26408 | 4232150022000 | SCREW VARIABLE ANGLE ANATOMIC LCP DISTAL TIBIA ASSORTED SIZES
26409 | 4232150022100 | SCREW VARIABLE ANGLE LCP 3.5MM FOR DISTAL HUMERAL PLATING
26410 | 4232150022200 | SCREW LOCKED HEAD VARIABLE ANGLE FOR VOLAR DISTAL RADIUS FIXATION STAINLESS STEEL ASSORTED LENGTHS AND SIZES
26411 | 4232150022300 | PLATE LCP CLAVICLE ANTERIOR MEDIAL STAINLESS STEEL ASSORTED SIZES SHAPES AND TYPES AS REQUESTED BY END USER
26412 | 4232150022400 | COMPONENT CONNECTING BAR SILVER COATED OR EQUIVALENT FOR INTERCALARY PROSTHESIS ASSORTED SIZES
26413 | 4232150022500 | SCREW VARIABLE ANGLE FOR CALCANEAL LCP VARIABLE ANGLE PLATING ASSORTED SIZES
26414 | 4232150022600 | SCREW CORTICAL FOR VARIABLE ANGLE STAINLESS STEEL DISTAL FEMUR PLATING ASSORTED SIZES
26415 | 4232150022700 | SCREW LOCKED HEAD 3.5MM FOR STAINLESS STEEL ANTERIOR CLAVICLE PLATING ASSORTED SIZES
26416 | 4232150022800 | PLATE FOR PEDIATRIC STAINLESS STEEL DYNAMIC HIP SCREW ASSORTED ANGLES AND SIZES AS REQUESTED BY END USER
26417 | 4232150022900 | PLATE LCP ANATOMIC DISTAL HUMERUS LEFT OR RIGHT LATERAL TITANIUM ASSORTED TYPES SHAPES AND SIZES AS REQUESTED BY END USER
26418 | 4232150023000 | PLATE LCP ANATOMIC DISTAL RADIUS DORSAL VARIABLE ANGLE STAINLESS STEEL ASSORTED TYPES AND SIZES REQUESTED BY END USER
26419 | 4232150023100 | PLATE LCP ANATOMIC DISTAL RADIUS VOLAR VARIABLE ANGLE STAINLESS STEEL ASSORTED TYPES AND SIZES REQUESTED BY END USER
26420 | 4232150023200 | PLATE STAINLESS STEEL 2.7MM OR EQUIVALENT LOW PROFILE SMALL FRAGMENT FIXATION ASSORTED SHAPES TYPES AND SIZES
26421 | 4232150023300 | PLATE TITANIUM 2.7MM OR EQUIVALENT LOW PROFILE SMALL FRAGMENT FIXATION ASSORTED SHAPES TYPES AND SIZES
26422 | 4232150023400 | PLATE VARIABLE ANGLE 3.5MM FOR ANATOMIC PROXIMAL LATERAL TIBIA LEFT OR RIGHT PLATING ASSORTED TYPES AND SIZES AS REQUESTED BY END USER
26423 | 4232150023500 | PLATE VARIABLE ANGLE ANATOMIC DISTAL ANTEROLATERAL TIBIA LEFT OR RIGHT ASSORTED TYPES AND SIZES AS REQUESTED BY END USER
26424 | 4232150023600 | PLATE VARIABLE ANGLE ANATOMIC DISTAL FEMUR LOCKING COMPRESSION LEFT OR RIGHT STAINLESS STEEL ASSORTED TYPES AND SIZES AS REQUESTED BY END USER
26425 | 4232150023700 | PLATE VARIABLE ANGLE ANATOMIC DISTAL FEMUR LOCKING COMPRESSION LEFT OR RIGHT TITANIUM ASSORTED TYPES AND SIZES AS REQUESTED BY END USER
26426 | 4232150023800 | PLATE VARIABLE ANGLE ANATOMIC DISTAL HUMERUS LEFT OR RIGHT LATERAL ASSORTED TYPES SHAPES AND SIZES AS REQUESTED BY END USER
26427 | 4232150023900 | ROTATION SOCKET TO CLAMP ON THE OPERATING TABLE WITH ONE ALREADY MOUNTED BUTTERFLY NUT FOR USE WITH EUROPEAN AND UNITED STATES STANDARD RAILS WITH LATERAL CLAMPING ELEMENT FOR HEIGHT AND ANGLE ADJUSTMENT OF THE ARTICULATED STAND SPINAL
26428 | 4232150024000 | SCREW HEADLESS CANNULATED SELF-DRILLING 2.4 TO 3.0MM STAINLESS STEEL ASSORTED TYPES AND LENGTHS REQUESTED BY END USER
26429 | 4232150024100 | SCREW HEADLESS CANNULATED SELF-DRILLING 3.5 TO 4.0MM STAINLESS STEEL ASSORTED TYPES AND LENGTHS REQUESTED BY END USER
26430 | 4232150024200 | SCREW HEADLESS CANNULATED SELF-DRILLING 3.5 TO 4.0MM TITANIUM ASSORTED TYPES AND LENGTHS REQUESTED BY END USER
26431 | 4232150024300 | SCREW OCCIPITAL TITANIUM ASSORTED DIAMETER ASSORTED LENGTH AS REQUESTED BY END USER COMPATIBLE WITH NAVIGATION SYSTEM SPINAL
26432 | 4232150024400 | SCREW CANCELLOUS FOR STAINLESS STEEL LARGE FRAGMENT FIXATION ASSORTED LENGTHS AND SIZES
26433 | 4232150024500 | SCREW CANCELLOUS FOR STAINLESS STEEL SMALL FRAGMENT FIXATION ASSORTED LENGTHS AND SIZES
26434 | 4232150024600 | SCREW CANNULATED FULL THREADED SELF-DRILLING 2.6MM TO 3MM STAINLESS STEEL ASSORTED TYPES AND LENGTHS AS REQUESTED BY END USER
26435 | 4232150024700 | SCREW CANNULATED FULL THREADED SELF-DRILLING 2.6MM TO 3MM TITANIUM ASSORTED TYPES AND LENGTHS AS REQUESTED BY END USER
26436 | 4232150024800 | SCREW CANNULATED FULL THREADED SELF-DRILLING 2MM TO 2.5MM STAINLESS STEEL ASSORTED TYPES AND LENGTHS AS REQUESTED BY END USER
26437 | 4232150024900 | SCREW CANNULATED FULL THREADED SELF-DRILLING 2MM TO 2.5MM TITANIUM ASSORTED TYPES AND LENGTHS AS REQUESTED BY END USER
26438 | 4232150025000 | SCREW CANNULATED FULL THREADED SELF-DRILLING 3.5MM TO 4MM STAINLESS STEEL ASSORTED TYPES AND LENGTHS AS REQUESTED BY END USER
26439 | 4232150025100 | SCREW CANNULATED FULL THREADED SELF-DRILLING 3.5MM TO 4MM TITANIUM ASSORTED TYPES AND LENGTHS AS REQUESTED BY END USER
26440 | 4232150025200 | SCREW CANNULATED FULL THREADED SELF-DRILLING 4.5MM TO 6MM STAINLESS STEEL ASSORTED TYPES AND LENGTHS AS REQUESTED BY END USER
26441 | 4232150025300 | SCREW CANNULATED FULL THREADED SELF-DRILLING 4.5MM TO 6MM TITANIUM ASSORTED TYPES AND LENGTHS AS REQUESTED BY END USER
26442 | 4232150025400 | SCREW CANNULATED FULL THREADED SELF-DRILLING 5MM STAINLESS STEEL ASSORTED TYPES AND LENGTHS AS REQUESTED BY END USER
26443 | 4232150025500 | SCREW CANNULATED FULL THREADED SELF-DRILLING 6.5MM TO 7.5MM STAINLESS STEEL ASSORTED TYPES AND LENGTHS AS REQUESTED BY END USER
26444 | 4232150025600 | SCREW CANNULATED FULL THREADED SELF-DRILLING 6.5MM TO 7.5MM TITANIUM ASSORTED TYPES AND LENGTHS AS REQUESTED BY END USER
26445 | 4232150025700 | SCREW CANNULATED FULL THREADED SELF-DRILLING 8MM STAINLESS STEEL ASSORTED TYPES AND LENGTHS AS REQUESTED BY END USER
26446 | 4232150025800 | SCREW CANNULATED PARTIAL THREADED SELF-DRILLING 2.6MM TO 3MM STAINLESS STEEL ASSORTED TYPES AND LENGTHS AS REQUESTED BY END USER
26447 | 4232150025900 | SCREW CANNULATED PARTIAL THREADED SELF-DRILLING 2.6MM TO 3MM TITANIUM ASSORTED TYPES AND LENGTHS AS REQUESTED BY END USER
26448 | 4232150026000 | SCREW CANNULATED PARTIAL THREADED SELF-DRILLING 2MM TO 2.5MM TITANIUM ASSORTED TYPES AND LENGTHS AS REQUESTED BY END USER
26449 | 4232150026100 | SCREW CANNULATED PARTIAL THREADED SELF-DRILLING 3.5MM TO 4MM STAINLESS STEEL ASSORTED TYPES AND LENGTHS AS REQUESTED BY END USER
26450 | 4232150026200 | SCREW CANNULATED PARTIAL THREADED SELF-DRILLING 3.5MM TO 4MM TITANIUM ASSORTED TYPES AND LENGTHS AS REQUESTED BY END USER
26451 | 4232150026300 | SCREW CANNULATED PARTIAL THREADED SELF-DRILLING 4.5MM TO 6MM STAINLESS STEEL ASSORTED TYPES AND LENGTHS AS REQUESTED BY END USER
26452 | 4232150026400 | SCREW CANNULATED PARTIAL THREADED SELF-DRILLING 4.5MM TO 6MM TITANIUM ASSORTED TYPES AND LENGTHS AS REQUESTED BY END USER
26453 | 4232150026500 | SCREW CANNULATED PARTIAL THREADED SELF-DRILLING 5MM STAINLESS STEEL ASSORTED TYPES AND LENGTHS AS REQUESTED BY END USER
26454 | 4232150026600 | SCREW CANNULATED PARTIAL THREADED SELF-DRILLING 5MM TITANIUM ASSORTED TYPES AND LENGTHS AS REQUESTED BY END USER
26455 | 4232150026700 | SCREW CANNULATED PARTIAL THREADED SELF-DRILLING 8MM STAINLESS STEEL ASSORTED TYPES AND LENGTHS AS REQUESTED BY END USER
26456 | 4232150026800 | SCREW CANNULATED PARTIAL THREADED SELF-DRILLING 8MM TITANIUM ASSORTED TYPES AND LENGTHS AS REQUESTED BY END USER
26457 | 4232150026900 | SCREW CORTICAL 2.7MM OR EQUIVALENT FOR VARIABLE ANGLE LATERAL DISTAL FIBULA ASSORTED SIZES
26458 | 4232150027000 | SCREW CORTICAL 3.5MM FOR DISTAL HUMERAL VARIABLE ANGLE PLATING
26459 | 4232150027100 | SCREW CORTICAL 3.5MM FOR STAINLESS STEEL ANTERIOR MEDIAL CLAVICLE PLATING ASSORTED SIZES
26460 | 4232150027200 | SCREW CORTICAL 3.5MM FOR TITANIUM ANTERIOR MEDIAL CLAVICLE PLATING ASSORTED SIZES
26461 | 4232150027300 | SCREW CORTICAL 3.5MM OR EQUIVALENT FOR LCP METAPHYSEAL MEDIAL DISTAL TIBIA ASSORTED SIZES
26462 | 4232150027400 | SCREW CORTICAL 3.5MM OR EQUIVALENT FOR STAINLESS STEEL SUPERIOR ANTERIOR CLAVICLE PLATE WITH LATERAL EXTENSION ASSORTED SIZES
26463 | 4232150027500 | SCREW CORTICAL 3.5MM OR EQUIVALENT FOR STAINLESS STEEL SUPERIOR ANTERIOR CLAVICLE PLATE ASSORTED SIZES
26464 | 4232150027600 | SCREW CORTICAL 3.5MM OR EQUIVALENT FOR TITANIUM SUPERIOR ANTERIOR CLAVICLE PLATE WITH LATERAL EXTENSION ASSORTED SIZES
26465 | 4232150027700 | SCREW LOCKED HEAD 3.5MM OR EQUIVALENT FOR STAINLESS STEEL SUPERIOR CLAVICLE PLATE ASSORTED SIZES
26466 | 4232150027800 | SCREW LOCKING HEAD FOR VARIABLE ANGLE STAINLESS STEEL DISTAL FEMUR PLATING ASSORTED SIZES
26467 | 4232150027900 | SCREW LOCKING HEAD FOR VARIABLE ANGLE TITANIUM DISTAL FEMUR PLATING ASSORTED SIZES
26468 | 4232150028000 | SCREW CORTICAL 3.5MM OR EQUIVALENT FOR VARIABLE ANGLE LATERAL DISTAL FIBULA ASSORTED SIZES
26469 | 4232150028100 | SCREW CORTICAL FOR STAINLESS STEEL LARGE FRAGMENT FIXATION ASSORTED LENGTHS AND SIZES
26470 | 4232150028200 | SCREW CORTICAL FOR STAINLESS STEEL SMALL FRAGMENT FIXATION ASSORTED LENGTHS AND SIZES
26471 | 4232150028300 | SCREW CORTICAL FOR 3.5MM LCP ANATOMIC PROXIMAL TIBIAL PLATING STAINLESS STEEL ASSORTED SIZES
26472 | 4232150028400 | SCREW CORTICAL FOR 3.5MM LCP ANATOMIC PROXIMAL TIBIAL PLATING TITANIUM ASSORTED SIZES
26473 | 4232150028500 | SCREW CORTICAL FOR 4.5MM LCP ANATOMIC PROXIMAL TIBIAL PLATING STAINLESS STEEL ASSORTED SIZES
26474 | 4232150028600 | SCREW CORTICAL FOR 4.5MM LCP ANATOMIC PROXIMAL TIBIAL PLATING TITANIUM ASSORTED SIZES
26475 | 4232150028700 | SCREW CORTICAL FOR PROXIMAL FEMUR LOCKING COMPRESSION STAINLESS STEEL PLATING ASSORTED SIZES AS REQUESTED BY END USER
26476 | 4232150028800 | SCREW CORTICAL FOR 3.5MM VARIABLE ANGLE ANATOMIC PROXIMAL TIBIAL PLATING ASSORTED SIZES
26477 | 4232150028900 | SCREW DISTAL LOCKED HEAD FOR PROXIMAL FEMUR LOCKING COMPRESSION STAINLESS STEEL PLATING ASSORTED SIZES AS REQUESTED BY END USER
26478 | 4232150029000 | SCREW CORTICAL 3.5MM OR EQUIVALENT FOR TITANIUM SUPERIOR ANTERIOR CLAVICLE PLATE ASSORTED SIZES
26479 | 4232150029100 | SCREW DISTAL CORTICAL HEAD FOR VARIABLE ANGLE HIP DYNAMIC SCREW ASSORTED SIZES
26480 | 4232150029200 | SCREW CORTICAL FOR VOLAR VARIABLE ANGLE DISTAL RADIUS FIXATION STAINLESS STEEL ASSORTED LENGTHS
26481 | 4232150029300 | SCREW CORTICAL FOR VOLAR VARIABLE ANGLE DISTAL RADIUS FIXATION TITANIUM ASSORTED LENGTHS
26482 | 4232150029400 | SCREW LOCKED HEAD 3.5MM FOR STAINLESS STEEL ANTERIOR MEDIAL CLAVICLE PLATING ASSORTED SIZES
26483 | 4232150029500 | SCREW LOCKED HEAD 3.5MM FOR TITANIUM ANTERIOR MEDIAL CLAVICLE PLATING ASSORTED SIZES
26484 | 4232150029600 | SCREW DISTAL CORTICAL FOR PROXIMAL FEMUR LOCKING COMPRESSION TITANIUM PLATING ASSORTED SIZES AS REQUESTED BY END USER
26485 | 4232150029700 | SCREW CORTICAL 4.5MM OR EQUIVALENT FOR LCP METAPHYSEAL MEDIAL DISTAL TIBIA ASSORTED SIZES
26486 | 4232150029800 | SCREW CORTICAL FOR DORSAL VARIABLE ANGLE DISTAL RADIUS FIXATION STAINLESS STEEL ASSORTED LENGTHS AND SIZES
26487 | 4232150029900 | SCREW CORTICAL FOR VOLAR DISTAL RADIUS FIXATION STAINLESS STEEL ASSORTED LENGTHS AND SIZES
26488 | 4232150030000 | SCREW CORTICAL FOR VOLAR DISTAL RADIUS FIXATION TITANIUM ASSORTED LENGTHS AND SIZES
26489 | 4232150030100 | SCREW LOCKED HEAD 3.5MM OR EQUIVALENT FOR STAINLESS STEEL SUPERIOR ANTERIOR CLAVICLE PLATE ASSORTED SIZES
26490 | 4232150030200 | SCREW LOCKED HEAD 3.5MM OR EQUIVALENT FOR TITANIUM SUPERIOR ANTERIOR CLAVICLE PLATE ASSORTED SIZES
26491 | 4232150030300 | SCREW TITANIUM HEADLESS CANNULATED SELF-DRILLING 6.6MM TO 7.5MM ASSORTED TYPES AND LENGTHS REQUESTED BY END USER
26492 | 4232150030400 | SCREW CORTICAL FOR DORSAL DISTAL RADIUS FIXATION STAINLESS STEEL ASSORTED LENGTHS AND SIZES
26493 | 4232150030500 | SCREW CORTICAL FOR DORSAL DISTAL RADIUS FIXATION TITANIUM ASSORTED LENGTHS AND SIZES
26494 | 4232150030600 | SCREW CORTICAL FOR TITANIUM LARGE FRAGMENT FIXATION ASSORTED LENGHTS AND SIZES
26495 | 4232150030700 | SCREW LOCKED HEAD 5MM OR EQUIVALENT FOR LCP METAPHYSEAL MEDIAL DISTAL TIBIA ASSORTED SIZES
26496 | 4232150030800 | SCREW DISTAL LOCKED HEAD FOR PROXIMAL FEMUR LOCKING COMPRESSION TITANIUM PLATING ASSORTED SIZES AS REQUESTED BY END USER
26497 | 4232150030900 | SCREW LOCKING PROXIMAL SCREW FOR PROXIMAL FEMUR LOCKING COMPRESSION TITANIUM PLATING ASSORTED SIZES AS REQUESTED BY END USER
26498 | 4232150031000 | SCREW LOCKING HEAD FOR STAINLESS STEEL LARGE FRAGMENT FIXATION ASSORTED LENGTHS AND SIZES
26499 | 4232150031100 | SCREW LOCKING HEAD FOR STAINLESS STEEL SMALL FRAGMENT FIXATION ASSORTED LENGTHS AND SIZES
26500 | 4232150031200 | SCREW LOCKING HEAD FOR TITANIUM LARGE FRAGMENT FIXATION LENGTHS AND SIZES
26501 | 4232150031300 | SCREW LOCKING HEAD FOR TITANIUM SMALL FRAGMENT FIXATION ASSORTED LENGTHS AND SIZES
26502 | 4232150031400 | SCREW CORTICAL 3.5MM OR EQUIVALENT FOR DISTAL HUMERAL EXTRA ARTICULAR PLATING ASSORTED SIZES
26503 | 4232150031500 | SCREW CORTICAL FOR FUSION FOOT PLATE TITANIUM ASSORTED TYPES AND SIZES AS REQUESTED BY END USER
26504 | 4232150031600 | SCREW LOCKED HEAD 3.5MM OR EQUIVALENT FOR LCP METAPHYSEAL MEDIAL DISTAL TIBIA ASSORTED SIZES
26505 | 4232150031700 | SCREW LOCKED HEAD FOR VOLAR DISTAL RADIUS FIXATION TITANIUM ASSORTED LENGTHS AND SIZES
26506 | 4232150031800 | SCREW LOCKED HEAD FOR 3.5MM LCP ANATOMIC PROXIMAL TIBIAL PLATING STAINLESS STEEL ASSORTED SIZES
26507 | 4232150031900 | SCREW LOCKED HEAD FOR 3.5MM LCP ANATOMIC PROXIMAL TIBIAL PLATING TITANIUM ASSORTED SIZES
26508 | 4232150032000 | SCREW LOCKED HEAD FOR 4.5MM LCP ANATOMIC PROXIMAL TIBIAL PLATING STAINLESS STEEL ASSORTED SIZES
26509 | 4232150032100 | SCREW LOCKED HEAD FOR 4.5MM LCP ANATOMIC PROXIMAL TIBIAL PLATING TITANIUM ASSORTED SIZES
26510 | 4232150032200 | SCREW LOCKED HEAD 3.5MM OR EQUIVALENT FOR DISTAL HUMERAL EXTRA ARTICULAR PLATING ASSORTED SIZES
26511 | 4232150032300 | SCREW CORTICAL FOR DORSAL VARIABLE ANGLE DISTAL RADIUS FIXATION TITANIUM ASSORTED LENGTHS AND SIZES
26512 | 4232150032400 | SCREW VARIABLE ANGLE LOCKING FOR 3.5MM FOR VARIABLE ANGLE ANATOMIC PROXIMAL TIBIAL PLATING ASSORTED SIZES
26513 | 4232150032500 | SCREW CORTICAL 3.5MM OR EQUIVALENT FOR TITANIUM SUPERIOR CLAVICLE PLATE WITH LATERAL EXTENSION ASSORTED SIZES
26514 | 4232150032600 | SCREW LOCKED HEAD VARIABLE ANGLE FOR DORSAL DISTAL RADIUS FIXATION TITANIUM ASSORTED LENGTHS AND SIZES
26515 | 4232150032700 | SCREW LOCKED HEAD 3.5MM OR EQUIVALENT FOR STAINLESS STEEL SUPERIOR CLAVICLE PLATE WITH LATERAL EXTENSION ASSORTED SIZES
26516 | 4232150032800 | SCREW LOCKED HEAD 3.5MM OR EQUIVALENT FOR TITANIUM SUPERIOR CLAVICLE PLATE WITH LATERAL EXTENSION ASSORTED SIZES
26517 | 4232150032900 | SCREW LOCKING HEAD 2.7MM OR EQUIVALENT FOR STAINLESS STEEL SUPERIOR CLAVICLE PLATE WITH LATERAL EXTENSION ASSORTED SIZES
26518 | 4232150033000 | SCREW LOCKING HEAD 2.7MM OR EQUIVALENT FOR TITANIUM SUPERIOR CLAVICLE PLATE WITH LATERAL EXTENSION ASSORTED SIZES
26519 | 4232150033100 | SCREW LOCKED HEAD 3.5MM OR EQUIVALENT FOR STAINLESS STEEL SUPERIOR ANTERIOR CLAVICLE PLATE WITH LATERAL EXTENSION ASSORTED SIZES
26520 | 4232150033200 | SCREW LOCKED HEAD 3.5MM OR EQUIVALENT FOR TITANIUM SUPERIOR ANTERIOR CLAVICLE PLATE WITH LATERAL EXTENSION ASSORTED SIZES
26521 | 4232150033300 | SCREW LOCKING HEAD 2.7MM OR EQUIVALENT FOR STAINLESS STEEL SUPERIOR ANTERIOR CLAVICLE PLATE WITH LATERAL EXTENSION ASSORTED SIZES
26522 | 4232150033400 | SCREW LOCKING HEAD 2.7MM OR EQUIVALENT FOR TITANIUM SUPERIOR ANTERIOR CLAVICLE PLATE WITH LATERAL EXTENSION ASSORTED SIZES
26523 | 4232150033500 | SET COMPLETE INSTRUMENTATION FOR 4.5MM ANATOMIC PROXIMAL TIBIA STAINLESS STEEL PLATING WITH NECESSARY CASE AND IMPLANT TRAY
26524 | 4232150033600 | SET COMPLETE INSTRUMENTATION FOR PROXIMAL FEMUR TUMOR MEGAPROSTHESIS TOTAL FEMUR ARTHROPLASTY WITH ALL NECESSARY ACCESSORIES AND CASES
26525 | 4232150033700 | SCREW LATERAL MASS TITANIUM POLYAXIAL CANCELLOUS 3 MM DIAMETER ASSORTED LENGTH COMPATIBLE WITH THE ROD WITH PROPER LOCKING MECHANISM SPINAL
26526 | 4232150033800 | SCREW LATERAL MASS TITANIUM POLYAXIAL CORTICAL 4 MM DIAMETER ASSORTED LENGTH COMPATIBLE WITH THE ROD WITH PROPER LOCKING MECHANISM COMPATIBLE WITH NAVIGATION SYSTEM SPINAL
26527 | 4232150033900 | SCREW LATERAL MASS TITANIUM POLYAXIAL CANCELLOUS 3 MM DIAMETER ASSORTED LENGTH COMPATIBLE WITH THE ROD WITH PROPER LOCKING MECHANISM COMPATIBLE WITH NAVIGATION SYSTEM SPINAL
26528 | 4232150034000 | SCREW LATERAL MASS TITANIUM POLYAXIAL CORTICAL 3.5 MM DIAMETER ASSORTED LENGTH COMPATIBLE WITH THE ROD WITH PROPER LOCKING MECHANISM COMPATIBLE WITH NAVIGATION SYSTEM SPINAL
26529 | 4232150034100 | SCREW LATERAL MASS TITANIUM POLYAXIAL CANCELLOUS 3.5 MM DIAMETER ASSORTED LENGTH COMPATIBLE WITH THE ROD WITH PROPER LOCKING MECHANISM COMPATIBLE WITH NAVIGATION SYSTEM SPINAL
26530 | 4232150034200 | SCREW LATERAL MASS TITANIUM POLYAXIAL CANCELLOUS 3.5 MM DIAMETER ASSORTED LENGTH PARTIALLY THREADED COMPATIBLE WITH THE ROD WITH PROPER LOCKING MECHANISM COMPATIBLE WITH NAVIGATION SYSTEM SPINAL
26531 | 4232150034300 | WASHER FOR CANNULATED TITANIUM SCREW FULL THREADED 5MM ASSORTED SIZES
26532 | 4232150034400 | WASHER FOR CANNULATED TITANIUM SCREW FULL THREADED 8MM ASSORTED SIZES
26533 | 4232150034500 | WASHER FOR CANNULATED STAINLESS STEEL SCREW FULL THREADED 5MM ASSORTED SIZES
26534 | 4232150034600 | WASHER FOR CANNULATED STAINLESS STEEL SCREW FULL THREADED 8MM ASSORTED SIZES
26535 | 4232150034700 | WASHER FOR CANNULATED STAINLESS STEEL SCREW PARTIAL THREADED 5MM ASSORTED SIZES
26536 | 4232150034800 | WASHER FOR CANNULATED STAINLESS STEEL SCREW PARTIAL THREADED 8MM ASSORTED SIZES
26537 | 4232150034900 | WASHER FOR CANNULATED TITANIUM SCREW PARTIAL THREADED 5MM ASSORTED SIZES
26538 | 4232150035000 | WASHER FOR CANNULATED TITANIUM SCREW PARTIAL THREADED 8MM ASSORTED SIZES
26539 | 4232150035100 | WASHER FOR CANNULATED STAINLESS STEEL SCREW FULL THREADED 2MM TO 3 MM ASSORTED SIZES
26540 | 4232150035200 | WASHER FOR CANNULATED STAINLESS STEEL SCREW PARTIAL THREADED 2MM TO 3 MM ASSORTED SIZES
26541 | 4232150035300 | WASHER FOR CANNULATED STAINLESS STEEL SCREW PARTIAL THREADED 3.5MM TO 4MM ASSORTED SIZES
26542 | 4232150035400 | ENDCAP INTRAMEDULLARY CEPHALOMEDULLARY FEMORAL NAIL ASSORTED SIZES
26543 | 4232150035500 | ENDCAP FOR INTRAMEDULLARY TIBIAL NAIL ASSORTED SIZES
26544 | 4232150035600 | ENDCAP FOR RETROGRADE FEMORAL NAIL AND SCREW FIXATION
26545 | 4232150035700 | ENDCAP FOR INTRAMEDULLARY ANTEROGRADE TROCHANTERIC FEMORAL NAIL FIXATION ASSORTED SIZES
26546 | 4232150035800 | ENDCAP FOR INTRAMEDULLARY RETROGRADE DEFORMITY TITANIUM NAIL ASSORTED SIZES
26547 | 4232150035900 | ENDCAP FOR CEPHALOMEDULLARY FEMUR NAIL AND SCREW FIXATION
26548 | 4232150036000 | ENDCAP FOR INTRAMEDULLARY MAGNETIC EXPANDABLE NAIL FIXATION ASSORTED SIZES
26549 | 4232150036100 | ENDCAP FOR MEDIUM EXTERNAL FIXATOR SCHANZ PIN
26550 | 4232150036200 | ENDCAP FOR SMALL EXTERNAL FIXATOR SCHANZ PIN
26551 | 4232150036300 | ENDCAP RETROGRADE INTRAMEDULLARY FEMORAL NAIL ASSORTED SIZES
26552 | 4232150036400 | BONE PINS 4.0 MM X 127 MM FOR ROBOTIC
26553 | 4232150036500 | BONE PINS 4.0 MM X 152 MM FOR ROBOTIC
26554 | 4232150100000 | STERNAL WIRE STAINLESS STEEL SIZE 5 MONOFILAMENT USP 5 METRIC 45 CM HEAVY REVERSE CUTTING ROTATING NEEDLE 4 STRAND HALF CIRCLE NEEDLE 50-57 MM STERILE
26555 | 4232150100100 | STERNAL WIRE SURGICAL STAINLESS STEEL SIZE 2 MONOFILAMENT 45 CM HEAVY WIRE REVERSE OR TAPER CUTTING 1/2 CIRCLE 40-48 MM NEEDLE STERILE
26556 | 4232150100200 | STERNAL WIRE SURGICAL STAINLESS STEEL SIZE 4 MONOFILAMENT 45 CM 1/2 CIRCLE HEAVY WIRE TAPER CUT OR REVERSE CUT 48 MM NEEDLE STERILE
26557 | 4232150100400 | STERNAL WIRE SURGICAL STAINLESS STEEL SIZE 7 MONOFILAMENT 4 STRANDS 45 CM 1/2 CIRCLE TAPER CUT OR CONVENTIONAL CUTTING NEEDLE 48 MM STERILE
26558 | 4232150100500 | SUTURE STERNAL WIRES STAINLESS STEEL MONOFILAMENT NON-ABSORBABLE SIZE 1 25-26 MM ( +/- 1 MM ) 1/2 CIRCLE REVERSE OR TAPER CUT NEEDLE 4 X 45-50 CM STERILE
26559 | 4232150102300 | SUTURE SUTURING DEVICE FOR LAPAROSCOPIC DISPOSABLE STERILE
26560 | 4232150102400 | SUTURE STERNAL WIRES STAINLESS STEEL MONOFILAMENT NON-ABSORBABLE SIZE 1 40 MM ( +/- 1 MM ) 1/2 CIRCLE TAPER CUT NEEDLE 4 X 45-50 CM STERILE
26561 | 4232150102600 | WIRE BAYONET POINT CORTICAL WITH STOPPER STAINLESS STEEL POLY AXIAL CIRCULAR EXTERNAL FIXATOR ASSORTED SIZES
26562 | 4232150107900 | WIRE KIRSCHNER TROCAR TIP ASSORTED LENGTHS DIAMETER 2 MM TO 3 MM
26563 | 4232150108000 | WIRE KIRSCHNER THREADED TIP ASSORTED LENGTHS DIAMETER 2 MM TO 3 MM
26564 | 4232150400100 | NAIL INTRAMEDULLARY FOR PIRIFORMIS FEMUR NAIL FIXATION ASSORTED DIAMETER AND LENGTHS
26565 | 4232150402600 | NAIL HIND FOOT FUSION TITANIUM ASSORTED SIZES AS REQUESTED BY END USER
26566 | 4232150403100 | NAIL INTRAMEDULLARY CEPHALOMEDULLARY FEMUR LONG ASSORTED DIAMETER LENGTHS AND ANGLES
26567 | 4232150403200 | NAIL INTRAMEDULLARY CEPHALOMEDULLARY FEMUR SHORT ASSORTED DIAMETER LENGTHS AND ANGLES
26568 | 4232150403300 | NAIL RETROGRADE INTRAMEDULLARY FEMUR ASSORTED DIAMETERS AND LENGTHS
26569 | 4232150403400 | SET COMPLETE INSTRUMENTATION FOR TITANIUM HIND FOOT FUSION NAIL WITH NECESSARY CASE AND IMPLANT TRAY
26570 | 4232150403600 | NAIL INTRAMEDULLARY ANTEROGRADE TROCHANTERIC FEMUR ASSORTED DIAMETER AND LENGTHS
26571 | 4232150403900 | SET COMPLETE INSTRUMENTATION FOR FEMUR ANTEGRADE TROCHANTERIC INTRAMEDULLARY NAIL AND SCREW FIXATION
26572 | 4232150404000 | SET COMPLETE INSTRUMENTATION FOR TEMPORARY ANTIBIOTICS IMPREGNATED INTRAMEDULLARY NAILING
26573 | 4232150404100 | TELESCOPING NAIL FOR PEDIATRIC DEFORMED BONES ASSORTED SIZES AND LENGTHS AS REQUESTED BY END USER ORTHOPEDIC
26574 | 4232150409100 | NAIL FOR DEFORMITY INTRAMEDULLARY RETROGRADE TITANIUM ASSORTED LENGTHS AND SIZES
26575 | 4232150409200 | NAIL INTRAMEDULLARY MAGNETIC EXPANDABLE FEMORAL ANTEGRADE TITANIUM ASSORTED SIZES REQUESTED BY END USER
26576 | 4232150409300 | NAIL INTRAMEDULLARY MAGNETIC EXPANDABLE FEMORAL RETROGRADE TITANIUM ASSORTED SIZES AS REQUESTED BY END USER
26577 | 4232150409400 | NAIL INTRAMEDULLARY MAGNETIC EXPANDABLE HUMERUS ANTEGRADE TITANIUM ASSORTED SIZES AS REQUESTED BY END USER
26578 | 4232150409500 | NAIL INTRAMEDULLARY MAGNETIC EXPANDABLE TIBIAL ANTEGRADE TITANIUM ASSORTED SIZES AS REQUESTED BY END USER
26579 | 4232150433800 | ENDCAP FOR INTRAMEDULLARY HUMERAL NAIL FIXATION ASSORTED SIZES
26580 | 4232150500400 | PLATE LCP ANATOMIC DISTAL HUMERUS LEFT OR RIGHT MEDIAL STAINLESS STEEL ASSORTED TYPES AND SIZES AS REQUESTED BY END USER
26581 | 4232150500900 | PLATE LCP ANATOMIC DISTAL RADIUS VOLAR TITANIUM ASSORTED TYPES AND SIZES AS REQUESTED BY END USER
26582 | 4232150501600 | PLATE FOR PEDIATRIC TITANIUM DYNAMIC HIP SCREW ASSORTED ANGLES AND SIZES AS REQUESTED BY END USER
26583 | 4232150501700 | SET COMPLETE INSTRUMENTATION FOR TITANIUM DISTAL HUMERAL PLATING WITH NECESSARY CASE AND IMPLANT TRAY
26584 | 4232150518800 | PLATE LCP STAINLESS STEEL SUPERIOR ANTERIOR LEFT OR RIGHT CLAVICLE WITH LATERAL EXTENSION ASSORTED SIZES AS REQUESTED BY END USER
26585 | 4232150527300 | PLATE FOR DYNAMIC CONDYLAR SCREW STAINLESS STEEL ASSORTED TYPES AND SIZES
26586 | 4232150527500 | PLATE OF DYNAMIC HIP SCREW STAINLESS STEEL ASSORTED TYPES AND SIZES
26587 | 4232150527700 | PLATE DYNAMIC HIP COMPRESSION FOR PEDIATRIC AND INTERMEDIATE (DHS) ASSORTED ANGLES AND SIZES AS REQUIRED BY END USER ORTHOPEDIC
26588 | 4232150527800 | PLATE DYNAMIC HIP COMPRESSION FOR VARIABLE ANGLE DHS ASSORTED SIZES AS REQUIRED BY END USER ORTHOPEDIC
26589 | 4232150528300 | PLATE LCP TITANIUM MINI FRAGMENT ASSORTED SHAPES AND SIZES
26590 | 4232150528500 | PLATE LCP BASIC SMALL FRAGMENT RECONSTRUCTION TITANIUM ASSORTED TYPES AND SIZES
26591 | 4232150528900 | LOCKING ATTACHMENT PLATES FOR LOCKING COMPRESSION PLATE ALL SIZES
26592 | 4232150529000 | PLATE LCP 3.5MM ANATOMIC PROXIMAL LATERAL TIBIA LEFT OR RIGHT STAINLESS STEEL ASSORTED TYPES AND SIZES AS REQUESTED BY END USER
26593 | 4232150529500 | PLATE LCP ANATOMIC DISTAL ANTEROLATERAL TIBIA LEFT OR RIGHT STAINLESS STEEL ASSORTED TYPES AND SIZES AS REQUESTED BY END USER
26594 | 4232150529900 | PLATE LCP ANATOMIC DISTAL FEMUR LOCKING COMPRESSION LEFT OR RIGHT TITANIUM ASSORTED TYPES AND SIZES AS REQUESTED BY END USER
26595 | 4232150530400 | PLATE STAINLESS STEEL DISTAL OR PROXIMAL FOR PERI-PROSTHETIC FRACTURE ASSORTED SIZES
26596 | 4232150530500 | PLATE LCP ANATOMIC PROXIMAL HUMERUS LEFT OR RIGHT TITANIUM ASSORTED TYPES AND SIZES AS REQUESTED BY END USER
26597 | 4232150530800 | BONE PLATE TITANIUM RECONSTRUCTION 2.3-2.7MM 16-20 HOLES STRAIGHT 16-20 HOLES RIGHT WITH ANGLE 16-20 HOLES LEFT WITH ANGLE 16 -20 HOLES RIGHT WITH CONDYLE 16-20 HOLES LEFT WITH CONDYLE
26598 | 4232150532100 | TMJ FRACTURE PLATE IN 3D DESIGN TMJ FRACTURE PLATE IN 3D DESIGN NON-LOCKING PLATE DESIGN WITH GLIDING HOLES TMJ FRACTURE PLATE IN 3D DESIGN LOCKING PLATE DESIGN COMPATIBLE WITH LOCKING AND NON LOCKING SCREWS
26599 | 4232150532300 | PLATE BLADE ADULT ASSORTED ANGLES AND SIZES
26600 | 4232150532400 | PLATE ANATOMIC HOOK CLAVICLE LEFT OR RIGHT STAINLESS STEEL ASSORTED SIZES AS REQUESTED BY END USER
26601 | 4232150532900 | PLATE LATERAL DISTAL FEMUR OSTEOTOMY LEFT OR RIGHT ASSORTED SIZES AS REQUESTED BY END USER
26602 | 4232150533000 | PLATE MEDIAL DISTAL FEMUR OSTEOTOMY LEFT OR RIGHT ASSORTED SIZES AS REQUESTED BY END USER
26603 | 4232150533300 | PLATE HIGH LATERAL TIBIAL OSTEOTOMY LEFT OR RIGHT ASSORTED SIZES AS REQUESTED BY END USER
26604 | 4232150533400 | PLATE HIGH MEDIAL TIBIAL OSTEOTOMY LEFT OR RIGHT ASSORTED SIZES AS REQUESTED BY END USER
26605 | 4232150533500 | SCREW LOCKING HEAD ANATOMIC DISTAL ANTEROLATERAL TIBIA
26606 | 4232150533700 | PLATE CONDYLAR BLADE PLATE ADULT ASSORTED ANGLES AND SIZES
26607 | 4232150534000 | PLATE LCP ANATOMIC PROXIMAL FEMUR LOCKING COMPRESSION LEFT OR RIGHT STAINLESS STEEL ASSORTED TYPES AND SIZES AS REQUESTED BY END USER
26608 | 4232150534100 | TROCHANTERIC TITANIUM STABILIZER PLATE FOR DYNAMIC HIP COMPRESSION PLATE
26609 | 4232150563200 | BONE PLATE 2.0MM STRAIGHT 4 HOLES 4 HOLES WITH SPACE 6 HOLES 6 HOLES WITH SPACE 12-16 HOLES L-SHAPE: RIGHT LEFT 4 HOLES AND 4 HOLES WITH SPACE 6 HOLES AND 6 HOLES WITH SPACE Y-SHAPE AND Y-SHAPE WITH SPACE DOUBLE Y-SHAPE AND DOUBLE Y-SHAPE WITH SPACE T -SHAPE AND T-SHAPE WITH SPACE ORBITAL 8-12 HOLES GENIOPLASTY PRE- BENDED PLATE 4-9MM
26610 | 4232150563300 | PLATE LCP ANATOMIC DISTAL HUMERUS LEFT OR RIGHT LATERAL STAINLESS STEEL ASSORTED TYPES SHAPES AND SIZES AS REQUESTED BY END USER
26611 | 4232150571600 | INSTRUMENTATION COMPLETE SET INCLUDING TWO SCREWDRIVER TIPS FOR RESORBABLE PLATE WITH COMPATIBLE CASE AND LID FOR STERILIZATION
26612 | 4232150600400 | SCREW SELF-TAPPING RETROGRADE FEMORAL NAIL DISTAL LOCKING ASSORTED SIZES AND LENGTHS
26613 | 4232150600500 | SCREW SELF-TAPPING FOR PIRIFORMIS FEMORAL NAIL FIXATION DISTAL AND PROXIMAL LOCKING ASSORTED SIZES AND LENGTHS
26614 | 4232150600700 | SCREW SELF-TAPPING RETROGRADE FEMORAL NAIL PROXIMAL LOCKING ASSORTED SIZES AND LENGTHS
26615 | 4232150601300 | SCREW LOCKED HEAD VARIABLE ANGLE FOR VOLAR DISTAL RADIUS FIXATION TITANIUM ASSORTED LENGTHS AND SIZES
26616 | 4232150601400 | SCREW LAG FOR PEDIATRIC TITANIUM DYNAMIC HIP SCREW PLATE ASSORTED TYPES AND SIZES
26617 | 4232150627500 | SCREW CANCELLOUS FOR TITANIUM SMALL FRAGMENT FIXATION ASSORTED LENGTHS AND SIZES
26618 | 4232150628200 | SCREW CANNULATED PARTIAL THREADED SELF DRILLING 2MM TO 2.5MM STAINLESS STEEL ASSORTED TYPES AND LENGTHS AS REQUESTED BY END USER
26619 | 4232150628900 | SCREW CORTICAL FOR MINI FRAGMENT STAINLESS STEEL PLATING ASSORTED LENGTHS AND SIZES
26620 | 4232150629200 | SCREW LAG OF DYNAMIC HIP SCREW PLATE STAINLESS STEEL ASSORTED TYPES AND SIZES AS REQUESTED BY END USER
26621 | 4232150629300 | SCREW DYNAMIC HIP FOR PEDIATRIC AND INTERMEDIATE DHS ASSORTED LENGTHS ON DEMAND AS REQUIRED BY END USERS ORTHOPEDIC
26622 | 4232150631000 | SCREW FOR RESORBABLE PLATE (ASSORTED LENGTH AND DIAMETER)
26623 | 4232150631400 | SCREW LOCKING PROXIMAL SCREW FOR PROXIMAL FEMUR LOCKING COMPRESSION STAINLESS STEEL PLATING ASSORTED SIZES AS REQUESTED BY END USER
26624 | 4232150631700 | SCREW FOR DYNAMIC HIP FOR PEDIATRIC AND INTERMEDIATE DHS ASSORTED SIZES AND LENGTHS ON DEMAND AS REQUIRED BY END USERS ORTHOPEDIC
26625 | 4232150631800 | SCREW SELF-TAPPING INTRAMEDULLARY CEPHALOMEDULLARY FEMORAL NAIL DISTAL LOCKING ASSORTED SIZES AND LENGTHS
26626 | 4232150632200 | SCREW SELF-TAPPING ANTEGRADE PROXIMAL TROCHANTERIC FEMORAL NAIL FIXATION ASSORTED SIZES AND LENGTHS
26627 | 4232150632300 | SCREW SELF-TAPPING FOR PIRIFORMIS NECK FEMORAL NAIL FIXATION ASSORTED SIZES AND LENGTHS
26628 | 4232150632800 | SCREW GRAFT FIXATION PEEK ASSORTED DIAMETERS AND LENGTHS AS REQUESTED BY END USER
26629 | 4232150633300 | SCREW LOCKED HEAD FOR KNEE OSTEOTOMY ASSORTED SIZES AS REQUESTED BY END USER
26630 | 4232150682900 | HIP SCREW FOR LOCKING DYNAMIC HIP (DHS) ASSORTED SCREW LENGTHS ON DEMAND AS REQUIRED BY END USERS ORTHOPEDIC
26631 | 4232150700000 | PLATE LOCKED COMPRESSION SINGLE LINE FOR EPIPHYSIODESIS ASSORTED SIZES
26632 | 4232150700900 | EXTENSION FOR BUTTON WITHOUT LOOP ASSORTED SIZES
26633 | 4232150701000 | CABLE SPIKE ASSORTED SHAPE AND SIZES AS REQUESTED BY END USER ORTHOPEDIC
26634 | 4232150701100 | CABLE TROCHANTERIC GRIP ASSORTED SHAPE AND SIZES AS REQUESTED BY END USER ORTHOPEDIC
26635 | 4232150701200 | CABLE WITH CLAMP ASSORTED SHAPE AND SIZES AS REQUESTED BY END USER ORTHOPEDIC
26636 | 4232150701500 | FEMORAL FIXATION IMPLANT ABSORBABLE PIN SYSTEM FOR ACL FIXATION ASSORTED DIAMETERS AND LENGTHS AS REQUIRED BY END USERS ORTHOPEDIC
26637 | 4232150701600 | BUTTON WITH FIXED LOOP GRAFT FIXATION AS REQUESTED BY END USER
26638 | 4232150701800 | SET COMPLETE INSTRUMENTATION FOR ADULT BLADE PLATE OSTEOTOMY WITH NECESSARY CASES
26639 | 4232150702000 | SET COMPLETE INSTRUMENTATION FOR INTRAMEDULLARY FLEXIBLE NAIL FIXATION WITH NECESSARY CASE AND IMPLANT TRAY
26640 | 4232150702300 | SET COMPLETE INSTRUMENTATION FOR PEDIATRIC AND INTERMEDIATE DHS ORTHOPEDIC WITH NECESSARY CASES AND IMPLANT TRAY
26641 | 4232150702400 | SET COMPLETE INSTRUMENTATION FOR STAINLESS STEEL PERI-PROSTHETIC FRACTURE FIXATION SYSTEM WITH NECESSARY CASES
26642 | 4232150702500 | SET COMPLETE INSTRUMENTATION FOR VARIABLE ANGLE DYNAMIC HIP SCREW WITH NECESSARY CASE AND IMPLANT TRAY
26643 | 4232150702600 | SET COMPLETE INSTRUMENTATION FOR ANATOMIC DISTAL STAINLESS STEEL ANTEROLATERAL TIBIAL FIXATION WITH NECESSARY CASES AND IMPLANT TRAY
26644 | 4232150702700 | SET COMPLETE INSTRUMENTATION FOR REVISION TOTAL KNEE ARTHROPLASTY WITH NECESSARY CASE AND PROSTHESIS TRIALS
26645 | 4232150703000 | SET COMPLETE INSTRUMENTATION WITH NECESSARY TRAY AND CASE FOR ARTHROSCOPIC ACL RECONSTRUCTION BY PIN SYSTEM ORTHOPEDIC
26646 | 4232150703600 | SCREW LOCKED HEAD STAINLESS STEEL FOR PERI-PROSTHETIC FRACTURE ASSORTED SIZES AND LENGTHS
26647 | 4232150707100 | SLEEVE FEMORAL STEPPED FOR BONE DEFECT FOR REVISION TOTAL KNEE ARTHROPLASTY ASSORTED SIZES AS REQUESTED BY END USER ORTHOPEDIC
26648 | 4232150707200 | SCREW SELF-TAPPING FOR HUMERUS NAIL DISTAL LOCKING ASSORTED SIZES AND LENGTHS
26649 | 4232150709800 | TITANIUM SCREW FOR MICRO PLATE SORTED SIZE (LENGTH 3 TO 16 MM) 1.2 MM DIAMETER
26650 | 4232150709900 | TITANIUM BONE SCREW FOR RECONSTRUCTION PLATE (9-15MM) 75% 10-13MM 25% 9 AND 15MM
26651 | 4232150729800 | PLATE LCP PELVIC RECONSTRUCTION J PLATE OR EQUIVALENT ASSORTED SIZES
26652 | 4232150732700 | PLATE LCP PROXIMAL RADIUS LEFT OR RIGHT FOR RADIAL HEAD RIM SHAFT OR EQUIVALENT ASSORTED SIZES
26653 | 4232150733400 | PLATE LCP TITANIUM SUPERIOR ANTERIOR LEFT OR RIGHT CLAVICLE WITH LATERAL EXTENSION ASSORTED SIZES AS REQUESTED BY END USER
26654 | 4232150737000 | PLATE LCP PELVIC LOW PROFILE RECONSTRUCTION OR EQUIVALENT ASSORTED SIZES
26655 | 4232150749000 | PLATE LCP STAINLESS STEEL FOR FOREFOOT AND MIDFOOT OR EQUIVALENTS ASSORTED SIZES AND TYPES
26656 | 4232150755100 | PLATE LCP METAPHYSEAL 3.5/4.5/5.0 FOR MEDIAL DISTAL TIBIA LEFT OR RIGHT ASSORTED SIZES
26657 | 4232150755300 | PLATE LCP PROXIMAL RADIUS FOR RADIAL NECK SHAFT OR EQUIVALENT ASSORTED SIZES
26658 | 4232150770000 | PLATE VARIABLE LOCKING COMPRESSION VARIABLE ANGLE POSTEROLATERAL DISTAL TIBIAL ASSORTED SIZES
26659 | 4232150771100 | SCREW CORTICAL 3.5MM OR EQUIVALENT FOR STAINLESS STEEL SUPERIOR CLAVICLE PLATE WITH LATERAL EXTENSION ASSORTED SIZES
26660 | 4232150794900 | PLATE TITANIUM VARIABLE ANGLE CONDYLAR ASSORTED SIZES
26661 | 4232150822300 | PLATE VARIABLE ANGLE LCP CALCANEAL 2.7MM OR EQUIVALENT ASSORTED SIZES
26662 | 4232150822500 | PLATE TITANIUM PROXIMAL DIAPHYSEAL HUMERAL ASSORTED SIZES
26663 | 4232150825200 | PIN HYDROXYAPATITE COATED FOR POLYAXIAL CIRCULAR EXTERNAL FIXATION ASSORTED DIAMETERS AND LENGTHS
26664 | 4232150833000 | PLATE LCP TITANIUM LATERAL DISTAL FIBULA OR EQUIVALENT RIGHT OR LEFT ASSORTED SIZES
26665 | 4232150837900 | KIT FOR FEMORAL NECK SYSTEM INCLUDING BOLT ANTI-ROTATIONAL SCREW AND FEMORAL NECK PLATE OR EQUIVALENT ASSORTED SIZES
26666 | 4232150841000 | PLATE LCP DISTAL HUMERAL EXTRA ARTICULAR OR EQUIVALENT LEFT OR RIGHT ASSORTED SIZES
26667 | 4232150859500 | PLATE LCP CLAVICLE ANTERIOR TITANIUM ASSORTED SIZES SHAPES AND TYPES AS REQUESTED BY END USER
26668 | 4232150876700 | PLATE LCP STAINLESS STEEL FOR WRIST FUSION ASSORTED TYPES SHAPES AND SIZES
26669 | 4232150893900 | PLATE LCP QUADRILATERAL PELVIC OR EQUIVALENT ASSORTED SIZES
26670 | 4232150900300 | WASHER FOR SMALL TITANIUM FRAGMENT SCREW ASSORTED SIZES
26671 | 4232150900500 | TENDON WASHER WITH SPIKES FOR ACL RECONSTRUCTION ORTHOPEDIC
26672 | 4232150907900 | SCREW HEADLESS CANNULATED SELF DRILLING 4.5 TO 6.5MM TITANIUM ASSORTED TYPES AND LENGTHS REQUESTED BY END USER
26673 | 4232150908000 | SCREW HEADLESS CANNULATED SELF DRILLING 4.5 TO 6.5MM STAINLESS STEEL ASSORTED TYPES AND LENGTHS REQUESTED BY END USER
26674 | 4232150927200 | SCREW LOCKING CANNULATED FOR TITANIUM VARIABLE ANGLE CONDYLAR PLATE
26675 | 4232150935000 | SCREW HEADLESS CANNULATED SELF DRILLING 2.4 TO 3.0MM TITANIUM ASSORTED TYPES AND LENGTHS REQUESTED BY END USER
26676 | 4232151000000 | ENDCAP FOR LARGE EXTERNAL FIXATOR SCHANZ PIN
26677 | 4232151009500 | SCREW TITANIUM FOR 2.7MM OR EQUIVALENT LOW PROFILE SMALL FRAGMENT FIXATION ASSORTED SIZES
26678 | 4232151023500 | SCREW HEADLESS CANNULATED SELF DRILLING 1.5MM TO 2MM TITANIUM ASSORTED TYPES AND LENGTHS REQUESTED BY END USER
26679 | 4232151023600 | SCREW HEADLESS CANNULATED SELF DRILLING 1.5MM TO 2MM STAINLESS STEEL ASSORTED TYPES AND LENGTHS REQUESTED BY END USER
26680 | 4232151097200 | SCREW COMPRESSION FOR DYNAMIC AND CONDYLAR STAINLESS STEEL HIP SCREW
26681 | 4232151097300 | SCREW COMPRESSION FOR DYNAMIC AND CONDYLAR TITANIUM HIP SCREW
26682 | 4232151098300 | WASHER FOR SLIPPED CAPITAL FEMORAL EPIPHYSIS SCREW OR EQUIVALENT ASSORTED SIZES
26683 | 4232151098700 | WASHER FOR SMALL STAINLESS STEEL FRAGMENT SCREW ASSORTED SIZES
26684 | 4232151098800 | WASHER FOR LARGE STAINLESS STEEL FRAGMENT SCREW ASSORTED SIZES
26685 | 4232151098900 | WASHER FOR LARGE TITANIUM FRAGMENT SCREW ASSORTED SIZES
26686 | 4232151200100 | TWIST DRILL ENOUGH
26687 | 4232151211900 | WIRE KIRSCHNER TROCAR TIP ASSORTED LENGTHS DIAMETER 1.1 MM TO 1.8 MM
26688 | 4232151300200 | PIN STEINMANN WITH MIDDLE THREAD ASSORTED DIAMETERS AND LENGTHS
26689 | 4232151300300 | SCREW TITANIUM SCHANZ FOR MEDIUM EXTERNAL FIXATION ASSORTED LENGTHS SELF-DRILLING
26690 | 4232151300400 | SCREW TITANIUM SCHANZ FOR SMALL EXTERNAL FIXATION ASSORTED LENGTHS SELF-DRILLING
26691 | 4232151300700 | SCREW SCHANZ FOR LARGE EXTERNAL FIXATION SELF-DRILLING ASSORTED LENGTHS
26692 | 4232151301000 | WIRE KIRSCHNER TROCAR TIP ASSORTED LENGTHS DIAMETER 0.6 MM TO 1 MM
26693 | 4232151301100 | WIRE KIRSCHNER THREADED TIP ASSORTED LENGTHS DIAMETER 1.1 MM TO 1.8 MM
26694 | 4232151301200 | WIRE KIRSCHNER THREADED TIP ASSORTED LENGTHS DIAMETER 0.6 MM TO 1 MM
26695 | 4232151303300 | SCREW SCHANZ FOR MEDIUM EXTERNAL FIXATION SELF-DRILLING ASSORTED LENGTHS
26696 | 4232151303500 | SCREW SCHANZ FOR SMALL EXTERNAL FIXATOR ASSORTED THREADS AND LENGTHS SELF-DRILLING
26697 | 4232151303800 | SCREW HYDROXYAPATITE COATED SCHANZ PIN FOR LARGE EXTERNAL FIXATION ASSORTED LENGTHS
26698 | 4232151303900 | SCREW HYDROXYAPATITE COATED SCHANZ PIN FOR SMALL EXTERNAL FIXATION ASSORTED LENGTHS
26699 | 4232151304600 | SCREW SCHANZ FOR SMALL EXTERNAL FIXATION SELF-DRILLING ASSORTED LENGTHS SELF-DRILLING
26700 | 4232151400000 | STAPLE TITANIUM ASSORTED SIZES AND SHAPES
26701 | 4232151600000 | SET COMPLETE INSTRUMENTATION FOR HUMERUS INTRAMEDULLARY NAIL AND SCREW FIXATION WITH NECESSARY CASE
26702 | 4232151600100 | SET COMPLETE INSTRUMENTATION FOR FEMUR PIRIFORMIS INTRAMEDULLARY NAIL AND SCREW FIXATION
26703 | 4232151600200 | SCREW FOR TEMPORARY ANTIBIOTICS IMPREGNATED INTRAMEDULLARY NAILING ASSORTED SIZE (FEMORAL AND TIBIAL)
26704 | 4232151600300 | ENDCAP FOR TITANIUM INTRAMEDULLARY FLEXIBLE NAIL ASSORTED SIZES
26705 | 4232151601300 | SCREW PROXIMAL FOR TITANIUM HIND FOOT FUSION NAIL ASSORTED LENGTHS
26706 | 4232151601500 | SCREW DISTAL FOR TITANIUM HIND FOOT FUSION NAIL ASSORTED LENGTHS
26707 | 4232151800700 | HINGE FOR RING FIXATOR SYSTEM ASSORTED SHAPE AND SIZE S AS REQUESTED BY END USER ORTHOPEDIC
26708 | 4232151800800 | ILIZAROV RANCHO CUBE ASSORTED SIZE S (1 - 5 HOLE) AS REQUESTED BY END USER ORTHOPEDIC
26709 | 4232151800900 | ILIZAROV SYSTEM 4 POINT DESTRUCTION/COMPRESSION COUNTER ASSORTED SIZE S AND THICKNESS ORTHOPEDIC
26710 | 4232151801000 | ILIZAROV SYSTEM FEMORAL ARCH COMPOSITE ASSORTED SIZE S AND ANGLES (90 120) AS REQUESTED BY END USER ORTHOPEDIC
26711 | 4232151801100 | ILIZAROV SYSTEM FEMORAL ARCH STAINLESS STEEL ASSORTED SIZE S AND ANGLES (90 120) AS REQUESTED BY END USER ORTHOPEDIC
26712 | 4232151801200 | INTERMEDIATE PIECE (FOR UNIVERSAL JOINT) ORTHOPEDIC
26713 | 4232151801300 | JOINT FOR RING FIXATOR SYSTEM ORTHOPEDIC
26714 | 4232151801400 | SUPPORT FOR RING FIXATOR SYSTEM ORTHOPEDIC
26715 | 4232151801700 | MULTIAXIAL CORRECTION IMPLANTS FOR RING FIXATOR ORTHOPEDIC
26716 | 4232151801800 | UNIVERSAL JOINT (HINGE) ORTHOPEDIC
26717 | 4232151801900 | WIRE FOR RING FIXATOR SYSTEM ASSORTED SIZE S AS REQUESTED BY END USER ORTHOPEDIC
26718 | 4232151802000 | WIRE WITH OLIVE ASSORTED SIZE S AS REQUESTED BY END USER ORTHOPEDIC
26719 | 4232160004300 | KIT SPINAL DOUBLE DECKER WITHOUT MEDICATION G 22 X 31/290 MM WITH 5CC PLASTIC SYRINGE LOW RESISTANCE STYLET TROCAR SPROTTE SYRINGE 3 ML NEEDLE 23 AND 19 FENESTRATED DRAPE DISINFECTED AGENT LATEX FREE DISPOSABLE ONE (1) EACH = ONE (1) KIT
26720 | 4232160004700 | PLATE LCP PELVIS RECONSTRUCTION SYMPHYSIAL PLATE OR EQUIVALENT ASSORTED SIZES
26721 | 4232160004900 | GROWING DEVICE ASSORTED SIZES AS REQUESTED BY END USER
26722 | 4232160005000 | CONNECTOR ASSORTED MECHANISM AND SIZES ON DEMAND FOR ADULT SPINAL
26723 | 4232160005100 | CONNECTOR ASSORTED MECHANISM AND SIZES ON DEMAND FOR PEDIATRIC SPINAL
26724 | 4232160005200 | ARTICULATED STAND REINFORCED VERSION ONLY L-SHAPED WITH ONE MECHANICAL CENTRAL CLAMP FOR ALL FIVE JOINT FUNCTIONS HEIGHT 48 CM OPERATING RANGE 52 CM WITH FASTENER: KSLOCK (FEMALE) SPINAL
26725 | 4232160005300 | CERVICAL DISC PROSTHESIS MEDIUM ASSORTED HEIGHT AS REQUESTED BY END USER SPINAL
26726 | 4232160005400 | LOCKING MECHANISM SET SCREW FOR TITANIUM PEDICLE SCREW SPINAL
26727 | 4232160005500 | SCREWS FOR LAMINOPLASTY ASSORTED DIAMETER ASSORTED LENGTH SPINAL
26728 | 4232160005600 | CERVICAL DISC PROSTHESIS LARGE ASSORTED HEIGHT AS REQUESTED BY END USER SPINAL
26729 | 4232160005700 | CERVICAL DISC PROSTHESIS SMALL ASSORTED HEIGHT AS REQUESTED BY END USER SPINAL
26730 | 4232160005800 | CONNECTOR ASSORTED MECHANISM AND SIZES ON DEMAND FOR ADULT COMPATIBLE WITH NAVIGATION SYSTEM SPINAL
26731 | 4232160005900 | CONNECTOR ASSORTED MECHANISM AND SIZES ON DEMAND FOR PEDIATRIC COMPATIBLE WITH NAVIGATION SYSTEM SPINAL
26732 | 4232160006000 | SCREW (MONOAXIAL) FOR DEFORMITY WITH TOP REDUCTION MECHANISM TITANIUM PEDICLE ASSORTED DIAMETER ASSORTED LENGTH WITH PROPER LOCKING MECHANISM AS REQUESTED BY END USER FOR ADULT COMPATIBLE WITH NAVIGATION SYSTEM SPINAL
26733 | 4232160006100 | SCREW (MONOAXIAL) FOR DEFORMITY WITH TOP REDUCTION MECHANISM TITANIUM PEDICLE ASSORTED DIAMETER ASSORTED LENGTH WITH PROPER LOCKING MECHANISM AS REQUESTED BY END USER FOR PEDIATRIC COMPATIBLE WITH NAVIGATION SYSTEM SPINAL
26734 | 4232160006200 | SCREW (MONOAXIAL) FOR DEFORMITY WITH TOP REDUCTION MECHANISM TITANIUM PEDICLE ASSORTED DIAMETER ASSORTED LENGTH WITH PROPER LOCKING MECHANISM AS REQUESTED BY END USER FOR PEDIATRIC SPINAL
26735 | 4232160006300 | SCREW (POLYAXIAL) (OPEN OR CLOSED SCREW HEAD ON DEMAND) FOR DEFORMITY WITH TOP REDUCTION MECHANISM TITANIUM ILIAC ASSORTED DIAMETER ASSORTED LENGTH WITH PROPER LOCKING MECHANISM AS REQUESTED BY END USER FOR ADULT COMPATIBLE WITH NAVIGATION SYSTEM SPINAL
26736 | 4232160006400 | SCREW (POLYAXIAL) (OPEN OR CLOSED SCREW HEAD ON DEMAND) FOR DEFORMITY WITH TOP REDUCTION MECHANISM TITANIUM ILIAC ASSORTED DIAMETER ASSORTED LENGTH WITH PROPER LOCKING MECHANISM AS REQUESTED BY END USER FOR PEDIATRIC COMPATIBLE WITH NAVIGATION SYSTEM SPINAL
26737 | 4232160006500 | SCREW (POLYAXIAL) (OPEN OR CLOSED SCREW HEAD ON DEMAND) FOR DEFORMITY WITH TOP REDUCTION MECHANISM TITANIUM ILIAC ASSORTED DIAMETER ASSORTED LENGTH WITH PROPER LOCKING MECHANISM AS REQUESTED BY END USER FOR PEDIATRIC SPINAL
26738 | 4232160006600 | SCREW (POLYAXIAL) FOR DEFORMITY WITH TOP REDUCTION MECHANISM TITANIUM PEDICLE ASSORTED DIAMETER ASSORTED LENGTH WITH PROPER LOCKING MECHANISM AS REQUESTED BY END USER FOR ADULT COMPATIBLE WITH NAVIGATION SYSTEM SPINAL
26739 | 4232160006700 | SCREW (POLYAXIAL) FOR DEFORMITY WITH TOP REDUCTION MECHANISM TITANIUM PEDICLE ASSORTED DIAMETER ASSORTED LENGTH WITH PROPER LOCKING MECHANISM AS REQUESTED BY END USER FOR PEDIATRIC COMPATIBLE WITH NAVIGATION SYSTEM SPINAL
26740 | 4232160006800 | SCREW (POLYAXIAL) FOR DEFORMITY WITH TOP REDUCTION MECHANISM TITANIUM PEDICLE ASSORTED DIAMETER ASSORTED LENGTH WITH PROPER LOCKING MECHANISM AS REQUESTED BY END USER FOR PEDIATRIC SPINAL
26741 | 4232160006900 | SCREW (UNIAXIAL) FOR DEFORMITY WITH TOP REDUCTION MECHANISM TITANIUM PEDICLE ASSORTED DIAMETER ASSORTED LENGTH WITH PROPER LOCKING MECHANISM AS REQUESTED BY END USER FOR ADULT COMPATIBLE WITH NAVIGATION SYSTEM SPINAL
26742 | 4232160007000 | SCREW (UNIAXIAL) FOR DEFORMITY WITH TOP REDUCTION MECHANISM TITANIUM PEDICLE ASSORTED DIAMETER ASSORTED LENGTH WITH PROPER LOCKING MECHANISM AS REQUESTED BY END USER FOR PEDIATRIC COMPATIBLE WITH NAVIGATION SYSTEM SPINAL
26743 | 4232160007100 | SCREW (UNIAXIAL) FOR DEFORMITY WITH TOP REDUCTION MECHANISM TITANIUM PEDICLE ASSORTED DIAMETER ASSORTED LENGTH WITH PROPER LOCKING MECHANISM AS REQUESTED BY END USER FOR PEDIATRIC SPINAL
26744 | 4232160007200 | SCREW SAVING TITANIUM 4 MM DIAM ASSORTED LENGTH FOR LATERAL MASS WITH PROPER LOCKING MECHANISM COMPATIBLE WITH NAVIGATION SYSTEM SPINAL
26745 | 4232160007300 | SILICONE GRID INSERT LARGE "DIAMOND GRID" BLUE EXTRA WIDE MESHED EXTERNAL DIMENSIONS: (W X D): 470 X 240 MM FOR THE STORAGE OF INSTRUMENTS IN STANDARD WIRE TRAYS PLASTIC AND STERILIZATION CONTAINERS SPINAL
26746 | 4232160007400 | SILICONE TIE-DOWNS FOR USE WITH POSTS AND PS COMBINATION PACK WITH 12 PCS SPINAL
26747 | 4232160007500 | TRANSVERSE CONNECTOR (CROSS LINK) FOR POSTERIOR CERVICAL FIXATION WITH PROPER COUPLING AND LOCKING MECHANISM COMPATIBLE WITH NAVIGATION SYSTEM SPINAL
26748 | 4232160007600 | HOOK TOP LOADING FOR DEFORMITY WITH TOP REDUCTION MECHANISM TITANIUM PEDICLE THORACIC WITH PROPER LOCKING MECHANISM SPINAL
26749 | 4232160007700 | HOOK TOP LOADING FOR DEFORMITY WITH TOP REDUCTION MECHANISM TITANIUM LAMINAR WITH PROPER LOCKING MECHANISM ASSORTED SHAPE AND SIZES INCLUDING OFFSET FOR PEDIATRIC COMPATIBLE WITH NAVIGATION SYSTEM SPINAL
26750 | 4232160007800 | HOOK TOP LOADING FOR DEFORMITY WITH TOP REDUCTION MECHANISM TITANIUM LAMINAR WITH PROPER LOCKING MECHANISM ASSORTED SHAPE AND SIZES INCLUDING OFFSET FOR ADULT COMPATIBLE WITH NAVIGATION SYSTEM SPINAL
26751 | 4232160007900 | HOOK TOP LOADING FOR DEFORMITY WITH TOP REDUCTION MECHANISM TITANIUM REDUCTION WITH PROPER LOCKING MECHANISM ASSORTED SHAPE AND SIZES INCLUDING OFFSET FOR ADULT SPINAL
26752 | 4232160008000 | HOOK TOP LOADING FOR DEFORMITY WITH TOP REDUCTION MECHANISM TITANIUM REDUCTION WITH PROPER LOCKING MECHANISM ASSORTED SHAPE AND SIZES INCLUDING OFFSET FOR PEDIATRIC SPINAL
26753 | 4232160008100 | HOOK SCISSORS SINGLE ACTION JAWS DIAMETER 2.5 MM WORKING LENGTH 25 CM OR EQUIVALENT SPINAL
26754 | 4232160008200 | HOOK TOP-LOADING LAMINAR TITANIUM WITH PROPER LOCKING MECHANISM COMPATIBLE WITH NAVIGATION SYSTEM SPINAL
26755 | 4232160008300 | HOOK TOP LOADING FOR DEFORMITY WITH TOP REDUCTION MECHANISM TITANIUM LAMINAR LUMBAR WITH PROPER LOCKING MECHANISM SPINAL
26756 | 4232160008400 | HOOK TOP LOADING FOR DEFORMITY WITH TOP REDUCTION MECHANISM TITANIUM PEDICLE WITH PROPER LOCKING MECHANISM ASSORTED SHAPE AND SIZES INCLUDING OFFSET FOR PEDIATRIC SPINAL
26757 | 4232160008500 | HOOK TOP LOADING FOR DEFORMITY WITH TOP REDUCTION MECHANISM TITANIUM REDUCTION WITH PROPER LOCKING MECHANISM ASSORTED SHAPE AND SIZES INCLUDING OFFSET FOR PEDIATRIC COMPATIBLE WITH NAVIGATION SYSTEM SPINAL
26758 | 4232160008600 | HOOK STRAIGHT LAMINAR TITANIUM WITH PROPER LOCKING MECHANISM COMPATIBLE WITH NAVIGATION SYSTEM SPINAL
26759 | 4232160008700 | HOOK TOP LOADING FOR DEFORMITY WITH TOP REDUCTION MECHANISM TITANIUM PEDICLE WITH PROPER LOCKING MECHANISM ASSORTED SHAPE AND SIZES INCLUDING OFFSET FOR PEDIATRIC COMPATIBLE WITH NAVIGATION SYSTEM SPINAL
26760 | 4232160008800 | HOOK TOP LOADING FOR DEFORMITY WITH TOP REDUCTION MECHANISM TITANIUM REDUCTION WITH PROPER LOCKING MECHANISM ASSORTED SHAPE AND SIZES INCLUDING OFFSET FOR ADULT COMPATIBLE WITH NAVIGATION SYSTEM SPINAL
26761 | 4232160008900 | HOOK SIDE -LOADING LAMINAR TITANIUM WITH PROPER LOCKING MECHANISM COMPATIBLE WITH NAVIGATION SYSTEM SPINAL
26762 | 4232160009000 | HOOKS (PEDICLE SUBLAMINAR AND TRANSVERSE PROCESS) FOR TITANIUM PEDIATRIC MATCHING ROD DIAMETER 4 MM OR EQUIVALENT AND LOCKING MECHANISM SPINAL
26763 | 4232160009100 | HOOK TOP LOADING FOR DEFORMITY WITH TOP REDUCTION MECHANISM TITANIUM PEDICLE WITH PROPER LOCKING MECHANISM ASSORTED SHAPE AND SIZES INCLUDING OFFSET FOR ADULT COMPATIBLE WITH NAVIGATION SYSTEM SPINAL
26764 | 4232160009200 | HOOK TOP LOADING FOR DEFORMITY WITH TOP REDUCTION MECHANISM TITANIUM TRANSVERSE PROCESS WITH PROPER LOCKING MECHANISM ASSORTED SHAPE AND SIZES INCLUDING OFFSET FOR ADULT COMPATIBLE WITH NAVIGATION SYSTEM SPINAL
26765 | 4232160009300 | HOOK TOP LOADING FOR DEFORMITY WITH TOP REDUCTION MECHANISM TITANIUM TRANSVERSE PROCESS WITH PROPER LOCKING MECHANISM ASSORTED SHAPE AND SIZES INCLUDING OFFSET FOR PEDIATRIC COMPATIBLE WITH NAVIGATION SYSTEM SPINAL
26766 | 4232160009400 | HOOK TOP LOADING FOR DEFORMITY WITH TOP REDUCTION MECHANISM TITANIUM TRANSVERSE WITH PROPER LOCKING MECHANISM ASSORTED SHAPE AND SIZES INCLUDING OFFSET FOR PEDIATRIC SPINAL
26767 | 4232160009500 | NERVE HOOK DISTAL WIDTH 3 MM BAYONET-SHAPED WORKING LENGTH 16 CM OR EQUIVALENT SPINAL
26768 | 4232160009600 | NERVE HOOK DISTAL WIDTH 5 MM BAYONET-SHAPED WORKING LENGTH 16 CM OR EQUIVALENT SPINAL
26769 | 4232160009700 | NERVE RETRACTOR ANGLED 30 DEGREE DISTAL WIDTH 5 MM WORKING LENGTH 17 CM OR EQUIVALENT SPINAL
26770 | 4232160009800 | NERVE RETRACTOR HOOK LENGTH 2 MM DIAMETER 4 MM ANGLED SHEATH WORKING LENGTH 20 CM OR EQUIVALENT SPINAL
26771 | 4232160009900 | PALPATION HOOK BAYONET-SHAPED DISTALLY ANGLED 90 DEGREE WITH BALL END WITH ROUND HANDLE WORKING LENGTH 20 CM OR EQUIVALENT SPINAL
26772 | 4232160010000 | PALPATION HOOK STRAIGHT DISTALLY 10 MM LONG AND ANGLED 90° WITH BALL WORKING LENGTH 20 CM OR EQUIVALENT SPINAL
26773 | 4232160200200 | CABLE FOR STAINLESS STEEL PERI-PROSTHETIC FRACTURE FIXATION SYSTEM WITH NECESSARY ATTACHMENTS
26774 | 4232160200300 | TITANIUM CABLE SINGLE END FOR SUBLAMINAR SPINAL
26775 | 4232160200400 | TITANIUM CABLE DOUBLE END FOR SUBLAMINAR SPINAL
26776 | 4232160300300 | VERTEBROPLASTY SET WITH COMPLETE AND NECESSARY STERILIZATION CASE DISPOSABLE SPINAL
26777 | 4232160402200 | CROSS LINK CONNECTOR ASSORTED MECHANISM ASSORTED SIZES ON DEMAND FOR ADULT SPINAL
26778 | 4232160402300 | CROSS LINK CONNECTOR ASSORTED MECHANISM ASSORTED SIZES ON DEMAND FOR ADULT COMPATIBLE WITH NAVIGATION SYSTEM SPINAL
26779 | 4232160402400 | CROSS LINK CONNECTOR ASSORTED MECHANISM ASSORTED SIZES ON DEMAND FOR PEDIATRIC COMPATIBLE WITH NAVIGATION SYSTEM SPINAL
26780 | 4232160402500 | CROSS LINK CONNECTOR ASSORTED MECHANISM ASSORTED SIZES ON DEMAND FOR PEDIATRIC SPINAL
26781 | 4232160517700 | MESH CAGE TITANIUM FOR CERVICAL VERTEBRAL BODY REPLACEMENT SIZE 10 MMX 30 MM OR EQUIVALENT SPINAL
26782 | 4232160518600 | MESH CAGE TITANIUM ANTERIOR THORACES - LUMBAR VERTEBRAL BODY REPLACEMENT 14 MM DIAMETER 110 MM LENGTH OR EQUIVALENT SPINAL
26783 | 4232160518700 | MESH CAGE TITANIUM ANTERIOR THORACES - LUMBAR VERTEBRAL BODY REPLACEMENT 14 MM DIAMETER 130 MM LENGTH OR EQUIVALENT SPINAL
26784 | 4232160518800 | MESH CAGE TITANIUM ANTERIOR THORACES - LUMBAR VERTEBRAL BODY REPLACEMENT 14 MM DIAMETER 150 MM LENGTH OR EQUIVALENT SPINAL
26785 | 4232160518900 | MESH CAGE TITANIUM ANTERIOR THORACES - LUMBAR VERTEBRAL BODY REPLACEMENT 14 MM DIAMETER 70 MM LENGTH OR EQUIVALENT SPINAL
26786 | 4232160519000 | MESH CAGE TITANIUM ANTERIOR THORACES - LUMBAR VERTEBRAL BODY REPLACEMENT 14 MM DIAMETER 90 MM LENGTH OR EQUIVALENT SPINAL
26787 | 4232160519100 | MESH CAGE TITANIUM ANTERIOR THORACES - LUMBAR VERTEBRAL BODY REPLACEMENT 14 MM DIAMETER 30 MM LENGTH OR EQUIVALENT SPINAL
26788 | 4232160519400 | MESH CAGE TITANIUM ANTERIOR THORACES - LUMBAR VERTEBRAL BODY REPLACEMENT 16 MM DIAMETER 150 MM LENGTH OR EQUIVALENT SPINAL
26789 | 4232160519700 | MESH CAGE TITANIUM ANTERIOR THORACES - LUMBAR VERTEBRAL BODY REPLACEMENT 16 MM DIAMETER 70 MM LENGTH OR EQUIVALENT SPINAL
26790 | 4232160520100 | MESH CAGE TITANIUM ANTERIOR THORACES - LUMBAR VERTEBRAL BODY REPLACEMENT 18 MM DIAMETER 150 MM LENGTH OR EQUIVALENT SPINAL
26791 | 4232160520300 | MESH CAGE TITANIUM ANTERIOR THORACES - LUMBAR VERTEBRAL BODY REPLACEMENT 18 MM DIAMETER 70 MM LENGTH OR EQUIVALENT SPINAL
26792 | 4232160520500 | MESH CAGE TITANIUM ANTERIOR THORACES - LUMBAR VERTEBRAL BODY REPLACEMENT 20 MM DIAMETER 110 MM LENGTH OR EQUIVALENT SPINAL
26793 | 4232160520700 | MESH CAGE TITANIUM ANTERIOR THORACES - LUMBAR VERTEBRAL BODY REPLACEMENT 20 MM DIAMETER 150 MM LENGTH OR EQUIVALENT SPINAL
26794 | 4232160520800 | MESH CAGE TITANIUM ANTERIOR THORACES - LUMBAR VERTEBRAL BODY REPLACEMENT 20 MM DIAMETER 50 MM LENGTH OR EQUIVALENT SPINAL
26795 | 4232160520900 | MESH CAGE TITANIUM ANTERIOR THORACES - LUMBAR VERTEBRAL BODY REPLACEMENT 20 MM DIAMETER 70 MM LENGTH OR EQUIVALENT SPINAL
26796 | 4232160521000 | MESH CAGE TITANIUM ANTERIOR THORACES - LUMBAR VERTEBRAL BODY REPLACEMENT 20 MM DIAMETER 90 MM LENGTH OR EQUIVALENT SPINAL
26797 | 4232160521100 | MESH CAGE TITANIUM ANTERIOR THORACES - LUMBAR VERTEBRAL BODY REPLACEMENT 22 MM DIAMETER 110 MM LENGTH OR EQUIVALENT SPINAL
26798 | 4232160521200 | MESH CAGE TITANIUM ANTERIOR THORACES - LUMBAR VERTEBRAL BODY REPLACEMENT 22 MM DIAMETER 130 MM LENGTH OR EQUIVALENT SPINAL
26799 | 4232160521300 | MESH CAGE TITANIUM ANTERIOR THORACES - LUMBAR VERTEBRAL BODY REPLACEMENT 22 MM DIAMETER 150 MM LENGTH OR EQUIVALENT SPINAL
26800 | 4232160521400 | MESH CAGE TITANIUM ANTERIOR THORACES - LUMBAR VERTEBRAL BODY REPLACEMENT 22 MM DIAMETER 50 MM LENGTH OR EQUIVALENT SPINAL
26801 | 4232160521500 | MESH CAGE TITANIUM ANTERIOR THORACES - LUMBAR VERTEBRAL BODY REPLACEMENT 22 MM DIAMETER 70 MM LENGTH OR EQUIVALENT SPINAL
26802 | 4232160521600 | MESH CAGE TITANIUM ANTERIOR THORACES - LUMBAR VERTEBRAL BODY REPLACEMENT 22 MM DIAMETER 90 MM LENGTH OR EQUIVALENT SPINAL
26803 | 4232160521800 | MESH CAGE TITANIUM ANTERIOR THORACES - LUMBAR VERTEBRAL BODY REPLACEMENT 24 MM DIAMETER 150 MM LENGTH OR EQUIVALENT SPINAL
26804 | 4232160522000 | MESH CAGE TITANIUM ANTERIOR THORACES - LUMBAR VERTEBRAL BODY REPLACEMENT 24 MM DIAMETER 70 MM LENGTH OR EQUIVALENT SPINAL
26805 | 4232160522100 | MESH CAGE TITANIUM ANTERIOR THORACES - LUMBAR VERTEBRAL BODY REPLACEMENT 14 MM DIAMETER 50 MM LENGTH OR EQUIVALENT SPINAL
26806 | 4232160535100 | CAGES PEEK FOR TRANSFORAMINAL LUMBAR INTERBODY FUSION (TLIF) ASSORTED SIZE SPINAL
26807 | 4232160535200 | CAGE TITANIUM LORDOTIC FOR POSTERIOR LUMBAR INTERBODY FUSION (PLIF) ASSORTED SIZES AS REQUIRED BY THE END USERS SPINAL
26808 | 4232160536300 | NEEDLE LUER LOCK SIZE 18 G X 1.5 INCH PLASTIC HUB PACKING : INDIVIDUALLY WRAPPED DISPOSABLE STERILE
26809 | 4232160544300 | CAGE PEEK LORDOTIC FOR POSTERIOR LUMBAR INTERBODY FUSION (PLIF) ASSORTED SIZES AS REQUIRED BY THE END USERS SPINAL
26810 | 4232160553400 | CAGES TITANIUM FOR ANTERIOR LUMBAR INTERBODY FUSION (ALIF) WITH LOCKING SCREW OR EQUIVALENT LARGE SIZE SPINAL
26811 | 4232160562500 | CAGE EXPANDABLE LORDOTIC FOR POSTERIOR LUMBAR INTERBODY FUSION (PLIF) ASSORTED SIZES ASSORTED HEIGHT SPINAL
26812 | 4232160571600 | CAGE TITANIUM EXPANDABLE FOR POSTERIOR LUMBAR INTERBODY FUSION (PLIF) ASSORTED SIZES AS REQUIRED BY THE END USERS SPINAL
26813 | 4232160580700 | CAGES FOR TRANSFORAMINAL LUMBAR INTERBODY FUSION (TLIF) BANANA CAGE PEEK ASSORTED SIZES SPINAL
26814 | 4232160589800 | CAGE STAND ALONE ANTERIOR CERVICAL INTERBODY FUSION ASSORTED DIAMETER LORDOTIC IN ASSORTED DEPTH SIZE AS REQUESTED BY END USER SPINAL
26815 | 4232160598900 | CAGES PEEK CAGE LORDOTIC FOR ANTERIOR CERVICAL DISC FUSION ASSORTED HEIGHT DIFFERENT DEPTH ACORDING TO END USER SPINAL
26816 | 4232160608000 | CAGES POLYETHYLENE (PEEK) ANTERIOR CERVICAL FOR DISC ASSORTED HEIGHT ASSORTED DEPTH SIZE AS REQUESTED BY END USERS SPINAL
26817 | 4232160617100 | CAGES TITANIUM EXPANDABLE THORACOLUMBAR VERTEBRAL BODY REPLACEMENT ASSORTED WIDTH ASSORTED HEIGHT ON DEMAND SPINAL
26818 | 4232160626200 | CAGES TITANIUM LORDOTIC FOR ANTERIOR CERVICAL DISC FUSION ASSORTED HEIGHT DIFFERENT DEPTH ACCORDING TO END USER SPINAL
26819 | 4232160635300 | CAGES PEEK FOR ANTERIOR CERVICAL DISC FUSION WITH INTEGRATED BONE GRAFT ASSORTED SIZES AS REQUESTED BY END USER SPINAL
26820 | 4232160644400 | CAGES POLYETHYLENE (PEEK) FOR OBLIQUE LUMBAR INTERBODY FUSION OF DIFFERENT SIZES AND LENGTH ACCORDING TO END USER SPINAL
26821 | 4232160653500 | MESH CAGE LORDOTIC TITANIUM VERTEBRAL BODY REPLACEMENT ASSORTED SIZES AND DIAMETER AS REQUESTED BY END USER SPINAL
26822 | 4232160704600 | HOOK TOP LOADING FOR DEFORMITY WITH TOP REDUCTION MECHANISM TITANIUM LAMINAR WITH PROPER LOCKING MECHANISM ASSORTED SHAPE AND SIZES INCLUDING OFFSET FOR PEDIATRIC SPINAL
26823 | 4232160705700 | HOOK TOP LOADING FOR DEFORMITY WITH TOP REDUCTION MECHANISM TITANIUM TRANSVERSE PROCESS WITH PROPER LOCKING MECHANISM ASSORTED SHAPE AND SIZES INCLUDING OFFSET FOR ADULT SPINAL
26824 | 4232160705800 | HOOK STRAIGHT LAMINAR TITANIUM WITH PROPER LOCKING MECHANISM SPINAL
26825 | 4232160705900 | HOOK TITANIUM LAMINAR LUMBAR WITH PROPER LOCKING MECHANISM SPINAL
26826 | 4232160706000 | HOOK TITANIUM LAMINAR LUMBAR EXTENDED BODY WITH PROPER LOCKING MECHANISM SPINAL
26827 | 4232160706100 | HOOK TITANIUM LAMINAR LUMBAR OFFSET LEFT WITH PROPER LOCKING MECHANISM SPINAL
26828 | 4232160706200 | HOOK TITANIUM LAMINAR LUMBAR OFFSET RIGHT WITH PROPER LOCKING MECHANISM SPINAL
26829 | 4232160706300 | HOOK TITANIUM LAMINAR THORACIC WITH PROPER LOCKING MECHANISM SPINAL
26830 | 4232160706400 | HOOK TITANIUM LAMINAR THORACIC OFFSET LEFT WITH PROPER LOCKING MECHANISM SPINAL
26831 | 4232160706500 | HOOK TITANIUM LAMINAR THORACIC OFFSET RIGHT WITH PROPER LOCKING MECHANISM SPINAL
26832 | 4232160706600 | HOOK TITANIUM PEDICLE THORACIC OFFSET RIGHT WITH H PROPER LOCKING MECHANISM SPINAL
26833 | 4232160706700 | HOOK TITANIUM PEDICLE THORACIC WITH PROPER LOCKING MECHANISM SPINAL
26834 | 4232160706800 | HOOK TITANIUM TRANSVERSE THORACIC WITH PROPER LOCKING MECHANISM SPINAL
26835 | 4232160707400 | TITANIUM CABLE DOUBLE END FOR SPINOUS PROCESS SPINAL
26836 | 4232160707500 | TITANIUM CABLE SINGLE END FOR SPINOUS PROCESS SPINAL
26837 | 4232160707600 | WIRE COIL FOR SPINOUS PROCESS SIZE: 0.8 MM DIAMETER SPINAL
26838 | 4232160707700 | WIRE COIL FOR SPINOUS PROCESS SIZE: 1.0 MM DIAMETER SPINAL
26839 | 4232160707900 | SPINAL KERRISON ANGLED 45 DEGREE BACKWARD DOUBLE COATED ANTI REFLECTION SELF CLEANING EJECTOR LENGTH 250 MM SIZE 1 MM SPINAL
26840 | 4232160708000 | SPINAL KERRISON ANGLED 45 DEGREE BACKWARD DOUBLE COATED ANTI REFLECTION SELF CLEANING EJECTOR LENGTH 250 MM SIZE 2 MM SPINAL
26841 | 4232160708100 | SPINAL KERRISON ANGLED 45 DEGREE BACKWARD DOUBLE COATED ANTI REFLECTION SELF CLEANING EJECTOR LENGTH 250 MM SIZE 3 MM SPINAL
26842 | 4232160708200 | SPINAL KERRISON ANGLED 45 DEGREE BACKWARD DOUBLE COATED ANTI REFLECTION SELF CLEANING EJECTOR LENGTH 250 MM SIZE 4 MM SPINAL
26843 | 4232160708300 | SPINAL KERRISON ANGLED 45 DEGREE BACKWARD DOUBLE COATED ANTI REFLECTION SELF CLEANING EJECTOR LENGTH 250 MM SIZE 5 MM SPINAL
26844 | 4232160708400 | SPINAL KERRISON ANGLED 45 DEGREE BACKWARD DOUBLE COATED ANTI REFLECTION SELF CLEANING EJECTOR LENGTH 250 MM SIZE 6 MM SPINAL
26845 | 4232160708500 | SPINAL KERRISON ANGLED 45 DEGREE BACKWARD DOUBLE COATED ANTI REFLECTION SELF CLEANING EJECTOR LENGTH 300 MM SIZE 2 MM SPINAL
26846 | 4232160708600 | SPINAL KERRISON ANGLED 45 DEGREE BACKWARD DOUBLE COATED ANTI REFLECTION SELF CLEANING EJECTOR LENGTH 300 MM SIZE 3 MM SPINAL
26847 | 4232160708700 | SPINAL KERRISON ANGLED 45 DEGREE BACKWARD DOUBLE COATED ANTI REFLECTION SELF CLEANING EJECTOR LENGTH 300 MM SIZE 4 MM SPINAL
26848 | 4232160708800 | SPINAL KERRISON ANGLED 45 DEGREE BACKWARD DOUBLE COATED ANTI REFLECTION SELF CLEANING EJECTOR LENGTH 300 MM SIZE 5 MM SPINAL
26849 | 4232160708900 | SPINAL KERRISON ANGLED 45 DEGREE BACKWARD DOUBLE COATED ANTI REFLECTION SELF CLEANING EJECTOR LENGTH 300 MM SIZE 6 MM SPINAL
26850 | 4232160709000 | SPINAL KERRISON ANGLED 45 DEGREE BACKWARD DOUBLE COATED ANTI REFLECTION SELF CLEANING EJECTOR LENGTH 400 MM SIZE 2 MM SPINAL
26851 | 4232160709100 | SPINAL KERRISON ANGLED 45 DEGREE BACKWARD DOUBLE COATED ANTI REFLECTION SELF CLEANING EJECTOR LENGTH 400 MM SIZE 3 MM SPINAL
26852 | 4232160709200 | SPINAL KERRISON ANGLED 45 DEGREE BACKWARD DOUBLE COATED ANTI REFLECTION SELF CLEANING EJECTOR LENGTH 400 MM SIZE 4 MM SPINAL
26853 | 4232160709300 | SPINAL KERRISON ANGLED 45 DEGREE BACKWARD DOUBLE COATED ANTI REFLECTION SELF CLEANING EJECTOR LENGTH 400 MM SIZE 5 MM SPINAL
26854 | 4232160709400 | SPINAL KERRISON ANGLED 45 DEGREE BACKWARD DOUBLE COATED ANTI REFLECTION SELF CLEANING EJECTOR LENGTH 400 MM SIZE 6 MM SPINAL
26855 | 4232160709500 | SPINAL KERRISON ANGLED 45 DEGREE BACKWARD DOUBLE COATED ANTI REFLECTION SELF CLEANING EJECTOR LENGTH 400 MM SIZE 8 MM SPINAL
26856 | 4232160709600 | SPINAL KERRISON DOUBLE COATED ANTI REFLECTION SELF CLEANING EJECTOR ANGLED 45 DEGREE FORWARD CURVED SHAFT LENGTH 200 MM SIZE 2 MM SPINAL
26857 | 4232160709700 | SPINAL KERRISON DOUBLE COATED ANTI REFLECTION SELF CLEANING EJECTOR ANGLED 45 DEGREE FORWARD CURVED SHAFT LENGTH 200 MM SIZE 3 MM SPINAL
26858 | 4232160709800 | SPINAL KERRISON DOUBLE COATED ANTI REFLECTION SELF CLEANING EJECTOR ANGLED 45 DEGREE FORWARD CURVED SHAFT LENGTH 200 MM SIZE 4 MM SPINAL
26859 | 4232160709900 | SPINAL KERRISON DOUBLE COATED ANTI REFLECTION SELF CLEANING EJECTOR ANGLED 45 DEGREE FORWARD CURVED SHAFT LENGTH 250 MM SIZE 2 MM SPINAL
26860 | 4232160710000 | SPINAL KERRISON DOUBLE COATED ANTI REFLECTION SELF CLEANING EJECTOR ANGLED 45 DEGREE FORWARD CURVED SHAFT LENGTH 250 MM SIZE 3 MM SPINAL
26861 | 4232160710100 | SPINAL KERRISON DOUBLE COATED ANTI REFLECTION SELF CLEANING EJECTOR ANGLED 45 DEGREE FORWARD CURVED SHAFT LENGTH 250 MM SIZE 4 MM SPINAL
26862 | 4232160722200 | SCREW (POLYAXIAL UNIAXIAL MONOAXIAL) TITANIUM FOR PEDIATRIC FIXATION TOP LOADING FOR ROD 4 MM OR EQUIVALENT WITH MULTIPLE SIZE (DIAMETER AND LENGTH) WITH PROPER LOCKING MECHANISM SIZE ACCORDING TO END USER SPINAL
26863 | 4232160723000 | HOOK TOP - LOADING LAMINAR TITANIUM WITH PROPER LOCKING MECHANISM SPINAL
26864 | 4232160723100 | HOOK SIDE - LOADING LAMINAR TITANIUM WITH PROPER LOCKING MECHANISM SPINAL
26865 | 4232160723300 | PLATE TITANIUM OCCIPITAL SIZE AND SHAPE ACCORDING TO END USER FOR POSTERIOR OCCIPITOCERVICAL FIXATION WITH LOCKING MECHANISM SPINAL
26866 | 4232160727600 | IMPLANT COMPLETE SET AND NECESSARY STERILIZATION CASE (TRAY BOX LID) FOR PEEK CAGE ANTERIOR CERVICAL DISC FUSION SPINAL
26867 | 4232160733900 | TWO ENDPLATES FOR EACH TITANIUM EXPANDABLE THORACOLUMBAR VERTEBRAL BODY REPLACEMENT CAGES (IN ASSORTED SIZE S AND ANGLES ACCORDING TO END USERS SPINAL
26868 | 4232160734100 | CAGES POLYETHYLENE (PEEK) FOR LATERAL LUMBAR INTERBODY FUSION OF DIFFERENT SIZES AND LENGTH ACCORDING TO END USER SPINAL
26869 | 4232160736900 | HOOK TITANIUM PEDICLE THORACIC OFFSET LEFT WITH H PROPER LOCKING MECHANISM SPINAL
26870 | 4232160737600 | LATERAL OFFSET CONNECTOR PIECE WITH LOCKING MECHANISM TITANIUM ACCOMODATE THE ROD DIFFERENT SHAPES ACCORDING TO END USER SPINAL
26871 | 4232160738000 | ROD 5.5 MM DIAMETER COBALT CHROME 500 MM LONG OR EQUIVALENT SPINAL
26872 | 4232160745000 | FIXED HEAD SCREW TITANIUM PEDICLE 6.5 MM DIAMETER ASSORTED LONG WITH PROPER LOCKING MECHANISM AS REQUESTED BY THE END USERS SPINAL
26873 | 4232160746600 | CONNECTOR DEVICE FOR ILIAC SCREW TITANIUM WITH PROPER LOCKING MECHANISM OR EQUIVALENT SPINAL
26874 | 4232160752900 | PLATE CORPOREAL TITANIUM RIGHT SIDE LOW PROFILE FOR ANTERIOR THORACOLUMBAR FIXATION AND CONNECTING MECHANISM FOR ROD OR EQUIVALENT DIFFERENT SIZE S AND ANGLES ACCORDING TO END USER SPINAL
26875 | 4232160753000 | PLATE CORPOREAL TITANIUM LEFT SIDE LOW PROFILE FOR ANTERIOR THORACOLUMBAR FIXATION AND CONNECTING MECHANISM FOR RODS OR EQUIVALENT DIFFERENT SIZE S AND ANGLES ACCORDING TO END USER SPINAL
26876 | 4232160755100 | LERMAN HALO VEST ADULT SIZES ACCORDING TO END USER NON - INVASIVE OR EQUIVALENT SPINAL
26877 | 4232160755200 | LERMAN HALO VEST PEDIATRIC SIZE S ACCORDING TO END USER NON - INVASIVE OR EQUIVALENT SPINAL
26878 | 4232160755300 | SKULL TRACTION TONGS PEDIATRIC SPINAL
26879 | 4232160755400 | SKULL TRACTION TONGS ADULT SPINAL
26880 | 4232160755700 | PLATE TITANIUM ANTERIOR CERVICAL ONE LEVEL PLATE LOW PROFILE WITH LOCKING MECHANISM ASSORTED SIZES AS REQUIRED BY ENDU SERS SPINAL
26881 | 4232160758100 | CAGES POLYETHYLENE (PEEK) FOR ANTERIOR LUMBAR INTERBODY FUSION (ALIF) OF DIFFERENT SIZE S ACCORDING TO END USER SPINAL
26882 | 4232160758300 | 1- CORKSCREW TO STIMULATE MOTOR AREA FOR MEP 2- 8 CHANNELS ELECTRODES FOR RECORDING STIMULATION 3-PROBE FOR STIMULATION OF SCREW TE STING (S URGEON DIRECTED) SPINAL
26883 | 4232160758400 | 1- CORKSCREW TO STIMULATE MOTOR AREA FOR SSEP 2- 8 CHANNELS ELECTRODES FOR RECORDING STIMULATION3- PROBE FOR STIMULATION OF SCREW T ESTING (SURGEON DIRECTED) SPINAL
26884 | 4232160760100 | CAGES TITANIUM FOR TRANSFORAMINAL LUMBAR INTERBODY FUSION (TLIF) SIZE ACCORDING TO END USER SPINAL
26885 | 4232160761200 | SPINAL CURETTE EPSTEIN LARGE LONG AND SHORT HANDLE EQUALLY DISTRIBUTED BURS NON SLIPPERY SPINAL
26886 | 4232160763000 | RETRACTOR CEREBELLAR BLUNT PRONGS ANGULAR SHAFT DIFFERENT LENGTHS AND SIZE S ACCORDING TO END USER SPINAL
26887 | 4232160763100 | RETRACTOR CEREBELLAR SHARP PRONGS ANGULAR SHAFT DIFFERENT LENGTHS AND SIZE S ACCORDING TO END USER SPINAL
26888 | 4232160763200 | RETRACTOR CEREBELLAR SHARP PRONGS STRAIGHT SHAFT DIFFERENT LENGTHS AND SIZE S ACCORDING TO END USER SPINAL
26889 | 4232160763300 | SPINAL CURETTE COBB DIFFERENT SIZE LONG AND SHORT HANDLE EQUALLY DISTRIBUTED BURS NON SLIPPERY SPINAL
26890 | 4232160765700 | CAGE FOR CORPECTOMY TITANIUM EXPANDABLE ANTERIOR CERVICAL ADJUSTABLE ENDPLATE WITH LOCKING MECHANISM ASSORTED SIZES AS REQUESTED BY END USER SPINAL
26891 | 4232160766000 | SCREW PARTIALLY THREADED ODONTOID FIXATION SCREW 4 MM DIAMETER LENGTH ACCORDING TO END USER OR EQUIVALENT SPINAL
26892 | 4232160768100 | MONOPOLAR ELECTRODE STRAIGHT TOTAL LENGTH 130 MM OR EQUIVALENT DISPOSABLE STERILE (CLEANING PAD FOR ELECTRODES WITH ADHESIVE FILM STERILE MUST BE PROVIDED FREE OF CHARGE) SPINAL
26893 | 4232160768300 | NONSTICK BAYONET INSULATED BIPOLAR FORCEPS DIFFERENT LENGTH AND TIP ACCORDING SIZE END USER TIP OR EQUIVALENT SPINAL
26894 | 4232160768700 | HOOK BLUNT TIP STRAIGHT 2 MM ANGLED TIP LENGTH 9 INCH OR EQUIVALENT SPINAL
26895 | 4232160768800 | HOOK BLUNT TIP STRAIGHT 3 MM ANGLED TIP LENGTH 9 INCH OR EQUIVALENT SPINAL
26896 | 4232160768900 | HOOK BLUNT TIP STRAIGHT 4 MM ANGLED TIP LENGTH 9 INCH OR EQUIVALENT SPINAL
26897 | 4232160769000 | HOOK BLUNT TIP STRAIGHT 5 MM ANGLED TIP LENGTH 9 INCH OR EQUIVALENT SPINAL
26898 | 4232160769100 | HOOK BLUNT TIP STRAIGHT 6 MM ANGLED TIP LENGTH 9 INCH OR EQUIVALENT SPINAL
26899 | 4232160769200 | HOOK SHARP TIP STRAIGHT 2 MM ANGLED TIP LENGTH 9 INCH OR EQUIVALENT SPINAL
26900 | 4232160769300 | HOOK SHARP TIP STRAIGHT 3 MM ANGLED TIP LENGTH 9 INCH OR EQUIVALENT SPINAL
26901 | 4232160769400 | HOOK SHARP TIP STRAIGHT 4 MM ANGLED TIP LENGTH 9 INCH OR EQUIVALENT SPINAL
26902 | 4232160769500 | HOOK SHARP TIP STRAIGHT 5 MM ANGLED TIP LENGTH 9 INCH OR EQUIVALENT SPINAL
26903 | 4232160769600 | HOOK BALL PROBE STRAIGHT 2 MM ANGLED TIP LENGTH 9 INCH OR EQUIVALENT SPINAL
26904 | 4232160775300 | DYNAMIC PLATE TITANIUM ANTERIOR CERVICAL DIFFERENT SIZE ACORDING END USER LOW PROFILE WITH LOCKING MECHANISM ASSORTED SIZES AS REQUIRED BY END USERS SPINAL
26905 | 4232160775800 | HINGE PLATE TITANIUM SPINAL
26906 | 4232160776100 | SCREW TITANIUM DIFFERENT SIZE ACORDING END USER OR EQUIVALENT SELF - TAPPING OR EQUIVALENT SPINAL
26907 | 4232160777300 | INSTRUMENTATION SET COMPLETE AND NECESSARY STERILIZATION CASE (TRAY BOX LID FOR INSTRUMENTS AND HOOKS IMPLANTS) FOR POSTERIOR THORACO-LUMBAR SACRAL FIXATION RODS AND HOOKS WITH PROPER LOCKING MECHANISM (THE HOOKS ARE TOP LOADING FOR DEFORMITY WITH TOP REDUCTION MECHANISM) FOR ADULT SPINAL
26908 | 4232160777400 | INSTRUMENTATION SET COMPLETE AND NECESSARY STERILIZATION CASE (TRAY BOX LID FOR INSTRUMENTS AND SCREWS IMPLANTS AND REDUCTION TOOLS AND DEFORMITY CORRECTION TOOLS) FOR POSTERIOR THORACIC-LUMBOSACRAL FIXATION RODS AND SCREWS WITH PROPER LOCKING MECHANISM THE SCREWS ARE TOP LOADING FOR DEFORM ITY WITH TOP REDUCTION MECHANISM FOR ADULT SPINAL
26909 | 4232160781300 | INSTRUMENTATION SET COMPLETE AND NECESSARY CASE (TRAY BOX LID) FOR ROD SCREW (WITH EXPANDABLE TITANIUM TIP) FOR OSTEOPOROSIS POSTERIOR THORACOLUMBAR FIXATION. (TITANIUM) INCLUDING PEDICLE FINDER SHARP AND BLUNT ROD HOLDER ROD BENDERS INSITU BENDER SIDE BENDER PERSUADER FEELER FINDER PEDICLE TAPPING DIFFERENT SIZES VICE GRIP SCREW DRIVER NUT DRIVER FINAL TORQUE AND OT HER ACCESSORIES SPINAL
26910 | 4232160781500 | POLYAXIAL TITANIUM PEDICLE SCREW WITH EXPANDABLE TIP FOR OSTEOPOROTIC BONE DIAM 6.5 ASSORTED LENGTH WITH PROPER LOCKING MECHANISM SPINA
26911 | 4232160790700 | BONE SCALPEL DIAMOND SHAVER 4 MM WITH SILICONE SLEEVE DISPOSABLE SPINAL
26912 | 4232160790800 | BONE SCALPEL MICRO HOOK SHAVER WITH SILICONE SLEEVE DISPOSABLE SPINAL
26913 | 4232160792700 | EXPANDABLE TITANIUM IMPLANT WITH TWO ENDPLATES FOR ANATOMICAL REDUCTION OF VERTEBRAL COMPRESSION FRACTURES MAXIMAL EXPANSION 12 MM ENDPLATES LENGTH 14 MM OR EQUIVALENT WITH BONE CEMENT KIT SPINAL
26914 | 4232160792800 | EXPANDABLE TITANIUM IMPLANT WITH TWO ENDPLATES FOR ANATOMICAL REDUCTION OF VERTEBRAL COMPRESSION FRACTURES MAXIMAL EXPANSION 17 MM PLATE LENGTH 19 MM OR EQUIVALENT WITH BONE CEMENT KIT SPINAL
26915 | 4232160792900 | EXPANDABLE TITANIUM IMPLANT WITH TWO ENDPLATES FOR ANATOMICAL REDUCTION OF VERTEBRAL COMPRESSION FRACTURES MAXIMAL EXPANSION 20 MM PLATE LENGTH 21 MM OR EQUIVALENT WITH BONE CEMENT KIT SPINAL
26916 | 4232160794100 | APFELBAUM DISSECTOR SET STRAIGHT 22 MM OR EQUIVALENT (AT LEAST 17 DISSECTORS IN THE SET) SPINAL
26917 | 4232160795200 | CLOWARD STYLE DEPTH GAUGE 8 IN OR EQUIVALENT SPINAL
26918 | 4232160795600 | COMPLETE SET FOR SPINE CORD STIMULATOR SURGICAL LEAD WITH EXTENSION WITH ALL ACCESSORIES SPINAL
26919 | 4232160796000 | CURVED CHISEL AND ; ELEVATOR NON SLIPPERY 3/4 IN OVERALL LENGTH 195 MM OR EQUIVALENT SPINAL
26920 | 4232160797000 | HEMOSTATIC MATRIX IN A SYRINGE FOR SPINE SURGERY MALLEABLE APPLICATOR TIPS ABSORBABLE SPINAL
26921 | 4232160797100 | HEMOSTATIC MATRIX WITH THROMBIN IN A SYRINGE FOR SPINE SURGERY MALLEABLE APPLICATOR TIPS ABSORBABLE SPINAL
26922 | 4232160797200 | POWDER HEMOSTATIC MICROFIBRILLAR COLLAGEN/ABSORBABLE
26923 | 4232160797900 | KNIFE HANDLE #7 STRAIGHT LENGTH 9 INCH OR EQUIVALENT SPINAL
26924 | 4232160798200 | KYPHOPLASTY DISPOSABLE KIT FOR BOTH PEDICLE AND ALL NECESSARY IMPLANT TOOLS AND CEMENT AS ONE SET SPINAL
26925 | 4232160798900 | PLIER NARROW END SPINAL
26926 | 4232160801900 | BONE MORPHOGENIC PROTEIN STRIPS SPINAL
26927 | 4232160802000 | IMPLANT CASE (TRAY BOX LID) SPINAL
26928 | 4232160802100 | RETRACTOR CEREBELLAR BLUNT STRAIGHT DIFFERENT SIZE ACCORDING TO END USER SPINAL
26929 | 4232160802500 | TRAY THORACENTESIS KIT 16 GAUGE X 3 WITH ASPIRATING NEEDLE STERILE
26930 | 4232160802600 | TRAY THORACENTESIS KIT WITH CATHETER 6 FR 18 GAUGE STERILE
26931 | 4232160802700 | TROCAR BLADED DILATING TIP WITH STABILITY SLEEVE 5 MM X 100 MM REDUCED PENETRATION FORCE WITH FAST BLADE SAFETY SHIELD DISPOSABLE STERILE
26932 | 4232160802800 | TROCAR BLADED DILATING TIP WITH STABILITY SLEEVE 11 MM X 100 MM REDUCED PENETRATION FORCE WITH FAST BLADE SAFETY SHIELD DISPOSABLE STERILE
26933 | 4232160803000 | TROCAR BLADED DILATING TIP WITH STABILITY SLEEVE 5 MM X 100 MM REDUCED PENETRATION FORCE WITH FAST BLADE SAFETY SHIELD ACTIVATION DOUBLE GASKET DISPOSABLE STERILE
26934 | 4232160803100 | TROCAR BLADED DILATING TIP WITH STABILITY SLEEVE 5 MM X 100 MM REDUCED PENETRATION FORCE WITH FAST BLADE SAFETY SHIELD ACTIVATION DOUBLE GASKET WITH SMUDGE REDUCTION ABSORBENT MATERIAL DISPOSABLE STERILE
26935 | 4232160803200 | TROCAR BLADED DILATING TIP WITH STABILITY SLEEVE 5 MM X 75 MM REDUCED PENETRATION FORCE WITH FAST BLADE SAFETY SHIELD ACTIVATION DOUBLE GASKET WITH SMUDGE REDUCTION ABSORBENT MATERIAL DISPOSABLE STERILE
26936 | 4232160803300 | TROCAR BLADED DILATING TIP WITH STABILITY SLEEVE 12 MM X 150 MM REDUCED PENETRATION FORCE WITH FAST BLADE SAFETY SHIELD DISPOSABLE STERILE
26937 | 4232160803400 | TROCAR BLADELESS OPTICAL 12 X 150 MM WITH OBTURATOR AND STABILITY SLEEVE TRANSPARENT DISPOSABLE STERILE
26938 | 4232160803500 | TROCAR BLADED DILATING TIP WITH STABILITY SLEEVE 12 MM X 100 MM REDUCED PENETRATION FORCE WITH FAST BLADE SAFETY SHIELD ACTIVATION DOUBLE GASKET WITH SMUDGE REDUCTION ABSORBENT MATERIAL DISPOSABLE STERILE
26939 | 4232160803600 | TROCAR BLADED DILATING TIP WITH STABILITY SLEEVE 5 MM X 75 MM REDUCED PENETRATION FORCE WITH FAST BLADE SAFETY SHIELD DISPOSABLE STERILE
26940 | 4232160907200 | ROD TITANIUM 5.5 MMX 400 OR EQUIVALENT SPINAL
26941 | 4232160908800 | ROD TITANIUM (4.0 MM DIAMETER 400 MM LONG) OR EQUIVALENT SPINAL
26942 | 4232160909700 | ROD TITANIUM 220 MM LONG LOW PROFILES FOR ANTERIOR THORACOLUMBAR FIXATION OR EQUIVALENT SPINAL
26943 | 4232160910700 | ROD TITANIUM (5.5 MM DIAMETER 500 MM LONG) OR EQUIVALENT SPINAL
26944 | 4232160911500 | ROD TITANIUM 5.5 MM DIAMETER 500 MM LONG OR EQUIVALENT SPINAL
26945 | 4232160912300 | ROD 4 MM DIAMETER 100 MM LENGTH TITANIUM FOR LATERAL MASS OR EQUIVALENT SPINAL
26946 | 4232160912400 | ROD 4 MM DIAMETER 150 MM LENGTH TITANIUM FOR LATERAL MASS OR EQUIVALENT SPINAL
26947 | 4232160912500 | ROD 4 MM DIAMETER 300 MM LENGTH TITANIUM FOR LATERAL MASS OR EQUIVALENT SPINAL
26948 | 4232160912600 | ROD 4 MM DIAMETER 50 MM LENGTH TITANIUM FOR LATERAL MASS OR EQUIVALENT SPINAL
26949 | 4232160913100 | GROWING RODS WITH MAGNETIC MECHANISM EXPANSION TECHNIQUE 4.5 MM SPINAL
26950 | 4232160913200 | GROWING RODS WITH MAGNETIC MECHANISM EXPANSION TECHNIQUE 5.5 MM SPINAL
26951 | 4232160920800 | ROD FOR CANNULATED MINIMAL INVASIVE THORACOLUMBAR FIXATION ASSORTED SIZES AND TYPES
26952 | 4232160920900 | ROD TITANIUM DIAMETER 5.5 MM OR EQUIVALENT ASSORTED LENGTH AS REQUESTED BY END USER SPINAL
26953 | 4232160921000 | ROD TITANIUM ASSORTED DIAMETER 100 MM LENGTH IT SHOULD BE COMPATIBLE WITH GROUP NUMBER IT MUST BE COMPATIBLE WITH GROUP 22
26954 | 4232160921100 | ROD TITANIUM ASSORTED DIAMETER 40 MM LENGTH IT SHOULD BE COMPATIBLE WITH GROUP NUMBER IT MUST BE COMPATIBLE WITH GROUP 22
26955 | 4232160921200 | ROD TITANIUM ASSORTED DIAMETER 60 MM LENGTH IT SHOULD BE COMPATIBLE WITH GROUP NUMBER IT MUST BE COMPATIBLE WITH GROUP 22
26956 | 4232160921300 | ROD COBALT CHROME ASSORTED SIZES AND DIAMETER SPINAL
26957 | 4232160921400 | ROD PURE TITANIUM ASSORTED SIZES AND DIAMETER SPINAL
26958 | 4232160921500 | ROD TITANIUM ASSORTED DIAMETER 120 MM LENGTH IT SHOULD BE COMPATIBLE WITH GROUP NUMBER IT MUST BE COMPATIBLE WITH GROUP 22
26959 | 4232160921600 | ROD 4 MM DIAMETER 50 MM LENGTH TITANIUM FOR LATERAL MASS OR EQUIVALENT COMPATIBLE WITH NAVIGATION SYSTEM SPINAL
26960 | 4232160921700 | ROD TITANIUM 4.5 MM DIAMETER 500 MM LONG OR EQUIVALENT SPINAL
26961 | 4232160921800 | ROD TITANIUM ALLOY ASSORTED SIZES AND DIAMETER SPINAL
26962 | 4232160921900 | ROD 4 MM DIAMETER 100 MM LENGTH TITANIUM FOR LATERAL MASS OR EQUIVALENT COMPATIBLE WITH NAVIGATION SYSTEM SPINAL
26963 | 4232160922000 | ROD 4 MM DIAMETER 150 MM LENGTH TITANIUM FOR LATERAL MASS OR EQUIVALENT COMPATIBLE WITH NAVIGATION SYSTEM SPINAL
26964 | 4232160922100 | ROD 4 MM DIAMETER 300 MM LENGTH TITANIUM FOR LATERAL MASS OR EQUIVALENT COMPATIBLE WITH NAVIGATION SYSTEM SPINAL
26965 | 4232160922200 | ROD COBALT CHROME 4.5 MM DIAMETER 500 MM LONG OR EQUIVALENT SPINAL
26966 | 4232160922300 | ROD COBALT CHROME (4.0 MM DIAMETER 400 MM LONG) OR EQUIVALENT SPINAL
26967 | 4232160922400 | ROD EXTRA STIFFNESS COBALT CHROME ASSORTED SIZES AND DIAMETER SPINAL
26968 | 4232160922500 | ROD TITANIUM WITH DUAL DIAMETERS 4 MM AND 5.5 MM OR EQUIVALENT ASSORTED LENGTH FOR CERVICO THORACIC POSTERIOR FIXATION IT MUST BE COMPATIBLE WITH GROUP 7 AND 13 SPINAL
26969 | 4232160922600 | ROD TRANSLATIONAL CERVICO-THORACIC JUNCTION ASSORTED SIZES SPINAL
26970 | 4232160922700 | ROD FOR CANNULATED MINIMAL INVASIVE THORACOLUMBAR FIXATION FOR MULTI LEVEL ASSORTED SIZES AND TYPES
26971 | 4232160922800 | LATERAL OFFSET WITH LOCKING MECHANISM TITANIUM ACCOMMODATE THE ROD COMPATIBLE WITH NAVIGATION SYSTEM SPINAL
26972 | 4232160922900 | GROWING RODS WITH MAGNETIC MECHANISM EXPANSION TECHNIQUE 6 MM SPINAL
26973 | 4232160923000 | ROD COBALT CHROME 5.5 MM DIAMETER 500 MM LONG OR EQUIVALENT COMPATIBLE WITH NAVIGATION SYSTEM FOR POSTERIOR THORACO-LUMBAR SACRAL FIXATION SPINAL
26974 | 4232160923100 | ROD COBALT CHROME 5.5 MM DIAMETER 500 MM LONG OR EQUIVALENT COMPATIBLE WITH NAVIGATION SYSTEM SPINAL
26975 | 4232160923200 | ROD TITANIUM ASSORTED DIAMETER 110 MM LENGTH IT SHOULD BE COMPATIBLE WITH GROUP NUMBER IT MUST BE COMPATIBLE WITH GROUP 22
26976 | 4232160923300 | ROD TITANIUM ASSORTED DIAMETER 130 MM LENGTH IT SHOULD BE COMPATIBLE WITH GROUP NUMBER IT MUST BE COMPATIBLE WITH GROUP 22
26977 | 4232160923400 | ROD TITANIUM ASSORTED DIAMETER 30 MM LENGTH IT SHOULD BE COMPATIBLE WITH GROUP NUMBER IT MUST BE COMPATIBLE WITH GROUP 22
26978 | 4232160923500 | ROD TITANIUM ASSORTED DIAMETER 35 MM LENGTH IT SHOULD BE COMPATIBLE WITH GROUP NUMBER IT MUST BE COMPATIBLE WITH GROUP 22
26979 | 4232160923600 | ROD TITANIUM ASSORTED DIAMETER 45 MM LENGTH IT SHOULD BE COMPATIBLE WITH GROUP NUMBER IT MUST BE COMPATIBLE WITH GROUP 22
26980 | 4232160923700 | ROD TITANIUM ASSORTED DIAMETER 50 MM LENGTH IT SHOULD BE COMPATIBLE WITH GROUP NUMBER IT MUST BE COMPATIBLE WITH GROUP 22
26981 | 4232160923800 | ROD TITANIUM ASSORTED DIAMETER 55 MM LENGTH IT SHOULD BE COMPATIBLE WITH GROUP NUMBER IT MUST BE COMPATIBLE WITH GROUP 22
26982 | 4232160923900 | ROD TITANIUM ASSORTED DIAMETER 65 MM LENGTH IT SHOULD BE COMPATIBLE WITH GROUP NUMBER IT MUST BE COMPATIBLE WITH GROUP 22
26983 | 4232160924000 | ROD TITANIUM ASSORTED DIAMETER 70 MM LENGTH IT SHOULD BE COMPATIBLE WITH GROUP NUMBER IT MUST BE COMPATIBLE WITH GROUP 22
26984 | 4232160924100 | ROD TITANIUM ASSORTED DIAMETER 75 MM LENGTH IT SHOULD BE COMPATIBLE WITH GROUP NUMBER IT MUST BE COMPATIBLE WITH GROUP 22
26985 | 4232160924200 | ROD TITANIUM ASSORTED DIAMETER 80 MM LENGTH IT SHOULD BE COMPATIBLE WITH GROUP NUMBER IT MUST BE COMPATIBLE WITH GROUP 22
26986 | 4232160924300 | ROD TITANIUM ASSORTED DIAMETER 85 MM LENGTH IT SHOULD BE COMPATIBLE WITH GROUP NUMBER IT MUST BE COMPATIBLE WITH GROUP 22
26987 | 4232160924400 | ROD TITANIUM ASSORTED DIAMETER 90 MM LENGTH IT SHOULD BE COMPATIBLE WITH GROUP NUMBER IT MUST BE COMPATIBLE WITH GROUP 22
26988 | 4232160924500 | ROD TITANIUM ASSORTED DIAMETER 95 MM LENGTH IT SHOULD BE COMPATIBLE WITH GROUP NUMBER IT MUST BE COMPATIBLE WITH GROUP 22
26989 | 4232160924600 | ROD FOR CANNULATED MINIMAL INVASIVE THORACOLUMBAR FIXATION ASSORTED SIZES AND TYPES COMPATIBLE WITH NAVIGATION SYSTEM
26990 | 4232161053300 | SCREW LATERAL MASS TITANIUM POLYAXIAL CORTICAL 3.5 MM DIAMETER ASSORTED LENGTH COMPATIBLE WITH THE ROD WITH PROPER LOCKING MECHANISM SPINAL
26991 | 4232161064900 | POLYAXIAL 2/3 RING ASSORTED SIZES ASSORTED SIZES AS REQUESTED BY END USER
26992 | 4232161065800 | POLYAXIAL TITANIUM PEDICLE SCREW WITH EXPANDABLE TIP FOR OSTEOPOROTIC BONE DIAM 7.5 ASSORTED LENGTH WITH PROPER LOCKING MECHANISM SPINA
26993 | 4232161068100 | POLYAXIAL HA COATED SELF-DRILLING SCHANZ SCREWS SIZE 4-6 MM DIAM ASSORTED SIZES AS REQUESTED BY END USER ORTHOPEDIC
26994 | 4232161068200 | SCREW OCCIPITAL TITANIUM ASSORTED DIAMETER ASSORTED LENGTH AS REQUESTED BY END USER SPINAL
26995 | 4232161074800 | CEMENT DOUBLE SYRINGE FOR NEGATIVE VACUUM CONNECTION AND LONG AND SHORT NOZZLE WITH PRESSURIZING PIECE ORTHOPEDIC
26996 | 4232161091800 | MEDIAL PIVOT INSERTS ASSORTED SIZED
26997 | 4232161091900 | MEDIAL PIVOT KNEE FEMORAL COMPONENT ASSORTED SIZES
26998 | 4232161095200 | SCREWS POLYAXIAL TITANIUM CANNULATED FOR MULTI LEVEL POSTERIOR PERCUTANEOUS MINIMAL INVASIVE THORACOLUMBAR FIXATION WITH PROPER LOCKING MECHANISM ASSORTED DIAMETER ASSORTED LENGTH AS REQUESTED BY END USER SPINAL
26999 | 4232161095300 | SCREW LOCKING FOR ANTERIOR LUMBAR INTERBODY FUSION (ALIF) TITANIUM ASSORTED DIAMETER ASSORTED LENGTH AS REQUESTED BY END USER SPINAL
27000 | 4232161095400 | SCREWS TITANIUM FOR ANTERIOR CERVICAL STAND ALONE INTERBODY FUSION CAGES ASSORTED TYPES AND SHAPES ASSORTED DIAMETER ASSORTED LENGTH SPINAL
27001 | 4232161095500 | SCREW SAVING TITANIUM 4 MM DIAM ASSORTED LENGTH FOR LATERAL MASS WITH PROPER LOCKING MECHANISM SPINAL
27002 | 4232161095600 | SCREW TITANIUM PEDICLE POLYAXIAL 4 MM DIAMETER ASSORTED LENGTH WITH PROPER LOCKING MECHANISM OR EQUIVALENT AS REQUESTED BY THE END USERS SPINAL
27003 | 4232161095700 | SCREW TITANIUM PEDICLE POLYAXIAL 5 MM DIAMETER ASSORTED LENGTH WITH PROPER LOCKING MECHANISM OR EQUIVALENT AS REQUESTED BY THE END USERS SPINAL
27004 | 4232161095800 | SCREW TITANIUM PEDICLE POLYAXIAL 6 MM DIAMETER ASSORTED LENGTH WITH PROPER LOCKING MECHANISM OR EQUIVALENT AS REQUESTED BY THE END USERS SPINAL
27005 | 4232161095900 | SCREW TITANIUM PEDICLE POLYAXIAL 7 MM DIAMETER ASSORTED LENGTH WITH PROPER LOCKING MECHANISM OR EQUIVALENT AS REQUESTED BY THE END USERS SPINAL
27006 | 4232161096000 | SCREW TITANIUM PEDICLE UNIAXIAL 5 MM DIAMETER ASSORTED LENGTH WITH PROPER LOCKING MECHANISM AS REQUESTED BY THE END USERS SPINAL
27007 | 4232161096100 | SCREW TITANIUM PEDICLE UNIAXIAL 6 MM DIAMETER ASSORTED LENGTH WITH PROPER LOCKING MECHANISM AS REQUESTED BY THE END USERS SPINAL
27008 | 4232161096200 | SCREW REDUCTION TITANIUM PEDICLE 5 MM DIAMETER ASSORTED LENGTH WITH PROPER LOCKING MECHANISM OR EQUIVALENT SPINAL
27009 | 4232161096300 | SCREW REDUCTION TITANIUM PEDICLE 6 MM DIAMETER ASSORTED LENGTH WITH PROPER LOCKING MECHANISM OR EQUIVALENT AS REQUESTED BY THE END USERS SPINAL
27010 | 4232161096400 | FIXED HEAD SCREW TITANIUM PEDICLE 4.5 MM DIAMETER ASSORTED LENGTH WITH PROPER LOCKING MECHANISM AS REQUESTED BY THE END USERS SPINAL
27011 | 4232161096500 | FIXED HEAD SCREW TITANIUM PEDICLE 5.5 MM DIAMETER ASSORTED LENGTH WITH PROPER LOCKING MECHANISM AS REQUESTED BY THE END USERS SPINAL
27012 | 4232161096600 | FIXED HEAD SCREW TITANIUM PEDICLE 7.5 MM DIAMETER ASSORTED LENGTH WITH PROPER LOCKING MECHANISM AS REQUESTED BY THE END USERS SPINAL
27013 | 4232161096700 | POLYAXIAL SCREWS MINIMALLY INVASIVE THORACOLUMBAR FIXATION ASSORTED DIAMETER ASSORTED SIZE FOR CEMENT AUGMENTED SPINAL
27014 | 4232161096800 | SCREW (POLYAXIAL) (OPEN OR CLOSED SCREW HEAD ON DEMAND) FOR DEFORMITY WITH TOP REDUCTION MECHANISM TITANIUM ILIAC ASSORTED DIAMETER ASSORTED LENGTH WITH PROPER LOCKING MECHANISM AS REQUESTED BY END USER FOR ADULT SPINAL
27015 | 4232161096900 | SCREW LATERAL MASS TITANIUM POLYAXIAL CANCELLOUS 3.5 MM DIAMETER ASSORTED LENGTH PARTIALLY THREADED COMPATIBLE WITH THE ROD WITH PROPER LOCKING MECHANISM SPINAL
27016 | 4232161097000 | SCREW TITANIUM PEDICLE POLYAXIAL 4.5 MM DIAMETER ASSORTED LENGTH WITH PROPER LOCKING MECHANISM OR EQUIVALENT AS REQUESTED BY THE END USERS SPINAL
27017 | 4232161097100 | SCREW TITANIUM PEDICLE POLYAXIAL 5.5 MM DIAMETER ASSORTED LENGTH WITH PROPER LOCKING MECHANISM OR EQUIVALENT AS REQUESTED BY THE END USERS SPINAL
27018 | 4232161097200 | SCREW TITANIUM PEDICLE POLYAXIAL 6.5 MM DIAMETER ASSORTED LENGTH WITH PROPER LOCKING MECHANISM OR EQUIVALENT AS REQUESTED BY THE END USERS SPINAL
27019 | 4232161097300 | SCREW TITANIUM PEDICLE POLYAXIAL 7.5 MM DIAMETER ASSORTED LENGTH WITH PROPER LOCKING MECHANISM OR EQUIVALENT AS REQUESTED BY THE END USERS SPINAL
27020 | 4232161097400 | SCREW TITANIUM PEDICLE UNIAXIAL 4.5 MM DIAMETER ASSORTED LENGTH WITH PROPER LOCKING MECHANISM AS REQUESTED BY THE END USERS SPINAL
27021 | 4232161097500 | SCREW TITANIUM PEDICLE UNIAXIAL 5.5 MM DIAMETER ASSORTED LENGTH WITH PROPER LOCKING MECHANISM AS REQUESTED BY THE END USERS SPINAL
27022 | 4232161097600 | SCREW TITANIUM PEDICLE UNIAXIAL 6.5 MM DIAMETER ASSORTED LENGTH WITH PROPER LOCKING MECHANISM AS REQUESTED BY THE END USERS SPINAL
27023 | 4232161097700 | SAVING SCREW TITANIUM ANTERIOR CERVICAL ASSORTED LENGTH WITH LOCKING MECHANISM OR EQUIVALENT SPINAL
27024 | 4232161097800 | SCREW (POLYAXIAL) FOR DEFORMITY WITH TOP REDUCTION MECHANISM TITANIUM PEDICLE ASSORTED DIAMETER ASSORTED LENGTH WITH PROPER LOCKING MECHANISM AS REQUESTED BY END USER FOR ADULT SPINAL
27025 | 4232161097900 | SCREW REDUCTION TITANIUM PEDICLE 4.5 MM DIAMETER ASSORTED LENGTH WITH PROPER LOCKING MECHANISM OR EQUIVALENT SPINAL
27026 | 4232161098000 | SCREW REDUCTION TITANIUM PEDICLE 5.5 MM DIAMETER ASSORTED LENGTH WITH PROPER LOCKING MECHANISM OR EQUIVALENT AS REQUESTED BY THE END USERS SPINAL
27027 | 4232161098100 | SCREW REDUCTION TITANIUM PEDICLE 6.5 MM DIAMETER ASSORTED LENGTH WITH PROPER LOCKING MECHANISM OR EQUIVALENT AS REQUESTED BY THE END USERS SPINAL
27028 | 4232161098200 | SCREW REDUCTION TITANIUM PEDICLE 7.0 MM DIAMETER ASSORTED LENGTH WITH PROPER LOCKING MECHANISM OR EQUIVALENT AS REQUESTED BY THE END USERS SPINAL
27029 | 4232161098300 | SCREW REDUCTION TITANIUM PEDICLE 7.5 MM DIAMETER ASSORTED LENGTH WITH PROPER LOCKING MECHANISM OR EQUIVALENT AS REQUESTED BY THE END USERS SPINAL
27030 | 4232161098400 | SCREW LATERAL MASS TITANIUM POLYAXIAL CANCELLOUS 3.5 MM DIAMETER ASSORTED LENGTH COMPATIBLE WITH THE ROD WITH PROPER LOCKING MECHANISM SPINAL
27031 | 4232161098500 | SCREW TITANIUM ILIAC 7 MM DIAMETER ASSORTED LONG WITH PROPER LOCKING MECHANISM OR EQUIVALENT AS REQUESTED BY THE END USERS SPINAL
27032 | 4232161098600 | SCREW (UNIAXIAL) FOR DEFORMITY WITH TOP REDUCTION MECHANISM TITANIUM PEDICLE ASSORTED DIAMETER ASSORTED LENGTH WITH PROPER LOCKING MECHANISM AS REQUESTED BY END USER FOR ADULT SPINAL
27033 | 4232161098700 | SCREW FOR DYNAMIC PLATE TITANIUM ANTERIOR CERVICAL ASSORTED LENGTH AS REQUESTED BY END USER SPINAL
27034 | 4232161098800 | SCREW TITANIUM PEDICLE 4 MM DIAMETER ASSORTED LENGTH WITH PROPER LOCKING MECHANISM AS REQUESTED BY THE END USERS SPINAL
27035 | 4232161098900 | SCREW TITANIUM PEDICLE 5 MM DIAMETER ASSORTED LENGTH WITH PROPER LOCKING MECHANISM AS REQUESTED BY THE END USERS SPINAL
27036 | 4232161099000 | SCREW TITANIUM PEDICLE 6 MM DIAMETER ASSORTED LENGTH WITH PROPER LOCKING MECHANISM AS REQUESTED BY THE END USERS SPINAL
27037 | 4232161099100 | SCREW TITANIUM PEDICLE 7 MM DIAMETER ASSORTED LENGTH WITH PROPER LOCKING MECHANISM AS REQUESTED BY THE END USERS SPINAL
27038 | 4232161099200 | SCREW LATERAL MASS TITANIUM POLYAXIAL CORTICAL 4 MM DIAMETER ASSORTED LENGTH COMPATIBLE WITH THE ROD WITH PROPER LOCKING MECHANISM SPINAL
27039 | 4232161099300 | SCREW TITANIUM (CORPOREAL) ASSORTED SIZE LOW PROFILE FOR ANTERIOR THORACOLUMBAR FIXATION WITH PROPER LOCKING MECHANISM SPINAL
27040 | 4232161099400 | SCREW TITANIUM ANTERIOR CERVICAL ASSORTED LONG WITH LOCKING MECHANISM OR EQUIVALENT SPINAL
27041 | 4232161099500 | SCREW TITANIUM FOR ANTERIOR CERVICAL PLATE FOR DISC FUSION ASSORTED DIAMETER ASSORTED TYPE ASSORTED LENGTH AS REQUESTED BY END USER SPINAL
27042 | 4232161099600 | SCREW (MONOAXIAL) FOR DEFORMITY WITH TOP REDUCTION MECHANISM TITANIUM PEDICLE ASSORTED DIAMETER ASSORTED LENGTH WITH PROPER LOCKING MECHANISM AS REQUESTED BY END USER FOR ADULT SPINAL
27043 | 4232161099700 | FIXED HEAD SCREW TITANIUM PEDICLE 4 MM DIAMETER ASSORTED LONG WITH PROPER LOCKING MECHANISM AS REQUESTED BY THE END USERS SPINAL
27044 | 4232161099800 | FIXED HEAD SCREW TITANIUM PEDICLE 5 MM DIAMETER ASSORTED LONG WITH PROPER LOCKING MECHANISM AS REQUESTED BY THE END USERS SPINAL
27045 | 4232161099900 | FIXED HEAD SCREW TITANIUM PEDICLE 6 MM DIAMETER ASSORTED LONG WITH PROPER LOCKING MECHANISM AS REQUESTED BY THE END USERS SPINAL
27046 | 4232161100100 | PLATE TITANIUM ANTERIOR CERVICAL TWO LEVELS LOW PROFILE WITH LOCKING MECHANISM ASSORTED SIZE S AS REQUIRED BY END USERS SPINAL
27047 | 4232161105700 | PLATE TITANIUM ANTERIOR CERVICAL FOUR LEVELS LOW PROFILE WITH LOCKING MECHANISM ASSORTED SIZE S AS REQUIRED BY END USERS SPINAL
27048 | 4232161105800 | PLATE TITANIUM ANTERIOR CERVICAL THREE LEVELS LOW PROFILE WITH LOCKING MECHANISM ASSORTED SIZE S AS REQUIRED BY END USERS SPINAL
27049 | 4232161114700 | FIXED HEAD SCREW TITANIUM PEDICLE 7 MM DIAMETER ASSORTED LONG WITH PROPER LOCKING MECHANISM AS REQUESTED BY THE END USERS SPINAL
27050 | 4232161114800 | POLYAXIAL CEMENT AUGMENTED TITANIUM PEDICLE SCREW ASSORTED SIZES ASSORTED LENGTH WITH PROPER LOCKING MECHANISM SPINAL
27051 | 4232161114900 | POLYAXIAL SCREWS MINIMALLY INVASIVE THORACOLUMBAR FIXATION ASSORTED DIAMETER ASSORTED SIZE COMPATIBLE WITH NAVIGATION SYSTEM SPINAL
27052 | 4232161115000 | POLYAXIAL TITANIUM PEDICLE SCREW WITH EXPANDABLE TIP FOR OSTEOPOROTIC BONE DIAM 5 ASSORTED LENGTH WITH PROPER LOCKING MECHANISM SPINAL
27053 | 4232161115100 | POLYAXIAL TITANIUM PEDICLE SCREW WITH EXPANDABLE TIP FOR OSTEOPOROTIC BONE DIAM 5.5 ASSORTED LENGTH WITH PROPER LOCKING MECHANISM SPINAL
27054 | 4232161115200 | POLYAXIAL TITANIUM PEDICLE SCREW WITH EXPANDABLE TIP FOR OSTEOPOROTIC BONE DIAM 6 ASSORTED LENGTH WITH PROPER LOCKING MECHANISM SPINAL
27055 | 4232161115300 | POLYAXIAL TITANIUM PEDICLE SCREW WITH EXPANDABLE TIP FOR OSTEOPOROTIC BONE DIAM 7 ASSORTED LENGTH WITH PROPER LOCKING MECHANISM SPINAL
27056 | 4232161115400 | PLATE TITANIUM OCCIPITAL SIZE AND SHAPE ACCORDING TO END USER FOR POSTERIOR OCCIPITOCERVICAL FIXATION WITH LOCKING MECHANISM COMPATIBLE WITH NAVIGATION SYSTEM SPINAL
27057 | 4232161200100 | DILATION SLEEVE GRADUATED OUTER DIAMETER 14.9 MM INNER DIAMETER 12.9 MM LENGTH 17 CM OR EQUIVALENT SPINAL
27058 | 4232161200200 | DILATION SLEEVE GRADUATED OUTER DIAMETER 16.9 MM INNER DIAMETER 15.1 MM LENGTH 15 CM OR EQUIVALENT SPINAL
27059 | 4232161200300 | DILATION SLEEVE GRADUATED INNER DIAMETER 17.1 MM OUTER DIAMETER 18.9 MM LENGTH 14 CM OR EQUIVALENT SPINAL
27060 | 4232161200400 | DILATION SLEEVE GRADUATED INNER DIAMETER 9 MM OUTER DIAMETER 12.7 MM LENGTH 19 CM OR EQUIVALENT SPINAL
27061 | 4232161200500 | DILATION SLEEVE GRADUATED OUTER DIAMETER 20.9 MM INNER DIAMETER 19 MM LENGTH 13 CM OR EQUIVALENT SPINAL
27062 | 4232161200600 | DILATION SLEEVE GRADUATED INNER DIAMETER 1.5 MM OUTER DIAMETER 5.2 MM LENGTH 23 CM OR EQUIVALENT SPINAL
27063 | 4232161200700 | DILATION SLEEVE GRADUATED INNER DIAMETER 5.3 MM OUTER DIAMETER 8.9 MM LENGTH 21 CM OR EQUIVALENT SPINAL
27064 | 4232161602800 | LATERAL OFFSET WITH LOCKING MECHANISM TITANIUM ACCOMMODATE THE ROD SPINAL
27065 | 4232161603000 | TRANSVERSE CONNECTOR (CROSS LINK) FOR POSTERIOR CERVICAL FIXATION WITH PROPER COUPLING AND LOCKING MECHANISM SPINAL
27066 | 4232161605500 | DOMINO (CONNECTING BLOCK) TITANIUM AND NECESSARY SCREWS BETWEEN RODS ASSORTED SIZES AS REQUESTED BY THE END USERS SPINAL
27067 | 4232162201300 | INSTRUMENTATION SET COMPLETE AND NECESSARY STERILIZATION CASE (TRAY BOX AND LID) FOR TITANIUM ODONTOID ANTERIOR FIXATION (INCLUDES FLEXIBLE D RILL PIT AND SCREW DRIVER) SPINAL
27068 | 4232162201400 | INSTRUMENTATION SET COMPLETE AND NECESSARY STERILIZATION CASE (TRAY BOX AND LID) FOR POSTERIOR THORACOLUMBOSACRAL FIXATION SPINAL
27069 | 4232162201800 | INSTRUMENTATION SET COMPLETE AND NECESSARY STERILIZATION CASE (TRAY BOX LID) FOR STAND ALONE ANTERIOR CERVICAL INTERBODY FUSION CAGES SPINA L
27070 | 4232162203700 | ROD TITANIUM 5.5 MM X 500 OR EQUIVALENT SPINAL
27071 | 4232162204300 | SPINE REFERENCING SET MAST TAPS 5.5/6.0 DRIVERS TAPS SET AWL - TIP NAVIGATED LATERAL MAS POSTERIOR CERVICAL INSTR .
27072 | 4232162204700 | BONE MORPHOGENIC PROTEIN KIT MEDIUM SPINAL
27073 | 4232162206800 | COMPLETE INSTRUMENTATION SET TITANIUM EXPANDABLE FOR POSTERIOR LUMBAR INTERBODY FUSION (PLIF)
27074 | 4232162206900 | COMPLETE INSTRUMENTATION SET FOR CANNULATED MINIMALLY INVASIVE THORACOLUMBAR FIXATION FOR CEMENT AUGMENTED
27075 | 4232162207000 | COMPLETE INSTRUMENTATION SET EXPANDABLE LORDOTIC FOR POSTERIOR LUMBAR INTERBODY FUSION (PLIF)
27076 | 4232162207100 | SPINE NIM PEDICLE ACCESS KIT OR EQUIVALENT
27077 | 4232162208100 | INSTRUMENTATION AND IMPLANT SET COMPLETE AND NECESSARY CASE (TRAY BOX LID) FOR SCREW ROD AND CORPOREAL PLATE FOR ANTERIOR THORACOLUMBAR FIXATION SPINAL
27078 | 4232162208200 | INSTRUMENTATION AND IMPLANT SET COMPLETE AND NECESSARY STERILIZATION TRAY FOR LOW PROFILE ANTERIOR CERVICAL PLATE AND SCREW FIXATION SPINAL
27079 | 4232162300000 | SCREW TITANIUM ILIAC 7.5 MM DIAMETER ASSORTED LONG WITH PROPER LOCKING MECHANISM OR EQUIVALENT AS REQUESTED BY THE END USERS SPINAL
27080 | 4232162300100 | SCREW TITANIUM ILIAC 8 MM DIAMETER ASSORTED LONG WITH PROPER LOCKING MECHANISM OR EQUIVALENT AS REQUESTED BY THE END USERS SPINAL
27081 | 4232162300200 | SCREW TITANIUM ILIAC 8.5 MM DIAMETER ASSORTED LONG WITH PROPER LOCKING MECHANISM OR EQUIVALENT AS REQUESTED BY THE END USERS SPINAL
27082 | 4232162300300 | SCREW TITANIUM ILIAC 9.5 MM DIAMETER ASSORTED LONG WITH PROPER LOCKING MECHANISM OR EQUIVALENT AS REQUESTED BY THE END USERS SPINAL
27083 | 4232170000000 | SCREW ACETABULAR FOR UNCEMENTED TOTAL HIP ARTHROPLASTY ASSORTED SIZES
27084 | 4232170000100 | SCREW CORTICAL FOR LOW PROFILE PELVIS RECONSTRUCTION PLATING ASSORTED SIZES
27085 | 4232170000200 | SCREW CORTICAL FOR PEDIATRIC TITANIUM DYNAMIC HIP SCREW ASSORTED SIZES
27086 | 4232170000300 | HEAD FOR MICRO STEM IN PRIMARY TOTAL HIP ARTHROPLASTY ASSORTED SIZES
27087 | 4232170000400 | SCREW CORTICAL FOR TITANIUM DYNAMIC CONDYLAR AND HIP SCREW ASSORTED SIZES
27088 | 4232170000500 | SCREW CUP FOR TOTAL HIP UNCEMENTED REVISION ASSORTED SIZES
27089 | 4232170000600 | SCREW LAG FOR DYNAMIC TITANIUM CONDYLAR AND HIP SCREW ASSORTED SIZES
27090 | 4232170000700 | SCREW LOCKED HEAD FOR PEDIATRIC STAINLESS STEEL DYNAMIC HIP SCREW ASSORTED SIZES
27091 | 4232170000800 | SCREW TITANIUM DISTAL FOR DYNAMIC HIP SCREW
27092 | 4232170000900 | SCREW COMPRESSION FOR VARIABLE ANGLE DYNAMIC HIP SCREW
27093 | 4232170001000 | SCREW CORTICAL FOR PEDIATRIC STAINLESS STEEL DYNAMIC HIP SCREW ASSORTED SIZES
27094 | 4232170001100 | SCREW LOCKED HEAD FOR DYNAMIC HIP SCREW PLATE STAINLESS STEEL ASSORTED SIZES AS REQUESTED BY END USER
27095 | 4232170001200 | SCREW LOCKED HEAD FOR LOW PROFILE PELVIC RECONSTRUCTION PLATING ASSORTED SIZES
27096 | 4232170001300 | SCREW LOCKED HEAD FOR PEDIATRIC TITANIUM DYNAMIC HIP SCREW ASSORTED SIZES
27097 | 4232170001400 | SCREW LOCKED HEAD FOR TITANIUM DYNAMIC CONDYLAR AND HIP SCREW ASSORTED SIZES
27098 | 4232170001500 | SCREW STAINLESS STEEL DISTAL FOR DYNAMIC HIP SCREW
27099 | 4232170001600 | SCREW ACETABULAR FOR UNCEMENTED OXIDIZED ZIRCONIUM TOTAL HIP ARTHROPLASTY ASSORTED SIZES
27100 | 4232170001700 | SCREW LAG FOR VARIABLE ANGLE DYNAMIC HIP SCREW ASSORTED SIZES
27101 | 4232170001800 | SCREW DISTAL LOCKING HEAD FOR VARIABLE ANGLE HIP DYNAMIC SCREW ASSORTED SIZES
27102 | 4232170001900 | SCREW LOCKED HEAD FOR DORSAL DISTAL RADIUS FIXATION TITANIUM ASSORTED LENGTHS AND SIZES
27103 | 4232170002000 | PLATE FOR PEDIATRIC LOCKED VARIABLE ANGLE HIP SCREW ASSORTED SIZES
27104 | 4232170100100 | CUP MULTI-HOLE ADVANCED COATING HIGH POROSITY OR EQUIVALENT ASSORTED SIZES WITH CORRESPONDING HIGHLY CROSSLINKED LINER ORTHOPEDIC
27105 | 4232170100500 | CUP ACETABULAR AND CORRESPONDING INSERT FOR HIP DYSPLASIA ARTHROPLASTY ASSORTED SIZES AS REQUIRED BY END USER ORTHOPEDIC
27106 | 4232170100900 | CUP UNCEMENTED WITH CORRESPONDING CERAMIC INSERT FOR OXIDIZED ZIRCONIUM TOTAL HIP ARTHROPLASTY ASSORTED SIZES AS REQUIRED BY END USER
27107 | 4232170101000 | CUP UNCEMENTED WITH CORRESPONDING POLYETHYLENE INSERT FOR OXIDIZED ZIRCONIUM TOTAL HIP ARTHROPLASTY ASSORTED SIZES AS REQUIRED BY END USER
27108 | 4232170101100 | CUP ACETABULAR DUAL MOBILITY FOR TOTAL HIP CEMENTED REVISION ASSORTED SIZES
27109 | 4232170101200 | CUP ACETABULAR DUAL MOBILITY FOR TOTAL HIP UNCEMENTED REVISION ASSORTED SIZES
27110 | 4232170101300 | CUP CEMENTED FOR TOTAL HIP REVISION ASSORTED SIZES AND DIAMETERS CEMENTED
27111 | 4232170101400 | CUP CEMENTED PRIMARY TOTAL HIP ARTHROPLASTY WITH HIGHLY CROSSED POLYETHYLENE LINER ASSORTED SIZES AND DIAMETERS
27112 | 4232170101500 | CUP MULTI-HOLE FOR MODULAR TOTAL HIP UNCEMENTED REVISION ASSORTED SIZES AND DIAMETERS WITH CERAMIC LINER
27113 | 4232170101600 | CUP THREE-HOLE FOR TOTAL HIP UNCEMENTED REVISION ASSORTED SIZES AND DIAMEIERS WITH CERAMIC LINER
27114 | 4232170101700 | CUP THREE-HOLES ADVANCED COATING HIGH POROSITY OR EQUIVALENT ASSORTED SIZES WITH CORRESPONDING HIGHLY CROSSLINKED LINER ORTHOPEDIC
27115 | 4232170101800 | CUP UNCEMENTED TOTAL HIP ARTHROPLASTY WITH CERAMIC LINER ASSORTED SIZES AND DIAMETERS
27116 | 4232170101900 | CUP UNCEMENTED TOTAL HIP ARTHROPLASTY WITH HIGHLY CROSSED POLYETHELENE LINER ASSORTED SIZES AND DIAMETERS
27117 | 4232170310500 | LINER CEMENTED HIGHLY CROSSED LINKED POLYETHYLENE FOR REVISION CEMENTED TOTAL HIP ASSORTED SIZES
27118 | 4232170310600 | LINER HIGHLY CROSSED LINKED POLYETHYLENE FOR DUAL MOBILITY CUP ASSORTED SIZES
27119 | 4232170310700 | LINER HIGHLY CROSSED LINKED POLYETHYLENE FOR TOTAL HIP UNCEMENTED REVISION ASSORTED SIZES
27120 | 4232170400000 | HEAD CERAMIC FOR HIP DYSPLASIA ARTHROPLASTY ASSORTED SIZES
27121 | 4232170400400 | HEAD OXIDIZED ZIRCONIUM UNCEMENTED TOTAL HIP ARTHROPLASTY ASSORTED SIZES AND DIAMETERS AS REQUESTED BY END USER
27122 | 4232170408700 | HEAD METAL CEMENTED FOR MODULAR TOTAL HIP ARTHROPLASTY ASSORTED SIZES AND DIAMETERS
27123 | 4232170408800 | HEAD CERAMIC CEMENTED FOR MODULAR TOTAL HIP ARTHROPLASTY ASSORTED SIZES AND DIAMETERS
27124 | 4232170408900 | HEAD METAL UNCEMENTED FOR MODULAR TOTAL HIP ARTHROPLASTY ASSORTED SIZES AND DIAMETERS
27125 | 4232170409000 | HEAD CERAMIC FOR TOTAL HIP CEMENTED REVISION ASSORTED SIZES AND DIAMETERS
27126 | 4232170409100 | HEAD CERAMIC FOR TOTAL HIP UNCEMENTED REVISION ARTHROPLASTY ASSORTED SIZES AND DIAMETERS
27127 | 4232170409200 | HEAD CERAMIC UNCEMENTED FOR MODULAR TOTAL HIP ARTHROPLASTY ASSORTED SIZES AND DIAMETERS
27128 | 4232170409300 | HEAD METAL FOR TOTAL HIP CEMENTED REVISION ASSORTED SIZES AND DIAMETERS
27129 | 4232170409400 | HEAD METAL FOR TOTAL HIP UNCEMENTED REVISION ARTHROPLASTY ASSORTED SIZES AND DIAMETERS
27130 | 4232170500000 | STEM DISTAL FEMORAL SILVER COATED OR EQUIVALENT COMPONENT ASSORTED LENGTH AND SIZES AS REQUESTED BY END USER ONCOLOGY
27131 | 4232170700000 | OUTER HEAD BIPOLAR WITH RELATED HIGHLY CROSS LINKED POLYETHYLENE INSERTS HIP HEMI ARTHROPLASTY ASSORTED SIZES AS REQUESTED BY END USER
27132 | 4232170700300 | MESH METAL FOR REVISION HIP ACETABULOPLASTY ASSORTED SIZES AND SHAPES
27133 | 4232170702700 | HEAD CERAMIC FOR ADVANCED COATING HIGH POROSITY CUP OR EQUIVALENT ASSORTED SIZES
27134 | 4232170800000 | STEM CEMENTED FEMORAL FOR BIPOLAR HIP ASSORTED SIZES AND ASSORTED OFFSETS ORTHOPEDIC
27135 | 4232170808300 | STEM FEMUR FOR HIP DYSPLASIA ARTHROPLASTY ASSORTED SIZES
27136 | 4232170841300 | STEM MICRO FEMORAL FOR PRIMARY TOTAL HIP ARTHROPLASTY ASSORTED SIZES
27137 | 4232170841400 | STEM MODULAR FEMORAL CEMENTED TOTAL HIP ARTHROPLASTY ASSORTED SIZES AND TAPER
27138 | 4232170841500 | STEM CALCAR CEMENTED FOR TOTAL HIP ARTHROPLASTY ASSORTED SIZES AND TAPER
27139 | 4232170841600 | STEM CEMENTED FOR TOTAL HIP REVISION ASSORTED SIZES AND DIAMETERS CEMENTED
27140 | 4232170841700 | STEM FEMORAL FOR OXIDIZED ZIRCONIUM UNCEMENTED TOTAL HIP ARTHROPLASTY ASSORTED SIZES
27141 | 4232170841800 | STEM MODULAR FEMORAL UNCEMENTED TOTAL HIP ARTHROPLASTY ASSORTED SIZES AND TAPER
27142 | 4232170841900 | STEM MODULAR FOR TOTAL HIP UNCEMENTED REVISION ASSORTED SIZES AND DIAMETERS
27143 | 4232170842000 | STEM MONOBLOCK FOR TOTAL HIP UNCEMENTED REVISION ASSORTED SIZES AND DIAMETERS
27144 | 4232170842100 | STEM SILVER COATED OR EQUIVALENT FOR PROXIMAL TIBIA REPLACEMENT BODY ASSORTED SIZES AND LENGTH AS REQUESTED BY END USER ONCOLOGY
27145 | 4232170901800 | COMPONENT CUP FOR PARTIAL PELVIC RECONSTRUCTION ASSORTED SIZES
27146 | 4232170901900 | COMPONENT PELVIC CONE FOR PARTIAL PELVIC RECONSTRUCTION ASSORTED SIZES
27147 | 4232170902000 | COMPONENT PELVIC STEM FOR PARTIAL PELVIC RECONSTRUCTION ASSORTED SIZES
27148 | 4232170902100 | COMPONENT SCREW FOR PARTIAL PELVIC RECONSTRUCTION ASSORTED SIZES
27149 | 4232170902200 | COMPONENT HIGHLY CROSSED LINKED POLYETHYLENE FOR PARTIAL PELVIC RECONSTRUCTION ASSORTED SIZES
27150 | 4232171003400 | AUGMENT (POSTERIOR OR DISTAL) SILVER COATED OR EQUIVALENT FOR DISTAL FEMUR COMPONENT ASSORTED SIZE AND SHAPE AS REQUESTED BY END USER ONCOLOGY
27151 | 4232171105100 | COMPONENT DISTAL FEMORAL SILVER COATED OR EQUIVALENT COMPATIBLE WITH PROXIMAL TIBIA REPLACEMENT PROSTHESIS ASSORTED SIZES AND SHAPE ONCOLOGY
27152 | 4232171800000 | CAGE ACETABULAR REINFORCEMENT ASSORTED SIZES AS REQUESTED BY END USER
27153 | 4232172200100 | RING ACETABULAR REINFORCEMENT ASSORTED SIZES AS REQUIRED BY END USER ORTHOPEDIC
27154 | 4232172400100 | SPACER ANTIBIOTIC CEMENT ARTICULATING HIP SPACER ASSORTED SIZES
27155 | 4232172400200 | SPACER ANTIBIOTIC CEMENT ARTICULATING HIP SPACER WITH NECESSARY MOLD ASSORTED SIZES
27156 | 4232180000100 | SCREW CORTICAL FOR KNEE OSTEOTOMY ASSORTED SIZES AS REQUESTED BY END USER
27157 | 4232180000200 | COMPONENT TIBIAL FOR HINGED KNEE ARTHROPLASTY ASSORTED SIZES
27158 | 4232180000300 | CONNECTING SERVICE KIT FOR HINGED KNEE ARTHROPLASTY ASSORTED TYPES
27159 | 4232180000400 | CONE FEMUR (DIAPHYSEAL) ADVANCED COATING HIGH POROSITY OR EQUIVALENT FOR REVISION TOTAL KNEE ARTHROPLASTY ASSORTED SIZES
27160 | 4232180000500 | CONE FEMUR (METAPHYSEAL) ADVANCED COATING HIGH POROSITY OR EQUIVALENT FOR REVISION TOTAL KNEE ARTHROPLASTY ASSORTED SIZES
27161 | 4232180000600 | CONE TIBIA ADVANCED COATING HIGH POROSITY OR EQUIVALENT FOR REVISION TOTAL KNEE ARTHROPLASTY ASSORTED SIZES
27162 | 4232180000700 | CORRESPONDING DISTAL LOCKING SCREW FOR STAINLESS STEEL DISTAL FEMUR LOCKING PLATE ASSORTED LENGTHS
27163 | 4232180000800 | CORRESPONDING DISTAL LOCKING SCREW FOR TITANIUM DISTAL FEMUR LOCKING PLATE ASSORTED LENGTHS
27164 | 4232180000900 | CORRESPONDING DISTAL LOCKING SCREW FOR TITANIUM VARIABLE ANGLE DISTAL FEMUR LOCKING PLATE ASSORTED LENGTHS
27165 | 4232180001000 | CORRESPONDING DISTAL LOCKING SCREW FOR VARIABLE ANGLE STAINLESS STEEL DISTAL FEMUR LOCKING PLATE ASSORTED LENGTHS
27166 | 4232180001100 | INSERT HIGHLY CROSSED LINK POLYETHYLENE FOR UNCEMENTED TOTAL KNEE REPLACEMENT ASSORTED SIZES
27167 | 4232180001200 | INSERT POLYETHYLENE FIXED BEARING FOR COMPLEX PRIMARY CEMENTED TOTAL ANKLE ARTHROPLASTY ASSORTED SIZES
27168 | 4232180001300 | INSERT POLYETHYLENE FIXED BEARING FOR PRIMARY CEMENTED TOTAL ANKLE ARTHROPLASTY ASSORTED SIZES
27169 | 4232180001400 | INSERT POLYETHYLENE FIXED BEARING FOR PRIMARY CEMENTLESS TOTAL ANKLE ARTHROPLASTY ASSORTED SIZES
27170 | 4232180001500 | INSERT POLYETHYLENE FIXED BEARING FOR REVISION CEMENTLESS TOTAL ANKLE ARTHROPLASTY ASSORTED SIZES
27171 | 4232180001600 | INSERT POLYETHYLENE MOBILE BEARING FOR PRIMARY CEMENTED TOTAL ANKLE ARTHROPLASTY ASSORTED SIZES
27172 | 4232180001700 | INSERT POLYETHYLENE MOBILE BEARING FOR PRIMARY CEMENTLESS TOTAL ANKLE ARTHROPLASTY ASSORTED SIZES
27173 | 4232180001800 | INSERT TIBIAL HIGHLY CROSSED LINKED POLYETHYLENE FOR HINGED KNEE ARTHROPLASTY ASSORTED SIZES AND TYPES
27174 | 4232180100100 | FEMUR COMPONENT PRIMARY OXIDIZED ZIRCONIUM TOTAL KNEE ARTHROPLASTY LEFT OR RIGHT POSTERIOR STABILIZER ASSORTED TYPES AND SIZES AS REQUESTED BY END USER
27175 | 4232180104300 | FEMUR COMPONENT PRIMARY OXIDIZED ZIRCONIUM TOTAL KNEE ARTHROPLASTY LEFT OR RIGHT CRUCIATE RETAINING ASSORTED TYPES AND SIZES AS REQUESTED BY END USER
27176 | 4232180104400 | SLEEVE TIBIAL STEPPED FOR BONE DEFECT IN REVISION TOTAL KNEE ARTHROPLASTY ASSORTED SIZES AS REQUESTED BY END USER ORTHOPEDIC
27177 | 4232180104700 | COMPONENT FEMORAL FOR HINGED KNEE ARTHROPLASTY ASSORTED SIZES
27178 | 4232180200300 | STEM FEMORAL STRAIGHT OR OFFSET FOR REVISION TOTAL KNEE ARTHROPLASTY ASSORTED SIZES AND LENGTHS AS REQUIRED BY END USER ORTHOPEDIC
27179 | 4232180200400 | STEM TIBIAL STRAIGHT OR OFFSET FOR REVISION TOTAL KNEE ARTHROPLASTY ASSORTED SIZES AS REQUIRED BY END USER ORTHOPEDIC
27180 | 4232180200900 | EXTENSION FOR BUTTON WITH FIXED LOOP ASSORTED SIZES
27181 | 4232180201000 | EXTENSION FOR BUTTON ADJUSTABLE LOOP FIXATION ASSORTED SIZES
27182 | 4232180400100 | PATELLA COMPONENT PRIMARY OXIDIZED ZIRCONIUM TOTAL KNEE ARTHROPLASTY ASSORTED TYPES AND SIZES AS REQUESTED BY END USER
27183 | 4232180400800 | PATELLAR COMPONENT FOR REVISION TOTAL KNEE ARTHROPLASTY SIZE ASSORTED SIZES AS REQUIRED BY END USER ORTHOPEDIC
27184 | 4232180401400 | MEDIAL PIVOT PATELLAR COMPONENT ASSORTED SIZES
27185 | 4232180401500 | PATELLA COMPONENT CEMENTED PRIMARY TOTAL KNEE ARTHROPLASTY ASSORTED TYPES AND SIZES AS REQUESTED BY END USER
27186 | 4232180503500 | BASE TIBIAL TRAY METAL FOR REVISION TOTAL KNEE ARTHROPLASTY ASSORTED SIZE AS REQUIRED BY END USER ORTHOPEDIC
27187 | 4232180503600 | TIBIAL BASE COMPONENT PRIMARY OXIDIZED ZIRCONIUM TOTAL KNEE ARTHROPLASTY RIGHT OR LEFT OR UNIVERSAL ASSORTED TYPES AND SIZES AS REQUESTED BY END USER
27188 | 4232180504600 | PLATE LCP 4.5MM ANATOMIC PROXIMAL MEDIAL TIBIA LEFT OR RIGHT STAINLESS STEEL ASSORTED TYPES AND SIZES AS REQUESTED BY END USER
27189 | 4232180504700 | PLATE LCP 3.5MM ANATOMIC PROXIMAL MEDIAL TIBIA LEFT OR RIGHT TITANIUM ASSORTED TYPES AND SIZES AS REQUESTED BY END USER
27190 | 4232180504800 | PLATE LCP 3.5MM ANATOMIC PROXIMAL LATERAL TIBIA LEFT OR RIGHT TITANIUM ASSORTED TYPES AND SIZES AS REQUESTED BY END USER
27191 | 4232180504900 | PLATE LCP 3.5MM ANATOMIC PROXIMAL MEDIAL TIBIA LEFT OR RIGHT STAINLESS STEEL ASSORTED TYPES AND SIZES AS REQUESTED BY END USER
27192 | 4232180505000 | PLATE LCP 4.5MM ANATOMIC PROXIMAL LATERAL TIBIA LEFT OR RIGHT STAINLESS STEEL ASSORTED TYPES AND SIZES AS REQUESTED BY END USER
27193 | 4232180505100 | PLATE LCP 4.5MM ANATOMIC PROXIMAL LATERAL TIBIA LEFT OR RIGHT TITANIUM ASSORTED TYPES AND SIZES AS REQUESTED BY END USER
27194 | 4232180505200 | PLATE LCP 4.5MM ANATOMIC PROXIMAL MEDIAL TIBIA LEFT OR RIGHT TITANIUM ASSORTED TYPES AND SIZES AS REQUESTED BY END USER
27195 | 4232180505300 | TIBIA BASEPLATE STEM SILVER COATED OR EQUIVALENT ASSORTED LENGTH AND SIZES ONCOLOGY
27196 | 4232180505400 | TIBIAL TRAY (BASEPLATE WITH KEEL) ASSORTED THICKNESS AND SIZES SILVER COATED OR EQUIVALENT ONCOLOGY
27197 | 4232180609400 | INSERT COMPONENT PRIMARY OXIDIZED ZIRCONIUM TOTAL KNEE ARTHROPLASTY RIGHT OR LEFT CRUCIATE RETAINING OR POSTERIOR STABILIZER ASSORTED TYPES AND SIZES AS REQUESTED BY END USER
27198 | 4232180609500 | INSERT TIBIAL POSTERIOR STABILIZER FOR REVISION TOTAL KNEE ARTHROPLASTY ASSORTED SIZES AND THICKNESS AS REQUIRED BY END USER ORTHOPEDIC
27199 | 4232180614700 | COMPONENT DISTAL STEM FOR INTERCALARY PROSTHESIS ASSORTED SIZES
27200 | 4232180614800 | COMPONENT PROXIMAL STEM FOR INTERCALARY PROSTHESIS ASSORTED SIZES
27201 | 4232180614900 | COMPONENT ALL POLYETHYLENE TIBIA (HIGHLY CROSSED LINKED) ASSORTED SIZES RELATED TO SILVER COATED OR EQUIVALENT IMPLANT
27202 | 4232180615000 | COMPONENT DISTAL STEM SILVER COATED OR EQUIVALENT FOR INTERCALARY PROSTHESIS ASSORTED SIZES
27203 | 4232180615100 | COMPONENT PROXIMAL STEM SILVER COATED OR EQUIVALENT FOR INTERCALARY PROSTHESIS ASSORTED SIZES
27204 | 4232180615200 | TIBIAL BEARING COMPONENT ROTATING OR EQUIVALENT ASSORTED SIZES AND THICKNESS SILVER COATED OR EQUIVALENT ONCOLOGY
27205 | 4232180615300 | TIBIAL COMPONENT FIXED BEARING FOR COMPLEX PRIMARY CEMENTED TOTAL ANKLE ARTHROPLASTY ASSORTED SIZES
27206 | 4232180615400 | TIBIAL COMPONENT FIXED BEARING FOR PRIMARY CEMENTED TOTAL ANKLE ARTHROPLASTY ASSORTED SIZES
27207 | 4232180615500 | TIBIAL COMPONENT FIXED BEARING FOR PRIMARY CEMENTLESS TOTAL ANKLE ARTHROPLASTY ASSORTED SIZES
27208 | 4232180615600 | TIBIAL COMPONENT FIXED BEARING REVISION WITH MODULAR STEMS CEMENTLESS ASSORTED SIZES
27209 | 4232180615700 | TIBIAL COMPONENT MOBILE BEARING FOR PRIMARY CEMENTED TOTAL ANKLE ARTHROPLASTY ASSORTED SIZES
27210 | 4232180615800 | TIBIAL COMPONENT MOBILE BEARING FOR PRIMARY CEMENTLESS TOTAL ANKLE ARTHROPLASTY ASSORTED SIZES
27211 | 4232180615900 | TIBIAL INSERT FOR PROXIMAL TIBIA REPLACEMENT ASSORTED SIZE AND LENGTH RELATED TO SILVER COATED OR EQUIVALENT IMPLANT ONCOLOGY
27212 | 4232180800200 | MEDIAL PIVOT KNEE TIBIAL COMPONENT ASSORTED SIZES
27213 | 4232180800300 | SET COMPLETE INSTRUMENTATION FOR MEDIAL-PIVOT SYSTEM WITH NECESSARY CASES AND IMPLANT TRAYS
27214 | 4232180907500 | TIBIAL METAL AUGMENTATION HALF BLOCK FOR REVISION TOTAL KNEE ARTHROPLASTY ASSORTED SIZES WITH ATTACHING SCREWS ORTHOPEDIC
27215 | 4232181004100 | CORRESPONDING PROXIMAL TITANIUM LOCKING SCREW ASSORTED LENGTHS
27216 | 4232181004200 | CORRESPONDING PROXIMAL LOCKING SCREW FOR 3.5 VARIABLE ANGLE PROXIMAL TIBIAL PLATE ASSORTED LENGTHS
27217 | 4232181004300 | CORRESPONDING PROXIMAL STAINLESS STEEL LOCKING SCREW FOR 3.5 PROXIMAL TIBIAL PLATE ASSORTED LENGTHS
27218 | 4232181004400 | CORRESPONDING PROXIMAL STAINLESS STEEL LOCKING SCREW FOR 4.5 PROXIMAL TIBIAL PLATE ASSORTED LENGTHS
27219 | 4232181004500 | CORRESPONDING PROXIMAL TITANIUM LOCKING SCREW FOR 3.5 PROXIMAL TIBIAL PLATE ASSORTED LENGTHS
27220 | 4232181004600 | SCREW SELF-TAPPING DISTAL AND PROXIMAL INTRAMEDULLARY TITANIUM MAGNETIC EXPANDABLE TIBIAL NAILING ASSORTED DIAMETERS AND LENGTHS
27221 | 4232181300000 | TIBIAL FULL OR HALF WEDGE FOR REVISION TOTAL KNEE ARTHROPLASTY ASSORTED ANGLES AND SIZES ORTHOPEDIC
27222 | 4232181600000 | SPACER ANTIBIOTIC CEMENT ARTICULATING KNEE (FEMORAL) SPACER WITH NECESSARY MOLD ASSORTED SIZES
27223 | 4232181600100 | SPACER ANTIBIOTIC CEMENT ARTICULATING KNEE (FEMORAL) SPACER ASSORTED SIZES
27224 | 4232181600200 | SPACER ANTIBIOTIC CEMENT ARTICULATING KNEE (TIBIAL) SPACER WITH NECESSARY MOLD ASSORTED SIZES
27225 | 4232181600300 | SPACER ANTIBIOTIC CEMENT ARTICULATING KNEE (TIBIAL) SPACER ASSORTED SIZES
27226 | 4232181700800 | EXTENSION PIECE FOR INTERCALARY PROSTHESIS ASSORTED SIZES
27227 | 4232181700900 | EXTENSION PIECE FOR SILVER COATED OR EQUIVALENT INTERCALARY PROSTHESIS ASSORTED SIZES
27228 | 4232181701000 | EXTENSION PIECE SILVER COATED OR EQUIVALENT FOR TIBIA REPLACEMENT IMPLANT ASSORTED SIZES AS REQUESTED BY END USER ONCOLOGY
27229 | 4232190000200 | ARTHROSCOPIC GLENOID BONE LOSS IMPLANTS (BUTTONS SCREWS OR LOOPS) OR EQUIVALENT
27230 | 4232190000300 | BUTTON WITHOUT LOOP GRAFT FIXATION ASSORTED SIZES AS REQUESTED BY END USER
27231 | 4232190000400 | SCREW LOCKING FOR REVERSE SHOULDER ARTHROPLASTY ASSORTED SIZES AS REQUESTED BY END USER
27232 | 4232190000500 | SHOULDER RADIAL HEAD MEGAPROSTHESIS TITANIUM OR EQUIVALENTS ASSORTED SIZES
27233 | 4232190000600 | BUTTON DOUBLE WITH TITANIUM ADJUSTABLE LOOP OR EQUIVALENT
27234 | 4232190000700 | COMPONENT TRAUMA SHOULDER ARTHROPLASTY INSERT ASSORTED TYPES AND SIZES REQUESTED BY END USER
27235 | 4232190000800 | SCREW NON LOCKING FOR TRAUMA SHOULDER ARTHROPLASTY ASSORTED SIZES AS REQUESTED BY END USER
27236 | 4232190000900 | SCREW LOCKING FOR MODULAR CONVERTER SHOULDER ARTHROPLASTY ASSORTED SIZES AS REQUESTED BY END USER
27237 | 4232190001000 | SCREW LOCKING FOR TRAUMA SHOULDER ARTHROPLASTY ASSORTED SIZES AS REQUESTED BY END USER
27238 | 4232190001100 | SCREW NON LOCKING FOR MODULAR CONVERTER SHOULDER ARTHROPLASTY ASSORTED SIZES AS REQUESTED BY END USER
27239 | 4232190001200 | SCREW NON LOCKING FOR REVERSE SHOULDER ARTHROPLASTY ASSORTED SIZES AS REQUESTED BY END USER
27240 | 4232190001300 | ENDPLATE FOR MESH CAGE ASSORTED SIZE AS REQUESTED BY END USER AND SHOULD BE COMPATIBLE WITH MESH CAGE IT MUST BE COMPATIBLE WITH GROUP 23 SPINAL
27241 | 4232190202800 | SHOULDER RADIAL HEAD MEGAPROSTHESIS TITANIUM SILVER COATED OR EQUIVALENTS ASSORTED SIZES
27242 | 4232190202900 | HUMERUS HEAD MEGAPROSTHESIS TITANIUM SILVER COATED OR EQUIVALENTS ASSORTED SIZES
27243 | 4232190203000 | HUMERUS HEAD MEGAPROSTHESIS TITANIUM OR EQUIVALENTS ASSORTED SIZES
27244 | 4232190301300 | COMPONENT ANATOMIC SHOULDER ARTHROPLASTY HUMERUS HEAD
27245 | 4232190301400 | COMPONENT MODULAR CONVERTER SHOULDER ARTHROPLASTY HUMERUS HEAD ASSORTED TYPES AND SIZES AS REQUESTED BY END USER
27246 | 4232190308300 | SCREW MEGAPROSTHESIS HUMERUS SILVER COATED (ONCOLOGY) OR EQUIVALENT ASSORTED SIZES AS REQUESTED BY END USER
27247 | 4232190308700 | EXTENSION HUMERUS MEGAPROSTHESIS UNIVERSAL (ONCOLOGY) ASSORTED SIZES AS REQUESTED BY END USER
27248 | 4232190308800 | HUMERUS STEM MEGAPROSTHESIS TITANIUM (ONCOLOGY) OR EQUIVALENTS ASSORTED TYPES AND SIZES
27249 | 4232190308900 | HUMERUS STEM MEGAPROSTHESIS TITANIUM SILVER COATED (ONCOLOGY) OR EQUIVALENTS ASSORTED TYPES AND SIZES
27250 | 4232190309000 | EXTENSION HUMERUS MEGAPROSTHESIS UNIVERSAL SILVER COATED (ONCOLOGY) ASSORTED SIZES AS REQUESTED BY END USER
27251 | 4232190400000 | COMPONENT TRAUMA SHOULDER ARTHROPLASTY HUMERUS HEAD ASSORTED TYPES AND SIZES AS REQUESTED BY END USER
27252 | 4232190400100 | COMPONENT MODULAR CONVERTER SHOULDER ARTHROPLASTY AUGMENTED GLENOID ASSORTED SIZES AS REQUESTED BY END USER
27253 | 4232190400200 | COMPONENT MODULAR CONVERTER SHOULDER ARTHROPLASTY POLYETHYLENE INSERT ASSORTED TYPES AND SIZES REQUESTED BY END USER
27254 | 4232190400300 | COMPONENT REVERSE SHOULDER ARTHROPLASTY HUMERAL CUP ASSORTED TYPES AND SIZES AS REQUESTED BY END USER
27255 | 4232190400400 | COMPONENT REVERSE SHOULDER ARTHROPLASTY POLYETHYLENE INSERT ASSORTED TYPES AND SIZES REQUESTED BY END USER
27256 | 4232190400500 | COMPONENT ANATOMIC SHOULDER ARTHROPLASTY HUMERUS STEM CEMENTED WITH RELATED CONNECTION ASSORTED TYPES AND SIZES AS REQUESTED BY END USER
27257 | 4232190400600 | COMPONENT ANATOMIC SHOULDER ARTHROPLASTY HUMERUS STEM CEMENTLESS WITH RELATED CONNECTION ASSORTED TYPES AND SIZES AS REQUESTED BY END USER
27258 | 4232190400700 | COMPONENT REVERSE SHOULDER ARTHROPLASTY HUMERUS STEM CEMENTED WITH RELATED CONNECTION ASSORTED TYPES AND SIZES AS REQUESTED BY END USER
27259 | 4232190400800 | COMPONENT REVERSE SHOULDER ARTHROPLASTY HUMERUS STEM CEMENTLESS WITH RELATED CONNECTION ASSORTED TYPES AND SIZES AS REQUESTED BY END USER
27260 | 4232190400900 | COMPONENT MODULAR CONVERTER SHOULDER ARTHROPLASTY HUMERUS STEM CEMENTED WITH RELATED CONNECTION ASSORTED TYPES AND SIZES AS REQUESTED BY END USER
27261 | 4232190401000 | COMPONENT MODULAR CONVERTER SHOULDER ARTHROPLASTY HUMERUS STEM CEMENTLESS WITH RELATED CONNECTION ASSORTED TYPES AND SIZES AS REQUESTED BY END USER
27262 | 4232190401100 | COMPONENT TRAUMA SHOULDER ARTHROPLASTY HUMERUS ADAPTER CONNECTION ASSORTED SIZES AND TYPES AS REQUESTED BY END USER
27263 | 4232190401200 | COMPONENT TRAUMA SHOULDER ARTHROPLASTY HUMERUS STEM CEMENTED WITH RELATED CONNECTION ASSORTED TYPES AND SIZES AS REQUESTED BY END USER
27264 | 4232190401300 | COMPONENT TRAUMA SHOULDER ARTHROPLASTY HUMERUS STEM CEMENTLESS WITH RELATED CONNECTION ASSORTED TYPES AND SIZES AS REQUESTED BY END USER
27265 | 4232190600700 | COMPONENT ANATOMIC SHOULDER ARTHROPLASTY GLENOID PEGGED OR KEELED ASSORTED SIZES AS REQUESTED BY END USER
27266 | 4232190603300 | DRILL GUIDE FOR GLENOID BONE LOSS RECONSTRUCTION ASSORTED SIZES
27267 | 4232190603400 | COMPONENT REVERSE SHOULDER ARTHROPLASTY GLENOID SPHERE ASSORTED TYPES AND SIZES AS REQUESTED BY END USER
27268 | 4232190603500 | COMPONENT REVERSE SHOULDER ARTHROPLASTY GLENOID BASE PLATE ASSORTED TYPES AND SIZES AS REQUESTED BY END USER
27269 | 4232190603600 | REVERSED GLENOID MEGAPROSTHESIS UNIVERSAL SILVER COATED ASSORTED SIZES AS REQUESTED BY END USER
27270 | 4232190603700 | COMPONENT TRAUMA SHOULDER ARTHROPLASTY GLENOID SPHERE ASSORTED TYPES AND SIZES AS REQUESTED BY END USER
27271 | 4232190603800 | COMPONENT ANATOMIC SHOULDER ARTHROPLASTY AUGMENTED GLENOID ASSORTED SIZES AS REQUESTED BY END USER
27272 | 4232190603900 | COMPONENT TRAUMA SHOULDER ARTHROPLASTY GLENOID BASE PLATE ASSORTED SIZES AS REQUESTED BY END USER
27273 | 4232190604000 | REVERSED GLENOID MEGAPROSTHESIS UNIVERSAL ASSORTED SIZES AS REQUESTED BY END USER
27274 | 4232190604100 | COMPONENT MODULAR CONVERTER SHOULDER ARTHROPLASTY GLENOID PEGGED OR KEELED ASSORTED SIZES AS REQUESTED BY END USER
27275 | 4232190604200 | COMPONENT MODULAR CONVERTER SHOULDER ARTHROPLASTY GLENOID SPHERE ASSORTED TYPES AND SIZES AS REQUESTED BY END USER
27276 | 4232190604300 | COMPONENT REVERSE SHOULDER ARTHROPLASTY GLENOID BASE PLATE AUGMENTED ASSORTED SIZES AS REQUESTED BY END USER
27277 | 4232190604400 | COMPONENT REVERSE SHOULDER ARTHROPLASTY GLENOID BASE PLATE WITH CENTRAL POST ASSORTED SIZES AS REQUESTED BY END USER
27278 | 4232190604500 | COMPONENT REVERSE SHOULDER ARTHROPLASTY GLENOID BASE PLATE WITH CENTRAL SCREW ASSORTED SIZES AS REQUESTED BY END USER
27279 | 4232191000000 | SLEEVE OFFSET ADAPTER FOR REVISION TOTAL KNEE ARTHROPLASTY ASSORTED OFFSET OPTIONS
27280 | 4232191101800 | HUMERUS DISTAL MEGAPROSTHESIS TITANIUM (ONCOLOGY) OR EQUIVALENTS ASSORTED SIZES
27281 | 4232191101900 | DISTAL HUMERUS MODULAR FLANGE UNIVERSAL SILVER COATED ASSORTED SIZES AND TYPES
27282 | 4232191102000 | HUMERUS PROXIMAL MEGAPROSTHESIS ULNA TITANIUM (ONCOLOGY) OR EQUIVALENTS ASSORTED SIZES
27283 | 4232191102100 | HUMERUS REDUCER MEGAPROSTHESIS LEFT OR RIGHT TITANIUM (ONCOLOGY) OR EQUIVALENTS ASSORTED SIZES
27284 | 4232191102200 | DISTAL HUMERUS MODULAR FLANGE UNIVERSAL ASSORTED SIZES AND TYPES
27285 | 4232191102300 | DISTAL HUMERUS AXLE ARTICULATING UNIVERSAL MEGAPROSTHESIS ASSORTED SIZES AS REQUESTED BY END USER
27286 | 4232191102400 | DISTAL HUMERUS AXLE ARTICULATING UNIVERSAL MEGAPROSTHESIS SILVER COATED ASSORTED SIZES AS REQUESTED BY END USER
27287 | 4232191200700 | SET COMPLETE INSTRUMENTATION FOR ADVANCED COATING HIGH POROSITY CUP OR EQUIVALENT WITH NECESSARY CASES
27288 | 4232191200900 | SET COMPLETE INSTRUMENTATION FOR ANATOMIC TOTAL SHOULDER ARTHROPLASTY AS REQUESTED BY END USER
27289 | 4232191205100 | AC JOINT IMPLANT FIXATION ASSORTED SIZES
27290 | 4232191300000 | SPACER ANTIBIOTIC CEMENT ARTICULATING SHOULDER SPACER WITH NECESSARY MOLD ASSORTED SIZES
27291 | 4232200200000 | SCREW CORTICAL 3.5MM OR EQUIVALENT STAINLESS STEEL FOR WRIST FUSION ASSORTED SIZES
27292 | 4232200200100 | SCREW LOCKED HEAD 2.7MM OR EQUIVALENT TITANIUM FOR WRIST FUSION ASSORTED SIZES
27293 | 4232200200200 | SCREW LOCKED HEAD 3.5MM OR EQUIVALENT TITANIUM FOR WRIST FUSION ASSORTED SIZES
27294 | 4232200200300 | SCREW CORTICAL 3.5MM OR EQUIVALENT TITANIUM FOR WRIST FUSION ASSORTED SIZES
27295 | 4232200200400 | SCREW LOCKED HEAD 2.7MM OR EQUIVALENT STAINLESS STEEL FOR WRIST FUSION ASSORTED SIZES
27296 | 4232200200500 | SCREW LOCKED HEAD 3.5MM OR EQUIVALENT STAINLESS STEEL FOR WRIST FUSION ASSORTED SIZES
27297 | 4232200300000 | COMPONENT ULNAR FOR TOTAL ELBOW ARTHROPLASTY ASSORTED SIZES AS REQUESTED BY END USER
27298 | 4232200300100 | COMPONENT HUMERAL FOR TOTAL ELBOW ARTHROPLASTY ASSORTED SIZES AS REQUESTED BY END USER
27299 | 4232200300500 | HUMERUS DISTAL MEGAPROSTHESIS TITANIUM SILVER COATED (ONCOLOGY) OR EQUIVALENTS ASSORTED SIZES
27300 | 4232200300700 | HUMERUS PROXIMAL MEGAPROSTHESIS ULNA TITANIUM SILVER COATED (ONCOLOGY) OR EQUIVALENTS ASSORTED SIZES
27301 | 4232200300800 | HUMERUS REDUCER MEGAPROSTHESIS LEFT OR RIGHT TITANIUM SILVER COATED (ONCOLOGY) OR EQUIVALENTS ASSORTED SIZES
27302 | 4232200303400 | COMPONENT TOTAL ELBOW ARTHROPLASTY RADIAL HEAD ASSORTED TYPES AND SIZES REQUESTED BY END USER
27303 | 4232200600000 | SPACER ANTIBIOTIC CEMENT ARTICULATING ELBOW SPACER WITH NECESSARY MOLD ASSORTED SIZES
27304 | 4232220000000 | OBWEGESER SOFT TISSUE RETRACTORS STAINLESS STEEL (BENT UPWARDS) 22CM APPROXIMATE WORKING END: SHORT (15-25MM)
27305 | 4232220000800 | REUSABLE GUIDE WIRE FOR GRADUATED ESOPHAGEAL MECHANICAL DILATORS ASSORTED SIZES
27306 | 4232220001100 | BILIARY GUIDEWIRE WITH HYDROPHILIC TIP ASSORTED TYPES OF TIP (STRAIGHT AND ANGULATED) ASSORTED TYPES OF STIFFNESS (REGULAR/ STIFF) ASSORTED SIZES (00.035 INCH AND 00.025 INCH) LONG WIRE (>400 CM LENGTH)
27307 | 4232220001400 | BILIARY GUIDEWIRE WITH HYDROPHILIC TIP ASSORTED TYPES OF TIP (STRAIGHT AND ANGULATED) ASSORTED TYPES OF STIFFNESS (REGULAR/ STIFF) 0.021 INCH LONG WIRE (> 400 CM LENGTH)
27308 | 4232220001500 | TAP FOR ANCHOR SUTURE HIP ASSORTED TYPES AND SIZES REQUESTED BY END USER
27309 | 4232220001600 | TAP FOR ANCHOR SUTURE WRIST ASSORTED TYPES AND SIZES AS REQUESTED BY END USER
27310 | 4232220001700 | TAP FOR ANCHOR SUTURE SHOULDER ASSORTED TYPES AND SIZES AS REQUESTED BY END USER
27311 | 4232220001800 | DRILL BIT FOR ANCHOR SUTURE HIP ASSORTED TYPES AND SIZES REQUESTED BY END USER
27312 | 4232220001900 | DRILL BIT FOR ANCHOR SUTURE WRIST ASSORTED TYPES AND SIZES AS REQUESTED BY END USER
27313 | 4232220002000 | DRILL GUIDE FOR ANCHOR SUTURE HIP ASSORTED TYPES AND SIZES REQUESTED BY END USER
27314 | 4232220002100 | DRILL BIT FOR ANCHOR SUTURE SHOULDER ASSORTED TYPES AND SIZES AS REQUESTED BY END USER
27315 | 4232220002200 | TAP FOR ANCHOR SUTURE FOOT AND ANKLE ASSORTED TYPES AND SIZES AS REQUESTED BY END USER
27316 | 4232220002300 | DRILL GUIDE WITH OBTURATOR FOR ANCHOR SUTURE WRIST REPAIR ASSORTED TYPES AND SIZES AS REQUESTED BY END USER
27317 | 4232220002400 | DRILL BIT FOR ANCHOR SUTURE FOOT AND ANKLE ASSORTED TYPES AND SIZES AS REQUESTED BY END USER
27318 | 4232220002500 | DRILL GUIDE WITH OBTURATOR FOR ANCHOR SUTURE SHOULDER REPAIR ASSORTED TYPES AND SIZES AS REQUESTED BY END USER
27319 | 4232220002600 | CASE FOR FOOT AND ANKLE ANCHOR INSTRUMENTS (DRILL BIT DRILL GUIDE AND TAP) WITH NECESSARY MAT AND CASE COVER
27320 | 4232220002700 | CASE FOR HIP ANCHOR INSTRUMENTS (DRILL BIT DRILL GUIDE AND TAP) WITH NECESSARY MAT AND CASE COVER
27321 | 4232220002800 | CASE FOR WRIST ANCHOR INSTRUMENTS (DRILL BIT DRILL GUIDE AND TAP) WITH NECESSARY MAT AND CASE COVER
27322 | 4232220002900 | DRILL GUIDE WITH OBTURATOR FOR ANCHOR SUTURE FOOT AND ANKLE REPAIR ASSORTED TYPES AND SIZES AS REQUESTED BY END USER
27323 | 4232220108500 | SCREW TENODESIS PEEK ASSORTED SIZES
27324 | 4232220109400 | SCREW TENODESIS ABSORBABLE ASSORTED SIZES
27325 | 4232220300000 | ANCHOR SUTURE KNOTTED ABSORBABLE SHOULDER REPAIR ASSORTED TYPES AND SIZES REQUESTED BY END USER
27326 | 4232220300100 | ANCHOR SUTURE KNOTTED TITANIUM SHOULDER REPAIR ASSORTED TYPES AND SIZES REQUESTED BY END USER
27327 | 4232220300300 | ANCHOR ALL SUTURE SHOULDER REPAIR ASSORTED TYPES AND SIZES AS REQUESTED BY END USER
27328 | 4232220301700 | ANCHOR SUTURE KNOTLESS ABSORBABLE HIP REPAIR ASSORTED TYPES AND SIZES AS REQUESTED BY END USER
27329 | 4232220301800 | ANCHOR SUTURE KNOTLESS NON ABSORBABLE HIP REPAIR ASSORTED TYPES AND SIZES AS REQUESTED BY END USER
27330 | 4232220302200 | ANCHOR SUTURE TENODESIS ABSORBABLE ASSORTED TYPES AND SIZES AS REQUESTED BY END USER
27331 | 4232220302300 | ANCHOR SUTURE KNOTLESS NON ABSORBABLE PEEK SHOULDER REPAIR ASSORTED TYPES AND SIZES REQUESTED BY END USER
27332 | 4232220302500 | SUTURE ULTRA HIGH MOLECULAR WEIGHT POLYETHYLENE ARTHROSCOPY ASSORTED TYPES AND SIZES AS REQUESTED BY END USER
27333 | 4232220302700 | LAPAROSCOPIC LIGATION SUTURE ABSORBABLE POLYGLYCOLATED OR POLYGLACTIC LACTOMER READY WITH DELIVERY SYSTEM STERILE
27334 | 4232220303900 | ANCHOR SUTURE KNOTLESS SELF-PUNCHING ABSORBABLE SHOULDER ROTATOR CUFF ASSORTED TYPES AND SIZES REQUESTED BY END USER
27335 | 4232220309600 | ANCHOR ALL SUTURE HIP REPAIR ASSORTED TYPES AND SIZES AS REQUESTED BY END USER
27336 | 4232220309700 | ANCHOR ALL SUTURE WRIST REPAIR ASSORTED TYPES AND SIZES AS REQUESTED BY END USER
27337 | 4232220309800 | ANCHOR SUTURE KNOTTED TITANIUM FOOT AND ANKLE REPAIR ASSORTED TYPES AND SIZES REQUESTED BY END USER
27338 | 4232220309900 | ANCHOR SUTURE KNOTTED TITANIUM HIP REPAIR ASSORTED TYPES AND SIZES REQUESTED BY END USER
27339 | 4232220310000 | ANCHOR SUTURE KNOTLESS SELF-PUNCHING NON ABSORBABLE SHOULDER ROTATOR CUFF ASSORTED TYPES AND SIZES REQUESTED BY END USER
27340 | 4232220310100 | ANCHOR SUTURE KNOTTED ABSORBABLE FOOT AND ANKLE REPAIR ASSORTED TYPES AND SIZES REQUESTED BY END USER
27341 | 4232220310200 | ANCHOR SUTURE KNOTTED ABSORBABLE HIP REPAIR ASSORTED TYPES AND SIZES REQUESTED BY END USER
27342 | 4232220310300 | ANCHOR SUTURE TENODESIS NON ABSORBABLE PEEK ASSORTED TYPES AND SIZES AS REQUESTED BY END USER
27343 | 4232220310400 | ANCHOR SUTURE KNOTTED PEEK FOOT AND ANKLE REPAIR ASSORTED TYPES AND SIZES REQUESTED BY END USER
27344 | 4232220310500 | ANCHOR SUTURE KNOTTED PEEK HIP REPAIR ASSORTED TYPES AND SIZES REQUESTED BY END USER
27345 | 4232220310600 | ANCHOR SUTURE KNOTTED TITANIUM WRIST REPAIR ASSORTED TYPES AND SIZES REQUESTED BY END USER
27346 | 4232220310700 | ANCHOR SUTURE KNOTTED WITH NEEDLE TITANIUM HIP REPAIR ASSORTED TYPES AND SIZES REQUESTED BY END USER
27347 | 4232220310800 | ANCHOR SUTURE KNOTLESS ABSORBABLE SHOULDER REPAIR ASSORTED TYPES AND SIZES REQUESTED BY END USER
27348 | 4232220310900 | ANCHOR SUTURE KNOTTED ABSORBABLE WRIST REPAIR ASSORTED TYPES AND SIZES REQUESTED BY END USER
27349 | 4232220311000 | ANCHOR SUTURE KNOTTED WITH NEEDLE ABSORBABLE HIP REPAIR ASSORTED TYPES AND SIZES REQUESTED BY END USER
27350 | 4232220311100 | ANCHOR SUTURE KNOTTED WITH NEEDLE PEEK WRIST REPAIR ASSORTED TYPES AND SIZES REQUESTED BY END USER
27351 | 4232220311200 | ANCHOR SUTURE KNOTLESS ABSORBABLE WRIST REPAIR ASSORTED TYPES AND SIZES REQUESTED BY END USER
27352 | 4232220311300 | ANCHOR SUTURE KNOTTED PEEK WRIST REPAIR ASSORTED TYPES AND SIZES REQUESTED BY END USER
27353 | 4232220311400 | ANCHOR SUTURE KNOTTED WITH NEEDLE PEEK HIP REPAIR ASSORTED TYPES AND SIZES REQUESTED BY END USER
27354 | 4232220311500 | ANCHOR SUTURE KNOTTED WITH NEEDLE TITANIUM SHOULDER REPAIR ASSORTED TYPES AND SIZES REQUESTED BY END USER
27355 | 4232220311600 | ANCHOR SUTURE KNOTTED WITH NEEDLE TITANIUM WRIST REPAIR ASSORTED TYPES AND SIZES REQUESTED BY END USER
27356 | 4232220311700 | ANCHOR ALL SUTURE FOOT AND ANKLE REPAIR ASSORTED TYPES AND SIZES AS REQUESTED BY END USER
27357 | 4232220311800 | ANCHOR ALL SUTURE KNOTLESS ASSORTED SIZES
27358 | 4232220311900 | ANCHOR SUTURE KNOTLESS ABSORBABLE FOOT AND ANKLE REPAIR ASSORTED TYPES AND SIZES REQUESTED BY END USER
27359 | 4232220312000 | ANCHOR SUTURE KNOTLESS NON ABSORBABLE PEEK FOOT AND ANKLE REPAIR ASSORTED TYPES AND SIZES REQUESTED BY END USER
27360 | 4232220312100 | ANCHOR SUTURE KNOTLESS NON ABSORBABLE PEEK WRIST REPAIR ASSORTED TYPES AND SIZES REQUESTED BY END USER
27361 | 4232220312200 | ANCHOR SUTURE KNOTTED PEEK SHOULDER REPAIR ASSORTED TYPES AND SIZES REQUESTED BY END USER
27362 | 4232220312300 | ANCHOR SUTURE KNOTTED WITH NEEDLE ABSORBABLE FOOT AND ANKLE REPAIR ASSORTED TYPES AND SIZES REQUESTED BY END USER
27363 | 4232220312400 | ANCHOR SUTURE KNOTTED WITH NEEDLE ABSORBABLE SHOULDER REPAIR ASSORTED TYPES AND SIZES REQUESTED BY END USER
27364 | 4232220312500 | ANCHOR SUTURE KNOTTED WITH NEEDLE ABSORBABLE WRIST REPAIR ASSORTED TYPES AND SIZES REQUESTED BY END USER
27365 | 4232220312600 | ANCHOR SUTURE KNOTTED WITH NEEDLE PEEK FOOT AND ANKLE REPAIR ASSORTED TYPES AND SIZES REQUESTED BY END USER
27366 | 4232220312700 | ANCHOR SUTURE KNOTTED WITH NEEDLE PEEK SHOULDER REPAIR ASSORTED TYPES AND SIZES REQUESTED BY END USER
27367 | 4232220312800 | ANCHOR SUTURE KNOTTED WITH NEEDLE TITANIUM FOOT AND ANKLE REPAIR ASSORTED TYPES AND SIZES REQUESTED BY END USER
27368 | 4232220400700 | LOOP WITHOUT BUTTON FOR TIBIAL ACL GRAFT FIXATION ASSORTED SIZES
27369 | 4232220500100 | 12 FIXATION POST INCLUDING SCREW AND WASHER TO SCREW IN TO WIRE TRAY FOR FIXATION OF INSTRUMENTS TO BE USED WITH SILICONE TIE-DOWNS EXTERNAL DIMENSIONS W: 9 X 38 MM SPINAL
27370 | 4232220600000 | STAPLE GRAFT FIXATION ASSORTED TYPES AND SIZES REQUESTED BY END USER
27371 | 4232220600100 | STAPLE SPIKED FOR GRAFT FIXATION ASSORTED SIZES
27372 | 4232220600400 | SET INSTRUMENTATION FOR GRAFT FIXATION SPIKED STAPLE INCLUDING DELIVERY DEVICE
27373 | 4232220701400 | SUTURE PASSER FOR SHOULDER ARTHROSCOPIC REPAIR WITH HOLLOW NEEDLE DISPOSABLE ASSORTED ANGLES
27374 | 4232220701500 | KIT DISPOSABLE POSITIONING LATERAL SHOULDER SUSPENSION ARTHROSCOPY OR EQUIVALENT
27375 | 4232220701600 | MENISCAL REPAIR DEVICE FIXATION NON ABSORBABLE ALL INSIDE OR EQUIVALENT
27376 | 4232220701900 | KIT DISPOSABLE POSITIONING MOBILE SYSTEM HIP ARTHROSCOPY OR EQUIVALENT
27377 | 4232220702000 | KIT DISPOSABLE POSITIONING SYSTEM BEACH CHAIR ARTHROSCOPY OR EQUIVALENT
27378 | 4232220702200 | MENISCAL REPAIR ALL INSIDE KNOT PUSHER SUTURE CUTTER OR EQUIVALENT
27379 | 4232220702600 | KIT NANO ARTHROSCOPY HANDS INSTRUMENT OR EQUIVALENT DISPOSABLE ASSORTED SIZES
27380 | 4232220703200 | PASSER SUTURE MENISCAL ROOT ASSORTED TYPES AND SIZES
27381 | 4232220703600 | WIRE GUIDE WITH EYELET FOR TUNNEL PREPARATION OR EQUIVALENT
27382 | 4232220704000 | KIT GRAFT FEMORAL TRANSFIXATION OR EQUIVALENTS
27383 | 4232220704300 | KIT TRIANGULAR FIBROCARTILAGE COMPLEX TFCC OR EQUIVALENT
27384 | 4232220704500 | KIT MENISCAL REPAIR NEEDLE FOR INSIDE OUT SYSTEM
27385 | 4232220704700 | PROBE COBLATION ARTHROSCOPY ASSORTED SIZES AND TYPES
27386 | 4232220705100 | KIT CAMERA NANO ARTHROSCOPY DISPOSABLE OR EQUIVALENT
27387 | 4232220706100 | KIT LIGAMENT AUGMENTATION INTERNAL BRACE ASSORTED SIZES AND TYPES
27388 | 4232220706200 | MENISCAL REPAIR OUTSIDE IN HALLOW NEEDLE ASSORTED SIZES AND TYPES
27389 | 4232220706400 | WIRE SOFT GUIDE FOR SCREW GRAFT FIXATION OR EQUIVALENT
27390 | 4232220706500 | KIT MENISCAL ROOT FIXATION OR EQUIVALENT
27391 | 4232220706600 | CANNULA FLEXIBLE SHOULDER ARTHROSCOPY ASSORTED TYPES AND SIZES REQUESTED BY END USER
27392 | 4232230000000 | INSTRUMENTATION COMPLETE SET AND IMPLANT FOR VERTICAL EXPANDABLE TITANIUM RIB CORRECTION SYSTEM SPINAL
27393 | 4232230000100 | VERTICAL EXPANDABLE TITANIUM RIB CORRECTION SYSTEM ASSORTED SIZES AND SHAPES ON DEMAND (RIB TO ILIUM) SPINAL
27394 | 4232230000200 | VERTICAL EXPANDABLE TITANIUM RIB CORRECTION SYSTEM ASSORTED SIZES AND SHAPES ON DEMAND (RIB TO RIB) SPINAL
27395 | 4232240000000 | CONNECTING PART SILVER COATED OR EQUIVALENT (ADAPTER) ASSORTED SIZES ONCOLOGY
27396 | 4232240000100 | SCREW SCHANZ FOR ADULT LIMB RECONSTRUCTION LENGTHENING SYSTEM
27397 | 4232240000200 | SCREW SCHANZ FOR PEDIATRIC LIMB RECONSTRUCTION LENGTHENING SYSTEM
27398 | 4232240000300 | CONNECTING PART UNIVERSAL MEGAPROSTHESIS TITANIUM SILVER COATED (ONCOLOGY) OR EQUIVALENTS ASSORTED SIZES
27399 | 4232240300000 | RAILS CLAMP FOR PEDIATRIC LIMB RECONSTRUCTION LENGTHENING SYSTEM ASSORTED SIZES AND TYPES
27400 | 4232240300100 | RAILS CLAMP FOR ADULT LIMB RECONSTRUCTION LENGTHENING SYSTEM ASSORTED SIZES AND TYPES
27401 | 4232250000000 | SOCKET THREADED FOR POLYAXIAL EXTERNAL FIXATOR ASSORTED LENGTHS AS REQUESTED BY END USER
27402 | 4232250000100 | CAP FOR POLYAXIAL RING EXTERNAL FIXATION PINS ASSORTED SIZES
27403 | 4232250100400 | ILIZAROV SYSTEM GRADUATED TELESCOPIC ROD ASSORTED LENGTH AS REQUESTED BY END USER ORTHOPEDIC
27404 | 4232250100500 | POST FOR RING FIXATOR SYSTEM ASSORTED SIZE S AS REQUESTED BY END USER ORTHOPEDIC
27405 | 4232250100600 | ROD FOR RING FIXATOR SYSTEM ASSORTED SIZE S AS REQUESTED BY END USER ORTHOPEDIC
27406 | 4232250100700 | ROD CARBON FIBER FOR MINI EXTERNAL FIXATOR ASSORTED TYPES AND LENGTHS
27407 | 4232250100900 | ILIZAROV SYSTEM BUSHING ASSORTED SIZE S AS REQUESTED BY END USER ORTHOPEDIC
27408 | 4232250101000 | TELESCOPIC RODS SET FOR RING FIXATOR ASSORTED SIZE S AS REQUIRED BY END USER ORTHOPEDIC
27409 | 4232250106200 | ROD CARBON FIBER FOR LARGE EXTERNAL FIXATOR ASSORTED LENGTHS
27410 | 4232250106300 | ROD CARBON FIBER FOR MEDIUM EXTERNAL FIXATOR ASSORTED LENGTHS
27411 | 4232250106400 | CLAMP ROD TO PIN FOR LARGE EXTERNAL FIXATOR
27412 | 4232250201200 | ILIZAROV SYSTEM 3/4 RING STAINLESS STEEL ASSORTED SIZE S AS REQUESTED BY END USER ORTHOPEDIC
27413 | 4232250201300 | ILIZAROV SYSTEM 5/8 RING STAINLESS STEEL ASSORTED SIZE S AS REQUESTED BY END USER ORTHOPEDIC
27414 | 4232250201400 | ILIZAROV SYSTEM COMPOSITE FOOT RING ASSORTED SIZE S AS REQUESTED BY END USER ORTHOPEDIC
27415 | 4232250201500 | ILIZAROV SYSTEM COMPOSITE HALF RING ASSORTED DIAMETER SIZE AS REQUESTED BY END USER ORTHOPEDIC
27416 | 4232250201600 | SET COMPLETE DYNAMIC POLYAXIAL RING EXTERNAL FIXATOR IMPLANT SET COMPLETE WITH GRAPHIC CASE AND BOX ORTHOPEDIC
27417 | 4232250201700 | SET COMPLETE INSTRUMENTATION DYNAMIC POLYAXIAL RING EXTERNAL FIXATOR (INCLUDING STRUT CHANGE SET) WITH GRAPHIC CASE AND BOX ORTHOPEDIC
27418 | 4232250201900 | SET COMPLETE INSTRUMENTATION FOR DYNAMIC POLYAXIAL RING EXTERNAL FIXATOR STRUT CHANGE WITH GRAPHIC CASE AND CARRYING BOX ORTHOPEDIC
27419 | 4232250202000 | RING FIXATOR FEMORAL HEAVY (COMPOSITE) WIDE ARCH RADIOLUCENT ASSORTED SIZE AS REQUESTED BU END USER ORTHOPEDIC
27420 | 4232250202100 | RING FIXATOR HALF RING ASSORTED SIZE AS REQUESTED BY END USER ORTHOPEDIC
27421 | 4232250202200 | RING FIXATOR RADIOLUCENT HALF RING ASSORTED SIZE AS REQUESTED BY END USER ORTHOPEDIC
27422 | 4232250202300 | RING FIXATOR SYSTEM CONNECTION PLATE ASSORTED SIZE S AS REQUESTED BY END USER ORTHOPEDIC
27423 | 4232250202600 | NUTS RING FIXATOR SYSTEM ORTHOPEDIC
27424 | 4232250202700 | POLYAXIAL FOOT RINGS SMALL MEDIUM AND LARGE ASSORTED SIZES AS REQUESTED BY END USER ORTHOPEDIC
27425 | 4232250202800 | POLYAXIAL FULL RING ASSORTED SIZES AS REQUESTED BY END USER
27426 | 4232250203100 | POLYAXIAL TELESCOPIC STRUTS ASSORTED SIZES AS REQUESTED BY END USER
27427 | 4232250204100 | U RING FOR BUTT FRAME FOR POLYAXIAL EXTERNAL FIXATOR
27428 | 4232250300300 | CLAMP ROD TO ROD FOR SMALL EXTERNAL FIXATOR ASSORTED SIZES AND TYPES
27429 | 4232250300800 | CLAMP ROD TO ROD FOR LARGE EXTERNAL FIXATOR ASSORTED SIZES AND TYPES
27430 | 4232250300900 | CLAMP ROD TO PIN FOR SMALL EXTERNAL FIXATOR
27431 | 4232250301200 | CLAMP ROD TO PIN FOR MINI EXTERNAL FIXATOR ASSORTED SIZES
27432 | 4232250301800 | CLAMP ROD TO PIN FOR MEDIUM EXTERNAL FIXATOR
27433 | 4232250301900 | CLAMP ROD TO ROD FOR MINI EXTERNAL FIXATOR ASSORTED SIZES AND TYPES
27434 | 4232250302000 | CLAMP ROD TO ROD FOR MEDIUM EXTERNAL FIXATOR ASSORTED SIZES AND TYPES
27435 | 4232250302100 | CLAMP COLLINEAR (OR EQUIVALENT) FOR REDUCTION ASSORTED SIZES
27436 | 4232250302200 | CORRECTION CLAMP FOR ADULT LIMB RECONSTRUCTION LENGTHENING SYSTEM ASSORTED SIZES AND TYPES
27437 | 4232250500000 | ILIZAROV HALF PINS ASSORTED SIZE S AND LENGTHS AS REQUESTED BY END USER ORTHOPEDIC
27438 | 4232250500100 | ILIZAROV RANCHO SYSTEM SET SCREW ASSORTED SIZE S AS REQUESTED SIZE S ORTHOPEDIC
27439 | 4232250500200 | ILIZAROV SYSTEM RANCHO SYSTEM CENTERING SLEEVE HALF PIN ASSORTED SIZE S (4 - 6 MM) ORTHOPEDIC
27440 | 4232250512900 | ELECTROHYDRAULIC LITHOTRIPSY (EHL) PROBE FOR DIRECT VISUALIZATION SYSTEM OF CHOLANGIOSCOPE ASSORTED SIZES
27441 | 4232250513200 | MECHANICAL LITHOTRIPTER DISPOSABLE
27442 | 4232250515100 | TRAY CORONARY TRAY ALUMINUM UNIVERSAL WITH LID 7 X 11 AND SILICONE MATT DIMENSIONS 270X160X16 MM FOR KEEPING ALL CORONARY INSTRUMENTS FOR STERILIZATION PURPOSES REUSABLE
27443 | 4232250515200 | SCREW SCHANZ FOR LARGE EXTERNAL FIXATOR ASSORTED THREADS AND LENGTHS
27444 | 4232250515300 | SCREW SCHANZ FOR MEDIUM EXTERNAL FIXATOR ASSORTED THREADS AND LENGTHS
27445 | 4232250515400 | SCREW TITANIUM SCHANZ FOR LARGE EXTERNAL FIXATION ASSORTED LENGTHS
27446 | 4232250515500 | K-WIRES THREADED FOR MINI EXTERNAL FIXATOR ASSORTED DIAMETERS
27447 | 4232250515600 | SCHANZ PIN FOR SINGLE UNIT HINGED MONO AXIAL EXTERNAL FIXATOR ASSORTED SIZES
27448 | 4232250600000 | ILIZAROV SYSTEM HALF PIN FIXATION BOLT ASSORTED SIZE S AS REQUESTED BY END USER ORTHOPEDIC
27449 | 4232250600100 | ILIZAROV SYSTEM FEMORAL COMPONENT SINGLE PIN FIXATION BOLT ORTHOPEDIC
27450 | 4232250600200 | ILIZAROV SYSTEM WIRE FIXATION BOLT CENTRAL AND ECCENTRIC ASSORTED SIZE S AND SHAPES ORTHOPEDIC
27451 | 4232250600300 | ILIZAROV SYSTEM FIXATION BOLT WASHER ASSORTED SIZE S AND THICKNESS ORTHOPEDIC
27452 | 4232250600400 | WIRE BOLTS FOR RING FIXATOR SYSTEM ASSORTED SHAPES AND SIZE S AS REQUESTED BY END USER ORTHOPEDIC
27453 | 4232250600500 | WASHERS FOR RING FIXATOR SYSTEM ASSORTED SIZE S AS REQUESTED BY END USER ORTHOPEDIC
27454 | 4232250800000 | HINGE JOINT FIXATOR FOR ELBOW MEDIUM EXTERNAL FIXATOR
27455 | 4232250800100 | HINGED JOINT FIXATOR FOR ELBOW LARGE EXTERNAL FIXATOR
27456 | 4232251100000 | ADULT SLEEVE FASTENING 1 - ADULT SLEEVE FASTENING MODEL 1 IS AN ELASTIC STRAP RUNNING UNDER THE BREAST TO HOLD THE SLEEVE UP. FASTENING WITH VELCRO. AVAILABLE FOR ALL SLEEVES REACHING THE AXILLA. MATERIAL: ELASTANE BAND 3 CM WIDTH (ELA1).
27457 | 4232251100100 | ADULT SLEEVE FASTENING 2 - ADULT SLEEVE FASTENING MODEL 2 IS AN ELASTIC STRAP RUNNING UNDER THE AXILLA TO HOLD THE SLEEVE UP. FASTENING WITH VELCRO. AVAILABLE FOR ALL SLEEVES REACHING THE AXILLA. MATERIAL: ELASTANE BAND 3 CM WIDTH (ELA1).
27458 | 4232251100200 | PRESSURE GARMENT CUSTOM MADE FOR SCAR MANAGEMENT ADULT SLEEVE FASTENING MODEL 3 IS A SHORT SLEEVE IN THE OPPOSITE ARM TO HOLD THE THERAPEUTIC SLEEVE IN PLACE ULTRAVIOLET PROTECTION (NOT LESS THAN 98%) BREATHABLE HYPOALLERGENIC AND LATEX-FREE COMPOSITION-HIGH QUALITY SOFT ANTI-BACTERIAL MEDICAL GRADE COMPOSITION AVAILABLE IN TWO WASHABLE FABRICS: STRONG AND MEDIUM PRESSURE BASED ON PATIENT NEEDS
27459 | 4232251200000 | CLIP FOR WIRE DRESSING FOR POLYAXIAL EXTERNAL FIXATOR
27460 | 4232251200100 | CLIP FOR PIN DRESSINGS FOR POLYAXIAL RING EXTERNAL FIXATION
27461 | 4232251200200 | IDENTIFIER CLIPS FOR POLYAXIAL RING EXTERNAL FIXATION ASSORTED NUMBERS OR COLORS
27462 | 4232251300200 | PLATE ANATOMIC TITANIUM LAPIDUS FUSION PLATE LEFT OR RIGHT AS REQUESTED BY END USER ASSORTED SIZES
27463 | 4232251300300 | PLATE ANATOMIC TITANIUM MIDFOOT FUSION PLATE LEFT OR RIGHT AS REQUESTED BY END USER ASSORTED SIZES
27464 | 4232251300400 | PLATE ANATOMIC TITANIUM FOREFOOT FUSION PLATE LEFT OR RIGHT AS REQUESTED BY END USER ASSORTED SIZES
27465 | 4232251300500 | PLATE ANATOMICAL TITANIUM CALCANEAL OSTEOTOMY ASSORTED SIZES
27466 | 4232251300600 | PLATE ANATOMIC TITANIUM ANKLE FUSION PLATE LEFT OR RIGHT AS REQUESTED BY END USER ASSORTED SIZES
27467 | 4232251300700 | PLATE ANATOMICAL TITANIUM COTTON OSTEOTOMY ASSORTED SIZES
27468 | 4232251300800 | PLATE ANATOMICAL TITANIUM EVANES OSTEOTOMY ASSORTED SIZES
27469 | 4232251300900 | PLATE ANATOMIC TITANIUM 1ST METATARSAL PHALANGEAL FUSION PLATE LEFT OR RIGHT AS REQUESTED BY END USER ASSORTED SIZES
27470 | 4232251301000 | PLATE ANATOMIC TITANIUM 1ST REVISION METATARSAL PHALANGEAL FUSION PLATE LEFT OR RIGHT AS REQUESTED BY END USER ASSORTED SIZES
27471 | 4232270000000 | SET COMPLETE INSTRUMENTATION FOR OSTEOTOMY FOOT PLATE
27472 | 4232270000100 | SCREW LOCKED HEAD STAINLESS STEEL FOR FOREFOOT AND MIDFOOT PLATING ASSORTED SIZES
27473 | 4232270000200 | SCREW CORTICAL TITANIUM FOR FOREFOOT AND MIDFOOT PLATING ASSORTED SIZES
27474 | 4232270000300 | SCREW CORTICAL FOR 3.5MM LOCKING COMPRESSION CALCANEAL PLATING ASSORTED SIZES
27475 | 4232270000400 | SCREW CORTICAL STAINLESS STEEL FOR FOREFOOT AND MIDFOOT PLATING ASSORTED SIZES
27476 | 4232270000500 | SCREW CORTICAL FOR CALCANEAL VARIABLE ANGLE PLATING ASSORTED SIZES
27477 | 4232270000600 | SCREW LOCKED HEAD TITANIUM FOR FOREFOOT AND MIDFOOT PLATING ASSORTED SIZES
27478 | 4232270000700 | SET COMPLETE INSTRUMENTATION FOR STAINLESS STEEL FOREFOOT AND MIDFOOT PLATING WITH NECESSARY CASE AND IMPLANT TRAY
27479 | 4232270000800 | SET COMPLETE INSTRUMENTATION FOR FOOT AND ANKLE CONICAL SCREW WITH NECESSARY CASES
27480 | 4232270000900 | SET COMPLETE INSTRUMENTATION FOR FUSION FOOT PLATE WITH NECESSARY CASES AND IMPLANT TRAY
27481 | 4232270001000 | SCREW CORTICAL FOR FOREFOOT AND MIDFOOT VARIABLE ANGLE PLATING ASSORTED SIZES
27482 | 4232270001100 | SCREW LOCKING HEAD FOR 3.5MM CALCANEAL LOCKING COMPRESSION PLATING ASSORTED SIZES
27483 | 4232270600000 | BONE ALLOGRAFT ILIAC CREST WEDGE FREEZE DRIED 13-14MM OR EQUIVALENT
27484 | 4232270600100 | BONE ALLOGRAFT ILIAC CREST WEDGE FREEZE DRIED 16-17MM OR EQUIVALENT
27485 | 4232270600200 | BONE ALLOGRAFT ILIAC CREST WEDGE FREEZE DRIED 18MM OR EQUIVALENT
27486 | 4232270600300 | BONE ALLOGRAFT ILIAC CREST WEDGE FREEZE DRIED 20MM OR EQUIVALENT
27487 | 4232270600400 | BONE ALLOGRAFT ILIAC CREST WEDGE FREEZE DRIED 25MM OR EQUIVALENT
27488 | 4232270600500 | BONE ALLOGRAFT ILIAC CREST WEDGE FREEZE DRIED 6MM OR EQUIVALENT
27489 | 4232270600600 | BONE ALLOGRAFT ILIAC CREST WEDGE FREEZE DRIED 7MM OR EQUIVALENT
27490 | 4232270600700 | BONE ALLOGRAFT ILIAC CREST WEDGE FREEZE DRIED 8MM OR EQUIVALENT
27491 | 4232270600800 | BONE ALLOGRAFT ILIAC CREST WEDGE FREEZE DRIED 9MM OR EQUIVALENT
27492 | 4232280000000 | SET COMPLETE INSTRUMENTATION FOR REVISION CEMENTLESS TOTAL ANKLE ARTHROPLASTY (FIXED BEARING) WITH NECESSARY CASES AND IMPLANT TRAY
27493 | 4232280202000 | TALAR COMPONENT FIXED BEARING FOR PRIMARY CEMENTLESS TOTAL ANKLE ARTHROPLASTY ASSORTED SIZES
27494 | 4232280202100 | TALAR COMPONENT FOR COMPLEX PRIMARY CEMENTED TOTAL ANKLE ARTHROPLASTY ASSORTED SIZES
27495 | 4232280202200 | TALAR COMPONENT FOR FIXED BEARING PRIMARY CEMENTED TOTAL ANKLE ARTHROPLASTY ASSORTED SIZES
27496 | 4232280202300 | TALAR COMPONENT MOBILE BEARING FOR PRIMARY CEMENTED TOTAL ANKLE ARTHROPLASTY ASSORTED SIZES
27497 | 4232280202400 | TALAR COMPONENT MOBILE BEARING FOR PRIMARY CEMENTLESS TOTAL ANKLE ARTHROPLASTY ASSORTED SIZES
27498 | 4232280202500 | TALAR COMPONENT WITH MODULAR STEM FOR REVISION CEMENTLESS TOTAL ANKLE ARTHROPLASTY ASSORTED SIZES
27499 | 4319160700000 | COVER EAR CUSHION FOR HIGH-FREQUENCY HEADPHONES SIZE 3 DISPOSABLE OR EQUIVALENT
27500 | 4319160700100 | COVER EAR CUSHION FOR HIGH-FREQUENCY HEADPHONES SIZE 4.5 DISPOSABLE OR EQUIVALENT
27501 | 4319160700200 | CUSHION FOLDABLE REPLACEMENT HEADBAND FOR HEADPHONES OR EQUIVALENT
27502 | 4320160500000 | TUBING EXPANDER STAINLESS STEEL DISPOSABLE OR EQUIVALENT
27503 | 4321171000200 | KIT COOLED RADIOFREQUENCY PAIN MANAGEMENT INCLUDES: 1 RF PROBE/3 INTRODUCER/WATER TUBING 17GX75.0MM-4.0MM FOR NERVE ABLATION IN KNEE/HIP/SHOULDER/DISCOGENIC LUMBAR/CERVICAL/SACROILIAC/THORACIC FACET
27504 | 4410171600100 | "SET REVOLVING PUNCH STAMPED 6 HOLES 2 MM APPROXIMATELY"
27505 | 4410171600200 | SPLINTING ACCESSORIES REVOLVING HOLE PUNCH MADE FROM FORGED STEEL
27506 | 4410230500000 | SPLINTING ACCESSORIES DYNAMIC LOW-PROFILE STATIC PROGRESSIVE TENSION ADJUSTER USED IN CREATING A CUSTOM ORTHOSIS THAT PROVIDES AN ADJUSTABLE LINE OF PULL FOR PROLONGED LOW-INTENSITY STRETCH BY TURNING THE KNOB.
27507 | 4410240800600 | LABEL STRONG ADHESIVE KEEPS LABEL WITH STAND STEAM STERILIZATION THE LABEL PROVIDES 3 LINES OF INFORMATION WITH UP TO 10 CHARACTERS PER LINE 1000 - 1200 LABELS PER ROLL PROVIDE GUN APPLICATOR FOR EACH 450000 LABEL.
27508 | 4410240800700 | LABEL STICKER FOR T- DOC ZEBRA PRINTER SIZE 10.2 CM X 5.6 CM
27509 | 4410240800800 | LABEL FOR TRAY TAG TO IDENTIFY INSTRUMENT SETS WASHABLE UP TO 95 DEGREE.
27510 | 4410311200800 | RIBBON ZEBRA TLP 2844Z ZEBRA T402 ZEBRA GK420T 110 MM X 74
27511 | 4410311200900 | RIBBON PRINTER DSD/SSD (MUST COMPATIBLE WITH MEDIVATOR)
27512 | 4410311900000 | "THERMO PAPERS LIGHT BLUE LENGTH 1000 X 1550 MM APPROXIMATELY"
27513 | 4410311900100 | "THERMO PAPERS PINK LENGTH 1000 X 1550 MM APPROXIMATELY"
27514 | 4412161500000 | STAPLER LINE REINFORCEMENT SYNTHETIC BIOABSORBABLE FOR LAPAROSCOPIC STAPLERS 45 MM CONSTRUCTED FROM POLYGLYCOLIC ACID TRIMETHYLENE CARBONATE COMPATIBLE FOR ECHELON 60 REDUCE LEAK AND PREVENT BLEEDING ON STAPLE LINE
27515 | 4412161500100 | STAPLER CIRCULAR SIZE 25-26 MM EXTRA LONG LENGTH CURVED END TO END ANASTOMOSIS STAPLER APPLIES TWO ROWS OF CIRCULAR STAGGERED STAPLER WITH A KNIFE IN BETWEEN AIRTIGHT FOR BOTH OPEN AND LAPAROSCOPIC PROCEDURE SHAFT MARKED AND ALONE PIN TROCAR SLIM ANVIL DISPOSABLE STERILE
27516 | 4412161500200 | STAPLER CIRCULAR SIZE 21 MM CURVED END TO END ANASTOMOSIS STAPLER WITH TRI-STAPLE 3-3.5-4 MM MEDIUM/THICK AIRTIGHT FOR BOTH OPEN AND LAPAROSCOPIC PROCEDURE SHAFT MARKED AND ALONE PIN TROCAR SLIM ANVIL DISPOSABLE STERILE
27517 | 4412161500300 | STAPLER CIRCULAR SIZE 21 MM CURVED END TO END ANASTOMOSIS STAPLER WITH TRI-STAPLE 4-4.5-5 MM EXTRA THICK AIRTIGHT FOR BOTH OPEN AND LAPAROSCOPIC PROCEDURE SHAFT MARKED AND ALONE PIN TROCAR SLIM ANVIL DISPOSABLE STERILE
27518 | 4412161500400 | STAPLER CIRCULAR SIZE 21 MM EXTRA LONG CURVED END TO END ANASTOMOSIS STAPLER WITH TRI-STAPLE 3-3.5-4 MM MEDIUM/THICK AIRTIGHT FOR BOTH OPEN AND LAPAROSCOPIC PROCEDURE SHAFT MARKED AND ALONE PIN TROCAR SLIM ANVIL DISPOSABLE STERILE
27519 | 4412161500500 | STAPLER CIRCULAR SIZE 21 MM EXTRA LONG CURVED END TO END ANASTOMOSIS STAPLER WITH TRI-STAPLE 4-4.5-5 MM EXTRA THICK AIRTIGHT FOR BOTH OPEN AND LAPAROSCOPIC PROCEDURE SHAFT MARKED AND ALONE PIN TROCAR SLIM ANVIL DISPOSABLE STERILE
27520 | 4412161500600 | STAPLER CIRCULAR SIZE 25 MM CURVED END TO END ANASTOMOSIS STAPLER WITH TRI-STAPLE 3-3.5-4 MM MEDIUM/THICK AIRTIGHT FOR BOTH OPEN AND LAPAROSCOPIC PROCEDURE SHAFT MARKED AND ALONE PIN TROCAR SLIM ANVIL DISPOSABLE STERILE
27521 | 4412161500700 | STAPLER CIRCULAR SIZE 25 MM CURVED END TO END ANASTOMOSIS STAPLER WITH TRI-STAPLE 4-4.5-5 MM EXTRA THICK AIRTIGHT FOR BOTH OPEN AND LAPAROSCOPIC PROCEDURE SHAFT MARKED AND ALONE PIN TROCAR SLIM ANVIL DISPOSABLE STERILE
27522 | 4412161500800 | STAPLER CIRCULAR SIZE 25 MM EXTRA LONG CURVED END TO END ANASTOMOSIS STAPLER WITH TRI-STAPLE 3-3.5-4 MM MEDIUM/THICK AIRTIGHT FOR BOTH OPEN AND LAPAROSCOPIC PROCEDURE SHAFT MARKED AND ALONE PIN TROCAR SLIM ANVIL DISPOSABLE STERILE
27523 | 4412161500900 | STAPLER CIRCULAR SIZE 25 MM EXTRA LONG CURVED END TO END ANASTOMOSIS STAPLER WITH TRI-STAPLE 4-4.5-5 MM EXTRA THICK AIRTIGHT FOR BOTH OPEN AND LAPAROSCOPIC PROCEDURE SHAFT MARKED AND ALONE PIN TROCAR SLIM ANVIL DISPOSABLE STERILE
27524 | 4412161501000 | STAPLER CIRCULAR SIZE 28-29 MM CURVED END TO END ANASTOMOSIS STAPLER WITH TRI-STAPLE 3-3.5-4 MM MEDIUM/THICK AIRTIGHT FOR BOTH OPEN AND LAPAROSCOPIC PROCEDURE SHAFT MARKED AND ALONE PIN TROCAR SLIM ANVIL DISPOSABLE STERILE
27525 | 4412161501100 | STAPLER CIRCULAR SIZE 28-29 MM CURVED END TO END ANASTOMOSIS STAPLER WITH TRI-STAPLE 4-4.5-5 MM EXTRA THICK AIRTIGHT FOR BOTH OPEN AND LAPAROSCOPIC PROCEDURE SHAFT MARKED AND ALONE PIN TROCAR SLIM ANVIL DISPOSABLE STERILE
27526 | 4412161501200 | STAPLER CIRCULAR SIZE 28-29 MM EXTRA LONG CURVED END TO END ANASTOMOSIS STAPLER WITH TRI-STAPLE 3-3.5-4 MM MEDIUM/THICK AIRTIGHT FOR BOTH OPEN AND LAPAROSCOPIC PROCEDURE SHAFT MARKED AND ALONE PIN TROCAR SLIM ANVIL DISPOSABLE STERILE
27527 | 4412161501300 | STAPLER CIRCULAR SIZE 28-29 MM EXTRA LONG CURVED END TO END ANASTOMOSIS STAPLER WITH TRI-STAPLE 4-4.5-5 MM EXTRA THICK AIRTIGHT FOR BOTH OPEN AND LAPAROSCOPIC PROCEDURE SHAFT MARKED AND ALONE PIN TROCAR SLIM ANVIL DISPOSABLE STERILE
27528 | 4412161501400 | STAPLER CIRCULAR SIZE 31-32 MM CURVED END TO END ANASTOMOSIS STAPLER WITH TRI-STAPLE 3-3.5-4 MM MEDIUM/THICK AIRTIGHT FOR BOTH OPEN AND LAPAROSCOPIC PROCEDURE SHAFT MARKED AND ALONE PIN TROCAR SLIM ANVIL DISPOSABLE STERILE
27529 | 4412161501500 | STAPLER CIRCULAR SIZE 31-32 MM CURVED END TO END ANASTOMOSIS STAPLER WITH TRI-STAPLE 4-4.5-5 MM EXTRA THICK AIRTIGHT FOR BOTH OPEN AND LAPAROSCOPIC PROCEDURE SHAFT MARKED AND ALONE PIN TROCAR SLIM ANVIL DISPOSABLE STERILE
27530 | 4412161501600 | STAPLER CIRCULAR SIZE 31-32 MM EXTRA LONG CURVED END TO END ANASTOMOSIS STAPLER WITH TRI-STAPLE 3-3.5-4 MM MEDIUM/THICK AIRTIGHT FOR BOTH OPEN AND LAPAROSCOPIC PROCEDURE SHAFT MARKED AND ALONE PIN TROCAR SLIM ANVIL DISPOSABLE STERILE
27531 | 4412161501700 | STAPLER CIRCULAR SIZE 31-32 MM EXTRA LONG CURVED END TO END ANASTOMOSIS STAPLER WITH TRI-STAPLE 4-4.5-5 MM EXTRA THICK AIRTIGHT FOR BOTH OPEN AND LAPAROSCOPIC PROCEDURE SHAFT MARKED AND ALONE PIN TROCAR SLIM ANVIL DISPOSABLE STERILE
27532 | 4412161501800 | STAPLER CIRCULAR SIZE 33-34 MM CURVED END TO END ANASTOMOSIS STAPLER WITH TRI-STAPLE 3-3.5-4 MM MEDIUM/THICK AIRTIGHT FOR BOTH OPEN AND LAPAROSCOPIC PROCEDURE SHAFT MARKED AND ALONE PIN TROCAR SLIM ANVIL DISPOSABLE STERILE
27533 | 4412161501900 | STAPLER CIRCULAR SIZE 33-34 MM CURVED END TO END ANASTOMOSIS STAPLER WITH TRI-STAPLE 4-4.5-5 MM EXTRA THICK AIRTIGHT FOR BOTH OPEN AND LAPAROSCOPIC PROCEDURE SHAFT MARKED AND ALONE PIN TROCAR SLIM ANVIL DISPOSABLE STERILE
27534 | 4412161502000 | STAPLER CIRCULAR SIZE 33-34 MM EXTRA LONG CURVED END TO END ANASTOMOSIS STAPLER WITH TRI-STAPLE 3-3.5-4 MM MEDIUM/THICK AIRTIGHT FOR BOTH OPEN AND LAPAROSCOPIC PROCEDURE SHAFT MARKED AND ALONE PIN TROCAR SLIM ANVIL DISPOSABLE STERILE
27535 | 4412161502100 | STAPLER CIRCULAR SIZE 33-34 MM EXTRA LONG CURVED END TO END ANASTOMOSIS STAPLER WITH TRI-STAPLE 4-4.5-5 MM EXTRA THICK AIRTIGHT FOR BOTH OPEN AND LAPAROSCOPIC PROCEDURE SHAFT MARKED AND ALONE PIN TROCAR SLIM ANVIL DISPOSABLE STERILE
27536 | 4412161502200 | STAPLER OPEN SURGERY LINEAR SIZE 30 MM 4.5-4.8 MM RELOADABLE WHICH APPLIES TWO ROLLS OF TITANIUM STAGGERED STAPLES TWO STEP CLOSURE WITH SAFETY INTERLOCK SYSTEM AUTOMATIC AND MANUAL PIN PLACEMENT SLIM ANVIL SLIPPERY RESISTANT AND ONE HANDED INSTRUMENT WITH UPGRADED STAPLE AND ANVIL DISPOSABLE STERILE
27537 | 4412161502300 | STAPLER OPEN SURGERY LINEAR SIZE 45 MM 4.5-4.8 MM RELOADABLE WHICH APPLIES TWO ROLLS OF TITANIUM STAGGERED STAPLES TWO STEP CLOSURE WITH SAFETY INTERLOCK SYSTEM AUTOMATIC AND MANUAL PIN PLACEMENT SLIM ANVIL SLIPPERY RESISTANT AND ONE HANDED INSTRUMENT WITH UPGRADED STAPLE AND ANVIL DISPOSABLE STERILE
27538 | 4412161502400 | STAPLER OPEN SURGERY LINEAR SIZE 90 MM 3.5-3.6 MM RELOADABLE WHICH APPLIES TWO ROLLS OF TITANIUM STAGGERED STAPLES TWO STEP CLOSURE WITH SAFETY INTERLOCK SYSTEM AUTOMATIC AND MANUAL PIN PLACEMENT SLIM ANVIL SLIPPERY RESISTANT AND ONE HANDED INSTRUMENT WITH UPGRADED STAPLE AND ANVIL DISPOSABLE STERILE
27539 | 4412161502500 | STAPLER OPEN SURGERY LINEAR SIZE 90 MM 4.5-4.8 MM RELOADABLE WHICH APPLIES TWO ROLLS OF TITANIUM STAGGERED STAPLES TWO STEP CLOSURE WITH SAFETY INTERLOCK SYSTEM AUTOMATIC AND MANUAL PIN PLACEMENT SLIM ANVIL SLIPPERY RESISTANT AND ONE HANDED INSTRUMENT WITH UPGRADED STAPLE AND ANVIL DISPOSABLE STERILE
27540 | 4412161502600 | STAPLER OPEN SURGERY LINEAR STAPLER SIZE 55-60 MM 2.5-2.6 MM RELOADABLE : APPLIES TWO DOUBLE ROWS OF TITANIUM STAGGERED STAPLES WITH A KNIFE IN BETWEEN TISSUE GAP CONTROL FOR ALWAYS B SHAPED FORMATION SAFETY INTERLOCK SYSTEM DISPOSABLE STERILE
27541 | 4412161502700 | STAPLER OPEN SURGERY LINEAR STAPLER SIZE 70-80 MM 4.1-4.4 MM RELOADABLE : APPLIES TWO DOUBLE ROWS OF TITANIUM STAGGERED STAPLES WITH A KNIFE IN BETWEEN TISSUE GAP CONTROL FOR ALWAYS B SHAPED FORMATION SAFETY INTERLOCK SYSTEM DISPOSABLE STERILE
27542 | 4412161502800 | STAPLER OPEN SURGERY LINEAR STAPLER SIZE 70-80 MM 4.5-4.8 MM RELOADABLE : APPLIES TWO DOUBLE ROWS OF TITANIUM STAGGERED STAPLES WITH A KNIFE IN BETWEEN TISSUE GAP CONTROL FOR ALWAYS B SHAPED FORMATION SAFETY INTERLOCK SYSTEM DISPOSABLE STERILE
27543 | 4412161502900 | STAPLER OPEN LINEAR 60 MM 3-3.5-4 MM MEDIUM THICK RELOADABLE WITH TRI-STAPLE TECHNOLOGY THREE DOUBLE ROWS OF TITANIUM STAGGERED DIFFERENT HEIGHT STAPLES WITH SAFETY INTERLOCK SYSTEM AND TISSUE GAP CONTROL DISPOSABLE STERILE
27544 | 4412161503000 | STAPLER OPEN LINEAR 60 MM 4-4.5-5 MM EXTRA THICK RELOADABLE WITH TRI-STAPLE TECHNOLOGY THREE DOUBLE ROWS OF TITANIUM STAGGERED DIFFERENT HEIGHT STAPLES WITH SAFETY INTERLOCK SYSTEM AND TISSUE GAP CONTROL DISPOSABLE STERILE
27545 | 4412161503100 | STAPLER OPEN LINEAR 80 MM 3-3.5-4 MM MEDIUM THICK RELOADABLE WITH TRI-STAPLE TECHNOLOGY THREE DOUBLE ROWS OF TITANIUM STAGGERED DIFFERENT HEIGHT STAPLES WITH SAFETY INTERLOCK SYSTEM AND TISSUE GAP CONTROL DISPOSABLE STERILE
27546 | 4412161503200 | STAPLER OPEN LINEAR 80 MM 4-4.5-5 MM EXTRA THICK RELOADABLE WITH TRI-STAPLE TECHNOLOGY THREE DOUBLE ROWS OF TITANIUM STAGGERED DIFFERENT HEIGHT STAPLES WITH SAFETY INTERLOCK SYSTEM AND TISSUE GAP CONTROL DISPOSABLE STERILE
27547 | 4412161503300 | STAPLER LINEAR CUTTER 45 MM COMPACT ARTICULATING SURFACE GRIPING TECHNOLOGY TO PREVENT TISSUE SLIPPAGE FOR IMPROVED HEMOSTASIS 3 POINT GAP CONTROL FOR STRONG COMPRESSION 260-300 MM DISPOSABLE STERILE
27548 | 4412161503400 | STAPLER LINEAR CUTTER 45 MM ARTICULATING SURFACE GRIPING TECHNOLOGY TO PREVENT TISSUE SLIPPAGE FOR IMPROVED HEMOSTASIS 3 POINT GAP CONTROL FOR STRONG COMPRESSION 320-360 MM DISPOSABLE STERILE
27549 | 4412161503500 | STAPLER LINEAR CUTTER 45 MM LONG ARTICULATING SURFACE GRIPING TECHNOLOGY TO PREVENT TISSUE SLIPPAGE FOR IMPROVED HEMOSTASIS 3 POINT GAP CONTROL FOR STRONG COMPRESSION 420-460 MM DISPOSABLE STERILE
27550 | 4412161503600 | LOADING UNIT STAPLER LINEAR CUTTER FOR LAPAROSCOPIC 45 MM 3.5-3.7 MM FOR REGULAR TISSUE DISPOSABLE STERILE
27551 | 4412161503700 | LOADING UNIT STAPLER LINEAR CUTTER FOR LAPAROSCOPIC 45 MM 4.0-4.1 MM FOR THICK TISSUE DISPOSABLE STERILE
27552 | 4412161503800 | STAPLER LINEAR CUTTER 60 MM COMPACT ARTICULATING SURFACE GRIPING TECHNOLOGY TO PREVENT TISSUE SLIPPAGE FOR IMPROVED HEMOSTASIS 3 POINT GAP CONTROL FOR STRONG COMPRESSION 260-300 MM DISPOSABLE STERILE
27553 | 4412161503900 | STAPLER LINEAR CUTTER 60 MM LONG ARTICULATING SURFACE GRIPING TECHNOLOGY TO PREVENT TISSUE SLIPPAGE FOR IMPROVED HEMOSTASIS 3 POINT GAP CONTROL FOR STRONG COMPRESSION 420-460 MM DISPOSABLE STERILE
27554 | 4412161800000 | "LEATHER SHEARS WITH SERRATED EDGE 8 INCHES LONG APPROXIMATELY"
27555 | 4412161800200 | "SCISSOR LISTER BANDAGE 7.5 INCHES LONG APPROXIMATELY"
27556 | 4412161800300 | "SCISSORS PLASTER CAST CUTTING LENGTH 210 MM APPROXIMATELY"
27557 | 4412161800400 | "SCISSORS PLASTER CAST CUTTING LENGTH 220 MM APPROXIMATELY"
27558 | 4412161800900 | SPLINTING ACCESSORIES SCISSORS BANDAGE SCISSORS WITH 18 CM STAINLESS STEEL BLADES WITH PLASTIC TIP
27559 | 4412161801000 | SPLINTING ACCESSORIES SCISSORS NON-STICK CAN CUT THROUGH GLUE TAPE AND OTHER ADHESIVES WITHOUT DAMAGING THE BLADES
27560 | 4412161801200 | ASSISTIVE TOOLS SCISSORS FOR CHILDREN BUT SAFETY BLADES LENGTH 17 CM APPROXIMATELY EASY TO GRIP RIDGED HANDLES
27561 | 4412161801500 | SPLINTING ACCESSORIES SCISSORS BANDAGE SCISSORS IDEAL FOR REMOVING AND TRIMMING OF THERMOPLASTIC SPLINTING MATERIAL STAINLESS STEEL BLADES WITH BLUNT TIPS TO PROVIDE SAFETY DURING REMOVAL
27562 | 4412171400000 | ASSISTIVE TOOLS PENCIL GRIP PEAR-SHAPED UNIVERSAL ERGONOMIC WRITING AID FOR RIGHTIES AND LEFTIES SOFT FLEXIBLE INTERNAL DIAMETER 8 MM
27563 | 4412171400100 | ASSISTIVE TOOLS CLASSICS 12 -PACK SOFT FOAM PENCIL GRIPS ASSORTED COLORS 3.8 CM LONG APPROXIMATELY MULTI COLORS (12/PACK)
27564 | 4412190500000 | "PRINTER FOOT PRINTER PROVIDES POSITIVE INFANT IDENTIFICATION WITHOUT MESS SIMPLY PRESS NEWBORNS FOOT TO THIN SHEET OF MYLAR FILM (ONE SIDE COATED WITH NON-TOXIC BLACK OR BLUE INK) AND LARGE ENOUGH FOR MOTHERS FINGER PRINT DISPOSABLE"
27565 | 4412190500100 | PROBE CORE TEMPERATURE "RECTAL" COMPLETE WITH NEONATAL TOTAL BODY COOLING COMPATIBLE WITH TECOTHERM NEONATE DISPOSABLE STERILE
27566 | 4412200200000 | SHEET DRAW PLASTIC 80 CM X 190 CM (+/- 10 CM) WITH ABSORBENT TISSUE TYPE PAD 45 CM X 70 CM (+/- 5 CM)
27567 | 4412210000100 | ADDITIONAL HOOKS CAN BE ADDED TO SOME MODELS OF PRESSURE GARMENTS FOR SEALING SUCH AS: GLOVES SOCKS
27568 | 4412210000200 | VELCRO TABS
27569 | 4412210000300 | ZIP 8 IN (20CM) AND LONGER
27570 | 4412210000400 | ZIP LESS THAN 8 IN (20CM)
27571 | 4412210100400 | NEEDLE HOLDER DISMANTLING ERGONOMIC PISTOL HANDLE WITH DISENGAGEABLE RATCHET RELEASE ON RIGHT SIDE LEFT CURVED JAWS 5 MM LENGTH 33 CM REUSABLE
27572 | 4412210100500 | NEEDLE HOLDER ERGONOMIC STRAIGHT HANDLE WITH DISENGAGEABLE RATCHET RELEASE ON RIGHT SIDE LEFT CURVED JAWS 5 MM LENGTH 33 CM REUSABLE
27573 | 4412210600000 | PIN STAINLESS STEEL SAFETY DISPOSABLE STERILE
27574 | 4412210900300 | "HOOK AND PILE CLOSURE WIDTH 20 MM APPROXIMATELY SALMON (VELCRO OR EQUIVALENT) ROLL 25 METERS APPROXIMATELY"
27575 | 4412210900400 | "HOOK AND PILE CLOSURE WIDTH 20 MM APPROXIMATELY WHITE (VELCRO OR EQUIVALENT) ROLL 25 METERS APPROXIMATELY"
27576 | 4412210900500 | "HOOK AND PILE CLOSURE WIDTH 25 MM APPROXIMATELY SALMON (VELCRO OR EQUIVALENT) ROLL 25 METERS APPROXIMATELY"
27577 | 4412210900600 | "HOOK AND PILE CLOSURE WIDTH 25 MM APPROXIMATELY WHITE (VELCRO OR EQUIVALENT) ROLL 25 METERS APPROXIMATELY"
27578 | 4412210900700 | "HOOK AND PILE CLOSURE WITH LOOP WIDTH 25 MM APPROXIMATELY LENGTH 380 MM APPROXIMATELY BLUE VELCRO OR EQUIVALENT"
27579 | 4412210900800 | "HOOK AND PILE CLOSURE WITH LOOP WIDTH 25 MM APPROXIMATELY LENGTH 380 MM APPROXIMATELY RED VELCRO OR EQUIVALENT"
27580 | 4412210900900 | "HOOK AND PILE CLOSURE WITH LOOP WIDTH 25 MM APPROXIMATELY LENGTH 380 MM APPROXIMATELY WHITE VELCRO OR EQUIVALENT"
27581 | 4412210901000 | "HOOK AND PILE CLOSURE WITH LOOP WIDTH 30 MM APPROXIMATELY LENGTH 380 MM APPROXIMATELY BLUE VELCRO OR EQUIVALENT"
27582 | 4412210901100 | "HOOK AND PILE CLOSURE WITH LOOP WIDTH 30 MM APPROXIMATELY LENGTH 380 MM APPROXIMATELY RED VELCRO OR EQUIVALENT"
27583 | 4412210901200 | "HOOK AND PILE CLOSURE WITH LOOP WIDTH 30 MM APPROXIMATELY LENGTH 380 MM APPROXIMATELY WHITE VELCRO OR EQUIVALENT"
27584 | 4412210901300 | "HOOK AND PILE CLOSURE WITH LOOP WIDTH 35 MM APPROXIMATELY LENGTH 380 MM APPROXIMATELY BLUE VELCRO OR EQUIVALENT"
27585 | 4412210901400 | "HOOK AND PILE CLOSURE WITH LOOP WIDTH 35 MM APPROXIMATELY LENGTH 380 MM APPROXIMATELY WHITE VELCRO OR EQUIVALENT"
27586 | 4412210901500 | "HOOK AND PILE CLOSURE WITH LOOP WIDTH 35 MM APPROXIMATELY LENGTH 380 MM APPROXIMATELY RED VELCRO OR EQUIVALENT"
27587 | 4412210901600 | "HOOK AND PILE CLOSURE WIDTH 20 MM APPROXIMATELY BLUE VELCRO OR EQUIVALENT ROLL 25 METERS APPROXIMATELY"
27588 | 4412210901900 | "HOOK AND PILE CLOSURE WIDTH 25 MM APPROXIMATELY BLUE VELCRO OR EQUIVALENT ROLL 25 METERS APPROXIMATELY"
27589 | 4412210902000 | "HOOK AND PILE CLOSURE WIDTH 25 MM APPROXIMATELY DARK BROWN (VELCRO OR EQUIVALENT) ROLL 25 METERS APPROXIMATELY"
27590 | 4412210902200 | "HOOK AND PILE CLOSURE WIDTH 30 MM APPROXIMATELY BLUE VELCRO OR EQUIVALENT ROLL 25 METER APPROXIMATELY"
27591 | 4412210902600 | "HOOK AND LOOP WIDTH 25 MM APPROXIMATELY LENGTH 400 MM APPROXIMATELY SKIN COLOR/WHITE"
27592 | 4412210902700 | "HOOK AND LOOP WIDTH 30 MM APPROXIMATELY LENGTH 400 MM APPROXIMATELY SKIN COLOR/WHITE"
27593 | 4412210902800 | "HOOK AND LOOP WIDTH 40 MM APPROXIMATELY LENGTH 400 MM APPROXIMATELY SKIN COLOR/WHITE"
27594 | 4412210902900 | "HOOK AND LOOP WIDTH 50 MM APPROXIMATELY LENGTH 400 MM APPROXIMATELY COLOR SKIN COLOR/WHITE"
27595 | 4412211900000 | "FASTENER SELF ADHESIVE HOOK VELCRO OR EQUIVALENT WHITE 50 MM APPROXIMATELY WIDTH 25 METER/ROLL APPROXIMATELY"
27596 | 4412211900300 | "FASTENER SELF ADHESIVE HOOK VELCRO OR EQUIVALENT WHITE 25 MM APPROXIMATELY WIDTH 25 METER/ROLL APPROXIMATELY"
27597 | 4616150800000 | AGILITY CONES MADE FROM HARD PVC HIGH VISIBILITY ORANGE CUE LIGHT WEIGHT PORTABLE SIZE: 6 INCHES
27598 | 4616150800100 | AGILITY CONES MADE FROM HARD PVC HIGH VISIBILITY ORANGE CUE LIGHT WEIGHT PORTABLE SIZE: 9 INCHES
27599 | 4616150800200 | AGILITY CONES MADE FROM HARD PVC HIGH VISIBILITY ORANGE CUE LIGHT WEIGHT PORTABLE SIZE: 12 INCHES
27600 | 4618150300200 | THERA-TOG SUIT OR EQUIVALENT TO IMPROVE ALIGNMENT AND STABILIZATION OF THE BODY CONTAINS THE CORE STRENGTHENING SET WITH PELVIC STABILIZATION SIZE LARGE
27601 | 4618150300300 | THERA-TOG SUIT OR EQUIVALENT TO IMPROVE ALIGNMENT AND STABILIZATION OF THE BODY CONTAINS THE CORE STRENGTHENING SET WITH PELVIC STABILIZATION SIZE MEDIUM
27602 | 4618150300400 | THERA-TOG SUIT OR EQUIVALENT TO IMPROVE ALIGNMENT AND STABILIZATION OF THE BODY CONTAINS THE CORE STRENGTHENING SET WITH PELVIC STABILIZATION SIZE SMALL
27603 | 4618150300500 | THERA-TOG SUIT OR EQUIVALENT TO IMPROVE ALIGNMENT AND STABILIZATION OF THE BODY CONTAINS THE CORE STRENGTHENING SET WITH PELVIC STABILIZATION SIZE X-LARGE
27604 | 4618150300600 | THERA-TOG SUIT OR EQUIVALENT TO IMPROVE ALIGNMENT AND STABILIZATION OF THE BODY CONTAINS THE CORE STRENGTHENING SET WITH PELVIC STABILIZATION SIZE X-SMALL
27605 | 4618150400800 | WHEELCHAIR ACCESSORIES GLOVES MADE OF SOFT LEATHER WITH GEL PADDING BUILT INTO THE PALM SIZE: LARGE
27606 | 4618150400900 | WHEELCHAIR ACCESSORIES GLOVES MADE OF SOFT LEATHER WITH GEL PADDING BUILT INTO THE PALM SIZE: MEDIUM
27607 | 4618150401000 | WHEELCHAIR ACCESSORIES GLOVES MADE OF SOFT LEATHER WITH GEL PADDING BUILT INTO THE PALM SIZE: SMALL
27608 | 4618150401100 | WHEELCHAIR ACCESSORIES GLOVES MADE OF SOFT LEATHER WITH GEL PADDING BUILT INTO THE PALM SIZE: X-LARGE
27609 | 4618150401200 | WHEELCHAIR ACCESSORIES CUFFS MADE FROM SOFT SUEDE MADE WITH NON SLIP PALMS WITH D RING FASTENING ADJUSTABLE STRAP ADULT SIZE: PAIR RIGHT AND LEFT
27610 | 4618150401300 | WHEELCHAIR ACCESSORIES CUFFS GLOVES WITH ½ FINGER DESIGN FOAM PADDED PALM COTTON MESH BACKS HOOK AND LOOP CLOSURE COLOR: DARK HAND CIRCUMFERENCE: 20 CM
27611 | 4618150401400 | WHEELCHAIR ACCESSORIES CUFFS GLOVES WITH ½ FINGER DESIGN FOAM PADDED PALM COTTON MESH BACKS HOOK AND LOOP CLOSURE COLOR: DARK HAND CIRCUMFERENCE: 23 CM
27612 | 4618150401500 | WHEELCHAIR ACCESSORIES CUFFS GLOVES WITH ½ FINGER DESIGN FOAM PADDED PALM COTTON MESH BACKS HOOK AND LOOP CLOSURE COLOR: DARK HAND CIRCUMFERENCE: 25 CM
27613 | 4618150401600 | WHEELCHAIR ACCESSORIES CUFFS GLOVES WITH ½ FINGER DESIGN FOAM PADDED PALM COTTON MESH BACKS HOOK AND LOOP CLOSURE COLOR: DARK HAND CIRCUMFERENCE: 28 CM
27614 | 4618150401700 | WHEELCHAIR ACCESSORIES GLOVES HALF FINGER GLOVE WITH NYLON LYCRA AND TERRY CLOTH BACK LATEX FREE SIZE: X-SMALL
27615 | 4618150401800 | WHEELCHAIR ACCESSORIES GLOVES HALF FINGER GLOVE WITH NYLON LYCRA AND TERRY CLOTH BACK LATEX FREE SIZE: SMALL
27616 | 4618150401900 | WHEELCHAIR ACCESSORIES GLOVES HALF FINGER GLOVE WITH NYLON LYCRA AND TERRY CLOTH BACK LATEX FREE SIZE: MEDIUM
27617 | 4618150402000 | WHEELCHAIR ACCESSORIES GLOVES HALF FINGER GLOVE WITH NYLON LYCRA AND TERRY CLOTH BACK LATEX FREE SIZE: LARGE
27618 | 4618150402100 | WHEELCHAIR ACCESSORIES GLOVES HALF FINGER GLOVE WITH NYLON LYCRA AND TERRY CLOTH BACK LATEX FREE SIZE: X-LARGE
27619 | 4618150403200 | GLOVES PALM PRESSURE GARMENT SCAR MANAGEMENT IN BURN PATIENTS 60% -69 POLYAMIDE 31% -40% ELASTANE STRONG FABRIC THICKNESS 0.64-0.68MM THERAPEUTIC ITEM. PRESSURE LEVEL 23-30 MMHG. SOFT SHORT STRETCH LYCRA PROVIDES A PRECISE AND GRADIENT PRESSURE HYPO ALLERGENIC AND LATEX FREE MULTI DIRECTIONAL STRETCH GUARANTEED TO PROVIDE A SUPERIOR ANATOMICAL FIT ANTIBACTERIAL HI-TECH YARN WITH PERMANENT ODOR NEUTRALITY ALLOWS THE SKIN TO BREATH AND STAY COOL MOISTURE TRANSPORTATION AND TEMPERATURE MODERATION. SIZES: XX-LARGE: 10.8-11.2 IN (27-28 CM) (MCP CIRCUMFERENCE) RIGHT HAND. OPEN TIPS.
27620 | 4618150403300 | GLOVES PALM PRESSURE GARMENT SCAR MANAGEMENT IN BURN PATIENTS 60% -69 POLYAMIDE 31% -40% ELASTANE STRONG FABRIC THICKNESS 0.64-0.68MM THERAPEUTIC ITEM. PRESSURE LEVEL 23-30 MMHG. SOFT SHORT STRETCH LYCRA PROVIDES A PRECISE AND GRADIENT PRESSURE HYPO ALLERGENIC AND LATEX FREE MULTI DIRECTIONAL STRETCH GUARANTEED TO PROVIDE A SUPERIOR ANATOMICAL FIT ANTIBACTERIAL HI-TECH YARN WITH PERMANENT ODOR NEUTRALITY ALLOWS THE SKIN TO BREATH AND STAY COOL MOISTURE TRANSPORTATION AND TEMPERATURE MODERATION. SIZES: XX-SMALL: 5.6-6.4 IN (14-16 CM) (MCP CIRCUMFERENCE) RIGHT HAND. OPEN TIPS.
27621 | 4618150403400 | GLOVES PALM PRESSURE GARMENT SCAR MANAGEMENT IN BURN PATIENTS 60% -69 POLYAMIDE 31% -40% ELASTANE STRONG FABRIC THICKNESS 0.64-0.68MM THERAPEUTIC ITEM. PRESSURE LEVEL 23-30 MMHG. SOFT SHORT STRETCH LYCRA PROVIDES A PRECISE AND GRADIENT PRESSURE HYPO ALLERGENIC AND LATEX FREE MULTI DIRECTIONAL STRETCH GUARANTEED TO PROVIDE A SUPERIOR ANATOMICAL FIT ANTIBACTERIAL HI-TECH YARN WITH PERMANENT ODOR NEUTRALITY ALLOWS THE SKIN TO BREATH AND STAY COOL MOISTURE TRANSPORTATION AND TEMPERATURE MODERATION. SIZES: X-SMALL: 6.8-7.2 IN (17-18 CM) (MCP CIRCUMFERENCE) RIGHT HAND. OPEN TIPS.
27622 | 4618150403500 | GLOVES PALM PRESSURE GARMENT SCAR MANAGEMENT IN BURN PATIENTS 60% -69 POLYAMIDE 31% -40% ELASTANE STRONG FABRIC THICKNESS 0.64-0.68MM THERAPEUTIC ITEM. PRESSURE LEVEL 23-30 MMHG. SOFT SHORT STRETCH LYCRA PROVIDES A PRECISE AND GRADIENT PRESSURE HYPO ALLERGENIC AND LATEX FREE MULTI DIRECTIONAL STRETCH GUARANTEED TO PROVIDE A SUPERIOR ANATOMICAL FIT ANTIBACTERIAL HI-TECH YARN WITH PERMANENT ODOR NEUTRALITY ALLOWS THE SKIN TO BREATH AND STAY COOL MOISTURE TRANSPORTATION AND TEMPERATURE MODERATION. SIZES: S: 7.6-8 IN (19-20 CM) (MCP CIRCUMFERENCE) RIGHT HAND. OPEN TIPS.
27623 | 4618150403600 | GLOVES PALM PRESSURE GARMENT SCAR MANAGEMENT IN BURN PATIENTS 60% -69 POLYAMIDE 31% -40% ELASTANE STRONG FABRIC THICKNESS 0.64-0.68MM THERAPEUTIC ITEM. PRESSURE LEVEL 23-30 MMHG. SOFT SHORT STRETCH LYCRA PROVIDES A PRECISE AND GRADIENT PRESSURE HYPO ALLERGENIC AND LATEX FREE MULTI DIRECTIONAL STRETCH GUARANTEED TO PROVIDE A SUPERIOR ANATOMICAL FIT ANTIBACTERIAL HI-TECH YARN WITH PERMANENT ODOR NEUTRALITY ALLOWS THE SKIN TO BREATH AND STAY COOL MOISTURE TRANSPORTATION AND TEMPERATURE MODERATION. SIZES: M: 8.4-8.8 IN (21-22 CM) (MCP CIRCUMFERENCE) RIGHT HAND. OPEN TIPS.
27624 | 4618150403700 | GLOVES PALM PRESSURE GARMENT SCAR MANAGEMENT IN BURN PATIENTS 60% -69 POLYAMIDE 31% -40% ELASTANE STRONG FABRIC THICKNESS 0.64-0.68MM THERAPEUTIC ITEM. PRESSURE LEVEL 23-30 MMHG. SOFT SHORT STRETCH LYCRA PROVIDES A PRECISE AND GRADIENT PRESSURE HYPO ALLERGENIC AND LATEX FREE MULTI DIRECTIONAL STRETCH GUARANTEED TO PROVIDE A SUPERIOR ANATOMICAL FIT ANTIBACTERIAL HI-TECH YARN WITH PERMANENT ODOR NEUTRALITY ALLOWS THE SKIN TO BREATH AND STAY COOL MOISTURE TRANSPORTATION AND TEMPERATURE MODERATION. SIZES: L: 9.2-9.6 IN (23-24 CM) (MCP CIRCUMFERENCE) RIGHT HAND. OPEN TIPS.
27625 | 4618150403800 | GLOVES PALM PRESSURE GARMENT SCAR MANAGEMENT IN BURN PATIENTS 60% -69 POLYAMIDE 31% -40% ELASTANE STRONG FABRIC THICKNESS 0.64-0.68MM THERAPEUTIC ITEM. PRESSURE LEVEL 23-30 MMHG. SOFT SHORT STRETCH LYCRA PROVIDES A PRECISE AND GRADIENT PRESSURE HYPO ALLERGENIC AND LATEX FREE MULTI DIRECTIONAL STRETCH GUARANTEED TO PROVIDE A SUPERIOR ANATOMICAL FIT ANTIBACTERIAL HI-TECH YARN WITH PERMANENT ODOR NEUTRALITY ALLOWS THE SKIN TO BREATH AND STAY COOL MOISTURE TRANSPORTATION AND TEMPERATURE MODERATION. SIZES: XL: 10-10.4 IN (25-26 CM) (MCP CIRCUMFERENCE) RIGHT HAND. OPEN TIPS.
27626 | 4618150404100 | INTERIM LIGHT DIGITAL CAP MED FABRIC - INTERIM AND LIGHT OR EQUIVALENT PRESSURE GARMENT DIGITAL CAP SCAR MANAGEMENT 50% -60% POLYAMIDE 40% -50% ELASTANE MEDIUM FABRIC THICKNESS 0.57MM-0.60MM PRESSURE LEVEL 23-30 MMHG THERAPEUTIC ITEM L LATEX FREE ANTIBACTERIAL BREATHABLE HIGH UV PROTECTION COTTON FREE AND NON-ALLERGENIC RUBBER FREE AND MACHINE WASHABLE. SIZES: XL: 3.2-3.6 IN (8-9 CM) (CIRCUMFERENCE AROUND PIP JOINT) LENGTH : 8.5 CM.
27627 | 4618150404200 | INTERIM AND LIGHT OR EQUIVALENT PRESSURE GARMENT DIGITAL CAP SCAR MANAGEMENT 50% -60% POLYAMIDE 40% -50% ELASTANE MEDIUM FABRIC THICKNESS 0.57MM-0.60MM PRESSURE LEVEL 23-30 MMHG THERAPEUTIC ITEM L LATEX FREE ANTIBACTERIAL BREATHABLE HIGH UV PROTECTION COTTON FREE AND NON-ALLERGENIC RUBBER FREE AND MACHINE WASHABLE. SIZES: X-SMALL: 1.6-2 IN (4-5 CM) (CIRCUMFERENCE AROUND PIP JOINT) LENGTH : 5.0 CM.
27628 | 4618150404300 | PRESSURE GARMENT GAUNTLET THUMB OPEN LEFT HAND SCAR MANAGEMENT 60% -69% POLYAMIDE 31% -40% ELASTANE STRONG FABRIC THICKNESS 0.64-0.68MM PRESSURE LEVEL 23-30 MMHG THERAPEUTIC ITEM L LATEX FREE ANTIBACTERIAL BREATHABLE HIGH UV PROTECTION COTTON FREE AND NON-ALLERGENIC RUBBER FREE AND MACHINE WASHABLE. SIZES: L: 9.2-9.6 IN (23-24 CM) (MCP CIRCUMFERENCE)
27629 | 4618150404400 | PRESSURE GARMENT GAUNTLET THUMB OPEN LEFT HAND SCAR MANAGEMENT 60% -69% POLYAMIDE 31% -40% ELASTANE STRONG FABRIC THICKNESS 0.64-0.68MM PRESSURE LEVEL 23-30 MMHG THERAPEUTIC ITEM L LATEX FREE ANTIBACTERIAL BREATHABLE HIGH UV PROTECTION COTTON FREE AND NON-ALLERGENIC RUBBER FREE AND MACHINE WASHABLE. SIZES: M: 8.4-8.8 IN (21-22) (MCP CIRCUMFERENCE)
27630 | 4618150404500 | PRESSURE GARMENT GAUNTLET THUMB OPEN LEFT HAND SCAR MANAGEMENT 60% -69% POLYAMIDE 31% -40% ELASTANE STRONG FABRIC THICKNESS 0.64-0.68MM PRESSURE LEVEL 23-30 MMHG THERAPEUTIC ITEM L LATEX FREE ANTIBACTERIAL BREATHABLE HIGH UV PROTECTION COTTON FREE AND NON-ALLERGENIC RUBBER FREE AND MACHINE WASHABLE. SIZES: S: 7.6-8 IN (19-20 CM) (MCP CIRCUMFERENCE)
27631 | 4618150404600 | PRESSURE GARMENT GAUNTLET THUMB OPEN LEFT HAND SCAR MANAGEMENT 60% -69% POLYAMIDE 31% -40% ELASTANE STRONG FABRIC THICKNESS 0.64-0.68MM PRESSURE LEVEL 23-30 MMHG THERAPEUTIC ITEM L LATEX FREE ANTIBACTERIAL BREATHABLE HIGH UV PROTECTION COTTON FREE AND NON-ALLERGENIC RUBBER FREE AND MACHINE WASHABLE. SIZES: XL: 10-10.4 IN (25-26 CM) (MCP CIRCUMFERENCE)
27632 | 4618150404700 | PRESSURE GARMENT GAUNTLET THUMB OPEN LEFT HAND SCAR MANAGEMENT 60% -69% POLYAMIDE 31% -40% ELASTANE STRONG FABRIC THICKNESS 0.64-0.68MM PRESSURE LEVEL 23-30 MMHG THERAPEUTIC ITEM L LATEX FREE ANTIBACTERIAL BREATHABLE HIGH UV PROTECTION COTTON FREE AND NON-ALLERGENIC RUBBER FREE AND MACHINE WASHABLE. SIZES: X-SMALL: 6.8-7.2 IN (17-18 CM) (MCP CIRCUMFERENCE)
27633 | 4618150404800 | PRESSURE GARMENT GAUNTLET THUMB OPEN LEFT HAND SCAR MANAGEMENT 60% -69% POLYAMIDE 31% -40% ELASTANE STRONG FABRIC THICKNESS 0.64-0.68MM PRESSURE LEVEL 23-30 MMHG THERAPEUTIC ITEM L LATEX FREE ANTIBACTERIAL BREATHABLE HIGH UV PROTECTION COTTON FREE AND NON-ALLERGENIC RUBBER FREE AND MACHINE WASHABLE. SIZES: XX-LARGE: 10.8-11.2 IN (27-28 CM) (MCP CIRCUMFERENCE)
27634 | 4618150404900 | PRESSURE GARMENT GAUNTLET THUMB OPEN LEFT HAND SCAR MANAGEMENT 60% -69% POLYAMIDE 31% -40% ELASTANE STRONG FABRIC THICKNESS 0.64-0.68MM PRESSURE LEVEL 23-30 MMHG THERAPEUTIC ITEM L LATEX FREE ANTIBACTERIAL BREATHABLE HIGH UV PROTECTION COTTON FREE AND NON-ALLERGENIC RUBBER FREE AND MACHINE WASHABLE. SIZES: XX-SMALL: 5.6-6.4 IN (14-16 CM) (MCP CIRCUMFERENCE)
27635 | 4618150405000 | PRESSURE GARMENT GAUNTLET THUMB OPEN RIGHT HAND SCAR MANAGEMENT 60% -69% POLYAMIDE 31% -40% ELASTANE STRONG FABRIC THICKNESS 0.64-0.68MM PRESSURE LEVEL 23-30 MMHG THERAPEUTIC ITEM L LATEX FREE ANTIBACTERIAL BREATHABLE HIGH UV PROTECTION COTTON FREE AND NON-ALLERGENIC RUBBER FREE AND MACHINE WASHABLE. SIZES: L: 9.2-9.6 IN (23-24 CM) (MCP CIRCUMFERENCE)
27636 | 4618150405100 | PRESSURE GARMENT GAUNTLET THUMB OPEN RIGHT HAND SCAR MANAGEMENT 60% -69% POLYAMIDE 31% -40% ELASTANE STRONG FABRIC THICKNESS 0.64-0.68MM PRESSURE LEVEL 23-30 MMHG THERAPEUTIC ITEM L LATEX FREE ANTIBACTERIAL BREATHABLE HIGH UV PROTECTION COTTON FREE AND NON-ALLERGENIC RUBBER FREE AND MACHINE WASHABLE. SIZES: M: 8.4-8.8 IN (21-22) (MCP CIRCUMFERENCE)
27637 | 4618150405200 | PRESSURE GARMENT GAUNTLET THUMB OPEN RIGHT HAND SCAR MANAGEMENT 60% -69% POLYAMIDE 31% -40% ELASTANE STRONG FABRIC THICKNESS 0.64-0.68MM PRESSURE LEVEL 23-30 MMHG THERAPEUTIC ITEM L LATEX FREE ANTIBACTERIAL BREATHABLE HIGH UV PROTECTION COTTON FREE AND NON-ALLERGENIC RUBBER FREE AND MACHINE WASHABLE. SIZES: S: 7.6-8 IN (19-20 CM) (MCP CIRCUMFERENCE)
27638 | 4618150405300 | PRESSURE GARMENT GAUNTLET THUMB OPEN RIGHT HAND SCAR MANAGEMENT 60% -69% POLYAMIDE 31% -40% ELASTANE STRONG FABRIC THICKNESS 0.64-0.68MM PRESSURE LEVEL 23-30 MMHG THERAPEUTIC ITEM L LATEX FREE ANTIBACTERIAL BREATHABLE HIGH UV PROTECTION COTTON FREE AND NON-ALLERGENIC RUBBER FREE AND MACHINE WASHABLE. SIZES: XL: 10-10.4 IN (25-26 CM) (MCP CIRCUMFERENCE)
27639 | 4618150405400 | PRESSURE GARMENT GAUNTLET THUMB OPEN RIGHT HAND SCAR MANAGEMENT 60% -69% POLYAMIDE 31% -40% ELASTANE STRONG FABRIC THICKNESS 0.64-0.68MM PRESSURE LEVEL 23-30 MMHG THERAPEUTIC ITEM L LATEX FREE ANTIBACTERIAL BREATHABLE HIGH UV PROTECTION COTTON FREE AND NON-ALLERGENIC RUBBER FREE AND MACHINE WASHABLE. SIZES: X-SMALL: 6.8-7.2 IN (17-18 CM) (MCP CIRCUMFERENCE)
27640 | 4618150405500 | PRESSURE GARMENT GAUNTLET THUMB OPEN RIGHT HAND SCAR MANAGEMENT 60% -69% POLYAMIDE 31% -40% ELASTANE STRONG FABRIC THICKNESS 0.64-0.68MM PRESSURE LEVEL 23-30 MMHG THERAPEUTIC ITEM L LATEX FREE ANTIBACTERIAL BREATHABLE HIGH UV PROTECTION COTTON FREE AND NON-ALLERGENIC RUBBER FREE AND MACHINE WASHABLE. SIZES: XX-LARGE: 10.8-11.2 IN (27-28 CM) (MCP CIRCUMFERENCE)
27641 | 4618150405600 | PRESSURE GARMENT GAUNTLET THUMB OPEN RIGHT HAND SCAR MANAGEMENT 60% -69% POLYAMIDE 31% -40% ELASTANE STRONG FABRIC THICKNESS 0.64-0.68MM PRESSURE LEVEL 23-30 MMHG THERAPEUTIC ITEM L LATEX FREE ANTIBACTERIAL BREATHABLE HIGH UV PROTECTION COTTON FREE AND NON-ALLERGENIC RUBBER FREE AND MACHINE WASHABLE. SIZES: XX-SMALL: 5.6-6.4 IN (14-16 CM) (MCP CIRCUMFERENCE)
27642 | 4618150409100 | "RETENTION GARMENT GLOVES TWO WAY STRETCH VISCOSE FIBER LATEX - FREE MEDIUM CHILD WET/DRY WRAPPING SUITABLE FOR EB PATIENTS (WOUND AND OSTOMY CARE)"
27643 | 4618150409200 | "RETENTION GARMENT GLOVES TWO WAY STRETCH VISCOSE FIBER LATEX - FREE SMALL CHILD WET/DRY WRAPPING SUITABLE FOR EB PATIENTS (WOUND AND OSTOMY CARE)"
27644 | 4618150409300 | ADDITIONAL DIGIT TO PALM-GLOVE CAN BE ADDED FOR EXTRA DIGITS IN HAND.
27645 | 4618150409400 | PRESSURE GARMENT CUSTOM MADE FOR SCAR MANAGEMENT ADULT GLOVE TIPS CLOSE ULTRAVIOLET PROTECTION (NOT LESS THAN 98%) BREATHABLE HYPOALLERGENIC AND LATEX-FREE COMPOSITION-HIGH QUALITY SOFT ANTI-BACTERIAL MEDICAL GRADE COMPOSITION AVAILABLE IN TWO WASHABLE FABRICS: STRONG AND MEDIUM PRESSURE BASED ON PATIENT NEEDS
27646 | 4618150409500 | PRESSURE GARMENT CUSTOM MADE FOR SCAR MANAGEMENT ADULT GLOVE TIPS OPEN ULTRAVIOLET PROTECTION (NOT LESS THAN 98%) BREATHABLE HYPOALLERGENIC AND LATEX-FREE COMPOSITION-HIGH QUALITY SOFT ANTI-BACTERIAL MEDICAL GRADE COMPOSITION AVAILABLE IN TWO WASHABLE FABRICS: STRONG AND MEDIUM PRESSURE BASED ON PATIENT NEEDS
27647 | 4618150409600 | PRESSURE GARMENT CUSTOM MADE FOR SCAR MANAGEMENT CHILD GAUNTLET THUMB OPEN - CHILD GLOVE TIPS OPEN ULTRAVIOLET PROTECTION (NOT LESS THAN 98%) BREATHABLE HYPOALLERGENIC AND LATEX-FREE COMPOSITION-HIGH QUALITY SOFT ANTI-BACTERIAL MEDICAL GRADE COMPOSITION AVAILABLE IN TWO WASHABLE FABRICS: STRONG AND MEDIUM PRESSURE BASED ON PATIENT NEEDS
27648 | 4618150409700 | PRESSURE GARMENT CUSTOM MADE FOR SCAR MANAGEMENT CHILD GLOVE TIPS CLOSE ULTRAVIOLET PROTECTION (NOT LESS THAN 98%) BREATHABLE HYPOALLERGENIC AND LATEX-FREE COMPOSITION-HIGH QUALITY SOFT ANTI-BACTERIAL MEDICAL GRADE COMPOSITION AVAILABLE IN TWO WASHABLE FABRICS: STRONG AND MEDIUM PRESSURE BASED ON PATIENT NEEDS
27649 | 4618150409800 | PRESSURE GARMENT CUSTOM MADE FOR SCAR MANAGEMENT CHILD GLOVE TIPS OPEN ULTRAVIOLET PROTECTION (NOT LESS THAN 98%) BREATHABLE HYPOALLERGENIC AND LATEX-FREE COMPOSITION-HIGH QUALITY SOFT ANTI-BACTERIAL MEDICAL GRADE COMPOSITION AVAILABLE IN TWO WASHABLE FABRICS: STRONG AND MEDIUM PRESSURE BASED ON PATIENT NEEDS
27650 | 4618150409900 | CUSTOM-MADE LYMPHEDEMA COMPRESSION GARMENT GLOVE WITH FINGERS TO BASE OF THE NAIL SKIN COLOR CLASS UPON REQUEST FABRIC: POLYAMIDE (50-80%) ELASTANE (20-35%) COTTON SKIN CONTACT AND LATEX FREE
27651 | 4618150410000 | CUSTOM-MADE LYMPHEDEMA COMPRESSION GARMENT GLOVE WITH FINGERS TO THE KNUCKLE SKIN COLOR CLASS UPON REQUEST FABRIC: POLYAMIDE (50-80%) ELASTANE (20-35%) COTTON SKIN CONTACT AND LATEX FREE
27652 | 4618150410100 | PRESSURE GARMENT CUSTOM MADE FOR SCAR MANAGEMENT GLOVE TO AXILLA COMPOSITION-HIGH QUALITY SOFT MULTI-DIRECTIONAL STRETCH ANATOMICAL FIT ANTI-BACTERIAL BREATHABLE ODOR NEUTRALITY HYPOALLERGENIC AND LATEX-FREE MEDICAL GRADE COMPOSITION PRESSURE BASED ON PATIENT NEEDS
27653 | 4618150410200 | PRESSURE GARMENT CUSTOM MADE FOR SCAR MANAGEMENT GLOVE TO ELBOW COMPOSITION-HIGH QUALITY SOFT MULTI-DIRECTIONAL STRETCH ANATOMICAL FIT ANTI-BACTERIAL BREATHABLE ODOR NEUTRALITY HYPOALLERGENIC AND LATEX-FREE MEDICAL GRADE COMPOSITION PRESSURE BASED ON PATIENT NEEDS
27654 | 4618150410300 | PRESSURE GARMENT CUSTOM MADE FOR SCAR MANAGEMENT GLOVE TO WRIST COMPOSITION-HIGH QUALITY SOFT MULTI-DIRECTIONAL STRETCH ANATOMICAL FIT ANTI-BACTERIAL BREATHABLE ODOR NEUTRALITY HYPOALLERGENIC AND LATEX-FREE MEDICAL GRADE COMPOSITION PRESSURE BASED ON PATIENT NEEDS
27655 | 4618150410400 | GLOVES PALM PRESSURE GARMENT SCAR MANAGEMENT IN BURN PATIENTS 60% -69 POLYAMIDE 31% -40% ELASTANE STRONG FABRIC THICKNESS 0.64-0.68 MM THERAPEUTIC ITEM. PRESSURE LEVEL 23-30 MMHG. SOFT SHORT STRETCH LYCRA PROVIDES A PRECISE AND GRADIENT PRESSURE HYPO ALLERGENIC AND LATEX FREE MULTI DIRECTIONAL STRETCH GUARANTEED TO PROVIDE A SUPERIOR ANATOMICAL FIT ANTIBACTERIAL HI-TECH YARN WITH PERMANENT ODOR NEUTRALITY ALLOWS THE SKIN TO BREATH AND STAY COOL MOISTURE TRANSPORTATION AND TEMPERATURE MODERATION. SIZES: S: 7.6-8IN (19-20 CM) (MCP CIRCUMFERENCE) LEFT HAND. OPEN TIPS.
27656 | 4618150410500 | GLOVES PALM PRESSURE GARMENT SCAR MANAGEMENT IN BURN PATIENTS 60% -69 POLYAMIDE 31% -40% ELASTANE STRONG FABRIC THICKNESS 0.64-0.68 MM THERAPEUTIC ITEM. PRESSURE LEVEL 23-30 MMHG. SOFT SHORT STRETCH LYCRA PROVIDES A PRECISE AND GRADIENT PRESSURE HYPO ALLERGENIC AND LATEX FREE MULTI DIRECTIONAL STRETCH GUARANTEED TO PROVIDE A SUPERIOR ANATOMICAL FIT ANTIBACTERIAL HI-TECH YARN WITH PERMANENT ODOR NEUTRALITY ALLOWS THE SKIN TO BREATH AND STAY COOL MOISTURE TRANSPORTATION AND TEMPERATURE MODERATION. SIZES: S: 7.6-8IN (19-20 CM) (MCP CIRCUMFERENCE) LEFT HAND. CLOSE TIPS.
27657 | 4618150410600 | GLOVES PALM PRESSURE GARMENT SCAR MANAGEMENT IN BURN PATIENTS 60% -69 POLYAMIDE 31% -40% ELASTANE STRONG FABRIC THICKNESS 0.64-0.68 MM THERAPEUTIC ITEM. PRESSURE LEVEL 23-30 MMHG. SOFT SHORT STRETCH LYCRA PROVIDES A PRECISE AND GRADIENT PRESSURE HYPO ALLERGENIC AND LATEX FREE MULTI DIRECTIONAL STRETCH GUARANTEED TO PROVIDE A SUPERIOR ANATOMICAL FIT ANTIBACTERIAL HI-TECH YARN WITH PERMANENT ODOR NEUTRALITY ALLOWS THE SKIN TO BREATH AND STAY COOL MOISTURE TRANSPORTATION AND TEMPERATURE MODERATION. SIZES: M: 8.4-8.8IN (21-22 CM) (MCP CIRCUMFERENCE) LEFT HAND. OPEN TIPS.
27658 | 4618150410700 | GLOVES PALM PRESSURE GARMENT SCAR MANAGEMENT IN BURN PATIENTS 60% -69 POLYAMIDE 31% -40% ELASTANE STRONG FABRIC THICKNESS 0.64-0.68 MM THERAPEUTIC ITEM. PRESSURE LEVEL 23-30 MMHG. SOFT SHORT STRETCH LYCRA PROVIDES A PRECISE AND GRADIENT PRESSURE HYPO ALLERGENIC AND LATEX FREE MULTI DIRECTIONAL STRETCH GUARANTEED TO PROVIDE A SUPERIOR ANATOMICAL FIT ANTIBACTERIAL HI-TECH YARN WITH PERMANENT ODOR NEUTRALITY ALLOWS THE SKIN TO BREATH AND STAY COOL MOISTURE TRANSPORTATION AND TEMPERATURE MODERATION. SIZES: L: 9.2-9.6IN (23-24 CM) (MCP CIRCUMFERENCE) LEFT HAND. OPEN TIPS.
27659 | 4618150410800 | GLOVES PALM PRESSURE GARMENT SCAR MANAGEMENT IN BURN PATIENTS 60% -69 POLYAMIDE 31% -40% ELASTANE STRONG FABRIC THICKNESS 0.64-0.68 MM THERAPEUTIC ITEM. PRESSURE LEVEL 23-30 MMHG. SOFT SHORT STRETCH LYCRA PROVIDES A PRECISE AND GRADIENT PRESSURE HYPO ALLERGENIC AND LATEX FREE MULTI DIRECTIONAL STRETCH GUARANTEED TO PROVIDE A SUPERIOR ANATOMICAL FIT ANTIBACTERIAL HI-TECH YARN WITH PERMANENT ODOR NEUTRALITY ALLOWS THE SKIN TO BREATH AND STAY COOL MOISTURE TRANSPORTATION AND TEMPERATURE MODERATION. SIZES: XL: 10-10.4IN (25-26 CM) (MCP CIRCUMFERENCE) LEFT HAND. OPEN TIPS.
27660 | 4618150410900 | GLOVES PALM PRESSURE GARMENT SCAR MANAGEMENT IN BURN PATIENTS 60% -69 POLYAMIDE 31% -40% ELASTANE STRONG FABRIC THICKNESS 0.64-0.68 MM THERAPEUTIC ITEM. PRESSURE LEVEL 23-30 MMHG. SOFT SHORT STRETCH LYCRA PROVIDES A PRECISE AND GRADIENT PRESSURE HYPO ALLERGENIC AND LATEX FREE MULTI DIRECTIONAL STRETCH GUARANTEED TO PROVIDE A SUPERIOR ANATOMICAL FIT ANTIBACTERIAL HI-TECH YARN WITH PERMANENT ODOR NEUTRALITY ALLOWS THE SKIN TO BREATH AND STAY COOL MOISTURE TRANSPORTATION AND TEMPERATURE MODERATION. SIZES: X-SMALL: 6.8-7.2IN (17-18 CM) (MCP CIRCUMFERENCE) LEFT HAND. OPEN TIPS.
27661 | 4618150411000 | GLOVES PALM PRESSURE GARMENT SCAR MANAGEMENT IN BURN PATIENTS 60% -69 POLYAMIDE 31% -40% ELASTANE STRONG FABRIC THICKNESS 0.64-0.68 MM THERAPEUTIC ITEM. PRESSURE LEVEL 23-30 MMHG. SOFT SHORT STRETCH LYCRA PROVIDES A PRECISE AND GRADIENT PRESSURE HYPO ALLERGENIC AND LATEX FREE MULTI DIRECTIONAL STRETCH GUARANTEED TO PROVIDE A SUPERIOR ANATOMICAL FIT ANTIBACTERIAL HI-TECH YARN WITH PERMANENT ODOR NEUTRALITY ALLOWS THE SKIN TO BREATH AND STAY COOL MOISTURE TRANSPORTATION AND TEMPERATURE MODERATION. SIZES: M: 8.4-8.8IN (21-22 CM) (MCP CIRCUMFERENCE) LEFT HAND. CLOSE TIPS.
27662 | 4618150411100 | GLOVES PALM PRESSURE GARMENT SCAR MANAGEMENT IN BURN PATIENTS 60% -69 POLYAMIDE 31% -40% ELASTANE STRONG FABRIC THICKNESS 0.64-0.68 MM THERAPEUTIC ITEM. PRESSURE LEVEL 23-30 MMHG. SOFT SHORT STRETCH LYCRA PROVIDES A PRECISE AND GRADIENT PRESSURE HYPO ALLERGENIC AND LATEX FREE MULTI DIRECTIONAL STRETCH GUARANTEED TO PROVIDE A SUPERIOR ANATOMICAL FIT ANTIBACTERIAL HI-TECH YARN WITH PERMANENT ODOR NEUTRALITY ALLOWS THE SKIN TO BREATH AND STAY COOL MOISTURE TRANSPORTATION AND TEMPERATURE MODERATION. SIZES: L: 9.2-9.6IN (23-24 CM) (MCP CIRCUMFERENCE) LEFT HAND. CLOSE TIPS.
27663 | 4618150411200 | GLOVES PALM PRESSURE GARMENT SCAR MANAGEMENT IN BURN PATIENTS 60% -69 POLYAMIDE 31% -40% ELASTANE STRONG FABRIC THICKNESS 0.64-0.68 MM THERAPEUTIC ITEM. PRESSURE LEVEL 23-30 MMHG. SOFT SHORT STRETCH LYCRA PROVIDES A PRECISE AND GRADIENT PRESSURE HYPO ALLERGENIC AND LATEX FREE MULTI DIRECTIONAL STRETCH GUARANTEED TO PROVIDE A SUPERIOR ANATOMICAL FIT ANTIBACTERIAL HI-TECH YARN WITH PERMANENT ODOR NEUTRALITY ALLOWS THE SKIN TO BREATH AND STAY COOL MOISTURE TRANSPORTATION AND TEMPERATURE MODERATION. SIZES: S: 7.6-8IN (19-20 CM) (MCP CIRCUMFERENCE) RIGHT HAND. CLOSE TIPS.
27664 | 4618150411300 | GLOVES PALM PRESSURE GARMENT SCAR MANAGEMENT IN BURN PATIENTS 60% -69 POLYAMIDE 31% -40% ELASTANE STRONG FABRIC THICKNESS 0.64-0.68 MM THERAPEUTIC ITEM. PRESSURE LEVEL 23-30 MMHG. SOFT SHORT STRETCH LYCRA PROVIDES A PRECISE AND GRADIENT PRESSURE HYPO ALLERGENIC AND LATEX FREE MULTI DIRECTIONAL STRETCH GUARANTEED TO PROVIDE A SUPERIOR ANATOMICAL FIT ANTIBACTERIAL HI-TECH YARN WITH PERMANENT ODOR NEUTRALITY ALLOWS THE SKIN TO BREATH AND STAY COOL MOISTURE TRANSPORTATION AND TEMPERATURE MODERATION. SIZES: XL: 10-10.4IN (25-26 CM) (MCP CIRCUMFERENCE) LEFT HAND. CLOSE TIPS.
27665 | 4618150411400 | GLOVES PALM PRESSURE GARMENT SCAR MANAGEMENT IN BURN PATIENTS 60% -69 POLYAMIDE 31% -40% ELASTANE STRONG FABRIC THICKNESS 0.64-0.68 MM THERAPEUTIC ITEM. PRESSURE LEVEL 23-30 MMHG. SOFT SHORT STRETCH LYCRA PROVIDES A PRECISE AND GRADIENT PRESSURE HYPO ALLERGENIC AND LATEX FREE MULTI DIRECTIONAL STRETCH GUARANTEED TO PROVIDE A SUPERIOR ANATOMICAL FIT ANTIBACTERIAL HI-TECH YARN WITH PERMANENT ODOR NEUTRALITY ALLOWS THE SKIN TO BREATH AND STAY COOL MOISTURE TRANSPORTATION AND TEMPERATURE MODERATION. SIZES: X-SMALL: 6.8-7.2IN (17-18 CM) (MCP CIRCUMFERENCE) LEFT HAND. CLOSE TIPS.
27666 | 4618150411500 | GLOVES PALM PRESSURE GARMENT SCAR MANAGEMENT IN BURN PATIENTS 60% -69 POLYAMIDE 31% -40% ELASTANE STRONG FABRIC THICKNESS 0.64-0.68 MM THERAPEUTIC ITEM. PRESSURE LEVEL 23-30 MMHG. SOFT SHORT STRETCH LYCRA PROVIDES A PRECISE AND GRADIENT PRESSURE HYPO ALLERGENIC AND LATEX FREE MULTI DIRECTIONAL STRETCH GUARANTEED TO PROVIDE A SUPERIOR ANATOMICAL FIT ANTIBACTERIAL HI-TECH YARN WITH PERMANENT ODOR NEUTRALITY ALLOWS THE SKIN TO BREATH AND STAY COOL MOISTURE TRANSPORTATION AND TEMPERATURE MODERATION. SIZES: XX-SMALL: 5.6-6.4 IN (14-16 CM) (MCP CIRCUMFERENCE) LEFT HAND. OPEN TIPS.
27667 | 4618150411600 | GLOVES PALM PRESSURE GARMENT SCAR MANAGEMENT IN BURN PATIENTS 60% -69 POLYAMIDE 31% -40% ELASTANE STRONG FABRIC THICKNESS 0.64-0.68 MM THERAPEUTIC ITEM. PRESSURE LEVEL 23-30 MMHG. SOFT SHORT STRETCH LYCRA PROVIDES A PRECISE AND GRADIENT PRESSURE HYPO ALLERGENIC AND LATEX FREE MULTI DIRECTIONAL STRETCH GUARANTEED TO PROVIDE A SUPERIOR ANATOMICAL FIT ANTIBACTERIAL HI-TECH YARN WITH PERMANENT ODOR NEUTRALITY ALLOWS THE SKIN TO BREATH AND STAY COOL MOISTURE TRANSPORTATION AND TEMPERATURE MODERATION. SIZES: XX-SMALL: 5.6-6.4IN (14-16 CM) (MCP CIRCUMFERENCE) LEFT HAND. CLOSE TIPS.
27668 | 4618150411700 | GLOVES PALM PRESSURE GARMENT SCAR MANAGEMENT IN BURN PATIENTS 60% -69 POLYAMIDE 31% -40% ELASTANE STRONG FABRIC THICKNESS 0.64-0.68 MM THERAPEUTIC ITEM. PRESSURE LEVEL 23-30 MMHG. SOFT SHORT STRETCH LYCRA PROVIDES A PRECISE AND GRADIENT PRESSURE HYPO ALLERGENIC AND LATEX FREE MULTI DIRECTIONAL STRETCH GUARANTEED TO PROVIDE A SUPERIOR ANATOMICAL FIT ANTIBACTERIAL HI-TECH YARN WITH PERMANENT ODOR NEUTRALITY ALLOWS THE SKIN TO BREATH AND STAY COOL MOISTURE TRANSPORTATION AND TEMPERATURE MODERATION. SIZES: M: 8.4-8.8IN (21-22 CM) (MCP CIRCUMFERENCE) RIGHT HAND. CLOSE TIPS.
27669 | 4618150411800 | GLOVES PALM PRESSURE GARMENT SCAR MANAGEMENT IN BURN PATIENTS 60% -69 POLYAMIDE 31% -40% ELASTANE STRONG FABRIC THICKNESS 0.64-0.68 MM THERAPEUTIC ITEM. PRESSURE LEVEL 23-30 MMHG. SOFT SHORT STRETCH LYCRA PROVIDES A PRECISE AND GRADIENT PRESSURE HYPO ALLERGENIC AND LATEX FREE MULTI DIRECTIONAL STRETCH GUARANTEED TO PROVIDE A SUPERIOR ANATOMICAL FIT ANTIBACTERIAL HI-TECH YARN WITH PERMANENT ODOR NEUTRALITY ALLOWS THE SKIN TO BREATH AND STAY COOL MOISTURE TRANSPORTATION AND TEMPERATURE MODERATION. SIZES: L: 9.2-9.6IN (23-24 CM) (MCP CIRCUMFERENCE) RIGHT HAND. CLOSE TIPS.
27670 | 4618150411900 | GLOVES PALM PRESSURE GARMENT SCAR MANAGEMENT IN BURN PATIENTS 60% -69 POLYAMIDE 31% -40% ELASTANE STRONG FABRIC THICKNESS 0.64-0.68 MM THERAPEUTIC ITEM. PRESSURE LEVEL 23-30 MMHG. SOFT SHORT STRETCH LYCRA PROVIDES A PRECISE AND GRADIENT PRESSURE HYPO ALLERGENIC AND LATEX FREE MULTI DIRECTIONAL STRETCH GUARANTEED TO PROVIDE A SUPERIOR ANATOMICAL FIT ANTIBACTERIAL HI-TECH YARN WITH PERMANENT ODOR NEUTRALITY ALLOWS THE SKIN TO BREATH AND STAY COOL MOISTURE TRANSPORTATION AND TEMPERATURE MODERATION. SIZES: XX-LARGE: 10.8-11.2IN (27-28 CM) (MCP CIRCUMFERENCE) LEFT HAND. OPEN TIPS.
27671 | 4618150412000 | GLOVES PALM PRESSURE GARMENT SCAR MANAGEMENT IN BURN PATIENTS 60% -69 POLYAMIDE 31% -40% ELASTANE STRONG FABRIC THICKNESS 0.64-0.68 MM THERAPEUTIC ITEM. PRESSURE LEVEL 23-30 MMHG. SOFT SHORT STRETCH LYCRA PROVIDES A PRECISE AND GRADIENT PRESSURE HYPO ALLERGENIC AND LATEX FREE MULTI DIRECTIONAL STRETCH GUARANTEED TO PROVIDE A SUPERIOR ANATOMICAL FIT ANTIBACTERIAL HI-TECH YARN WITH PERMANENT ODOR NEUTRALITY ALLOWS THE SKIN TO BREATH AND STAY COOL MOISTURE TRANSPORTATION AND TEMPERATURE MODERATION. SIZES: XL: 10-10.4IN (25-26 CM) (MCP CIRCUMFERENCE) RIGHT HAND. CLOSE TIPS.
27672 | 4618150412100 | GLOVES PALM PRESSURE GARMENT SCAR MANAGEMENT IN BURN PATIENTS 60% -69 POLYAMIDE 31% -40% ELASTANE STRONG FABRIC THICKNESS 0.64-0.68 MM THERAPEUTIC ITEM. PRESSURE LEVEL 23-30 MMHG. SOFT SHORT STRETCH LYCRA PROVIDES A PRECISE AND GRADIENT PRESSURE HYPO ALLERGENIC AND LATEX FREE MULTI DIRECTIONAL STRETCH GUARANTEED TO PROVIDE A SUPERIOR ANATOMICAL FIT ANTIBACTERIAL HI-TECH YARN WITH PERMANENT ODOR NEUTRALITY ALLOWS THE SKIN TO BREATH AND STAY COOL MOISTURE TRANSPORTATION AND TEMPERATURE MODERATION. SIZES: X-SMALL: 6.8-7.2IN (17-18 CM) (MCP CIRCUMFERENCE) RIGHT HAND. CLOSE TIPS.
27673 | 4618150412200 | GLOVES PALM PRESSURE GARMENT SCAR MANAGEMENT IN BURN PATIENTS 60% -69 POLYAMIDE 31% -40% ELASTANE STRONG FABRIC THICKNESS 0.64-0.68 MM THERAPEUTIC ITEM. PRESSURE LEVEL 23-30 MMHG. SOFT SHORT STRETCH LYCRA PROVIDES A PRECISE AND GRADIENT PRESSURE HYPO ALLERGENIC AND LATEX FREE MULTI DIRECTIONAL STRETCH GUARANTEED TO PROVIDE A SUPERIOR ANATOMICAL FIT ANTIBACTERIAL HI-TECH YARN WITH PERMANENT ODOR NEUTRALITY ALLOWS THE SKIN TO BREATH AND STAY COOL MOISTURE TRANSPORTATION AND TEMPERATURE MODERATION. SIZES: XX-LARGE: 10.8-11.2IN (27-28 CM) (MCP CIRCUMFERENCE) LEFT HAND. CLOSE TIPS.
27674 | 4618150412300 | GLOVES PALM PRESSURE GARMENT SCAR MANAGEMENT IN BURN PATIENTS 60% -69 POLYAMIDE 31% -40% ELASTANE STRONG FABRIC THICKNESS 0.64-0.68 MM THERAPEUTIC ITEM. PRESSURE LEVEL 23-30 MMHG. SOFT SHORT STRETCH LYCRA PROVIDES A PRECISE AND GRADIENT PRESSURE HYPO ALLERGENIC AND LATEX FREE MULTI DIRECTIONAL STRETCH GUARANTEED TO PROVIDE A SUPERIOR ANATOMICAL FIT ANTIBACTERIAL HI-TECH YARN WITH PERMANENT ODOR NEUTRALITY ALLOWS THE SKIN TO BREATH AND STAY COOL MOISTURE TRANSPORTATION AND TEMPERATURE MODERATION. SIZES: XX-SMALL: 5.6-6.4IN (14-16 CM) (MCP CIRCUMFERENCE) RIGHT HAND. CLOSE TIPS.
27675 | 4618150412400 | GLOVES PALM PRESSURE GARMENT SCAR MANAGEMENT IN BURN PATIENTS 60% -69 POLYAMIDE 31% -40% ELASTANE STRONG FABRIC THICKNESS 0.64-0.68 MM THERAPEUTIC ITEM. PRESSURE LEVEL 23-30 MMHG. SOFT SHORT STRETCH LYCRA PROVIDES A PRECISE AND GRADIENT PRESSURE HYPO ALLERGENIC AND LATEX FREE MULTI DIRECTIONAL STRETCH GUARANTEED TO PROVIDE A SUPERIOR ANATOMICAL FIT ANTIBACTERIAL HI-TECH YARN WITH PERMANENT ODOR NEUTRALITY ALLOWS THE SKIN TO BREATH AND STAY COOL MOISTURE TRANSPORTATION AND TEMPERATURE MODERATION. SIZES: XX-LARGE: 10.8-11.2IN (27-28 CM) (MCP CIRCUMFERENCE) RIGHT HAND. CLOSE TIPS.
27676 | 4618150412500 | GLOVES READY MADE MEDICAL GRADUATED COMPRESSION MADE OF FOAM CUBES CONTAINS POLYURETHANE FOR LYMPHEDEMA 5 MM X 5 MM (SMALL BLOCKS) LEFT SIZE 1 OR SMALL (LYMPHEDEMA)
27677 | 4618150412600 | GLOVES READY MADE MEDICAL GRADUATED COMPRESSION MADE OF FOAM CUBES CONTAINS POLYURETHANE FOR LYMPHEDEMA 5 MM X 5 MM (SMALL BLOCKS) LEFT SIZE 2 OR MEDIUM (LYMPHEDEMA)
27678 | 4618150412700 | GLOVES READY MADE MEDICAL GRADUATED COMPRESSION MADE OF FOAM CUBES CONTAINS POLYURETHANE FOR LYMPHEDEMA 5 MM X 5 MM (SMALL BLOCKS) LEFT SIZE 3 OR LARGE (LYMPHEDEMA)
27679 | 4618150412800 | GLOVES MADE OF FOAM CUBES CONTAINS POLYURETHANE 5 MM X 5 MM (SMALL BLOCKS) LEFT SIZE 4
27680 | 4618150412900 | GLOVES MADE OF FOAM CUBES CONTAINS POLYURETHANE 5 MM X 5 MM (SMALL BLOCKS) LEFT SIZE 5
27681 | 4618150413000 | GLOVES MADE OF FOAM CUBES CONTAINS POLYURETHANE 5 MM X 5 MM (SMALL BLOCKS) LEFT SIZE 6
27682 | 4618150413100 | GLOVES READY MADE MEDICAL GRADUATED COMPRESSION MADE OF FOAM CUBES CONTAINS POLYURETHANE FOR LYMPHEDEMA 5 MM X 5 MM (SMALL BLOCKS) RIGHT SIZE 1 OR SMALL (LYMPHEDEMA)
27683 | 4618150413200 | GLOVES READY MADE MEDICAL GRADUATED COMPRESSION MADE OF FOAM CUBES CONTAINS POLYURETHANE FOR LYMPHEDEMA 5 MM X 5 MM (SMALL BLOCKS) RIGHT SIZE 2 MEDIUM (LYMPHEDEMA)
27684 | 4618150413300 | GLOVES READY MADE MEDICAL GRADUATED COMPRESSION MADE OF FOAM CUBES CONTAINS POLYURETHANE FOR LYMPHEDEMA 5 MM X 5 MM (SMALL BLOCKS) RIGHT SIZE 3 OR LARGE (LYMPHEDEMA)
27685 | 4618150413400 | GLOVES MADE OF FOAM CUBES CONTAINS POLYURETHANE 5 MM X 5 MM (SMALL BLOCKS) RIGHT SIZE 4
27686 | 4618150413500 | GLOVES MADE OF FOAM CUBES CONTAINS POLYURETHANE 5 MM X 5 MM (SMALL BLOCKS) RIGHT SIZE 5
27687 | 4618150413600 | GLOVES MADE OF FOAM CUBES CONTAINS POLYURETHANE 5 MM X 5 MM (SMALL BLOCKS) RIGHT SIZE 6
27688 | 4618150413700 | INTERIM GLOVES PALM PRESSURE GARMENT SCAR MANAGEMENT IN BURN PATIENTS 80% -90% POLYAMIDE 10% -20% ELASTANE LIGHT MATERIAL THICKNESS 0.64-0.68 MM THERAPEUTIC ITEM. PRESSURE LEVEL 10-18 MMHG. SOFT SHORT STRETCH LYCRA PROVIDES A PRECISE AND GRADIENT PRESSURE HYPO ALLERGENIC AND LATEX FREE MULTI DIRECTIONAL STRETCH GUARANTEED TO PROVIDE A SUPERIOR ANATOMICAL FIT ANTIBACTERIAL HI-TECH YARN WITH PERMANENT ODOR NEUTRALITY ALLOWS THE SKIN TO BREATH AND STAY COOL MOISTURE TRANSPORTATION AND TEMPERATURE MODERATION. SIZES: 2: 6-6.4IN (15-16 CM) (MCP CIRCUMFERENCE) LEFT HAND. OPEN TIPS.
27689 | 4618150413800 | INTERIM GLOVES PALM PRESSURE GARMENT SCAR MANAGEMENT IN BURN PATIENTS 80% -90% POLYAMIDE 10% -20% ELASTANE LIGHT MATERIAL THICKNESS 0.64-0.68 MM THERAPEUTIC ITEM. PRESSURE LEVEL 10-18 MMHG. SOFT SHORT STRETCH LYCRA PROVIDES A PRECISE AND GRADIENT PRESSURE HYPO ALLERGENIC AND LATEX FREE MULTI DIRECTIONAL STRETCH GUARANTEED TO PROVIDE A SUPERIOR ANATOMICAL FIT ANTIBACTERIAL HI-TECH YARN WITH PERMANENT ODOR NEUTRALITY ALLOWS THE SKIN TO BREATH AND STAY COOL MOISTURE TRANSPORTATION AND TEMPERATURE MODERATION. SIZES: 4: 7.6-8IN (19-20 CM) (MCP CIRCUMFERENCE) LEFT HAND. OPEN TIPS.
27690 | 4618150413900 | INTERIM GLOVES PALM PRESSURE GARMENT SCAR MANAGEMENT IN BURN PATIENTS 80% -90% POLYAMIDE 10% -20% ELASTANE LIGHT MATERIAL THICKNESS 0.64-0.68 MM THERAPEUTIC ITEM. PRESSURE LEVEL 10-18 MMHG. SOFT SHORT STRETCH LYCRA PROVIDES A PRECISE AND GRADIENT PRESSURE HYPO ALLERGENIC AND LATEX FREE MULTI DIRECTIONAL STRETCH GUARANTEED TO PROVIDE A SUPERIOR ANATOMICAL FIT ANTIBACTERIAL HI-TECH YARN WITH PERMANENT ODOR NEUTRALITY ALLOWS THE SKIN TO BREATH AND STAY COOL MOISTURE TRANSPORTATION AND TEMPERATURE MODERATION. SIZES: 2: 6-6.4IN (15-16 CM) (MCP CIRCUMFERENCE) LEFT HAND. CLOSE TIPS.
27691 | 4618150414000 | INTERIM GLOVES PALM PRESSURE GARMENT SCAR MANAGEMENT IN BURN PATIENTS 80% -90% POLYAMIDE 10% -20% ELASTANE LIGHT MATERIAL THICKNESS 0.64-0.68 MM THERAPEUTIC ITEM. PRESSURE LEVEL 10-18 MMHG. SOFT SHORT STRETCH LYCRA PROVIDES A PRECISE AND GRADIENT PRESSURE HYPO ALLERGENIC AND LATEX FREE MULTI DIRECTIONAL STRETCH GUARANTEED TO PROVIDE A SUPERIOR ANATOMICAL FIT ANTIBACTERIAL HI-TECH YARN WITH PERMANENT ODOR NEUTRALITY ALLOWS THE SKIN TO BREATH AND STAY COOL MOISTURE TRANSPORTATION AND TEMPERATURE MODERATION. SIZES: 4: 7.6-8IN (19-20 CM) (MCP CIRCUMFERENCE) LEFT HAND. CLOSE TIPS.
27692 | 4618150414100 | INTERIM GLOVES PALM PRESSURE GARMENT SCAR MANAGEMENT IN BURN PATIENTS 80% -90% POLYAMIDE 10% -20% ELASTANE LIGHT MATERIAL THICKNESS 0.64-0.68 MM THERAPEUTIC ITEM. PRESSURE LEVEL 10-18 MMHG. SOFT SHORT STRETCH LYCRA PROVIDES A PRECISE AND GRADIENT PRESSURE HYPO ALLERGENIC AND LATEX FREE MULTI DIRECTIONAL STRETCH GUARANTEED TO PROVIDE A SUPERIOR ANATOMICAL FIT ANTIBACTERIAL HI-TECH YARN WITH PERMANENT ODOR NEUTRALITY ALLOWS THE SKIN TO BREATH AND STAY COOL MOISTURE TRANSPORTATION AND TEMPERATURE MODERATION. SIZES: 1: 4-4.4 IN (10-11 CM) (MCP CIRCUMFERENCE) LEFT HAND. OPEN TIPS.
27693 | 4618150414200 | INTERIM GLOVES PALM PRESSURE GARMENT SCAR MANAGEMENT IN BURN PATIENTS 80% -90% POLYAMIDE 10% -20% ELASTANE LIGHT MATERIAL THICKNESS 0.64-0.68 MM THERAPEUTIC ITEM. PRESSURE LEVEL 10-18 MMHG. SOFT SHORT STRETCH LYCRA PROVIDES A PRECISE AND GRADIENT PRESSURE HYPO ALLERGENIC AND LATEX FREE MULTI DIRECTIONAL STRETCH GUARANTEED TO PROVIDE A SUPERIOR ANATOMICAL FIT ANTIBACTERIAL HI-TECH YARN WITH PERMANENT ODOR NEUTRALITY ALLOWS THE SKIN TO BREATH AND STAY COOL MOISTURE TRANSPORTATION AND TEMPERATURE MODERATION. SIZES: 7: 10-10.4IN (25-26 CM) (MCP CIRCUMFERENCE) LEFT HAND. OPEN TIPS.
27694 | 4618150414300 | INTERIM GLOVES PALM PRESSURE GARMENT SCAR MANAGEMENT IN BURN PATIENTS 80% -90% POLYAMIDE 10% -20% ELASTANE LIGHT MATERIAL THICKNESS 0.64-0.68 MM THERAPEUTIC ITEM. PRESSURE LEVEL 10-18 MMHG. SOFT SHORT STRETCH LYCRA PROVIDES A PRECISE AND GRADIENT PRESSURE HYPO ALLERGENIC AND LATEX FREE MULTI DIRECTIONAL STRETCH GUARANTEED TO PROVIDE A SUPERIOR ANATOMICAL FIT ANTIBACTERIAL HI-TECH YARN WITH PERMANENT ODOR NEUTRALITY ALLOWS THE SKIN TO BREATH AND STAY COOL MOISTURE TRANSPORTATION AND TEMPERATURE MODERATION. SIZES: 1: 5.2-5.6IN (13-14 CM) (MCP CIRCUMFERENCE) LEFT HAND. OPEN TIPS.
27695 | 4618150414400 | INTERIM GLOVES PALM PRESSURE GARMENT SCAR MANAGEMENT IN BURN PATIENTS 80% -90% POLYAMIDE 10% -20% ELASTANE LIGHT MATERIAL THICKNESS 0.64-0.68 MM THERAPEUTIC ITEM. PRESSURE LEVEL 10-18 MMHG. SOFT SHORT STRETCH LYCRA PROVIDES A PRECISE AND GRADIENT PRESSURE HYPO ALLERGENIC AND LATEX FREE MULTI DIRECTIONAL STRETCH GUARANTEED TO PROVIDE A SUPERIOR ANATOMICAL FIT ANTIBACTERIAL HI-TECH YARN WITH PERMANENT ODOR NEUTRALITY ALLOWS THE SKIN TO BREATH AND STAY COOL MOISTURE TRANSPORTATION AND TEMPERATURE MODERATION. SIZES: 3: 6.8-7.2IN (17-18 CM) (MCP CIRCUMFERENCE) LEFT HAND. OPEN TIPS.
27696 | 4618150414500 | INTERIM GLOVES PALM PRESSURE GARMENT SCAR MANAGEMENT IN BURN PATIENTS 80% -90% POLYAMIDE 10% -20% ELASTANE LIGHT MATERIAL THICKNESS 0.64-0.68 MM THERAPEUTIC ITEM. PRESSURE LEVEL 10-18 MMHG. SOFT SHORT STRETCH LYCRA PROVIDES A PRECISE AND GRADIENT PRESSURE HYPO ALLERGENIC AND LATEX FREE MULTI DIRECTIONAL STRETCH GUARANTEED TO PROVIDE A SUPERIOR ANATOMICAL FIT ANTIBACTERIAL HI-TECH YARN WITH PERMANENT ODOR NEUTRALITY ALLOWS THE SKIN TO BREATH AND STAY COOL MOISTURE TRANSPORTATION AND TEMPERATURE MODERATION. SIZES: 5: 8.4-8.8IN (21-22 CM) (MCP CIRCUMFERENCE) LEFT HAND. OPEN TIPS.
27697 | 4618150414600 | INTERIM GLOVES PALM PRESSURE GARMENT SCAR MANAGEMENT IN BURN PATIENTS 80% -90% POLYAMIDE 10% -20% ELASTANE LIGHT MATERIAL THICKNESS 0.64-0.68 MM THERAPEUTIC ITEM. PRESSURE LEVEL 10-18 MMHG. SOFT SHORT STRETCH LYCRA PROVIDES A PRECISE AND GRADIENT PRESSURE HYPO ALLERGENIC AND LATEX FREE MULTI DIRECTIONAL STRETCH GUARANTEED TO PROVIDE A SUPERIOR ANATOMICAL FIT ANTIBACTERIAL HI-TECH YARN WITH PERMANENT ODOR NEUTRALITY ALLOWS THE SKIN TO BREATH AND STAY COOL MOISTURE TRANSPORTATION AND TEMPERATURE MODERATION. SIZES: 6: 9.2-9.6IN (23-24 CM) (MCP CIRCUMFERENCE) LEFT HAND. OPEN TIPS.
27698 | 4618150414700 | INTERIM GLOVES PALM PRESSURE GARMENT SCAR MANAGEMENT IN BURN PATIENTS 80% -90% POLYAMIDE 10% -20% ELASTANE LIGHT MATERIAL THICKNESS 0.64-0.68 MM THERAPEUTIC ITEM. PRESSURE LEVEL 10-18 MMHG. SOFT SHORT STRETCH LYCRA PROVIDES A PRECISE AND GRADIENT PRESSURE HYPO ALLERGENIC AND LATEX FREE MULTI DIRECTIONAL STRETCH GUARANTEED TO PROVIDE A SUPERIOR ANATOMICAL FIT ANTIBACTERIAL HI-TECH YARN WITH PERMANENT ODOR NEUTRALITY ALLOWS THE SKIN TO BREATH AND STAY COOL MOISTURE TRANSPORTATION AND TEMPERATURE MODERATION. SIZES: 2: 6-6.4IN (15-16 CM) (MCP CIRCUMFERENCE) RIGHT HAND. OPEN TIPS.
27699 | 4618150414800 | INTERIM GLOVES PALM PRESSURE GARMENT SCAR MANAGEMENT IN BURN PATIENTS 80% -90% POLYAMIDE 10% -20% ELASTANE LIGHT MATERIAL THICKNESS 0.64-0.68 MM THERAPEUTIC ITEM. PRESSURE LEVEL 10-18 MMHG. SOFT SHORT STRETCH LYCRA PROVIDES A PRECISE AND GRADIENT PRESSURE HYPO ALLERGENIC AND LATEX FREE MULTI DIRECTIONAL STRETCH GUARANTEED TO PROVIDE A SUPERIOR ANATOMICAL FIT ANTIBACTERIAL HI-TECH YARN WITH PERMANENT ODOR NEUTRALITY ALLOWS THE SKIN TO BREATH AND STAY COOL MOISTURE TRANSPORTATION AND TEMPERATURE MODERATION. SIZES: 4: 7.6-8IN (19-20 CM) (MCP CIRCUMFERENCE) RIGHT HAND. OPEN TIPS.
27700 | 4618150414900 | INTERIM GLOVES PALM PRESSURE GARMENT SCAR MANAGEMENT IN BURN PATIENTS 80% -90% POLYAMIDE 10% -20% ELASTANE LIGHT MATERIAL THICKNESS 0.64-0.68 MM THERAPEUTIC ITEM. PRESSURE LEVEL 10-18 MMHG. SOFT SHORT STRETCH LYCRA PROVIDES A PRECISE AND GRADIENT PRESSURE HYPO ALLERGENIC AND LATEX FREE MULTI DIRECTIONAL STRETCH GUARANTEED TO PROVIDE A SUPERIOR ANATOMICAL FIT ANTIBACTERIAL HI-TECH YARN WITH PERMANENT ODOR NEUTRALITY ALLOWS THE SKIN TO BREATH AND STAY COOL MOISTURE TRANSPORTATION AND TEMPERATURE MODERATION. SIZES: 1: 4-4.4 IN (10-11 CM) (MCP CIRCUMFERENCE) LEFT HAND. CLOSE TIPS.
27701 | 4618150415000 | INTERIM GLOVES PALM PRESSURE GARMENT SCAR MANAGEMENT IN BURN PATIENTS 80% -90% POLYAMIDE 10% -20% ELASTANE LIGHT MATERIAL THICKNESS 0.64-0.68 MM THERAPEUTIC ITEM. PRESSURE LEVEL 10-18 MMHG. SOFT SHORT STRETCH LYCRA PROVIDES A PRECISE AND GRADIENT PRESSURE HYPO ALLERGENIC AND LATEX FREE MULTI DIRECTIONAL STRETCH GUARANTEED TO PROVIDE A SUPERIOR ANATOMICAL FIT ANTIBACTERIAL HI-TECH YARN WITH PERMANENT ODOR NEUTRALITY ALLOWS THE SKIN TO BREATH AND STAY COOL MOISTURE TRANSPORTATION AND TEMPERATURE MODERATION. SIZES: 7: 10-10.4IN (25-26 CM) (MCP CIRCUMFERENCE) LEFT HAND. CLOSE TIPS.
27702 | 4618150415100 | INTERIM GLOVES PALM PRESSURE GARMENT SCAR MANAGEMENT IN BURN PATIENTS 80% -90% POLYAMIDE 10% -20% ELASTANE LIGHT MATERIAL THICKNESS 0.64-0.68 MM THERAPEUTIC ITEM. PRESSURE LEVEL 10-18 MMHG. SOFT SHORT STRETCH LYCRA PROVIDES A PRECISE AND GRADIENT PRESSURE HYPO ALLERGENIC AND LATEX FREE MULTI DIRECTIONAL STRETCH GUARANTEED TO PROVIDE A SUPERIOR ANATOMICAL FIT ANTIBACTERIAL HI-TECH YARN WITH PERMANENT ODOR NEUTRALITY ALLOWS THE SKIN TO BREATH AND STAY COOL MOISTURE TRANSPORTATION AND TEMPERATURE MODERATION. SIZES: 3: 6.8-7.2IN (17-18 CM) (MCP CIRCUMFERENCE) LEFT HAND. CLOSE TIPS.
27703 | 4618150415200 | INTERIM GLOVES PALM PRESSURE GARMENT SCAR MANAGEMENT IN BURN PATIENTS 80% -90% POLYAMIDE 10% -20% ELASTANE LIGHT MATERIAL THICKNESS 0.64-0.68 MM THERAPEUTIC ITEM. PRESSURE LEVEL 10-18 MMHG. SOFT SHORT STRETCH LYCRA PROVIDES A PRECISE AND GRADIENT PRESSURE HYPO ALLERGENIC AND LATEX FREE MULTI DIRECTIONAL STRETCH GUARANTEED TO PROVIDE A SUPERIOR ANATOMICAL FIT ANTIBACTERIAL HI-TECH YARN WITH PERMANENT ODOR NEUTRALITY ALLOWS THE SKIN TO BREATH AND STAY COOL MOISTURE TRANSPORTATION AND TEMPERATURE MODERATION. SIZES: 5: 8.4-8.8IN (21-22 CM) (MCP CIRCUMFERENCE) LEFT HAND. CLOSE TIPS.
27704 | 4618150415300 | INTERIM GLOVES PALM PRESSURE GARMENT SCAR MANAGEMENT IN BURN PATIENTS 80% -90% POLYAMIDE 10% -20% ELASTANE LIGHT MATERIAL THICKNESS 0.64-0.68 MM THERAPEUTIC ITEM. PRESSURE LEVEL 10-18 MMHG. SOFT SHORT STRETCH LYCRA PROVIDES A PRECISE AND GRADIENT PRESSURE HYPO ALLERGENIC AND LATEX FREE MULTI DIRECTIONAL STRETCH GUARANTEED TO PROVIDE A SUPERIOR ANATOMICAL FIT ANTIBACTERIAL HI-TECH YARN WITH PERMANENT ODOR NEUTRALITY ALLOWS THE SKIN TO BREATH AND STAY COOL MOISTURE TRANSPORTATION AND TEMPERATURE MODERATION. SIZES: 6: 9.2-9.6IN (23-24 CM) (MCP CIRCUMFERENCE) LEFT HAND. CLOSE TIPS.
27705 | 4618150415400 | INTERIM GLOVES PALM PRESSURE GARMENT SCAR MANAGEMENT IN BURN PATIENTS 80% -90% POLYAMIDE 10% -20% ELASTANE LIGHT MATERIAL THICKNESS 0.64-0.68 MM THERAPEUTIC ITEM. PRESSURE LEVEL 10-18 MMHG. SOFT SHORT STRETCH LYCRA PROVIDES A PRECISE AND GRADIENT PRESSURE HYPO ALLERGENIC AND LATEX FREE MULTI DIRECTIONAL STRETCH GUARANTEED TO PROVIDE A SUPERIOR ANATOMICAL FIT ANTIBACTERIAL HI-TECH YARN WITH PERMANENT ODOR NEUTRALITY ALLOWS THE SKIN TO BREATH AND STAY COOL MOISTURE TRANSPORTATION AND TEMPERATURE MODERATION. SIZES: 1: 5.2-5.6IN (13-14 CM) (MCP CIRCUMFERENCE) LEFT HAND. CLOSE TIPS.
27706 | 4618150415500 | INTERIM GLOVES PALM PRESSURE GARMENT SCAR MANAGEMENT IN BURN PATIENTS 80% -90% POLYAMIDE 10% -20% ELASTANE LIGHT MATERIAL THICKNESS 0.64-0.68 MM THERAPEUTIC ITEM. PRESSURE LEVEL 10-18 MMHG. SOFT SHORT STRETCH LYCRA PROVIDES A PRECISE AND GRADIENT PRESSURE HYPO ALLERGENIC AND LATEX FREE MULTI DIRECTIONAL STRETCH GUARANTEED TO PROVIDE A SUPERIOR ANATOMICAL FIT ANTIBACTERIAL HI-TECH YARN WITH PERMANENT ODOR NEUTRALITY ALLOWS THE SKIN TO BREATH AND STAY COOL MOISTURE TRANSPORTATION AND TEMPERATURE MODERATION. SIZES: 2: 6-6.4IN (15-16 CM) (MCP CIRCUMFERENCE) RIGHT HAND. CLOSE TIPS.
27707 | 4618150415600 | INTERIM GLOVES PALM PRESSURE GARMENT SCAR MANAGEMENT IN BURN PATIENTS 80% -90% POLYAMIDE 10% -20% ELASTANE LIGHT MATERIAL THICKNESS 0.64-0.68 MM THERAPEUTIC ITEM. PRESSURE LEVEL 10-18 MMHG. SOFT SHORT STRETCH LYCRA PROVIDES A PRECISE AND GRADIENT PRESSURE HYPO ALLERGENIC AND LATEX FREE MULTI DIRECTIONAL STRETCH GUARANTEED TO PROVIDE A SUPERIOR ANATOMICAL FIT ANTIBACTERIAL HI-TECH YARN WITH PERMANENT ODOR NEUTRALITY ALLOWS THE SKIN TO BREATH AND STAY COOL MOISTURE TRANSPORTATION AND TEMPERATURE MODERATION. SIZES: 4: 7.6-8IN (19-20 CM) (MCP CIRCUMFERENCE) RIGHT HAND. CLOSE TIPS.
27708 | 4618150415700 | INTERIM GLOVES PALM PRESSURE GARMENT SCAR MANAGEMENT IN BURN PATIENTS 80% -90% POLYAMIDE 10% -20% ELASTANE LIGHT MATERIAL THICKNESS 0.64-0.68 MM THERAPEUTIC ITEM. PRESSURE LEVEL 10-18 MMHG. SOFT SHORT STRETCH LYCRA PROVIDES A PRECISE AND GRADIENT PRESSURE HYPO ALLERGENIC AND LATEX FREE MULTI DIRECTIONAL STRETCH GUARANTEED TO PROVIDE A SUPERIOR ANATOMICAL FIT ANTIBACTERIAL HI-TECH YARN WITH PERMANENT ODOR NEUTRALITY ALLOWS THE SKIN TO BREATH AND STAY COOL MOISTURE TRANSPORTATION AND TEMPERATURE MODERATION. SIZES: 2: 4.8-5.2 IN (12-13 CM) (MCP CIRCUMFERENCE) LEFT HAND. OPEN TIPS.
27709 | 4618150415800 | INTERIM GLOVES PALM PRESSURE GARMENT SCAR MANAGEMENT IN BURN PATIENTS 80% -90% POLYAMIDE 10% -20% ELASTANE LIGHT MATERIAL THICKNESS 0.64-0.68 MM THERAPEUTIC ITEM. PRESSURE LEVEL 10-18 MMHG. SOFT SHORT STRETCH LYCRA PROVIDES A PRECISE AND GRADIENT PRESSURE HYPO ALLERGENIC AND LATEX FREE MULTI DIRECTIONAL STRETCH GUARANTEED TO PROVIDE A SUPERIOR ANATOMICAL FIT ANTIBACTERIAL HI-TECH YARN WITH PERMANENT ODOR NEUTRALITY ALLOWS THE SKIN TO BREATH AND STAY COOL MOISTURE TRANSPORTATION AND TEMPERATURE MODERATION. SIZES: 1: 4-4.4 IN (10-11 CM) (MCP CIRCUMFERENCE) RIGHT HAND. OPEN TIPS.
27710 | 4618150415900 | INTERIM GLOVES PALM PRESSURE GARMENT SCAR MANAGEMENT IN BURN PATIENTS 80% -90% POLYAMIDE 10% -20% ELASTANE LIGHT MATERIAL THICKNESS 0.64-0.68 MM THERAPEUTIC ITEM. PRESSURE LEVEL 10-18 MMHG. SOFT SHORT STRETCH LYCRA PROVIDES A PRECISE AND GRADIENT PRESSURE HYPO ALLERGENIC AND LATEX FREE MULTI DIRECTIONAL STRETCH GUARANTEED TO PROVIDE A SUPERIOR ANATOMICAL FIT ANTIBACTERIAL HI-TECH YARN WITH PERMANENT ODOR NEUTRALITY ALLOWS THE SKIN TO BREATH AND STAY COOL MOISTURE TRANSPORTATION AND TEMPERATURE MODERATION. SIZES: 8: 10.8-11.2IN (27-28 CM) (MCP CIRCUMFERENCE) LEFT HAND. OPEN TIPS.
27711 | 4618150416000 | INTERIM GLOVES PALM PRESSURE GARMENT SCAR MANAGEMENT IN BURN PATIENTS 80% -90% POLYAMIDE 10% -20% ELASTANE LIGHT MATERIAL THICKNESS 0.64-0.68 MM THERAPEUTIC ITEM. PRESSURE LEVEL 10-18 MMHG. SOFT SHORT STRETCH LYCRA PROVIDES A PRECISE AND GRADIENT PRESSURE HYPO ALLERGENIC AND LATEX FREE MULTI DIRECTIONAL STRETCH GUARANTEED TO PROVIDE A SUPERIOR ANATOMICAL FIT ANTIBACTERIAL HI-TECH YARN WITH PERMANENT ODOR NEUTRALITY ALLOWS THE SKIN TO BREATH AND STAY COOL MOISTURE TRANSPORTATION AND TEMPERATURE MODERATION. SIZES: 5: 8.4-8.8IN (21-22 CM) (MCP CIRCUMFERENCE) RIGHT HAND. OPEN TIPS.
27712 | 4618150416100 | INTERIM GLOVES PALM PRESSURE GARMENT SCAR MANAGEMENT IN BURN PATIENTS 80% -90% POLYAMIDE 10% -20% ELASTANE LIGHT MATERIAL THICKNESS 0.64-0.68 MM THERAPEUTIC ITEM. PRESSURE LEVEL 10-18 MMHG. SOFT SHORT STRETCH LYCRA PROVIDES A PRECISE AND GRADIENT PRESSURE HYPO ALLERGENIC AND LATEX FREE MULTI DIRECTIONAL STRETCH GUARANTEED TO PROVIDE A SUPERIOR ANATOMICAL FIT ANTIBACTERIAL HI-TECH YARN WITH PERMANENT ODOR NEUTRALITY ALLOWS THE SKIN TO BREATH AND STAY COOL MOISTURE TRANSPORTATION AND TEMPERATURE MODERATION. SIZES: 7: 10-10.4IN (25-26 CM) (MCP CIRCUMFERENCE) RIGHT HAND. OPEN TIPS.
27713 | 4618150416200 | INTERIM GLOVES PALM PRESSURE GARMENT SCAR MANAGEMENT IN BURN PATIENTS 80% -90% POLYAMIDE 10% -20% ELASTANE LIGHT MATERIAL THICKNESS 0.64-0.68 MM THERAPEUTIC ITEM. PRESSURE LEVEL 10-18 MMHG. SOFT SHORT STRETCH LYCRA PROVIDES A PRECISE AND GRADIENT PRESSURE HYPO ALLERGENIC AND LATEX FREE MULTI DIRECTIONAL STRETCH GUARANTEED TO PROVIDE A SUPERIOR ANATOMICAL FIT ANTIBACTERIAL HI-TECH YARN WITH PERMANENT ODOR NEUTRALITY ALLOWS THE SKIN TO BREATH AND STAY COOL MOISTURE TRANSPORTATION AND TEMPERATURE MODERATION. SIZES: 1: 5.2-5.6IN (13-14 CM) (MCP CIRCUMFERENCE) RIGHT HAND. OPEN TIPS.
27714 | 4618150416300 | INTERIM GLOVES PALM PRESSURE GARMENT SCAR MANAGEMENT IN BURN PATIENTS 80% -90% POLYAMIDE 10% -20% ELASTANE LIGHT MATERIAL THICKNESS 0.64-0.68 MM THERAPEUTIC ITEM. PRESSURE LEVEL 10-18 MMHG. SOFT SHORT STRETCH LYCRA PROVIDES A PRECISE AND GRADIENT PRESSURE HYPO ALLERGENIC AND LATEX FREE MULTI DIRECTIONAL STRETCH GUARANTEED TO PROVIDE A SUPERIOR ANATOMICAL FIT ANTIBACTERIAL HI-TECH YARN WITH PERMANENT ODOR NEUTRALITY ALLOWS THE SKIN TO BREATH AND STAY COOL MOISTURE TRANSPORTATION AND TEMPERATURE MODERATION. SIZES: 3: 6.8-7.2IN (17-18 CM) (MCP CIRCUMFERENCE) RIGHT HAND. OPEN TIPS.
27715 | 4618150416400 | INTERIM GLOVES PALM PRESSURE GARMENT SCAR MANAGEMENT IN BURN PATIENTS 80% -90% POLYAMIDE 10% -20% ELASTANE LIGHT MATERIAL THICKNESS 0.64-0.68 MM THERAPEUTIC ITEM. PRESSURE LEVEL 10-18 MMHG. SOFT SHORT STRETCH LYCRA PROVIDES A PRECISE AND GRADIENT PRESSURE HYPO ALLERGENIC AND LATEX FREE MULTI DIRECTIONAL STRETCH GUARANTEED TO PROVIDE A SUPERIOR ANATOMICAL FIT ANTIBACTERIAL HI-TECH YARN WITH PERMANENT ODOR NEUTRALITY ALLOWS THE SKIN TO BREATH AND STAY COOL MOISTURE TRANSPORTATION AND TEMPERATURE MODERATION. SIZES: 6: 9.2-9.6IN (23-24 CM) (MCP CIRCUMFERENCE) RIGHT HAND. OPEN TIPS.
27716 | 4618150416500 | INTERIM GLOVES PALM PRESSURE GARMENT SCAR MANAGEMENT IN BURN PATIENTS 80% -90% POLYAMIDE 10% -20% ELASTANE LIGHT MATERIAL THICKNESS 0.64-0.68 MM THERAPEUTIC ITEM. PRESSURE LEVEL 10-18 MMHG. SOFT SHORT STRETCH LYCRA PROVIDES A PRECISE AND GRADIENT PRESSURE HYPO ALLERGENIC AND LATEX FREE MULTI DIRECTIONAL STRETCH GUARANTEED TO PROVIDE A SUPERIOR ANATOMICAL FIT ANTIBACTERIAL HI-TECH YARN WITH PERMANENT ODOR NEUTRALITY ALLOWS THE SKIN TO BREATH AND STAY COOL MOISTURE TRANSPORTATION AND TEMPERATURE MODERATION. SIZES: 2: 4.8-5.2 IN (12-13 CM) (MCP CIRCUMFERENCE) LEFT HAND. CLOSE TIPS.
27717 | 4618150416600 | INTERIM GLOVES PALM PRESSURE GARMENT SCAR MANAGEMENT IN BURN PATIENTS 80% -90% POLYAMIDE 10% -20% ELASTANE LIGHT MATERIAL THICKNESS 0.64-0.68 MM THERAPEUTIC ITEM. PRESSURE LEVEL 10-18 MMHG. SOFT SHORT STRETCH LYCRA PROVIDES A PRECISE AND GRADIENT PRESSURE HYPO ALLERGENIC AND LATEX FREE MULTI DIRECTIONAL STRETCH GUARANTEED TO PROVIDE A SUPERIOR ANATOMICAL FIT ANTIBACTERIAL HI-TECH YARN WITH PERMANENT ODOR NEUTRALITY ALLOWS THE SKIN TO BREATH AND STAY COOL MOISTURE TRANSPORTATION AND TEMPERATURE MODERATION. SIZES: 1: 4-4.4 IN (10-11 CM) (MCP CIRCUMFERENCE) RIGHT HAND. CLOSE TIPS.
27718 | 4618150416700 | INTERIM GLOVES PALM PRESSURE GARMENT SCAR MANAGEMENT IN BURN PATIENTS 80% -90% POLYAMIDE 10% -20% ELASTANE LIGHT MATERIAL THICKNESS 0.64-0.68 MM THERAPEUTIC ITEM. PRESSURE LEVEL 10-18 MMHG. SOFT SHORT STRETCH LYCRA PROVIDES A PRECISE AND GRADIENT PRESSURE HYPO ALLERGENIC AND LATEX FREE MULTI DIRECTIONAL STRETCH GUARANTEED TO PROVIDE A SUPERIOR ANATOMICAL FIT ANTIBACTERIAL HI-TECH YARN WITH PERMANENT ODOR NEUTRALITY ALLOWS THE SKIN TO BREATH AND STAY COOL MOISTURE TRANSPORTATION AND TEMPERATURE MODERATION. SIZES: 8: 10.8-11.2IN (27-28 CM) (MCP CIRCUMFERENCE) LEFT HAND. CLOSE TIPS.
27719 | 4618150416800 | INTERIM GLOVES PALM PRESSURE GARMENT SCAR MANAGEMENT IN BURN PATIENTS 80% -90% POLYAMIDE 10% -20% ELASTANE LIGHT MATERIAL THICKNESS 0.64-0.68 MM THERAPEUTIC ITEM. PRESSURE LEVEL 10-18 MMHG. SOFT SHORT STRETCH LYCRA PROVIDES A PRECISE AND GRADIENT PRESSURE HYPO ALLERGENIC AND LATEX FREE MULTI DIRECTIONAL STRETCH GUARANTEED TO PROVIDE A SUPERIOR ANATOMICAL FIT ANTIBACTERIAL HI-TECH YARN WITH PERMANENT ODOR NEUTRALITY ALLOWS THE SKIN TO BREATH AND STAY COOL MOISTURE TRANSPORTATION AND TEMPERATURE MODERATION. SIZES: 7: 10-10.4IN (25-26 CM) (MCP CIRCUMFERENCE) RIGHT HAND. CLOSE TIPS.
27720 | 4618150416900 | INTERIM GLOVES PALM PRESSURE GARMENT SCAR MANAGEMENT IN BURN PATIENTS 80% -90% POLYAMIDE 10% -20% ELASTANE LIGHT MATERIAL THICKNESS 0.64-0.68 MM THERAPEUTIC ITEM. PRESSURE LEVEL 10-18 MMHG. SOFT SHORT STRETCH LYCRA PROVIDES A PRECISE AND GRADIENT PRESSURE HYPO ALLERGENIC AND LATEX FREE MULTI DIRECTIONAL STRETCH GUARANTEED TO PROVIDE A SUPERIOR ANATOMICAL FIT ANTIBACTERIAL HI-TECH YARN WITH PERMANENT ODOR NEUTRALITY ALLOWS THE SKIN TO BREATH AND STAY COOL MOISTURE TRANSPORTATION AND TEMPERATURE MODERATION. SIZES: 8: 10.8-11.2IN (27-28 CM) (MCP CIRCUMFERENCE) RIGHT HAND. OPEN TIPS
27721 | 4618150417000 | INTERIM GLOVES PALM PRESSURE GARMENT SCAR MANAGEMENT IN BURN PATIENTS 80% -90% POLYAMIDE 10% -20% ELASTANE LIGHT MATERIAL THICKNESS 0.64-0.68 MM THERAPEUTIC ITEM. PRESSURE LEVEL 10-18 MMHG. SOFT SHORT STRETCH LYCRA PROVIDES A PRECISE AND GRADIENT PRESSURE HYPO ALLERGENIC AND LATEX FREE MULTI DIRECTIONAL STRETCH GUARANTEED TO PROVIDE A SUPERIOR ANATOMICAL FIT ANTIBACTERIAL HI-TECH YARN WITH PERMANENT ODOR NEUTRALITY ALLOWS THE SKIN TO BREATH AND STAY COOL MOISTURE TRANSPORTATION AND TEMPERATURE MODERATION. SIZES: 1: 5.2-5.6IN (13-14 CM) (MCP CIRCUMFERENCE) RIGHT HAND. CLOSE TIPS.
27722 | 4618150417100 | INTERIM GLOVES PALM PRESSURE GARMENT SCAR MANAGEMENT IN BURN PATIENTS 80% -90% POLYAMIDE 10% -20% ELASTANE LIGHT MATERIAL THICKNESS 0.64-0.68 MM THERAPEUTIC ITEM. PRESSURE LEVEL 10-18 MMHG. SOFT SHORT STRETCH LYCRA PROVIDES A PRECISE AND GRADIENT PRESSURE HYPO ALLERGENIC AND LATEX FREE MULTI DIRECTIONAL STRETCH GUARANTEED TO PROVIDE A SUPERIOR ANATOMICAL FIT ANTIBACTERIAL HI-TECH YARN WITH PERMANENT ODOR NEUTRALITY ALLOWS THE SKIN TO BREATH AND STAY COOL MOISTURE TRANSPORTATION AND TEMPERATURE MODERATION. SIZES: 3: 6.8-7.2IN (17-18 CM) (MCP CIRCUMFERENCE) RIGHT HAND. CLOSE TIPS.
27723 | 4618150417200 | INTERIM GLOVES PALM PRESSURE GARMENT SCAR MANAGEMENT IN BURN PATIENTS 80% -90% POLYAMIDE 10% -20% ELASTANE LIGHT MATERIAL THICKNESS 0.64-0.68 MM THERAPEUTIC ITEM. PRESSURE LEVEL 10-18 MMHG. SOFT SHORT STRETCH LYCRA PROVIDES A PRECISE AND GRADIENT PRESSURE HYPO ALLERGENIC AND LATEX FREE MULTI DIRECTIONAL STRETCH GUARANTEED TO PROVIDE A SUPERIOR ANATOMICAL FIT ANTIBACTERIAL HI-TECH YARN WITH PERMANENT ODOR NEUTRALITY ALLOWS THE SKIN TO BREATH AND STAY COOL MOISTURE TRANSPORTATION AND TEMPERATURE MODERATION. SIZES: 5: 8.4-8.8IN (21-22 CM) (MCP CIRCUMFERENCE) RIGHT HAND. CLOSE TIPS.
27724 | 4618150417300 | INTERIM GLOVES PALM PRESSURE GARMENT SCAR MANAGEMENT IN BURN PATIENTS 80% -90% POLYAMIDE 10% -20% ELASTANE LIGHT MATERIAL THICKNESS 0.64-0.68 MM THERAPEUTIC ITEM. PRESSURE LEVEL 10-18 MMHG. SOFT SHORT STRETCH LYCRA PROVIDES A PRECISE AND GRADIENT PRESSURE HYPO ALLERGENIC AND LATEX FREE MULTI DIRECTIONAL STRETCH GUARANTEED TO PROVIDE A SUPERIOR ANATOMICAL FIT ANTIBACTERIAL HI-TECH YARN WITH PERMANENT ODOR NEUTRALITY ALLOWS THE SKIN TO BREATH AND STAY COOL MOISTURE TRANSPORTATION AND TEMPERATURE MODERATION. SIZES: 6: 9.2-9.6IN (23-24 CM) (MCP CIRCUMFERENCE) RIGHT HAND. CLOSE TIPS.
27725 | 4618150417400 | INTERIM GLOVES PALM PRESSURE GARMENT SCAR MANAGEMENT IN BURN PATIENTS 80% -90% POLYAMIDE 10% -20% ELASTANE LIGHT MATERIAL THICKNESS 0.64-0.68 MM THERAPEUTIC ITEM. PRESSURE LEVEL 10-18 MMHG. SOFT SHORT STRETCH LYCRA PROVIDES A PRECISE AND GRADIENT PRESSURE HYPO ALLERGENIC AND LATEX FREE MULTI DIRECTIONAL STRETCH GUARANTEED TO PROVIDE A SUPERIOR ANATOMICAL FIT ANTIBACTERIAL HI-TECH YARN WITH PERMANENT ODOR NEUTRALITY ALLOWS THE SKIN TO BREATH AND STAY COOL MOISTURE TRANSPORTATION AND TEMPERATURE MODERATION. SIZES: 2: 4.8-5.2 IN (12-13 CM) (MCP CIRCUMFERENCE) RIGHT HAND. OPEN TIPS.
27726 | 4618150417500 | INTERIM GLOVES PALM PRESSURE GARMENT SCAR MANAGEMENT IN BURN PATIENTS 80% -90% POLYAMIDE 10% -20% ELASTANE LIGHT MATERIAL THICKNESS 0.64-0.68 MM THERAPEUTIC ITEM. PRESSURE LEVEL 10-18 MMHG. SOFT SHORT STRETCH LYCRA PROVIDES A PRECISE AND GRADIENT PRESSURE HYPO ALLERGENIC AND LATEX FREE MULTI DIRECTIONAL STRETCH GUARANTEED TO PROVIDE A SUPERIOR ANATOMICAL FIT ANTIBACTERIAL HI-TECH YARN WITH PERMANENT ODOR NEUTRALITY ALLOWS THE SKIN TO BREATH AND STAY COOL MOISTURE TRANSPORTATION AND TEMPERATURE MODERATION. SIZES: 2: 4.8-5.2 IN (12-13 CM) (MCP CIRCUMFERENCE) RIGHT HAND. CLOSE TIPS.
27727 | 4618150417600 | INTERIM GLOVES PALM PRESSURE GARMENT SCAR MANAGEMENT IN BURN PATIENTS 80% -90% POLYAMIDE 10% -20% ELASTANE LIGHT MATERIAL THICKNESS 0.64-0.68 MM THERAPEUTIC ITEM. PRESSURE LEVEL 10-18 MMHG. SOFT SHORT STRETCH LYCRA PROVIDES A PRECISE AND GRADIENT PRESSURE HYPO ALLERGENIC AND LATEX FREE MULTI DIRECTIONAL STRETCH GUARANTEED TO PROVIDE A SUPERIOR ANATOMICAL FIT ANTIBACTERIAL HI-TECH YARN WITH PERMANENT ODOR NEUTRALITY ALLOWS THE SKIN TO BREATH AND STAY COOL MOISTURE TRANSPORTATION AND TEMPERATURE MODERATION. SIZES: 8: 10.8-11.2IN (27-28 CM) (MCP CIRCUMFERENCE) RIGHT HAND. CLOSE TIPS.
27728 | 4618150417700 | LYMPHEDEMA COMPRESSION GARMENT CUSTOM-MADE SLEEVE WITH SHOULDER SUPPORTING STRAP AND GLOVE SKIN COLOR CLASS UPON REQUEST FABRIC: POL = YAMIDE (50-80%) ELASTANE (20-35%) COTTON SKIN CONTACT AND LATEX FREE
27729 | 4618150417800 | LYMPHEDEMA COMPRESSION GARMENT CUSTOM-MADE SLEEVE WITH STAY-UP SILICON STRIP AND GLOVE SKIN COLOR CLASS UPON REQUEST FABRIC: POLYAMIDE (50-80%) ELASTANE (20-35%) COTTON SKIN CONTACT AND LATEX FREE
27730 | 4618150417900 | REINFORCED PALM
27731 | 4618150418000 | GLOVES PALM READY-MADE PRESSURE GARMENT TO BE USED DURING IMMEDIATE STAGE OF WOUND HEALING AND FOR SCAR MANAGEMENT EASY FITTING SOFT AND SMOOTH DESIGN FOR A SHORT USE UNTIL WOUND IS COMPLETELY HEALED HI-TECH YARN WITH PERMANENT ODOR NEUTRALITY. ALLOWS THE SKIN TO BREATH AND STAY COOL. PATENTED KNIT ENSURES RAPID MOISTURE TRANSPORTATION AND TEMPERATURE HYPO-ALLERGENIC AND LATEX-FREE ANTIBACTERIAL FABRIC COMPOSITION 20% -30% ELASTANE 70 AND -80% POLYAMIDE SIZE: 9.6X11.4IN /24.75-28.50 CM
27732 | 4618150418100 | GLOVES PALM READY-MADE PRESSURE GARMENT TO BE USED DURING IMMEDIATE STAGE OF WOUND HEALING AND FOR SCAR MANAGEMENT EASY FITTING SOFT AND SMOOTH DESIGN FOR A SHORT USE UNTIL WOUND IS COMPLETELY HEALED HI-TECH YARN WITH PERMANENT ODOR NEUTRALITY. ALLOWS THE SKIN TO BREATH AND STAY COOL. PATENTED KNIT ENSURES RAPID MOISTURE TRANSPORTATION AND TEMPERATURE HYPO-ALLERGENIC AND LATEX-FREE ANTIBACTERIAL FABRIC COMPOSITION 20% -30% ELASTANE 70 AND -80% POLYAMIDE SIZE 8X9.87IN /20.25-25.25 CM
27733 | 4618150418200 | GLOVES PALM READY-MADE PRESSURE GARMENT TO BE USED DURING IMMEDIATE STAGE OF WOUND HEALING AND FOR SCAR MANAGEMENT EASY FITTING SOFT AND SMOOTH DESIGN FOR A SHORT USE UNTIL WOUND IS COMPLETELY HEALED HI-TECH YARN WITH PERMANENT ODOR NEUTRALITY. ALLOWS THE SKIN TO BREATH AND STAY COOL. PATENTED KNIT ENSURES RAPID MOISTURE TRANSPORTATION AND TEMPERATURE HYPO-ALLERGENIC AND LATEX-FREE ANTIBACTERIAL FABRIC COMPOSITION 20% -30% ELASTANE 70 AND -80% POLYAMIDE SIZE: 6.75X8IN/17-20.25 CM
27734 | 4618150418300 | GLOVES PALM READY-MADE PRESSURE GARMENT TO BE USED DURING IMMEDIATE STAGE OF WOUND HEALING AND FOR SCAR MANAGEMENT EASY FITTING SOFT AND SMOOTH DESIGN FOR A SHORT USE UNTIL WOUND IS COMPLETELY HEALED HI-TECH YARN WITH PERMANENT ODOR NEUTRALITY. ALLOWS THE SKIN TO BREATH AND STAY COOL. PATENTED KNIT ENSURES RAPID MOISTURE TRANSPORTATION AND TEMPERATURE HYPO-ALLERGENIC AND LATEX-FREE ANTIBACTERIAL FABRIC COMPOSITION 20% -30% ELASTANE 70 AND -80% POLYAMIDE SIZE:5.8X6.75IN /14.9-17 CM
27735 | 4618150418400 | GLOVES PALM READY-MADE PRESSURE GARMENT TO BE USED DURING IMMEDIATE STAGE OF WOUND HEALING AND FOR SCAR MANAGEMENT EASY FITTING SOFT AND SMOOTH DESIGN FOR A SHORT USE UNTIL WOUND IS COMPLETELY HEALED HI-TECH YARN WITH PERMANENT ODOR NEUTRALITY. ALLOWS THE SKIN TO BREATH AND STAY COOL. PATENTED KNIT ENSURES RAPID MOISTURE TRANSPORTATION AND TEMPERATURE HYPO-ALLERGENIC AND LATEX-FREE ANTIBACTERIAL FABRIC COMPOSITION 20% -30% ELASTANE 70 AND -80% POLYAMIDE SIZE:5.2X5.87IN/13.2-15 CM
27736 | 4618150418500 | GLOVES PALM READY-MADE PRESSURE GARMENT TO BE USED DURING IMMEDIATE STAGE OF WOUND HEALING AND FOR SCAR MANAGEMENT EASY FITTING SOFT AND SMOOTH DESIGN FOR A SHORT USE UNTIL WOUND IS COMPLETELY HEALED HI-TECH YARN WITH PERMANENT ODOR NEUTRALITY. ALLOWS THE SKIN TO BREATH AND STAY COOL. PATENTED KNIT ENSURES RAPID MOISTURE TRANSPORTATION AND TEMPERATURE HYPO-ALLERGENIC AND LATEX-FREE ANTIBACTERIAL FABRIC COMPOSITION 20% -30% ELASTANE 70 AND -80% POLYAMIDE SIZE: 4.6X5.25IN/11.75-13.2
27737 | 4618150418600 | GLOVES PALM READY-MADE PRESSURE GARMENT TO BE USED DURING IMMEDIATE STAGE OF WOUND HEALING AND FOR SCAR MANAGEMENT EASY FITTING SOFT AND SMOOTH DESIGN FOR A SHORT USE UNTIL WOUND IS COMPLETELY HEALED HI-TECH YARN WITH PERMANENT ODOR NEUTRALITY. ALLOWS THE SKIN TO BREATH AND STAY COOL. PATENTED KNIT ENSURES RAPID MOISTURE TRANSPORTATION AND TEMPERATURE HYPO-ALLERGENIC AND LATEX-FREE ANTIBACTERIAL FABRIC COMPOSITION 20% -30% ELASTANE 70 AND -80% POLYAMIDE SIZE: 10.2X12IN/26-30.5 CM
27738 | 4618150500100 | KNEE SLEEVES DERMA PROTECTION AND DERMA PROFLEX ARE MADE FROM A COPOLYMER GEL KNEE SLEEVES PROVIDE INCREASED SUSPENSION BETWEEN SOCKET AND SKIN WHILE THEIR ELASTICITY ALLOWS A GOOD RANGE OF MOTION AT THE KNEE JOINT CAN BE USED AS PRIMARY SUSPENSION OR WITH A VALVE OR THE HARMONY SYSTEM THE COPOLYMER GEL IS MOLDED WITH A MEDICAL MINERAL OIL WHICH HAS A BENEFICIAL EFFECT ON THE SKIN DURING WEAR THE OIL SLOWLY DIFFUSES FROM THE GEL THUS LUBRICATING AND MOISTURIZING THE SKIN OR EQUIVALENT SIZE: 1
27739 | 4618150500200 | KNEE SLEEVES DERMA PROTECTION AND DERMA PROFLEX ARE MADE FROM A COPOLYMER GEL KNEE SLEEVES PROVIDE INCREASED SUSPENSION BETWEEN SOCKET AND SKIN WHILE THEIR ELASTICITY ALLOWS A GOOD RANGE OF MOTION AT THE KNEE JOINT CAN BE USED AS PRIMARY SUSPENSION OR WITH A VALVE OR THE HARMONY SYSTEM THE COPOLYMER GEL IS MOLDED WITH A MEDICAL MINERAL OIL WHICH HAS A BENEFICIAL EFFECT ON THE SKIN DURING WEAR THE OIL SLOWLY DIFFUSES FROM THE GEL THUS LUBRICATING AND MOISTURIZING THE SKIN OR EQUIVALENT SIZE: 2
27740 | 4618150500300 | KNEE SLEEVES DERMA PROTECTION AND DERMA PROFLEX ARE MADE FROM A COPOLYMER GEL KNEE SLEEVES PROVIDE INCREASED SUSPENSION BETWEEN SOCKET AND SKIN WHILE THEIR ELASTICITY ALLOWS A GOOD RANGE OF MOTION AT THE KNEE JOINT CAN BE USED AS PRIMARY SUSPENSION OR WITH A VALVE OR THE HARMONY SYSTEM THE COPOLYMER GEL IS MOLDED WITH A MEDICAL MINERAL OIL WHICH HAS A BENEFICIAL EFFECT ON THE SKIN DURING WEAR THE OIL SLOWLY DIFFUSES FROM THE GEL THUS LUBRICATING AND MOISTURIZING THE SKIN OR EQUIVALENT SIZE: 3
27741 | 4618150500400 | KNEE SLEEVES DERMA PROTECTION AND DERMA PROFLEX ARE MADE FROM A COPOLYMER GEL KNEE SLEEVES PROVIDE INCREASED SUSPENSION BETWEEN SOCKET AND SKIN WHILE THEIR ELASTICITY ALLOWS A GOOD RANGE OF MOTION AT THE KNEE JOINT CAN BE USED AS PRIMARY SUSPENSION OR WITH A VALVE OR THE HARMONY SYSTEM THE COPOLYMER GEL IS MOLDED WITH A MEDICAL MINERAL OIL WHICH HAS A BENEFICIAL EFFECT ON THE SKIN DURING WEAR THE OIL SLOWLY DIFFUSES FROM THE GEL THUS LUBRICATING AND MOISTURIZING THE SKIN OR EQUIVALENT SIZE: 4
27742 | 4618152600000 | INTERIM LIGHT VEST WOMEN SHORT SLEEVES - INTERIM AND LIGHT OR EQUIVALENT PRESSURE GARMENT VEST WOMEN SHORT SLEEVES SCAR MANAGEMENT 80% -90% POLYAMIDE 10% -20% ELASTANE LIGHT FABRIC THICKNESS 0.48MM-0.52MM PRESSURE LEVEL 10-18 MMHG THERAPEUTIC ITEM L LATEX FREE ANTIBACTERIAL BREATHABLE HIGH UV PROTECTION COTTON FREE AND NON-ALLERGENIC RUBBER FREE AND MACHINE WASHABLE. SIZES: 6: 38.8-40 IN (97-100 CM) (CIRCUMFERENCE OF CHEST ABOVE BREASTS)
27743 | 4618152700000 | INTERIM AND LIGHT OR EQUIVALENT PRESSURE GARMENT PANTS CHILDREN LONG LEG SCAR MANAGEMENT 80% -90% POLYAMIDE 10% -20% ELASTANE LIGHT FABRIC THICKNESS 0.48MM-0.52MM PRESSURE LEVEL 10-18 MMHG THERAPEUTIC ITEM L LATEX FREE ANTIBACTERIAL BREATHABLE HIGH UV PROTECTION COTTON FREE AND NON-ALLERGENIC RUBBER FREE AND MACHINE WASHABLE. SIZES: 6: 26.8-28 IN (67-70 CM) (CIRCUMFERENCE OF WIDEST POINT OF PELVIS)
27744 | 4618152700100 | INTERIM AND LIGHT OR EQUIVALENT PRESSURE GARMENT PANTS CHILDREN LONG LEG SCAR MANAGEMENT 80% -90% POLYAMIDE 10% -20% ELASTANE LIGHT FABRIC THICKNESS 0.48MM-0.52MM PRESSURE LEVEL 10-18 MMHG THERAPEUTIC ITEM L LATEX FREE ANTIBACTERIAL BREATHABLE HIGH UV PROTECTION COTTON FREE AND NON-ALLERGENIC RUBBER FREE AND MACHINE WASHABLE. SIZES: 5: 24.8-26.4 IN (62-66 CM) (CIRCUMFERENCE OF WIDEST POINT OF PELVIS)
27745 | 4618152700200 | INTERIM AND LIGHT OR EQUIVALENT PRESSURE GARMENT PANTS CHILDREN LONG LEG SCAR MANAGEMENT 80% -90% POLYAMIDE 10% -20% ELASTANE LIGHT FABRIC THICKNESS 0.48MM-0.52MM PRESSURE LEVEL 10-18 MMHG THERAPEUTIC ITEM L LATEX FREE ANTIBACTERIAL BREATHABLE HIGH UV PROTECTION COTTON FREE AND NON-ALLERGENIC RUBBER FREE AND MACHINE WASHABLE. SIZES: 4: 23.6-24.4 IN (59-61 CM) (CIRCUMFERENCE OF WIDEST POINT OF PELVIS)
27746 | 4618152700300 | INTERIM AND LIGHT OR EQUIVALENT PRESSURE GARMENT PANTS CHILDREN LONG LEG SCAR MANAGEMENT 80% -90% POLYAMIDE 10% -20% ELASTANE LIGHT FABRIC THICKNESS 0.48MM-0.52MM PRESSURE LEVEL 10-18 MMHG THERAPEUTIC ITEM L LATEX FREE ANTIBACTERIAL BREATHABLE HIGH UV PROTECTION COTTON FREE AND NON-ALLERGENIC RUBBER FREE AND MACHINE WASHABLE. SIZES: 7: 28.4-29.6 IN (71-74 CM) (CIRCUMFERENCE OF WIDEST POINT OF PELVIS)
27747 | 4618152700400 | INTERIM AND LIGHT OR EQUIVALENT PRESSURE GARMENT PANTS CHILDREN LONG LEG SCAR MANAGEMENT 80% -90% POLYAMIDE 10% -20% ELASTANE LIGHT FABRIC THICKNESS 0.48MM-0.52MM PRESSURE LEVEL 10-18 MMHG THERAPEUTIC ITEM L LATEX FREE ANTIBACTERIAL BREATHABLE HIGH UV PROTECTION COTTON FREE AND NON-ALLERGENIC RUBBER FREE AND MACHINE WASHABLE. SIZES: 3: 22-23.2 IN (55-58 CM) (CIRCUMFERENCE OF WIDEST POINT OF PELVIS)
27748 | 4618152700500 | INTERIM AND LIGHT OR EQUIVALENT PRESSURE GARMENT PANTS CHILDREN LONG LEG SCAR MANAGEMENT 80% -90% POLYAMIDE 10% -20% ELASTANE LIGHT FABRIC THICKNESS 0.48MM-0.52MM PRESSURE LEVEL 10-18 MMHG THERAPEUTIC ITEM L LATEX FREE ANTIBACTERIAL BREATHABLE HIGH UV PROTECTION COTTON FREE AND NON-ALLERGENIC RUBBER FREE AND MACHINE WASHABLE. SIZES: 8: 30-31.2 IN (75-78 CM) (CIRCUMFERENCE OF WIDEST POINT OF PELVIS)
27749 | 4618152700600 | INTERIM AND LIGHT OR EQUIVALENT PRESSURE GARMENT PANTS CHILDREN LONG LEG SCAR MANAGEMENT 80% -90% POLYAMIDE 10% -20% ELASTANE LIGHT FABRIC THICKNESS 0.48MM-0.52MM PRESSURE LEVEL 10-18 MMHG THERAPEUTIC ITEM L LATEX FREE ANTIBACTERIAL BREATHABLE HIGH UV PROTECTION COTTON FREE AND NON-ALLERGENIC RUBBER FREE AND MACHINE WASHABLE. SIZES: 2: 20.4-21.6 IN (51-54 CM) (CIRCUMFERENCE OF WIDEST POINT OF PELVIS)
27750 | 4618152700700 | INTERIM AND LIGHT OR EQUIVALENT PRESSURE GARMENT PANTS CHILDREN LONG LEG SCAR MANAGEMENT 80% -90% POLYAMIDE 10% -20% ELASTANE LIGHT FABRIC THICKNESS 0.48MM-0.52MM PRESSURE LEVEL 10-18 MMHG THERAPEUTIC ITEM L LATEX FREE ANTIBACTERIAL BREATHABLE HIGH UV PROTECTION COTTON FREE AND NON-ALLERGENIC RUBBER FREE AND MACHINE WASHABLE. SIZES: 9: 31.6-32.8 IN (79-82 CM) (CIRCUMFERENCE OF WIDEST POINT OF PELVIS)
27751 | 4618152700800 | INTERIM AND LIGHT OR EQUIVALENT PRESSURE GARMENT PANTS CHILDREN LONG LEG SCAR MANAGEMENT 80% -90% POLYAMIDE 10% -20% ELASTANE LIGHT FABRIC THICKNESS 0.48MM-0.52MM PRESSURE LEVEL 10-18 MMHG THERAPEUTIC ITEM L LATEX FREE ANTIBACTERIAL BREATHABLE HIGH UV PROTECTION COTTON FREE AND NON-ALLERGENIC RUBBER FREE AND MACHINE WASHABLE. SIZES: 1: 18.8-20 IN (47-50 CM) (CIRCUMFERENCE OF WIDEST POINT OF PELVIS)
27752 | 4618152700900 | INTERIM AND LIGHT OR EQUIVALENT PRESSURE GARMENT PANTS CHILDREN LONG LEG SCAR MANAGEMENT 80% -90% POLYAMIDE 10% -20% ELASTANE LIGHT FABRIC THICKNESS 0.48MM-0.52MM PRESSURE LEVEL 10-18 MMHG THERAPEUTIC ITEM L LATEX FREE ANTIBACTERIAL BREATHABLE HIGH UV PROTECTION COTTON FREE AND NON-ALLERGENIC RUBBER FREE AND MACHINE WASHABLE. SIZES: 10: 33.2-34.4 IN (83-86 CM) (CIRCUMFERENCE OF WIDEST POINT OF PELVIS)
27753 | 4618152701000 | INTERIM AND LIGHT OR EQUIVALENT PRESSURE GARMENT PANTS CHILDREN SHORT LEG SCAR MANAGEMENT 80% -90% POLYAMIDE 10% -20% ELASTANE LIGHT FABRIC THICKNESS 0.48MM-0.52MM PRESSURE LEVEL 10-18 MMHG THERAPEUTIC ITEM L LATEX FREE ANTIBACTERIAL BREATHABLE HIGH UV PROTECTION COTTON FREE AND NON-ALLERGENIC RUBBER FREE AND MACHINE WASHABLE. SIZES: 6: 26.8-28 IN (67-70 CM) (CIRCUMFERENCE OF WIDEST POINT OF PELVIS)
27754 | 4618152701100 | INTERIM AND LIGHT OR EQUIVALENT PRESSURE GARMENT PANTS CHILDREN SHORT LEG SCAR MANAGEMENT 80% -90% POLYAMIDE 10% -20% ELASTANE LIGHT FABRIC THICKNESS 0.48MM-0.52MM PRESSURE LEVEL 10-18 MMHG THERAPEUTIC ITEM L LATEX FREE ANTIBACTERIAL BREATHABLE HIGH UV PROTECTION COTTON FREE AND NON-ALLERGENIC RUBBER FREE AND MACHINE WASHABLE. SIZES: 5: 24.8-26.4 IN (62-66 CM) (CIRCUMFERENCE OF WIDEST POINT OF PELVIS)
27755 | 4618152701200 | INTERIM AND LIGHT OR EQUIVALENT PRESSURE GARMENT PANTS CHILDREN SHORT LEG SCAR MANAGEMENT 80% -90% POLYAMIDE 10% -20% ELASTANE LIGHT FABRIC THICKNESS 0.48MM-0.52MM PRESSURE LEVEL 10-18 MMHG THERAPEUTIC ITEM L LATEX FREE ANTIBACTERIAL BREATHABLE HIGH UV PROTECTION COTTON FREE AND NON-ALLERGENIC RUBBER FREE AND MACHINE WASHABLE. SIZES: 4: 23.6-24.4 IN (59-61 CM) (CIRCUMFERENCE OF WIDEST POINT OF PELVIS)
27756 | 4618152701300 | INTERIM AND LIGHT OR EQUIVALENT PRESSURE GARMENT PANTS CHILDREN SHORT LEG SCAR MANAGEMENT 80% -90% POLYAMIDE 10% -20% ELASTANE LIGHT FABRIC THICKNESS 0.48MM-0.52MM PRESSURE LEVEL 10-18 MMHG THERAPEUTIC ITEM L LATEX FREE ANTIBACTERIAL BREATHABLE HIGH UV PROTECTION COTTON FREE AND NON-ALLERGENIC RUBBER FREE AND MACHINE WASHABLE. SIZES: 7: 28.4-29.6 IN (71-74 CM) (CIRCUMFERENCE OF WIDEST POINT OF PELVIS)
27757 | 4618152701400 | INTERIM AND LIGHT OR EQUIVALENT PRESSURE GARMENT PANTS CHILDREN SHORT LEG SCAR MANAGEMENT 80% -90% POLYAMIDE 10% -20% ELASTANE LIGHT FABRIC THICKNESS 0.48MM-0.52MM PRESSURE LEVEL 10-18 MMHG THERAPEUTIC ITEM L LATEX FREE ANTIBACTERIAL BREATHABLE HIGH UV PROTECTION COTTON FREE AND NON-ALLERGENIC RUBBER FREE AND MACHINE WASHABLE. SIZES: 3: 22-23.2 IN (55-58 CM) (CIRCUMFERENCE OF WIDEST POINT OF PELVIS)
27758 | 4618152701500 | INTERIM AND LIGHT OR EQUIVALENT PRESSURE GARMENT PANTS CHILDREN SHORT LEG SCAR MANAGEMENT 80% -90% POLYAMIDE 10% -20% ELASTANE LIGHT FABRIC THICKNESS 0.48MM-0.52MM PRESSURE LEVEL 10-18 MMHG THERAPEUTIC ITEM L LATEX FREE ANTIBACTERIAL BREATHABLE HIGH UV PROTECTION COTTON FREE AND NON-ALLERGENIC RUBBER FREE AND MACHINE WASHABLE. SIZES: 8: 30-31.2 IN (75-78 CM) (CIRCUMFERENCE OF WIDEST POINT OF PELVIS)
27759 | 4618152701600 | INTERIM AND LIGHT OR EQUIVALENT PRESSURE GARMENT PANTS CHILDREN SHORT LEG SCAR MANAGEMENT 80% -90% POLYAMIDE 10% -20% ELASTANE LIGHT FABRIC THICKNESS 0.48MM-0.52MM PRESSURE LEVEL 10-18 MMHG THERAPEUTIC ITEM L LATEX FREE ANTIBACTERIAL BREATHABLE HIGH UV PROTECTION COTTON FREE AND NON-ALLERGENIC RUBBER FREE AND MACHINE WASHABLE. SIZES: 2: 20.4-21.6 IN (51-54 CM) (CIRCUMFERENCE OF WIDEST POINT OF PELVIS)
27760 | 4618152701700 | INTERIM AND LIGHT OR EQUIVALENT PRESSURE GARMENT PANTS CHILDREN SHORT LEG SCAR MANAGEMENT 80% -90% POLYAMIDE 10% -20% ELASTANE LIGHT FABRIC THICKNESS 0.48MM-0.52MM PRESSURE LEVEL 10-18 MMHG THERAPEUTIC ITEM L LATEX FREE ANTIBACTERIAL BREATHABLE HIGH UV PROTECTION COTTON FREE AND NON-ALLERGENIC RUBBER FREE AND MACHINE WASHABLE. SIZES: 9: 31.6-32.8 IN (79-82 CM) (CIRCUMFERENCE OF WIDEST POINT OF PELVIS)
27761 | 4618152701800 | INTERIM AND LIGHT OR EQUIVALENT PRESSURE GARMENT PANTS CHILDREN SHORT LEG SCAR MANAGEMENT 80% -90% POLYAMIDE 10% -20% ELASTANE LIGHT FABRIC THICKNESS 0.48MM-0.52MM PRESSURE LEVEL 10-18 MMHG THERAPEUTIC ITEM L LATEX FREE ANTIBACTERIAL BREATHABLE HIGH UV PROTECTION COTTON FREE AND NON-ALLERGENIC RUBBER FREE AND MACHINE WASHABLE. SIZES: 1: 18.8-20 IN (47-50 CM) (CIRCUMFERENCE OF WIDEST POINT OF PELVIS)
27762 | 4618152701900 | INTERIM AND LIGHT OR EQUIVALENT PRESSURE GARMENT PANTS CHILDREN SHORT LEG SCAR MANAGEMENT 80% -90% POLYAMIDE 10% -20% ELASTANE LIGHT FABRIC THICKNESS 0.48MM-0.52MM PRESSURE LEVEL 10-18 MMHG THERAPEUTIC ITEM L LATEX FREE ANTIBACTERIAL BREATHABLE HIGH UV PROTECTION COTTON FREE AND NON-ALLERGENIC RUBBER FREE AND MACHINE WASHABLE. SIZES: 10: 33.2-34.4 IN (83-86 CM) (CIRCUMFERENCE OF WIDEST POINT OF PELVIS)
27763 | 4618152702000 | INTERIM AND LIGHT OR EQUIVALENT PRESSURE GARMENT PANTS MEN LONG LEG SCAR MANAGEMENT 80% -90% POLYAMIDE 10% -20% ELASTANE LIGHT FABRIC THICKNESS 0.48MM-0.52MMPRESSURE LEVEL 10-18 MMHG THERAPEUTIC ITEM L LATEX FREE ANTIBACTERIAL BREATHABLE HIGH UV PROTECTION COTTON FREE AND NON-ALLERGENIC RUBBER FREE AND MACHINE WASHABLE. SIZES: 6: 43.6-44.8 IN (109-112 CM) (CIRCUMFERENCE OF WIDEST POINT OF PELVIS)
27764 | 4618152702100 | INTERIM AND LIGHT OR EQUIVALENT PRESSURE GARMENT PANTS MEN LONG LEG SCAR MANAGEMENT 80% -90% POLYAMIDE 10% -20% ELASTANE LIGHT FABRIC THICKNESS 0.48MM-0.52MM PRESSURE LEVEL 10-18 MMHG THERAPEUTIC ITEM L LATEX FREE ANTIBACTERIAL BREATHABLE HIGH UV PROTECTION COTTON FREE AND NON-ALLERGENIC RUBBER FREE AND MACHINE WASHABLE. SIZES: 5: 42-43.2 IN (105-108 CM) (CIRCUMFERENCE OF WIDEST POINT OF PELVIS)
27765 | 4618152702200 | INTERIM AND LIGHT OR EQUIVALENT PRESSURE GARMENT PANTS MEN LONG LEG SCAR MANAGEMENT 80% -90% POLYAMIDE 10% -20% ELASTANE LIGHT FABRIC THICKNESS 0.48MM-0.52MM PRESSURE LEVEL 10-18 MMHG THERAPEUTIC ITEM L LATEX FREE ANTIBACTERIAL BREATHABLE HIGH UV PROTECTION COTTON FREE AND NON-ALLERGENIC RUBBER FREE AND MACHINE WASHABLE. SIZES: 4: 40.4-41.6 IN (101-104 CM) (CIRCUMFERENCE OF WIDEST POINT OF PELVIS)
27766 | 4618152702300 | INTERIM AND LIGHT OR EQUIVALENT PRESSURE GARMENT PANTS MEN LONG LEG SCAR MANAGEMENT 80% -90% POLYAMIDE 10% -20% ELASTANE LIGHT FABRIC THICKNESS 0.48MM-0.52MM PRESSURE LEVEL 10-18 MMHG THERAPEUTIC ITEM L LATEX FREE ANTIBACTERIAL BREATHABLE HIGH UV PROTECTION COTTON FREE AND NON-ALLERGENIC RUBBER FREE AND MACHINE WASHABLE. SIZES: 7: 45.2-46.4 IN (113-116 CM) (CIRCUMFERENCE OF WIDEST POINT OF PELVIS)
27767 | 4618152702400 | INTERIM AND LIGHT OR EQUIVALENT PRESSURE GARMENT PANTS MEN LONG LEG SCAR MANAGEMENT 80% -90% POLYAMIDE 10% -20% ELASTANE LIGHT FABRIC THICKNESS 0.48MM-0.52MM PRESSURE LEVEL 10-18 MMHG THERAPEUTIC ITEM L LATEX FREE ANTIBACTERIAL BREATHABLE HIGH UV PROTECTION COTTON FREE AND NON-ALLERGENIC RUBBER FREE AND MACHINE WASHABLE. SIZES: 3: 38.8-40 IN (97-100 CM) (CIRCUMFERENCE OF WIDEST POINT OF PELVIS)
27768 | 4618152702500 | INTERIM AND LIGHT OR EQUIVALENT PRESSURE GARMENT PANTS MEN LONG LEG SCAR MANAGEMENT 80% -90% POLYAMIDE 10% -20% ELASTANE LIGHT FABRIC THICKNESS 0.48MM-0.52MM PRESSURE LEVEL 10-18 MMHG THERAPEUTIC ITEM L LATEX FREE ANTIBACTERIAL BREATHABLE HIGH UV PROTECTION COTTON FREE AND NON-ALLERGENIC RUBBER FREE AND MACHINE WASHABLE. SIZES: 8: 46.8-48 IN (117-120 CM) (CIRCUMFERENCE OF WIDEST POINT OF PELVIS)
27769 | 4618152702600 | INTERIM AND LIGHT OR EQUIVALENT PRESSURE GARMENT PANTS MEN LONG LEG SCAR MANAGEMENT 80% -90% POLYAMIDE 10% -20% ELASTANE LIGHT FABRIC THICKNESS 0.48MM-0.52MM PRESSURE LEVEL 10-18 MMHG THERAPEUTIC ITEM L LATEX FREE ANTIBACTERIAL BREATHABLE HIGH UV PROTECTION COTTON FREE AND NON-ALLERGENIC RUBBER FREE AND MACHINE WASHABLE. SIZES: 2: 37.2-38.4 IN (93-96 CM) (CIRCUMFERENCE OF WIDEST POINT OF PELVIS)
27770 | 4618152702700 | INTERIM AND LIGHT OR EQUIVALENT PRESSURE GARMENT PANTS MEN LONG LEG SCAR MANAGEMENT 80% -90% POLYAMIDE 10% -20% ELASTANE LIGHT FABRIC THICKNESS 0.48MM-0.52MM PRESSURE LEVEL 10-18 MMHG THERAPEUTIC ITEM L LATEX FREE ANTIBACTERIAL BREATHABLE HIGH UV PROTECTION COTTON FREE AND NON-ALLERGENIC RUBBER FREE AND MACHINE WASHABLE. SIZES: 9: 48.4-49.6 IN (121-124 CM) (CIRCUMFERENCE OF WIDEST POINT OF PELVIS)
27771 | 4618152702800 | INTERIM AND LIGHT OR EQUIVALENT PRESSURE GARMENT PANTS MEN LONG LEG SCAR MANAGEMENT 80% -90% POLYAMIDE 10% -20% ELASTANE LIGHT FABRIC THICKNESS 0.48MM-0.52MM PRESSURE LEVEL 10-18 MMHG THERAPEUTIC ITEM L LATEX FREE ANTIBACTERIAL BREATHABLE HIGH UV PROTECTION COTTON FREE AND NON-ALLERGENIC RUBBER FREE AND MACHINE WASHABLE. SIZES: 1: 34.8-36.8 IN (87-92 CM) (CIRCUMFERENCE OF WIDEST POINT OF PELVIS)
27772 | 4618152702900 | INTERIM AND LIGHT OR EQUIVALENT PRESSURE GARMENT PANTS MEN LONG LEG SCAR MANAGEMENT 80% -90% POLYAMIDE 10% -20% ELASTANE LIGHT FABRIC THICKNESS 0.48MM-0.52MM PRESSURE LEVEL 10-18 MMHG THERAPEUTIC ITEM L LATEX FREE ANTIBACTERIAL BREATHABLE HIGH UV PROTECTION COTTON FREE AND NON-ALLERGENIC RUBBER FREE AND MACHINE WASHABLE. SIZES: 10: 50-50.8 IN (125-128 CM) (CIRCUMFERENCE OF WIDEST POINT OF PELVIS)
27773 | 4618152703000 | INTERIM AND LIGHT OR EQUIVALENT PRESSURE GARMENT PANTS MEN SHORT LEG SCAR MANAGEMENT 80% -90% POLYAMIDE 10% -20% ELASTANE LIGHT FABRIC THICKNESS 0.48MM-0.52MM PRESSURE LEVEL 10-18 MMHG THERAPEUTIC ITEM L LATEX FREE ANTIBACTERIAL BREATHABLE HIGH UV PROTECTION COTTON FREE AND NON-ALLERGENIC RUBBER FREE AND MACHINE WASHABLE. SIZES: 6: 43.6-44.8 IN (109-112 CM) (CIRCUMFERENCE OF WIDEST POINT OF PELVIS)
27774 | 4618152703100 | INTERIM AND LIGHT OR EQUIVALENT PRESSURE GARMENT PANTS MEN SHORT LEG SCAR MANAGEMENT 80% -90% POLYAMIDE 10% -20% ELASTANE LIGHT FABRIC THICKNESS 0.48MM-0.52MM PRESSURE LEVEL 10-18 MMHG THERAPEUTIC ITEM L LATEX FREE ANTIBACTERIAL BREATHABLE HIGH UV PROTECTION COTTON FREE AND NON-ALLERGENIC RUBBER FREE AND MACHINE WASHABLE. SIZES: 5: 42-43.2 IN (105-108 CM) (CIRCUMFERENCE OF WIDEST POINT OF PELVIS)
27775 | 4618152703200 | INTERIM AND LIGHT OR EQUIVALENT PRESSURE GARMENT PANTS MEN SHORT LEG SCAR MANAGEMENT 80% -90% POLYAMIDE 10% -20% ELASTANE LIGHT FABRIC THICKNESS 0.48MM-0.52MM PRESSURE LEVEL 10-18 MMHG THERAPEUTIC ITEM L LATEX FREE ANTIBACTERIAL BREATHABLE HIGH UV PROTECTION COTTON FREE AND NON-ALLERGENIC RUBBER FREE AND MACHINE WASHABLE. SIZES: 4: 40.4-41.6 IN (101-104 CM) (CIRCUMFERENCE OF WIDEST POINT OF PELVIS)
27776 | 4618152703300 | INTERIM AND LIGHT OR EQUIVALENT PRESSURE GARMENT PANTS MEN SHORT LEG SCAR MANAGEMENT 80% -90% POLYAMIDE 10% -20% ELASTANE LIGHT FABRIC THICKNESS 0.48MM-0.52MM PRESSURE LEVEL 10-18 MMHG THERAPEUTIC ITEM L LATEX FREE ANTIBACTERIAL BREATHABLE HIGH UV PROTECTION COTTON FREE AND NON-ALLERGENIC RUBBER FREE AND MACHINE WASHABLE. SIZES: 7: 45.2-46.4 IN (113-116 CM) (CIRCUMFERENCE OF WIDEST POINT OF PELVIS)
27777 | 4618152703400 | INTERIM AND LIGHT OR EQUIVALENT PRESSURE GARMENT PANTS MEN SHORT LEG SCAR MANAGEMENT 80% -90% POLYAMIDE 10% -20% ELASTANE LIGHT FABRIC THICKNESS 0.48MM-0.52MM PRESSURE LEVEL 10-18 MMHG THERAPEUTIC ITEM L LATEX FREE ANTIBACTERIAL BREATHABLE HIGH UV PROTECTION COTTON FREE AND NON-ALLERGENIC RUBBER FREE AND MACHINE WASHABLE. SIZES: 3: 38.8-40 IN (97-100 CM) (CIRCUMFERENCE OF WIDEST POINT OF PELVIS)
27778 | 4618152703500 | INTERIM AND LIGHT OR EQUIVALENT PRESSURE GARMENT PANTS MEN SHORT LEG SCAR MANAGEMENT 80% -90% POLYAMIDE 10% -20% ELASTANE LIGHT FABRIC THICKNESS 0.48MM-0.52MM PRESSURE LEVEL 10-18 MMHG THERAPEUTIC ITEM L LATEX FREE ANTIBACTERIAL BREATHABLE HIGH UV PROTECTION COTTON FREE AND NON-ALLERGENIC RUBBER FREE AND MACHINE WASHABLE. SIZES: 8: 46.8-48 IN (117-120 CM) (CIRCUMFERENCE OF WIDEST POINT OF PELVIS)
27779 | 4618152703600 | INTERIM AND LIGHT OR EQUIVALENT PRESSURE GARMENT PANTS MEN SHORT LEG SCAR MANAGEMENT 80% -90% POLYAMIDE 10% -20% ELASTANE LIGHT FABRIC THICKNESS 0.48MM-0.52MM PRESSURE LEVEL 10-18 MMHG THERAPEUTIC ITEM L LATEX FREE ANTIBACTERIAL BREATHABLE HIGH UV PROTECTION COTTON FREE AND NON-ALLERGENIC RUBBER FREE AND MACHINE WASHABLE. SIZES: 2: 37.2-38.4 IN (93-96 CM) (CIRCUMFERENCE OF WIDEST POINT OF PELVIS)
27780 | 4618152703700 | INTERIM AND LIGHT OR EQUIVALENT PRESSURE GARMENT PANTS MEN SHORT LEG SCAR MANAGEMENT 80% -90% POLYAMIDE 10% -20% ELASTANE LIGHT FABRIC THICKNESS 0.48MM-0.52MM PRESSURE LEVEL 10-18 MMHG THERAPEUTIC ITEM L LATEX FREE ANTIBACTERIAL BREATHABLE HIGH UV PROTECTION COTTON FREE AND NON-ALLERGENIC RUBBER FREE AND MACHINE WASHABLE. SIZES: 9: 48.4-49.6 IN (121-124 CM) (CIRCUMFERENCE OF WIDEST POINT OF PELVIS)
27781 | 4618152703800 | INTERIM AND LIGHT OR EQUIVALENT PRESSURE GARMENT PANTS MEN SHORT LEG SCAR MANAGEMENT 80% -90% POLYAMIDE 10% -20% ELASTANE LIGHT FABRIC THICKNESS 0.48MM-0.52MM PRESSURE LEVEL 10-18 MMHG THERAPEUTIC ITEM L LATEX FREE ANTIBACTERIAL BREATHABLE HIGH UV PROTECTION COTTON FREE AND NON-ALLERGENIC RUBBER FREE AND MACHINE WASHABLE. SIZES: 1: 34.8-36.8 IN (87-92 CM) (CIRCUMFERENCE OF WIDEST POINT OF PELVIS)
27782 | 4618152703900 | INTERIM AND LIGHT OR EQUIVALENT PRESSURE GARMENT PANTS MEN SHORT LEG SCAR MANAGEMENT 80% -90% POLYAMIDE 10% -20% ELASTANE LIGHT FABRIC THICKNESS 0.48MM-0.52MM PRESSURE LEVEL 10-18 MMHG THERAPEUTIC ITEM L LATEX FREE ANTIBACTERIAL BREATHABLE HIGH UV PROTECTION COTTON FREE AND NON-ALLERGENIC RUBBER FREE AND MACHINE WASHABLE. SIZES: 10: 50-50.8 IN (125-128 CM) (CIRCUMFERENCE OF WIDEST POINT OF PELVIS)
27783 | 4618152704000 | INTERIM AND LIGHT OR EQUIVALENT PRESSURE GARMENT PANTS WOMEN LONG LEG SCAR MANAGEMENT 80% -90% POLYAMIDE 10% -20% ELASTANE LIGHT FABRIC THICKNESS 0.48MM-0.52MM PRESSURE LEVEL 10-18 MMHG THERAPEUTIC ITEM L LATEX FREE ANTIBACTERIAL BREATHABLE HIGH UV PROTECTION COTTON FREE AND NON-ALLERGENIC RUBBER FREE AND MACHINE WASHABLE. SIZES: 6: 43.2-44.5 IN (108-111 CM) (CIRCUMFERENCE OF WIDEST POINT OF PELVIS)
27784 | 4618152704100 | INTERIM AND LIGHT OR EQUIVALENT PRESSURE GARMENT PANTS WOMEN LONG LEG SCAR MANAGEMENT 80% -90% POLYAMIDE 10% -20% ELASTANE LIGHT FABRIC THICKNESS 0.48MM-0.52MM PRESSURE LEVEL 10-18 MMHG THERAPEUTIC ITEM L LATEX FREE ANTIBACTERIAL BREATHABLE HIGH UV PROTECTION COTTON FREE AND NON-ALLERGENIC RUBBER FREE AND MACHINE WASHABLE. SIZES: 5: 41.6-42.8 IN (104-107 CM) (CIRCUMFERENCE OF WIDEST POINT OF PELVIS)
27785 | 4618152704200 | INTERIM AND LIGHT OR EQUIVALENT PRESSURE GARMENT PANTS WOMEN LONG LEG SCAR MANAGEMENT 80% -90% POLYAMIDE 10% -20% ELASTANE LIGHT FABRIC THICKNESS 0.48MM-0.52MM PRESSURE LEVEL 10-18 MMHG THERAPEUTIC ITEM L LATEX FREE ANTIBACTERIAL BREATHABLE HIGH UV PROTECTION COTTON FREE AND NON-ALLERGENIC RUBBER FREE AND MACHINE WASHABLE. SIZES: 4: 40-41.2 IN (100-103 CM) (CIRCUMFERENCE OF WIDEST POINT OF PELVIS)
27786 | 4618152704300 | INTERIM AND LIGHT OR EQUIVALENT PRESSURE GARMENT PANTS WOMEN LONG LEG SCAR MANAGEMENT 80% -90% POLYAMIDE 10% -20% ELASTANE LIGHT FABRIC THICKNESS 0.48MM-0.52MM PRESSURE LEVEL 10-18 MMHG THERAPEUTIC ITEM L LATEX FREE ANTIBACTERIAL BREATHABLE HIGH UV PROTECTION COTTON FREE AND NON-ALLERGENIC RUBBER FREE AND MACHINE WASHABLE. SIZES: 7: 44.8-46 IN (112-115 CM) (CIRCUMFERENCE OF WIDEST POINT OF PELVIS)
27787 | 4618152704400 | INTERIM AND LIGHT OR EQUIVALENT PRESSURE GARMENT PANTS WOMEN LONG LEG SCAR MANAGEMENT 80% -90% POLYAMIDE 10% -20% ELASTANE LIGHT FABRIC THICKNESS 0.48MM-0.52MM PRESSURE LEVEL 10-18 MMHG THERAPEUTIC ITEM L LATEX FREE ANTIBACTERIAL BREATHABLE HIGH UV PROTECTION COTTON FREE AND NON-ALLERGENIC RUBBER FREE AND MACHINE WASHABLE. SIZES: 3: 38.4-39.6 IN (96-99 CM) (CIRCUMFERENCE OF WIDEST POINT OF PELVIS)
27788 | 4618152704500 | INTERIM AND LIGHT OR EQUIVALENT PRESSURE GARMENT PANTS WOMEN LONG LEG SCAR MANAGEMENT 80% -90% POLYAMIDE 10% -20% ELASTANE LIGHT FABRIC THICKNESS 0.48MM-0.52MM PRESSURE LEVEL 10-18 MMHG THERAPEUTIC ITEM L LATEX FREE ANTIBACTERIAL BREATHABLE HIGH UV PROTECTION COTTON FREE AND NON-ALLERGENIC RUBBER FREE AND MACHINE WASHABLE. SIZES: 8: 46.4-47.6 IN (116-119 CM) (CIRCUMFERENCE OF WIDEST POINT OF PELVIS)
27789 | 4618152704600 | INTERIM AND LIGHT OR EQUIVALENT PRESSURE GARMENT PANTS WOMEN LONG LEG SCAR MANAGEMENT 80% -90% POLYAMIDE 10% -20% ELASTANE LIGHT FABRIC THICKNESS 0.48MM-0.52MM PRESSURE LEVEL 10-18 MMHG THERAPEUTIC ITEM L LATEX FREE ANTIBACTERIAL BREATHABLE HIGH UV PROTECTION COTTON FREE AND NON-ALLERGENIC RUBBER FREE AND MACHINE WASHABLE. SIZES: 2: 36.8-38 IN (92-95 CM) (CIRCUMFERENCE OF WIDEST POINT OF PELVIS)
27790 | 4618152704700 | INTERIM AND LIGHT OR EQUIVALENT PRESSURE GARMENT PANTS WOMEN LONG LEG SCAR MANAGEMENT 80% -90% POLYAMIDE 10% -20% ELASTANE LIGHT FABRIC THICKNESS 0.48MM-0.52MM PRESSURE LEVEL 10-18 MMHG THERAPEUTIC ITEM L LATEX FREE ANTIBACTERIAL BREATHABLE HIGH UV PROTECTION COTTON FREE AND NON-ALLERGENIC RUBBER FREE AND MACHINE WASHABLE. SIZES: 9: 48-49.2 IN (120-123 CM) (CIRCUMFERENCE OF WIDEST POINT OF PELVIS)
27791 | 4618152704800 | INTERIM AND LIGHT OR EQUIVALENT PRESSURE GARMENT PANTS WOMEN LONG LEG SCAR MANAGEMENT 80% -90% POLYAMIDE 10% -20% ELASTANE LIGHT FABRIC THICKNESS 0.48MM-0.52MM PRESSURE LEVEL 10-18 MMHG THERAPEUTIC ITEM L LATEX FREE ANTIBACTERIAL BREATHABLE HIGH UV PROTECTION COTTON FREE AND NON-ALLERGENIC RUBBER FREE AND MACHINE WASHABLE. SIZES: 1: 34.8-36.4 IN (87-91 CM) (CIRCUMFERENCE OF WIDEST POINT OF PELVIS)
27792 | 4618152704900 | INTERIM AND LIGHT OR EQUIVALENT PRESSURE GARMENT PANTS WOMEN LONG LEG SCAR MANAGEMENT 80% -90% POLYAMIDE 10% -20% ELASTANE LIGHT FABRIC THICKNESS 0.48MM-0.52MM PRESSURE LEVEL 10-18 MMHG THERAPEUTIC ITEM L LATEX FREE ANTIBACTERIAL BREATHABLE HIGH UV PROTECTION COTTON FREE AND NON-ALLERGENIC RUBBER FREE AND MACHINE WASHABLE. SIZES: 10: 49.6-50.8 IN (124-127 CM) (CIRCUMFERENCE OF WIDEST POINT OF PELVIS)
27793 | 4618152705000 | INTERIM AND LIGHT OR EQUIVALENT PRESSURE GARMENT PANTS WOMEN LONG SHORT SCAR MANAGEMENT 80% -90% POLYAMIDE 10% -20% ELASTANE LIGHT FABRIC THICKNESS 0.48MM-0.52MM PRESSURE LEVEL 10-18 MMHG THERAPEUTIC ITEM L LATEX FREE ANTIBACTERIAL BREATHABLE HIGH UV PROTECTION COTTON FREE AND NON-ALLERGENIC RUBBER FREE AND MACHINE WASHABLE. SIZES: 6: 43.2-44.5 IN (108-111 CM) (CIRCUMFERENCE OF WIDEST POINT OF PELVIS)
27794 | 4618152705100 | INTERIM AND LIGHT OR EQUIVALENT PRESSURE GARMENT PANTS WOMEN LONG SHORT SCAR MANAGEMENT 80% -90% POLYAMIDE 10% -20% ELASTANE LIGHT FABRIC THICKNESS 0.48MM-0.52MM PRESSURE LEVEL 10-18 MMHG THERAPEUTIC ITEM L LATEX FREE ANTIBACTERIAL BREATHABLE HIGH UV PROTECTION COTTON FREE AND NON-ALLERGENIC RUBBER FREE AND MACHINE WASHABLE. SIZES: 5: 41.6-42.8 IN (104-107 CM) (CIRCUMFERENCE OF WIDEST POINT OF PELVIS)
27795 | 4618152705200 | INTERIM AND LIGHT OR EQUIVALENT PRESSURE GARMENT PANTS WOMEN LONG SHORT SCAR MANAGEMENT 80% -90% POLYAMIDE 10% -20% ELASTANE LIGHT FABRIC THICKNESS 0.48MM-0.52MM PRESSURE LEVEL 10-18 MMHG THERAPEUTIC ITEM L LATEX FREE ANTIBACTERIAL BREATHABLE HIGH UV PROTECTION COTTON FREE AND NON-ALLERGENIC RUBBER FREE AND MACHINE WASHABLE. SIZES: 4: 40-41.2 IN (100-103 CM) (CIRCUMFERENCE OF WIDEST POINT OF PELVIS)
27796 | 4618152705300 | INTERIM AND LIGHT OR EQUIVALENT PRESSURE GARMENT PANTS WOMEN LONG SHORT SCAR MANAGEMENT 80% -90% POLYAMIDE 10% -20% ELASTANE LIGHT FABRIC THICKNESS 0.48MM-0.52MM PRESSURE LEVEL 10-18 MMHG THERAPEUTIC ITEM L LATEX FREE ANTIBACTERIAL BREATHABLE HIGH UV PROTECTION COTTON FREE AND NON-ALLERGENIC RUBBER FREE AND MACHINE WASHABLE. SIZES: 7: 44.8-46 IN (112-115 CM) (CIRCUMFERENCE OF WIDEST POINT OF PELVIS)
27797 | 4618152705400 | INTERIM AND LIGHT OR EQUIVALENT PRESSURE GARMENT PANTS WOMEN LONG SHORT SCAR MANAGEMENT 80% -90% POLYAMIDE 10% -20% ELASTANE LIGHT FABRIC THICKNESS 0.48MM-0.52MM PRESSURE LEVEL 10-18 MMHG THERAPEUTIC ITEM L LATEX FREE ANTIBACTERIAL BREATHABLE HIGH UV PROTECTION COTTON FREE AND NON-ALLERGENIC RUBBER FREE AND MACHINE WASHABLE. SIZES: 3: 38.4-39.6 IN (96-99 CM) (CIRCUMFERENCE OF WIDEST POINT OF PELVIS)
27798 | 4618152705500 | INTERIM AND LIGHT OR EQUIVALENT PRESSURE GARMENT PANTS WOMEN LONG SHORT SCAR MANAGEMENT 80% -90% POLYAMIDE 10% -20% ELASTANE LIGHT FABRIC THICKNESS 0.48MM-0.52MM PRESSURE LEVEL 10-18 MMHG THERAPEUTIC ITEM L LATEX FREE ANTIBACTERIAL BREATHABLE HIGH UV PROTECTION COTTON FREE AND NON-ALLERGENIC RUBBER FREE AND MACHINE WASHABLE. SIZES: 8: 46.4-47.6 IN (116-119 CM) (CIRCUMFERENCE OF WIDEST POINT OF PELVIS)
27799 | 4618152705600 | INTERIM AND LIGHT OR EQUIVALENT PRESSURE GARMENT PANTS WOMEN LONG SHORT SCAR MANAGEMENT 80% -90% POLYAMIDE 10% -20% ELASTANE LIGHT FABRIC THICKNESS 0.48MM-0.52MM PRESSURE LEVEL 10-18 MMHG THERAPEUTIC ITEM L LATEX FREE ANTIBACTERIAL BREATHABLE HIGH UV PROTECTION COTTON FREE AND NON-ALLERGENIC RUBBER FREE AND MACHINE WASHABLE. SIZES: 2: 36.8-38 IN (92-95 CM) (CIRCUMFERENCE OF WIDEST POINT OF PELVIS)
27800 | 4618152705700 | INTERIM AND LIGHT OR EQUIVALENT PRESSURE GARMENT PANTS WOMEN LONG SHORT SCAR MANAGEMENT 80% -90% POLYAMIDE 10% -20% ELASTANE LIGHT FABRIC THICKNESS 0.48MM-0.52MM PRESSURE LEVEL 10-18 MMHG THERAPEUTIC ITEM L LATEX FREE ANTIBACTERIAL BREATHABLE HIGH UV PROTECTION COTTON FREE AND NON-ALLERGENIC RUBBER FREE AND MACHINE WASHABLE. SIZES: 9: 48-49.2 IN (120-123 CM) (CIRCUMFERENCE OF WIDEST POINT OF PELVIS)
27801 | 4618152705800 | INTERIM AND LIGHT OR EQUIVALENT PRESSURE GARMENT PANTS WOMEN LONG SHORT SCAR MANAGEMENT 80% -90% POLYAMIDE 10% -20% ELASTANE LIGHT FABRIC THICKNESS 0.48MM-0.52MM PRESSURE LEVEL 10-18 MMHG THERAPEUTIC ITEM L LATEX FREE ANTIBACTERIAL BREATHABLE HIGH UV PROTECTION COTTON FREE AND NON-ALLERGENIC RUBBER FREE AND MACHINE WASHABLE. SIZES: 1: 34.8-36.4 IN (87-91 CM) (CIRCUMFERENCE OF WIDEST POINT OF PELVIS)
27802 | 4618152705900 | INTERIM AND LIGHT OR EQUIVALENT PRESSURE GARMENT PANTS WOMEN LONG SHORT SCAR MANAGEMENT 80% -90% POLYAMIDE 10% -20% ELASTANE LIGHT FABRIC THICKNESS 0.48MM-0.52MM PRESSURE LEVEL 10-18 MMHG THERAPEUTIC ITEM L LATEX FREE ANTIBACTERIAL BREATHABLE HIGH UV PROTECTION COTTON FREE AND NON-ALLERGENIC RUBBER FREE AND MACHINE WASHABLE. SIZES: 10: 49.6-50.8 IN (124-127 CM) (CIRCUMFERENCE OF WIDEST POINT OF PELVIS)
27803 | 4618152706000 | PRESSURE GARMENT CUSTOM MADE FOR SCAR MANAGEMENT CHEST HEIGHT TWO LEGS PREGNANCY COMPOSITION-HIGH QUALITY SOFT MULTI-DIRECTIONAL STRETCH ANATOMICAL FIT ANTI-BACTERIAL BREATHABLE ODOR NEUTRALITY HYPOALLERGENIC AND LATEX-FREE MEDICAL GRADE COMPOSITION PRESSURE BASED ON PATIENT NEEDS
27804 | 4618152706100 | HIGH WAIST CUSTOM ADDED TO PANTS TO GIVE PRESSURE ON HIGHER AREAS OF THE ABDOMEN AND BACK.
27805 | 4618152706200 | MATERNITY PANTS CUSTOM
27806 | 4618152706300 | PRESSURE GARMENT CUSTOM MADE FOR SCAR MANAGEMENT PANTS LONG LEG WITH CLOSE TOE STOCKING BOYS ULTRAVIOLET PROTECTION (NOT LESS THAN 98%) BREATHABLE HYPOALLERGENIC AND LATEX-FREE COMPOSITION-HIGH QUALITY SOFT ANTI-BACTERIAL MEDICAL GRADE COMPOSITION AVAILABLE IN TWO WASHABLE FABRICS: STRONG AND MEDIUM PRESSURE BASED ON PATIENT NEEDS
27807 | 4618152706400 | PRESSURE GARMENT CUSTOM MADE FOR SCAR MANAGEMENT PANTS LONG LEG WITH CLOSE TOE STOCKING GIRLS ULTRAVIOLET PROTECTION (NOT LESS THAN 98%) BREATHABLE HYPOALLERGENIC AND LATEX-FREE COMPOSITION-HIGH QUALITY SOFT ANTI-BACTERIAL MEDICAL GRADE COMPOSITION AVAILABLE IN TWO WASHABLE FABRICS: STRONG AND MEDIUM PRESSURE BASED ON PATIENT NEEDS
27808 | 4618152706500 | PRESSURE GARMENT CUSTOM MADE FOR SCAR MANAGEMENT PANTS LONG LEG WITH CLOSE TOE STOCKING MEN ULTRAVIOLET PROTECTION (NOT LESS THAN 98%) BREATHABLE HYPOALLERGENIC AND LATEX-FREE COMPOSITION-HIGH QUALITY SOFT ANTI-BACTERIAL MEDICAL GRADE COMPOSITION AVAILABLE IN TWO WASHABLE FABRICS: STRONG AND MEDIUM PRESSURE BASED ON PATIENT NEEDS
27809 | 4618152706600 | PRESSURE GARMENT CUSTOM MADE FOR SCAR MANAGEMENT PANTS LONG LEG WITH CLOSE TOE STOCKING WOMEN ULTRAVIOLET PROTECTION (NOT LESS THAN 98%) BREATHABLE HYPOALLERGENIC AND LATEX-FREE COMPOSITION-HIGH QUALITY SOFT ANTI-BACTERIAL MEDICAL GRADE COMPOSITION AVAILABLE IN TWO WASHABLE FABRICS: STRONG AND MEDIUM PRESSURE BASED ON PATIENT NEEDS
27810 | 4618152706700 | PRESSURE GARMENT CUSTOM MADE FOR SCAR MANAGEMENT PANTS LONG LEG WITH OPEN TOE STOCKING BOYS ULTRAVIOLET PROTECTION (NOT LESS THAN 98%) BREATHABLE HYPOALLERGENIC AND LATEX-FREE COMPOSITION-HIGH QUALITY SOFT ANTI-BACTERIAL MEDICAL GRADE COMPOSITION AVAILABLE IN TWO WASHABLE FABRICS: STRONG AND MEDIUM PRESSURE BASED ON PATIENT NEEDS
27811 | 4618152706800 | PRESSURE GARMENT CUSTOM MADE FOR SCAR MANAGEMENT PANTS LONG LEG WITH OPEN TOE STOCKING GIRLS ULTRAVIOLET PROTECTION (NOT LESS THAN 98%) BREATHABLE HYPOALLERGENIC AND LATEX-FREE COMPOSITION-HIGH QUALITY SOFT ANTI-BACTERIAL MEDICAL GRADE COMPOSITION AVAILABLE IN TWO WASHABLE FABRICS: STRONG AND MEDIUM PRESSURE BASED ON PATIENT NEEDS
27812 | 4618152706900 | PRESSURE GARMENT CUSTOM MADE FOR SCAR MANAGEMENT PANTS LONG LEG WITH OPEN TOE STOCKING MEN ULTRAVIOLET PROTECTION (NOT LESS THAN 98%) BREATHABLE HYPOALLERGENIC AND LATEX-FREE COMPOSITION-HIGH QUALITY SOFT ANTI-BACTERIAL MEDICAL GRADE COMPOSITION AVAILABLE IN TWO WASHABLE FABRICS: STRONG AND MEDIUM PRESSURE BASED ON PATIENT NEEDS
27813 | 4618152707000 | PRESSURE GARMENT CUSTOM MADE FOR SCAR MANAGEMENT PANTS LONG LEG WITH OPEN TOE STOCKING WOMEN ULTRAVIOLET PROTECTION (NOT LESS THAN 98%) BREATHABLE HYPOALLERGENIC AND LATEX-FREE COMPOSITION-HIGH QUALITY SOFT ANTI-BACTERIAL MEDICAL GRADE COMPOSITION AVAILABLE IN TWO WASHABLE FABRICS: STRONG AND MEDIUM PRESSURE BASED ON PATIENT NEEDS
27814 | 4618152707100 | PRESSURE GARMENT CUSTOM MADE FOR SCAR MANAGEMENT PANTS LONG LEG WITH STOCKING BOYS ULTRAVIOLET PROTECTION (NOT LESS THAN 98%) BREATHABLE HYPOALLERGENIC AND LATEX-FREE COMPOSITION-HIGH QUALITY SOFT ANTI-BACTERIAL MEDICAL GRADE COMPOSITION AVAILABLE IN TWO WASHABLE FABRICS: STRONG AND MEDIUM PRESSURE BASED ON PATIENT NEEDS
27815 | 4618152707200 | PRESSURE GARMENT CUSTOM MADE FOR SCAR MANAGEMENT PANTS LONG LEG WITH STOCKING GIRLS ULTRAVIOLET PROTECTION (NOT LESS THAN 98%) BREATHABLE HYPOALLERGENIC AND LATEX-FREE COMPOSITION-HIGH QUALITY SOFT ANTI-BACTERIAL MEDICAL GRADE COMPOSITION AVAILABLE IN TWO WASHABLE FABRICS: STRONG AND MEDIUM PRESSURE BASED ON PATIENT NEEDS
27816 | 4618152707300 | PRESSURE GARMENT CUSTOM MADE FOR SCAR MANAGEMENT PANTS LONG LEG WITH STOCKING MEN ULTRAVIOLET PROTECTION (NOT LESS THAN 98%) BREATHABLE HYPOALLERGENIC AND LATEX-FREE COMPOSITION-HIGH QUALITY SOFT ANTI-BACTERIAL MEDICAL GRADE COMPOSITION AVAILABLE IN TWO WASHABLE FABRICS: STRONG AND MEDIUM PRESSURE BASED ON PATIENT NEEDS
27817 | 4618152707400 | PRESSURE GARMENT CUSTOM MADE FOR SCAR MANAGEMENT PANTS LONG LEG WITH STOCKING WOMEN ULTRAVIOLET PROTECTION (NOT LESS THAN 98%) BREATHABLE HYPOALLERGENIC AND LATEX-FREE COMPOSITION-HIGH QUALITY SOFT ANTI-BACTERIAL MEDICAL GRADE COMPOSITION AVAILABLE IN TWO WASHABLE FABRICS: STRONG AND MEDIUM PRESSURE BASED ON PATIENT NEEDS
27818 | 4618152707500 | PRESSURE GARMENT CUSTOM MADE FOR SCAR MANAGEMENT PANTS LONG LEGS BOYS ULTRAVIOLET PROTECTION (NOT LESS THAN 98%) BREATHABLE HYPOALLERGENIC AND LATEX-FREE COMPOSITION-HIGH QUALITY SOFT ANTI-BACTERIAL MEDICAL GRADE COMPOSITION AVAILABLE IN TWO WASHABLE FABRICS: STRONG AND MEDIUM PRESSURE BASED ON PATIENT NEEDS
27819 | 4618152707600 | PRESSURE GARMENT CUSTOM MADE FOR SCAR MANAGEMENT PANTS LONG LEGS GIRLS ULTRAVIOLET PROTECTION (NOT LESS THAN 98%) BREATHABLE HYPOALLERGENIC AND LATEX-FREE COMPOSITION-HIGH QUALITY SOFT ANTI-BACTERIAL MEDICAL GRADE COMPOSITION AVAILABLE IN TWO WASHABLE FABRICS: STRONG AND MEDIUM PRESSURE BASED ON PATIENT NEEDS
27820 | 4618152707700 | PRESSURE GARMENT CUSTOM MADE FOR SCAR MANAGEMENT PANTS LONG LEGS WOMEN ULTRAVIOLET PROTECTION (NOT LESS THAN 98%) BREATHABLE HYPOALLERGENIC AND LATEX-FREE COMPOSITION-HIGH QUALITY SOFT ANTI-BACTERIAL MEDICAL GRADE COMPOSITION AVAILABLE IN TWO WASHABLE FABRICS: STRONG AND MEDIUM PRESSURE BASED ON PATIENT NEEDS
27821 | 4618152707800 | PRESSURE GARMENT CUSTOM MADE FOR SCAR MANAGEMENT PANTS SHORT AND LONG LEGS BOYS ULTRAVIOLET PROTECTION (NOT LESS THAN 98%) BREATHABLE HYPOALLERGENIC AND LATEX-FREE COMPOSITION-HIGH QUALITY SOFT ANTI-BACTERIAL MEDICAL GRADE COMPOSITION AVAILABLE IN TWO WASHABLE FABRICS: STRONG AND MEDIUM PRESSURE BASED ON PATIENT NEEDS
27822 | 4618152707900 | PRESSURE GARMENT CUSTOM MADE FOR SCAR MANAGEMENT PANTS SHORT AND LONG LEGS GIRLS ULTRAVIOLET PROTECTION (NOT LESS THAN 98%) BREATHABLE HYPOALLERGENIC AND LATEX-FREE COMPOSITION-HIGH QUALITY SOFT ANTI-BACTERIAL MEDICAL GRADE COMPOSITION AVAILABLE IN TWO WASHABLE FABRICS: STRONG AND MEDIUM PRESSURE BASED ON PATIENT NEEDS
27823 | 4618152708000 | PRESSURE GARMENT CUSTOM MADE FOR SCAR MANAGEMENT PANTS SHORT AND LONG LEGS MEN ULTRAVIOLET PROTECTION (NOT LESS THAN 98%) BREATHABLE HYPOALLERGENIC AND LATEX-FREE COMPOSITION-HIGH QUALITY SOFT ANTI-BACTERIAL MEDICAL GRADE COMPOSITION AVAILABLE IN TWO WASHABLE FABRICS: STRONG AND MEDIUM PRESSURE BASED ON PATIENT NEEDS
27824 | 4618152708100 | PRESSURE GARMENT CUSTOM MADE FOR SCAR MANAGEMENT PANTS SHORT AND LONG LEGS WITH CLOSE TOE STOCKINGS WOMEN ULTRAVIOLET PROTECTION (NOT LESS THAN 98%) BREATHABLE HYPOALLERGENIC AND LATEX-FREE COMPOSITION-HIGH QUALITY SOFT ANTI-BACTERIAL MEDICAL GRADE COMPOSITION AVAILABLE IN TWO WASHABLE FABRICS: STRONG AND MEDIUM PRESSURE BASED ON PATIENT NEEDS
27825 | 4618152708200 | PRESSURE GARMENT CUSTOM MADE FOR SCAR MANAGEMENT PANTS SHORT AND LONG LEGS WITH OPEN TOE STOCKINGS WOMEN ULTRAVIOLET PROTECTION (NOT LESS THAN 98%) BREATHABLE HYPOALLERGENIC AND LATEX-FREE COMPOSITION-HIGH QUALITY SOFT ANTI-BACTERIAL MEDICAL GRADE COMPOSITION AVAILABLE IN TWO WASHABLE FABRICS: STRONG AND MEDIUM PRESSURE BASED ON PATIENT NEEDS
27826 | 4618152708300 | PRESSURE GARMENT CUSTOM MADE FOR SCAR MANAGEMENT PANTS SHORT AND LONG LEGS WITH STOCKINGS WOMEN ULTRAVIOLET PROTECTION (NOT LESS THAN 98%) BREATHABLE HYPOALLERGENIC AND LATEX-FREE COMPOSITION-HIGH QUALITY SOFT ANTI-BACTERIAL MEDICAL GRADE COMPOSITION AVAILABLE IN TWO WASHABLE FABRICS: STRONG AND MEDIUM PRESSURE BASED ON PATIENT NEEDS
27827 | 4618152708400 | PRESSURE GARMENT CUSTOM MADE FOR SCAR MANAGEMENT PANTS SHORT AND LONG LEGS WOMEN ULTRAVIOLET PROTECTION (NOT LESS THAN 98%) BREATHABLE HYPOALLERGENIC AND LATEX-FREE COMPOSITION-HIGH QUALITY SOFT ANTI-BACTERIAL MEDICAL GRADE COMPOSITION AVAILABLE IN TWO WASHABLE FABRICS: STRONG AND MEDIUM PRESSURE BASED ON PATIENT NEEDS
27828 | 4618152708500 | PRESSURE GARMENT CUSTOM MADE FOR SCAR MANAGEMENT PANTS SHORT LEG WITH CLOSE TOE STOCKING BOYS ULTRAVIOLET PROTECTION (NOT LESS THAN 98%) BREATHABLE HYPOALLERGENIC AND LATEX-FREE COMPOSITION-HIGH QUALITY SOFT ANTI-BACTERIAL MEDICAL GRADE COMPOSITION AVAILABLE IN TWO WASHABLE FABRICS: STRONG AND MEDIUM PRESSURE BASED ON PATIENT NEEDS
27829 | 4618152708600 | PRESSURE GARMENT CUSTOM MADE FOR SCAR MANAGEMENT PANTS SHORT LEG WITH CLOSE TOE STOCKING GIRLS ULTRAVIOLET PROTECTION (NOT LESS THAN 98%) BREATHABLE HYPOALLERGENIC AND LATEX-FREE COMPOSITION-HIGH QUALITY SOFT ANTI-BACTERIAL MEDICAL GRADE COMPOSITION AVAILABLE IN TWO WASHABLE FABRICS: STRONG AND MEDIUM PRESSURE BASED ON PATIENT NEEDS
27830 | 4618152708700 | PRESSURE GARMENT CUSTOM MADE FOR SCAR MANAGEMENT PANTS SHORT LEG WITH CLOSE TOE STOCKING MEN ULTRAVIOLET PROTECTION (NOT LESS THAN 98%) BREATHABLE HYPOALLERGENIC AND LATEX-FREE COMPOSITION-HIGH QUALITY SOFT ANTI-BACTERIAL MEDICAL GRADE COMPOSITION AVAILABLE IN TWO WASHABLE FABRICS: STRONG AND MEDIUM PRESSURE BASED ON PATIENT NEEDS
27831 | 4618152708800 | PRESSURE GARMENT CUSTOM MADE FOR SCAR MANAGEMENT PANTS SHORT LEG WITH OPEN TOE STOCKING BOYS ULTRAVIOLET PROTECTION (NOT LESS THAN 98%) BREATHABLE HYPOALLERGENIC AND LATEX-FREE COMPOSITION-HIGH QUALITY SOFT ANTI-BACTERIAL MEDICAL GRADE COMPOSITION AVAILABLE IN TWO WASHABLE FABRICS: STRONG AND MEDIUM PRESSURE BASED ON PATIENT NEEDS
27832 | 4618152708900 | PRESSURE GARMENT CUSTOM MADE FOR SCAR MANAGEMENT PANTS SHORT LEG WITH OPEN TOE STOCKING GIRLS ULTRAVIOLET PROTECTION (NOT LESS THAN 98%) BREATHABLE HYPOALLERGENIC AND LATEX-FREE COMPOSITION-HIGH QUALITY SOFT ANTI-BACTERIAL MEDICAL GRADE COMPOSITION AVAILABLE IN TWO WASHABLE FABRICS: STRONG AND MEDIUM PRESSURE BASED ON PATIENT NEEDS
27833 | 4618152709000 | PRESSURE GARMENT CUSTOM MADE FOR SCAR MANAGEMENT PANTS SHORT LEG WITH OPEN TOE STOCKING MEN ULTRAVIOLET PROTECTION (NOT LESS THAN 98%) BREATHABLE HYPOALLERGENIC AND LATEX-FREE COMPOSITION-HIGH QUALITY SOFT ANTI-BACTERIAL MEDICAL GRADE COMPOSITION AVAILABLE IN TWO WASHABLE FABRICS: STRONG AND MEDIUM PRESSURE BASED ON PATIENT NEEDS
27834 | 4618152709100 | PRESSURE GARMENT CUSTOM MADE FOR SCAR MANAGEMENT PANTS SHORT LEG WITH STOCKING BOYS ULTRAVIOLET PROTECTION (NOT LESS THAN 98%) BREATHABLE HYPOALLERGENIC AND LATEX-FREE COMPOSITION-HIGH QUALITY SOFT ANTI-BACTERIAL MEDICAL GRADE COMPOSITION AVAILABLE IN TWO WASHABLE FABRICS: STRONG AND MEDIUM PRESSURE BASED ON PATIENT NEEDS
27835 | 4618152709200 | PRESSURE GARMENT CUSTOM MADE FOR SCAR MANAGEMENT PANTS SHORT LEG WITH STOCKING GIRLS ULTRAVIOLET PROTECTION (NOT LESS THAN 98%) BREATHABLE HYPOALLERGENIC AND LATEX-FREE COMPOSITION-HIGH QUALITY SOFT ANTI-BACTERIAL MEDICAL GRADE COMPOSITION AVAILABLE IN TWO WASHABLE FABRICS: STRONG AND MEDIUM PRESSURE BASED ON PATIENT NEEDS
27836 | 4618152709300 | PRESSURE GARMENT CUSTOM MADE FOR SCAR MANAGEMENT PANTS SHORT LEG WITH STOCKING MEN ULTRAVIOLET PROTECTION (NOT LESS THAN 98%) BREATHABLE HYPOALLERGENIC AND LATEX-FREE COMPOSITION-HIGH QUALITY SOFT ANTI-BACTERIAL MEDICAL GRADE COMPOSITION AVAILABLE IN TWO WASHABLE FABRICS: STRONG AND MEDIUM PRESSURE BASED ON PATIENT NEEDS
27837 | 4618152709400 | PRESSURE GARMENT CUSTOM MADE FOR SCAR MANAGEMENT PANTS SHORT LEGS BOYS ULTRAVIOLET PROTECTION (NOT LESS THAN 98%) BREATHABLE HYPOALLERGENIC AND LATEX-FREE COMPOSITION-HIGH QUALITY SOFT ANTI-BACTERIAL MEDICAL GRADE COMPOSITION AVAILABLE IN TWO WASHABLE FABRICS: STRONG AND MEDIUM PRESSURE BASED ON PATIENT NEEDS
27838 | 4618152709500 | PRESSURE GARMENT CUSTOM MADE FOR SCAR MANAGEMENT PANTS SHORT LEGS GIRLS ULTRAVIOLET PROTECTION (NOT LESS THAN 98%) BREATHABLE HYPOALLERGENIC AND LATEX-FREE COMPOSITION-HIGH QUALITY SOFT ANTI-BACTERIAL MEDICAL GRADE COMPOSITION AVAILABLE IN TWO WASHABLE FABRICS: STRONG AND MEDIUM PRESSURE BASED ON PATIENT NEEDS
27839 | 4618152709600 | PRESSURE GARMENT CUSTOM MADE FOR SCAR MANAGEMENT PANTS SHORT LEGS MEN ULTRAVIOLET PROTECTION (NOT LESS THAN 98%) BREATHABLE HYPOALLERGENIC AND LATEX-FREE COMPOSITION-HIGH QUALITY SOFT ANTI-BACTERIAL MEDICAL GRADE COMPOSITION AVAILABLE IN TWO WASHABLE FABRICS: STRONG AND MEDIUM PRESSURE BASED ON PATIENT NEEDS
27840 | 4618152709700 | PRESSURE GARMENT CUSTOM MADE FOR SCAR MANAGEMENT PANTS SHORT LEGS WOMEN ULTRAVIOLET PROTECTION (NOT LESS THAN 98%) BREATHABLE HYPOALLERGENIC AND LATEX-FREE COMPOSITION-HIGH QUALITY SOFT ANTI-BACTERIAL MEDICAL GRADE COMPOSITION AVAILABLE IN TWO WASHABLE FABRICS: STRONG AND MEDIUM PRESSURE BASED ON PATIENT NEEDS
27841 | 4618152709800 | PRESSURE GARMENT CUSTOM MADE FOR SCAR MANAGEMENT PANTS WITH ONE SIDE CLOSE TOE STOCKINGS BOYS ULTRAVIOLET PROTECTION (NOT LESS THAN 98%) BREATHABLE HYPOALLERGENIC AND LATEX-FREE COMPOSITION-HIGH QUALITY SOFT ANTI-BACTERIAL MEDICAL GRADE COMPOSITION AVAILABLE IN TWO WASHABLE FABRICS: STRONG AND MEDIUM PRESSURE BASED ON PATIENT NEEDS
27842 | 4618152709900 | PRESSURE GARMENT CUSTOM MADE FOR SCAR MANAGEMENT PANTS WITH ONE SIDE CLOSE TOE STOCKINGS GIRLS ULTRAVIOLET PROTECTION (NOT LESS THAN 98%) BREATHABLE HYPOALLERGENIC AND LATEX-FREE COMPOSITION-HIGH QUALITY SOFT ANTI-BACTERIAL MEDICAL GRADE COMPOSITION AVAILABLE IN TWO WASHABLE FABRICS: STRONG AND MEDIUM PRESSURE BASED ON PATIENT NEEDS
27843 | 4618152710000 | PRESSURE GARMENT CUSTOM MADE FOR SCAR MANAGEMENT PANTS WITH ONE SIDE CLOSE TOE STOCKINGS MEN ULTRAVIOLET PROTECTION (NOT LESS THAN 98%) BREATHABLE HYPOALLERGENIC AND LATEX-FREE COMPOSITION-HIGH QUALITY SOFT ANTI-BACTERIAL MEDICAL GRADE COMPOSITION AVAILABLE IN TWO WASHABLE FABRICS: STRONG AND MEDIUM PRESSURE BASED ON PATIENT NEEDS
27844 | 4618152710100 | PRESSURE GARMENT CUSTOM MADE FOR SCAR MANAGEMENT PANTS WITH ONE SIDE CLOSE TOE STOCKINGS WOMEN ULTRAVIOLET PROTECTION (NOT LESS THAN 98%) BREATHABLE HYPOALLERGENIC AND LATEX-FREE COMPOSITION-HIGH QUALITY SOFT ANTI-BACTERIAL MEDICAL GRADE COMPOSITION AVAILABLE IN TWO WASHABLE FABRICS: STRONG AND MEDIUM PRESSURE BASED ON PATIENT NEEDS
27845 | 4618152710200 | PRESSURE GARMENT CUSTOM MADE FOR SCAR MANAGEMENT PANTS WITH ONE SIDE OPEN TOE STOCKINGS BOYS ULTRAVIOLET PROTECTION (NOT LESS THAN 98%) BREATHABLE HYPOALLERGENIC AND LATEX-FREE COMPOSITION-HIGH QUALITY SOFT ANTI-BACTERIAL MEDICAL GRADE COMPOSITION AVAILABLE IN TWO WASHABLE FABRICS: STRONG AND MEDIUM PRESSURE BASED ON PATIENT NEEDS
27846 | 4618152710300 | PRESSURE GARMENT CUSTOM MADE FOR SCAR MANAGEMENT PANTS WITH ONE SIDE OPEN TOE STOCKINGS GIRLS ULTRAVIOLET PROTECTION (NOT LESS THAN 98%) BREATHABLE HYPOALLERGENIC AND LATEX-FREE COMPOSITION-HIGH QUALITY SOFT ANTI-BACTERIAL MEDICAL GRADE COMPOSITION AVAILABLE IN TWO WASHABLE FABRICS: STRONG AND MEDIUM PRESSURE BASED ON PATIENT NEEDS
27847 | 4618152710400 | PRESSURE GARMENT CUSTOM MADE FOR SCAR MANAGEMENT PANTS WITH ONE SIDE OPEN TOE STOCKINGS MEN ULTRAVIOLET PROTECTION (NOT LESS THAN 98%) BREATHABLE HYPOALLERGENIC AND LATEX-FREE COMPOSITION-HIGH QUALITY SOFT ANTI-BACTERIAL MEDICAL GRADE COMPOSITION AVAILABLE IN TWO WASHABLE FABRICS: STRONG AND MEDIUM PRESSURE BASED ON PATIENT NEEDS
27848 | 4618152710500 | PRESSURE GARMENT CUSTOM MADE FOR SCAR MANAGEMENT PANTS WITH ONE SIDE OPEN TOE STOCKINGS WOMEN ULTRAVIOLET PROTECTION (NOT LESS THAN 98%) BREATHABLE HYPOALLERGENIC AND LATEX-FREE COMPOSITION-HIGH QUALITY SOFT ANTI-BACTERIAL MEDICAL GRADE COMPOSITION AVAILABLE IN TWO WASHABLE FABRICS: STRONG AND MEDIUM PRESSURE BASED ON PATIENT NEEDS
27849 | 4618152710600 | PRESSURE GARMENT CUSTOM MADE FOR SCAR MANAGEMENT PANTS WITH STOCKING BOYS ULTRAVIOLET PROTECTION (NOT LESS THAN 98%) BREATHABLE HYPOALLERGENIC AND LATEX-FREE COMPOSITION-HIGH QUALITY SOFT ANTI-BACTERIAL MEDICAL GRADE COMPOSITION AVAILABLE IN TWO WASHABLE FABRICS: STRONG AND MEDIUM PRESSURE BASED ON PATIENT NEEDS
27850 | 4618152710700 | PRESSURE GARMENT CUSTOM MADE FOR SCAR MANAGEMENT PANTS WITH STOCKING MEN ULTRAVIOLET PROTECTION (NOT LESS THAN 98%) BREATHABLE HYPOALLERGENIC AND LATEX-FREE COMPOSITION-HIGH QUALITY SOFT ANTI-BACTERIAL MEDICAL GRADE COMPOSITION AVAILABLE IN TWO WASHABLE FABRICS: STRONG AND MEDIUM PRESSURE BASED ON PATIENT NEEDS
27851 | 4618152710800 | PRESSURE GARMENT CUSTOM MADE FOR SCAR MANAGEMENT PANTS WITH STOCKINGS GIRLS ULTRAVIOLET PROTECTION (NOT LESS THAN 98%) BREATHABLE HYPOALLERGENIC AND LATEX-FREE COMPOSITION-HIGH QUALITY SOFT ANTI-BACTERIAL MEDICAL GRADE COMPOSITION AVAILABLE IN TWO WASHABLE FABRICS: STRONG AND MEDIUM PRESSURE BASED ON PATIENT NEEDS
27852 | 4618152710900 | PRESSURE GARMENT CUSTOM MADE FOR SCAR MANAGEMENT PANTS WITH STOCKINGS WOMEN ULTRAVIOLET PROTECTION (NOT LESS THAN 98%) BREATHABLE HYPOALLERGENIC AND LATEX-FREE COMPOSITION-HIGH QUALITY SOFT ANTI-BACTERIAL MEDICAL GRADE COMPOSITION AVAILABLE IN TWO WASHABLE FABRICS: STRONG AND MEDIUM PRESSURE BASED ON PATIENT NEEDS
27853 | 4618152711000 | PRESSURE GARMENT CUSTOM MADE FOR SCAR MANAGEMENT PANTS WITH TWO SIDES CLOSE TOE STOCKINGS BOYS ULTRAVIOLET PROTECTION (NOT LESS THAN 98%) BREATHABLE HYPOALLERGENIC AND LATEX-FREE COMPOSITION-HIGH QUALITY SOFT ANTI-BACTERIAL MEDICAL GRADE COMPOSITION AVAILABLE IN TWO WASHABLE FABRICS: STRONG AND MEDIUM PRESSURE BASED ON PATIENT NEEDS
27854 | 4618152711100 | PRESSURE GARMENT CUSTOM MADE FOR SCAR MANAGEMENT PANTS WITH TWO SIDES CLOSE TOE STOCKINGS GIRLS ULTRAVIOLET PROTECTION (NOT LESS THAN 98%) BREATHABLE HYPOALLERGENIC AND LATEX-FREE COMPOSITION-HIGH QUALITY SOFT ANTI-BACTERIAL MEDICAL GRADE COMPOSITION AVAILABLE IN TWO WASHABLE FABRICS: STRONG AND MEDIUM PRESSURE BASED ON PATIENT NEEDS
27855 | 4618152711200 | PRESSURE GARMENT CUSTOM MADE FOR SCAR MANAGEMENT PANTS WITH TWO SIDES CLOSE TOE STOCKINGS MEN ULTRAVIOLET PROTECTION (NOT LESS THAN 98%) BREATHABLE HYPOALLERGENIC AND LATEX-FREE COMPOSITION-HIGH QUALITY SOFT ANTI-BACTERIAL MEDICAL GRADE COMPOSITION AVAILABLE IN TWO WASHABLE FABRICS: STRONG AND MEDIUM PRESSURE BASED ON PATIENT NEEDS
27856 | 4618152711300 | PRESSURE GARMENT CUSTOM MADE FOR SCAR MANAGEMENT PANTS WITH TWO SIDES CLOSE TOE STOCKINGS WOMEN ULTRAVIOLET PROTECTION (NOT LESS THAN 98%) BREATHABLE HYPOALLERGENIC AND LATEX-FREE COMPOSITION-HIGH QUALITY SOFT ANTI-BACTERIAL MEDICAL GRADE COMPOSITION AVAILABLE IN TWO WASHABLE FABRICS: STRONG AND MEDIUM PRESSURE BASED ON PATIENT NEEDS
27857 | 4618152711400 | PRESSURE GARMENT CUSTOM MADE FOR SCAR MANAGEMENT PANTS WITH TWO SIDES OPEN TOE STOCKINGS BOYS ULTRAVIOLET PROTECTION (NOT LESS THAN 98%) BREATHABLE HYPOALLERGENIC AND LATEX-FREE COMPOSITION-HIGH QUALITY SOFT ANTI-BACTERIAL MEDICAL GRADE COMPOSITION AVAILABLE IN TWO WASHABLE FABRICS: STRONG AND MEDIUM PRESSURE BASED ON PATIENT NEEDS
27858 | 4618152711500 | PRESSURE GARMENT CUSTOM MADE FOR SCAR MANAGEMENT PANTS WITH TWO SIDES OPEN TOE STOCKINGS GIRLS ULTRAVIOLET PROTECTION (NOT LESS THAN 98%) BREATHABLE HYPOALLERGENIC AND LATEX-FREE COMPOSITION-HIGH QUALITY SOFT ANTI-BACTERIAL MEDICAL GRADE COMPOSITION AVAILABLE IN TWO WASHABLE FABRICS: STRONG AND MEDIUM PRESSURE BASED ON PATIENT NEEDS
27859 | 4618152711600 | PRESSURE GARMENT CUSTOM MADE FOR SCAR MANAGEMENT PANTS WITH TWO SIDES OPEN TOE STOCKINGS MEN ULTRAVIOLET PROTECTION (NOT LESS THAN 98%) BREATHABLE HYPOALLERGENIC AND LATEX-FREE COMPOSITION-HIGH QUALITY SOFT ANTI-BACTERIAL MEDICAL GRADE COMPOSITION AVAILABLE IN TWO WASHABLE FABRICS: STRONG AND MEDIUM PRESSURE BASED ON PATIENT NEEDS
27860 | 4618152711700 | PRESSURE GARMENT CUSTOM MADE FOR SCAR MANAGEMENT PANTS WITH TWO SIDES OPEN TOE STOCKINGS WOMEN ULTRAVIOLET PROTECTION (NOT LESS THAN 98%) BREATHABLE HYPOALLERGENIC AND LATEX-FREE COMPOSITION-HIGH QUALITY SOFT ANTI-BACTERIAL MEDICAL GRADE COMPOSITION AVAILABLE IN TWO WASHABLE FABRICS: STRONG AND MEDIUM PRESSURE BASED ON PATIENT NEEDS
27861 | 4618153000000 | INDIVIDUAL FINGER AS A PRESSURE GARMENT ON THE FINGER ONLY
27862 | 4618153500300 | "STOCKINGS NYLON WITH TOPBAND ARE INTENDED FOR THE OUTER COSMETIC FINISH OF MODULAR KNEE DISARTICULATION PROSTHESIS AND TRANSFEMORAL PROSTHESIS LENGTH 59 CM FOOT LENGTH 18-20 CM BEIGE"
27863 | 4618153500400 | "STOCKINGS NYLON WITH TOPBAND ARE INTENDED FOR THE OUTER COSMETIC FINISH OF MODULAR KNEE DISARTICULATION PROSTHESIS AND TRANSFEMORAL PROSTHESIS LENGTH 59 CM FOOT LENGTH 18-20 CM LIGHT BROWN"
27864 | 4618153500500 | "STOCKINGS NYLON WITH TOPBAND ARE INTENDED FOR THE OUTER COSMETIC FINISH OF MODULAR KNEE DISARTICULATION PROSTHESIS AND TRANSFEMORAL PROSTHESIS LENGTH 61-62 CM FOOT LENGTH 19-20 CM BEIGE"
27865 | 4618153500600 | "STOCKINGS NYLON WITH TOPBAND ARE INTENDED FOR THE OUTER COSMETIC FINISH OF MODULAR KNEE DISARTICULATION PROSTHESIS AND TRANSFEMORAL PROSTHESIS LENGTH 61-62 CM FOOT LENGTH 19-20 CM LIGHT BROWN"
27866 | 4618153500700 | "STOCKINGS NYLON WITH TOPBAND ARE INTENDED FOR THE OUTER COSMETIC FINISH OF MODULAR KNEE DISARTICULATION PROSTHESIS AND TRANSFEMORAL PROSTHESIS LENGTH 66 CM FOOT LENGTH 20-21 CM BEIGE"
27867 | 4618153500800 | "STOCKINGS NYLON WITH TOPBAND ARE INTENDED FOR THE OUTER COSMETIC FINISH OF MODULAR KNEE DISARTICULATION PROSTHESIS AND TRANSFEMORAL PROSTHESIS LENGTH 66 CM FOOT LENGTH 20-21 CM LIGHT BROWN"
27868 | 4618153500900 | "STOCKINGS NYLON WITH TOPBAND ARE INTENDED FOR THE OUTER COSMETIC FINISH OF MODULAR KNEE DISARTICULATION PROSTHESIS AND TRANSFEMORAL PROSTHESIS LENGTH 72 CM FOOT LENGTH 20-21 CM BEIGE"
27869 | 4618153501000 | "STOCKINGS NYLON WITH TOPBAND ARE INTENDED FOR THE OUTER COSMETIC FINISH OF MODULAR KNEE DISARTICULATION PROSTHESIS AND TRANSFEMORAL PROSTHESIS LENGTH 72 CM FOOT LENGTH 20-21 CM LIGHT BROWN"
27870 | 4618153501100 | "STOCKINGS NYLON WITH TOPBAND ARE INTENDED FOR THE OUTER COSMETIC FINISH OF MODULAR KNEE DISARTICULATION PROSTHESIS AND TRANSFEMORAL PROSTHESIS LENGTH 83-84 CM FOOT LENGTH 20-21 CM BEIGE"
27871 | 4618153501200 | "STOCKINGS NYLON WITH TOPBAND ARE INTENDED FOR THE OUTER COSMETIC FINISH OF MODULAR KNEE DISARTICULATION PROSTHESIS AND TRANSFEMORAL PROSTHESIS LENGTH 83-84 CM FOOT LENGTH 20-21 CM LIGHT BROWN"
27872 | 4618153501300 | "STOCKINGS NYLON WITH TOPBAND ARE INTENDED FOR THE OUTER COSMETIC FINISH OF MODULAR KNEE DISARTICULATION PROSTHESIS AND TRANSFEMORAL PROSTHESIS LENGTH 100-105 CM FOOT LENGTH 18-19 CM SIZE HIP DISARTICULATION LIGHT BROWN"
27873 | 4618153501400 | INTERIM AND LIGHT OR EQUIVALENT PRESSURE GARMENT ADULT STOCKING CLOSED TOES SCAR MANAGEMENT 80% -90% POLYAMIDE 10% -20% ELASTANE LIGHT FABRIC THICKNESS 0.48MM-0.52MM PRESSURE LEVEL 10-18 MMHG THERAPEUTIC ITEM L LATEX FREE ANTIBACTERIAL BREATHABLE HIGH UV PROTECTION COTTON FREE AND NON-ALLERGENIC RUBBER FREE AND MACHINE WASHABLE. SIZES: 3: 15.2-16.8 IN (38-42 CM) (CIRCUMFERENCE OF WIDEST POINT OF CALF)
27874 | 4618153501500 | INTERIM AND LIGHT OR EQUIVALENT PRESSURE GARMENT ADULT STOCKING CLOSED TOES SCAR MANAGEMENT 80% -90% POLYAMIDE 10% -20% ELASTANE LIGHT FABRIC THICKNESS 0.48MM-0.52MM PRESSURE LEVEL 10-18 MMHG THERAPEUTIC ITEM L LATEX FREE ANTIBACTERIAL BREATHABLE HIGH UV PROTECTION COTTON FREE AND NON-ALLERGENIC RUBBER FREE AND MACHINE WASHABLE. SIZES: 2: 13.2-14.8 IN (33-37 CM) (CIRCUMFERENCE OF WIDEST POINT OF CALF)
27875 | 4618153501600 | INTERIM AND LIGHT OR EQUIVALENT PRESSURE GARMENT ADULT STOCKING CLOSED TOES SCAR MANAGEMENT 80% -90% POLYAMIDE 10% -20% ELASTANE LIGHT FABRIC THICKNESS 0.48MM-0.52MM PRESSURE LEVEL 10-18 MMHG THERAPEUTIC ITEM L LATEX FREE ANTIBACTERIAL BREATHABLE HIGH UV PROTECTION COTTON FREE AND NON-ALLERGENIC RUBBER FREE AND MACHINE WASHABLE. SIZES: 1: 11.2-12.8 IN (28-32 CM) (CIRCUMFERENCE OF WIDEST POINT OF CALF)
27876 | 4618153501700 | INTERIM AND LIGHT OR EQUIVALENT PRESSURE GARMENT ADULT STOCKING CLOSED TOES SCAR MANAGEMENT 80% -90% POLYAMIDE 10% -20% ELASTANE LIGHT FABRIC THICKNESS 0.48MM-0.52MM PRESSURE LEVEL 10-18 MMHG THERAPEUTIC ITEM L LATEX FREE ANTIBACTERIAL BREATHABLE HIGH UV PROTECTION COTTON FREE AND NON-ALLERGENIC RUBBER FREE AND MACHINE WASHABLE. SIZES: 4: 17.2-18.4 IN (43-46 CM) (CIRCUMFERENCE OF WIDEST POINT OF CALF)
27877 | 4618153501800 | INTERIM AND LIGHT OR EQUIVALENT PRESSURE GARMENT ADULT STOCKING OPEN TOES SCAR MANAGEMENT 80% -90% POLYAMIDE 10% -20% ELASTANE LIGHT FABRIC THICKNESS 0.48MM-0.52MM PRESSURE LEVEL 10-18 MMHG THERAPEUTIC ITEM L LATEX FREE ANTIBACTERIAL BREATHABLE HIGH UV PROTECTION COTTON FREE AND NON-ALLERGENIC RUBBER FREE AND MACHINE WASHABLE. SIZES: 3: 15.2-16.8 IN (38-42 CM) (CIRCUMFERENCE OF WIDEST POINT OF CALF)
27878 | 4618153501900 | INTERIM AND LIGHT OR EQUIVALENT PRESSURE GARMENT ADULT STOCKING OPEN TOES SCAR MANAGEMENT 80% -90% POLYAMIDE 10% -20% ELASTANE LIGHT FABRIC THICKNESS 0.48MM-0.52MM PRESSURE LEVEL 10-18 MMHG THERAPEUTIC ITEM L LATEX FREE ANTIBACTERIAL BREATHABLE HIGH UV PROTECTION COTTON FREE AND NON-ALLERGENIC RUBBER FREE AND MACHINE WASHABLE. SIZES: 2: 13.2-14.8 IN (33-37 CM) (CIRCUMFERENCE OF WIDEST POINT OF CALF)
27879 | 4618153502000 | INTERIM AND LIGHT OR EQUIVALENT PRESSURE GARMENT ADULT STOCKING OPEN TOES SCAR MANAGEMENT 80% -90% POLYAMIDE 10% -20% ELASTANE LIGHT FABRIC THICKNESS 0.48MM-0.52MM PRESSURE LEVEL 10-18 MMHG THERAPEUTIC ITEM L LATEX FREE ANTIBACTERIAL BREATHABLE HIGH UV PROTECTION COTTON FREE AND NON-ALLERGENIC RUBBER FREE AND MACHINE WASHABLE. SIZES: 1: 11.2-12.8 IN (28-32 CM) (CIRCUMFERENCE OF WIDEST POINT OF CALF)
27880 | 4618153502100 | INTERIM AND LIGHT OR EQUIVALENT PRESSURE GARMENT ADULT STOCKING OPEN TOES SCAR MANAGEMENT 80% -90% POLYAMIDE 10% -20% ELASTANE LIGHT FABRIC THICKNESS 0.48MM-0.52MM PRESSURE LEVEL 10-18 MMHG THERAPEUTIC ITEM L LATEX FREE ANTIBACTERIAL BREATHABLE HIGH UV PROTECTION COTTON FREE AND NON-ALLERGENIC RUBBER FREE AND MACHINE WASHABLE. SIZES: 4: 17.2-18.4 IN (43-46 CM) (CIRCUMFERENCE OF WIDEST POINT OF CALF)
27881 | 4618153502200 | INTERIM AND LIGHT OR EQUIVALENT PRESSURE GARMENT CHILDREN STOCKING CLOSED TOES SCAR MANAGEMENT 80% -90% POLYAMIDE 10% -20% ELASTANE LIGHT FABRIC THICKNESS 0.48MM-0.52MM PRESSURE LEVEL 10-18 MMHG THERAPEUTIC ITEM L LATEX FREE ANTIBACTERIAL BREATHABLE HIGH UV PROTECTION COTTON FREE AND NON-ALLERGENIC RUBBER FREE AND MACHINE WASHABLE. SIZES: 3: 9.6-10.8 IN (24-27 CM) (CIRCUMFERENCE OF WIDEST POINT OF CALF)
27882 | 4618153502300 | INTERIM AND LIGHT OR EQUIVALENT PRESSURE GARMENT CHILDREN STOCKING CLOSED TOES SCAR MANAGEMENT 80% -90% POLYAMIDE 10% -20% ELASTANE LIGHT FABRIC THICKNESS 0.48MM-0.52MM PRESSURE LEVEL 10-18 MMHG THERAPEUTIC ITEM L LATEX FREE ANTIBACTERIAL BREATHABLE HIGH UV PROTECTION COTTON FREE AND NON-ALLERGENIC RUBBER FREE AND MACHINE WASHABLE. SIZES: 2: 8-9.2 IN (20-23 CM) (CIRCUMFERENCE OF WIDEST POINT OF CALF)
27883 | 4618153502400 | INTERIM AND LIGHT OR EQUIVALENT PRESSURE GARMENT CHILDREN STOCKING CLOSED TOES SCAR MANAGEMENT 80% -90% POLYAMIDE 10% -20% ELASTANE LIGHT FABRIC THICKNESS 0.48MM-0.52MM PRESSURE LEVEL 10-18 MMHG THERAPEUTIC ITEM L LATEX FREE ANTIBACTERIAL BREATHABLE HIGH UV PROTECTION COTTON FREE AND NON-ALLERGENIC RUBBER FREE AND MACHINE WASHABLE. SIZES: 1: 6.4-7.6 IN (16-19 CM) (CIRCUMFERENCE OF WIDEST POINT OF CALF)
27884 | 4618153502500 | INTERIM AND LIGHT OR EQUIVALENT PRESSURE GARMENT CHILDREN STOCKING OPEN TOES SCAR MANAGEMENT 80% -90% POLYAMIDE 10% -20% ELASTANE LIGHT FABRIC THICKNESS 0.48MM-0.52MM PRESSURE LEVEL 10-18 MMHG THERAPEUTIC ITEM L LATEX FREE ANTIBACTERIAL BREATHABLE HIGH UV PROTECTION COTTON FREE AND NON-ALLERGENIC RUBBER FREE AND MACHINE WASHABLE. SIZES: 3: 9.6-10.8 IN (24-27 CM) (CIRCUMFERENCE OF WIDEST POINT OF CALF)
27885 | 4618153502600 | INTERIM AND LIGHT OR EQUIVALENT PRESSURE GARMENT CHILDREN STOCKING OPEN TOES SCAR MANAGEMENT 80% -90% POLYAMIDE 10% -20% ELASTANE LIGHT FABRIC THICKNESS 0.48MM-0.52MM PRESSURE LEVEL 10-18 MMHG THERAPEUTIC ITEM L LATEX FREE ANTIBACTERIAL BREATHABLE HIGH UV PROTECTION COTTON FREE AND NON-ALLERGENIC RUBBER FREE AND MACHINE WASHABLE. SIZES: 2: 8-9.2 IN (20-23 CM) (CIRCUMFERENCE OF WIDEST POINT OF CALF)
27886 | 4618153502700 | INTERIM AND LIGHT OR EQUIVALENT PRESSURE GARMENT CHILDREN STOCKING OPEN TOES SCAR MANAGEMENT 80% -90% POLYAMIDE 10% -20% ELASTANE LIGHT FABRIC THICKNESS 0.48MM-0.52MM PRESSURE LEVEL 10-18 MMHG THERAPEUTIC ITEM L LATEX FREE ANTIBACTERIAL BREATHABLE HIGH UV PROTECTION COTTON FREE AND NON-ALLERGENIC RUBBER FREE AND MACHINE WASHABLE. SIZES: 1: 6.4-7.6 IN (16-19 CM) (CIRCUMFERENCE OF WIDEST POINT OF CALF)
27887 | 4618153502800 | KNEE ANKLE READY-MADE PRESSURE GARMENT TO BE USED DURING IMMEDIATE STAGE OF WOUND HEALING AND FOR SCAR MANAGEMENT EASY FITTING SOFT AND SMOOTH DESIGN FOR A SHORT USE UNTIL WOUND IS COMPLETELY HEALED HI-TECH YARN WITH PERMANENT ODOR NEUTRALITY. ALLOWS THE SKIN TO BREATH AND STAY COOL. PATENTED KNIT ENSURES RAPID MOISTURE TRANSPORTATION AND TEMPERATURE HYPO-ALLERGENIC AND LATEX-FREE ANTIBACTERIAL FABRIC COMPOSITION 20% -30% ELASTANE 70 AND -80% POLYAMIDE SIZE: 5.5X7IN/ 14-18 CM
27888 | 4618153502900 | KNEE ANKLE READY-MADE PRESSURE GARMENT TO BE USED DURING IMMEDIATE STAGE OF WOUND HEALING AND FOR SCAR MANAGEMENT EASY FITTING SOFT AND SMOOTH DESIGN FOR A SHORT USE UNTIL WOUND IS COMPLETELY HEALED HI-TECH YARN WITH PERMANENT ODOR NEUTRALITY. ALLOWS THE SKIN TO BREATH AND STAY COOL. PATENTED KNIT ENSURES RAPID MOISTURE TRANSPORTATION AND TEMPERATURE HYPO-ALLERGENIC AND LATEX-FREE ANTIBACTERIAL FABRIC COMPOSITION 20% -30% ELASTANE 70 AND -80% POLYAMIDE SIZE: 5X6IN/ 13-16.5 CM
27889 | 4618153503000 | KNEE ANKLE READY-MADE PRESSURE GARMENT TO BE USED DURING IMMEDIATE STAGE OF WOUND HEALING AND FOR SCAR MANAGEMENT EASY FITTING SOFT AND SMOOTH DESIGN FOR A SHORT USE UNTIL WOUND IS COMPLETELY HEALED HI-TECH YARN WITH PERMANENT ODOR NEUTRALITY. ALLOWS THE SKIN TO BREATH AND STAY COOL. PATENTED KNIT ENSURES RAPID MOISTURE TRANSPORTATION AND TEMPERATURE HYPO-ALLERGENIC AND LATEX-FREE ANTIBACTERIAL FABRIC COMPOSITION 20% -30% ELASTANE 70 AND -80% POLYAMIDE SIZE: 6.5X8IN/ 16.5-20 CM
27890 | 4618153503100 | KNEE ANKLE READY-MADE PRESSURE GARMENT TO BE USED DURING IMMEDIATE STAGE OF WOUND HEALING AND FOR SCAR MANAGEMENT EASY FITTING SOFT AND SMOOTH DESIGN FOR A SHORT USE UNTIL WOUND IS COMPLETELY HEALED HI-TECH YARN WITH PERMANENT ODOR NEUTRALITY. ALLOWS THE SKIN TO BREATH AND STAY COOL. PATENTED KNIT ENSURES RAPID MOISTURE TRANSPORTATION AND TEMPERATURE HYPO-ALLERGENIC AND LATEX-FREE ANTIBACTERIAL FABRIC COMPOSITION 20% -30% ELASTANE 70 AND -80% POLYAMIDE SIZE: 7X9IN/19-23 CM
27891 | 4618153503200 | KNEE ANKLE READY-MADE PRESSURE GARMENT TO BE USED DURING IMMEDIATE STAGE OF WOUND HEALING AND FOR SCAR MANAGEMENT EASY FITTING SOFT AND SMOOTH DESIGN FOR A SHORT USE UNTIL WOUND IS COMPLETELY HEALED HI-TECH YARN WITH PERMANENT ODOR NEUTRALITY. ALLOWS THE SKIN TO BREATH AND STAY COOL. PATENTED KNIT ENSURES RAPID MOISTURE TRANSPORTATION AND TEMPERATURE HYPO-ALLERGENIC AND LATEX-FREE ANTIBACTERIAL FABRIC COMPOSITION 20% -30% ELASTANE 70 AND -80% POLYAMIDE SIZE: 8X10IN/ 20-25.5 CM
27892 | 4618153503300 | PRESSURE GARMENT CUSTOM MADE FOR SCAR MANAGEMENT ANKLE COMPOSITION-HIGH QUALITY SOFT MULTI-DIRECTIONAL STRETCH ANATOMICAL FIT ANTI-BACTERIAL BREATHABLE ODOR NEUTRALITY HYPOALLERGENIC AND LATEX-FREE MEDICAL GRADE COMPOSITION PRESSURE BASED ON PATIENT NEEDS
27893 | 4618153900100 | WHEELCHAIR ACCESSORIES GLOVES HATCH PALM GUARD ANTI-VIBRATION BIOSOFT OR EQUIVALENT ELASTOMER ABSORBS SHOCK VIBRATION AND PRESSURE COOL AND COMFORTABLE WITH OPEN-WEAVE KNIT ON BACK SLIPS ON EASILY WITH ADJUSTABLE VELCRO CLOSURE THESE GLOVES ARE EASY TO SLIP SIZE: SMALL. SOLD IN PAIR
27894 | 4618153900200 | WHEELCHAIR ACCESSORIES GLOVES HATCH PALM GUARD ANTI-VIBRATION BIOSOFT OR EQUIVALENT ELASTOMER ABSORBS SHOCK VIBRATION AND PRESSURE COOL AND COMFORTABLE WITH OPEN-WEAVE KNIT ON BACK SLIPS ON EASILY WITH ADJUSTABLE VELCRO CLOSURE THESE GLOVES ARE EASY TO SLIP SIZE: MEDIUM. SOLD IN PAIR
27895 | 4618153900300 | WHEELCHAIR ACCESSORIES GLOVES HATCH PALM GUARD ANTI-VIBRATION BIOSOFT OR EQUIVALENT ELASTOMER ABSORBS SHOCK VIBRATION AND PRESSURE COOL AND COMFORTABLE WITH OPEN-WEAVE KNIT ON BACK SLIPS ON EASILY WITH ADJUSTABLE VELCRO CLOSURE THESE GLOVES ARE EASY TO SLIP SIZE: LARGE. SOLD IN PAIR
27896 | 4618153900400 | WHEELCHAIR ACCESSORIES GLOVES HATCH PALM GUARD ANTI-VIBRATION BIOSOFT OR EQUIVALENT ELASTOMER ABSORBS SHOCK VIBRATION AND PRESSURE COOL AND COMFORTABLE WITH OPEN-WEAVE KNIT ON BACK SLIPS ON EASILY WITH ADJUSTABLE VELCRO CLOSURE THESE GLOVES ARE EASY TO SLIP SIZE: X-LARGE. SOLD IN PAIR
27897 | 4618154200000 | SPLINT PALM SHIELD PREVENT CONTRACTURE SOFT FOAM SPLINT FINGER SEPARATORS WITH STRAP SECURES OVER THE BACK OF THE HAND TO PREVENT SLIDING OFF EXTRA-LARGE THUMB PAD PROVIDES AMPLE THUMB RESTING ROOM CAN BE EASILY CUSTOMIZED FOR A PERFECT AND COMFORTABLE FIT UNIVERSAL SIZE LEFT
27898 | 4618154200100 | SPLINT PALM SHIELD PREVENT CONTRACTURE SOFT FOAM SPLINT FINGER SEPARATORS WITH STRAP SECURES OVER THE BACK OF THE HAND TO PREVENT SLIDING OFF EXTRA-LARGE THUMB PAD PROVIDES AMPLE THUMB RESTING ROOM CAN BE EASILY CUSTOMIZED FOR A PERFECT AND COMFORTABLE FIT UNIVERSAL SIZE RIGHT
27899 | 4618154210100 | MITTEN MADE OF FOAM CUBES CONTAINS POLYURETHANE 5 MM X 5 MM (SMALL BLOCKS) SIZE 1
27900 | 4618154210200 | MITTEN MADE OF FOAM CUBES CONTAINS POLYURETHANE 5 MM X 5 MM (SMALL BLOCKS) SIZE 2
27901 | 4618154210300 | MITTEN MADE OF FOAM CUBES CONTAINS POLYURETHANE 5 MM X 5 MM (SMALL BLOCKS) SIZE 3
27902 | 4618154210400 | MITTEN MADE OF FOAM CUBES CONTAINS POLYURETHANE 5 MM X 5 MM (SMALL BLOCKS) SIZE 4
27903 | 4618154210500 | MITTEN MADE OF FOAM CUBES CONTAINS POLYURETHANE 5 MM X 5 MM (SMALL BLOCKS) SIZE 5
27904 | 4618154210600 | MITTEN MADE OF FOAM CUBES CONTAINS POLYURETHANE 5 MM X 5 MM (SMALL BLOCKS) SIZE 6
27905 | 4618154210700 | PRESSURE GARMENT CUSTOM MADE FOR SCAR MANAGEMENT MITTEN COMPOSITION-HIGH QUALITY SOFT MULTI-DIRECTIONAL STRETCH ANATOMICAL FIT ANTI-BACTERIAL BREATHABLE ODOR NEUTRALITY HYPOALLERGENIC AND LATEX-FREE MEDICAL GRADE COMPOSITION PRESSURE BASED ON PATIENT NEEDS
27906 | 4618160700000 | CLOGS ANTISTATIC POLYURETHANE RESISTANT TO HYDROLYSIS ANTI-SHOCK ANTI-SLIPPING SIZE 36 ; ONE (1) EACH = ONE (1) PAIR
27907 | 4618160700300 | CLOGS ANTISTATIC POLYURETHANE RESISTANT TO HYDROLYSIS ANTI-SHOCK ANTI-SLIPPING SIZE 42 ; ONE (1) EACH = ONE (1) PAIR
27908 | 4618160700400 | CLOGS ANTISTATIC POLYURETHANE RESISTANT TO HYDROLYSIS ANTI-SHOCK ANTI-SLIPPING SIZE 44 ; ONE (1) EACH = ONE (1) PAIR
27909 | 4618160700600 | CLOGS ANTISTATIC POLYURETHANE RESISTANT TO HYDROLYSIS ANTI-SHOCK ANTI-SLIPPING SIZE 37 ; ONE (1) EACH = ONE (1) PAIR
27910 | 4618160700700 | CLOGS ANTISTATIC POLYURETHANE RESISTANT TO HYDROLYSIS ANTI-SHOCK ANTI-SLIPPING SIZE 41 ; ONE (1) EACH = ONE (1) PAIR
27911 | 4618160700800 | CLOGS ANTISTATIC POLYURETHANE RESISTANT TO HYDROLYSIS ANTI-SHOCK ANTI-SLIPPING SIZE 45 ; ONE (1) EACH = ONE (1) PAIR
27912 | 4618160700900 | CLOGS ANTISTATIC POLYURETHANE RESISTANT TO HYDROLYSIS ANTI-SHOCK ANTI-SLIPPING SIZE 39 ; ONE (1) EACH = ONE (1) PAIR
27913 | 4618160701000 | CLOGS ANTISTATIC POLYURETHANE RESISTANT TO HYDROLYSIS ANTI-SHOCK ANTI-SLIPPING SIZE 43 ; ONE (1) EACH = ONE (1) PAIR
27914 | 4618160702300 | CLOGS ANTISTATIC POLYURETHANE RESISTANT TO HYDROLYSIS ANTI-SHOCK ANTI-SLIPPING SIZE 38 ONE (1) EACH = ONE (1) PAIR
27915 | 4618160702400 | CLOGS ANTISTATIC POLYURETHANE RESISTANT TO HYDROLYSIS ANTI-SHOCK ANTI-SLIPPING SIZE 40 ONE (1) EACH = ONE (1) PAIR
27916 | 4618160702500 | SHOES ANTI-SLIPPERY WATERPROOF PUNCTURE RESISTANT ANTISTATIC COVERING THE FEET AND TOES WITH REINFORCEMENT HEEL LATERAL VENTILATION PORTS COMFORTABLE ERGONOMIC DESIGN TO RELIEVE TENSION IN FEET AND LOWER BACK LIGHT WEIGHT (NOT MORE THAN 80G PER PIECE) EASY TO CLEAN AND DISINFECT SIZE 35/36 BLUE
27917 | 4618160702600 | SHOES ANTI-SLIPPERY WATERPROOF PUNCTURE RESISTANT ANTISTATIC COVERING THE FEET AND TOES WITH REINFORCEMENT HEEL LATERAL VENTILATION PORTS COMFORTABLE ERGONOMIC DESIGN TO RELIEVE TENSION IN FEET AND LOWER BACK LIGHT WEIGHT (NOT MORE THAN 80G PER PIECE) EASY TO CLEAN AND DISINFECT SIZE 37/38 BLUE
27918 | 4618160702700 | SHOES ANTI-SLIPPERY WATERPROOF PUNCTURE RESISTANT ANTISTATIC COVERING THE FEET AND TOES WITH REINFORCEMENT HEEL LATERAL VENTILATION PORTS COMFORTABLE ERGONOMIC DESIGN TO RELIEVE TENSION IN FEET AND LOWER BACK LIGHT WEIGHT (NOT MORE THAN 80G PER PIECE) EASY TO CLEAN AND DISINFECT SIZE 39/40 BLUE
27919 | 4618160702800 | SHOES ANTI-SLIPPERY WATERPROOF PUNCTURE RESISTANT ANTISTATIC COVERING THE FEET AND TOES WITH REINFORCEMENT HEEL LATERAL VENTILATION PORTS COMFORTABLE ERGONOMIC DESIGN TO RELIEVE TENSION IN FEET AND LOWER BACK LIGHT WEIGHT (NOT MORE THAN 80G PER PIECE) EASY TO CLEAN AND DISINFECT SIZE 41/42 BLUE
27920 | 4618160702900 | SHOES ANTI-SLIPPERY WATERPROOF PUNCTURE RESISTANT ANTISTATIC COVERING THE FEET AND TOES WITH REINFORCEMENT HEEL LATERAL VENTILATION PORTS COMFORTABLE ERGONOMIC DESIGN TO RELIEVE TENSION IN FEET AND LOWER BACK LIGHT WEIGHT (NOT MORE THAN 80G PER PIECE) EASY TO CLEAN AND DISINFECT SIZE 45/46 BLUE
27921 | 4618160900000 | ARCH SUPPORT FULL-LENGTH SIZE LARGE 39 - 41
27922 | 4618160900100 | "RIGID INSOLES FULL LENGTH FLEXIBLE AT THE TOE SIDE PAIR SIZE (39-41)"
27923 | 4618160900200 | "RIGID INSOLES FULL LENGTH FLEXIBLE AT THE TOE SIDE PAIR SIZE (37-39)"
27924 | 4618160900300 | "RIGID INSOLES FULL LENGTH FLEXIBLE AT THE TOE SIDE PAIR SIZE (35-37)"
27925 | 4618160900400 | "RIGID INSOLES FULL LENGTH FLEXIBLE AT THE TOE SIDE PAIR SIZE (44-46)"
27926 | 4618160900500 | "RIGID INSOLES FULL LENGTH FLEXIBLE AT THE TOE SIDE PAIR SIZE (41-44)"
27927 | 4618160900600 | "SEMI RIGID INSOLES FULL LENGTH FLEXIBLE AT THE TOE SIDE PAIR SIZE (37-39)"
27928 | 4618160900700 | "SEMI RIGID INSOLES FULL LENGTH FLEXIBLE AT THE TOE SIDE PAIR SIZE (35-37)"
27929 | 4618160900800 | "SEMI RIGID INSOLES FULL LENGTH FLEXIBLE AT THE TOE SIDE PAIR SIZE (41-44)"
27930 | 4618160900900 | "SEMI RIGID INSOLES FULL LENGTH FLEXIBLE AT THE TOE SIDE PAIR SIZE (44-46)"
27931 | 4618160901000 | "SEMI RIGID INSOLES FULL LENGTH FLEXIBLE AT THE TOE SIDE PAIR SIZE (39-41)"
27932 | 4618160901100 | "RIGID INSOLES PEDIATRIC FULL LENGTH FLEXIBLE AT THE TOE SIDE PAIR SIZE 18"
27933 | 4618160901200 | "RIGID INSOLES PEDIATRIC FULL LENGTH FLEXIBLE AT THE TOE SIDE PAIR SIZE 19"
27934 | 4618160901300 | "RIGID INSOLES PEDIATRIC FULL LENGTH FLEXIBLE AT THE TOE SIDE PAIR SIZE 20"
27935 | 4618160901400 | "RIGID INSOLES PEDIATRIC FULL LENGTH FLEXIBLE AT THE TOE SIDE PAIR SIZE 21"
27936 | 4618160901500 | "RIGID INSOLES PEDIATRIC FULL LENGTH FLEXIBLE AT THE TOE SIDE PAIR SIZE 24"
27937 | 4618160901600 | "RIGID INSOLES PEDIATRIC FULL LENGTH FLEXIBLE AT THE TOE SIDE PAIR SIZE 25"
27938 | 4618160901700 | "RIGID INSOLES PEDIATRIC FULL LENGTH FLEXIBLE AT THE TOE SIDE PAIR SIZE 27"
27939 | 4618160901800 | "RIGID INSOLES PEDIATRIC FULL LENGTH FLEXIBLE AT THE TOE SIDE PAIR SIZE 31"
27940 | 4618160901900 | "RIGID INSOLES PEDIATRIC FULL LENGTH FLEXIBLE AT THE TOE SIDE PAIR SIZE 32"
27941 | 4618160902000 | "RIGID INSOLES PEDIATRIC FULL LENGTH FLEXIBLE AT THE TOE SIDE PAIR SIZE 35"
27942 | 4618160902100 | HEEL CUP CUSHION SOFT SIZE SMALL (PAIR)
27943 | 4618160902200 | HEEL CUP CUSHION SOFT SIZE MEDIUM (PAIR)
27944 | 4618160902300 | HEEL CUP CUSHION SOFT SIZE LARGE (PAIR)
27945 | 4618160902400 | HEEL CUP SILICONE MEDIUM RECOVERY WITH ANTI-MICROBIAL COVER SIZE LARGE (PAIR)
27946 | 4618160902500 | HEEL CUP SILICONE MEDIUM RECOVERY WITH ANTI-MICROBIAL COVER SIZE MEDIUM (PAIR)
27947 | 4618160902600 | HEEL CUP SILICONE MEDIUM RECOVERY WITH ANTI-MICROBIAL COVER SIZE SMALL (PAIR)
27948 | 4618160902700 | "SILICONE INSOLES FULL LENGTH DUAL DENSITY PROVIDES CUSHIONING TO HEEL AND METATARSAL HEADS PAIR SIZE 42"
27949 | 4618160902800 | "SILICONE INSOLES FULL LENGTH DUAL DENSITY PROVIDES CUSHIONING TO HEEL AND METATARSAL HEADS PAIR SIZE 40"
27950 | 4618160902900 | SEMI RIGID INSOLES FULL LENGTH MULTIFORM MEDIUM WIDTH SIZE 20
27951 | 4618160903000 | "SILICONE INSOLES FULL LENGTH DUAL DENSITY PROVIDES CUSHIONING TO HEEL AND METATARSAL HEADS PAIR SIZE 38"
27952 | 4618160903100 | "SILICONE INSOLES FULL LENGTH DUAL DENSITY PROVIDES CUSHIONING TO HEEL AND METATARSAL HEADS PAIR SIZE 44"
27953 | 4618160903200 | "SILICONE INSOLES FULL LENGTH DUAL DENSITY PROVIDES CUSHIONING TO HEEL AND METATARSAL HEADS PAIR SIZE 36"
27954 | 4618160903300 | "SILICONE INSOLES FULL LENGTH DUAL DENSITY PROVIDES CUSHIONING TO HEEL AND METATARSAL HEADS PAIR SIZE 46"
27955 | 4618160903400 | INSOLE SILICONE SHORT WITH INTERNAL LONGITUDINAL ARCH AND SUBCAPITAL SUPPORT IN THE CENTRAL AREA PERFECT FOR HEELS AND TIGHT SHOES THEY FIT TO YOUR BODY TEMPERATURE WASHABLE MAINTAINS AN EVEN DISTRIBUTION OF PRESSURE IN THE SOLE OF THE FOOT PERFORMS A CUSHIONING FUNCTION OF THE IMPACT OF THE FOOT AGAINST THE GROUND PLANTAR PAIN METATARSAL AREA PAIN PLANTAR OVERLOADING HEEL OVERLOAD PEOPLE WHO SPEND LONG STANDING
27956 | 4618160903900 | "3/4 INSOLE ADJUSTABLE ARCH HEIGHT SIZE 37-38"
27957 | 4618160904000 | "3/4 INSOLE ADJUSTABLE ARCH HEIGHT SIZE 39-40"
27958 | 4618160904100 | "3/4 INSOLE ADJUSTABLE ARCH HEIGHT SIZE 41-42"
27959 | 4618160904200 | "3/4 INSOLE ADJUSTABLE ARCH HEIGHT SIZE 43-44"
27960 | 4618160904300 | "3/4 INSOLE ADJUSTABLE ARCH HEIGHT SIZE 45-48"
27961 | 4618160904500 | "3/4 RIGID INSOLE PEDIATRIC SIZE 21-22"
27962 | 4618160904600 | "3/4 RIGID INSOLE PEDIATRIC SIZE 23-24"
27963 | 4618160904700 | "3/4 RIGID INSOLE PEDIATRIC SIZE 25"
27964 | 4618160904800 | "3/4 RIGID INSOLE PEDIATRIC SIZE 26"
27965 | 4618160904900 | "3/4 RIGID INSOLE PEDIATRIC SIZE 27-28"
27966 | 4618160905000 | "3/4 RIGID INSOLE PEDIATRIC SIZE 31-32"
27967 | 4618160905100 | "3/4 RIGID INSOLE PEDIATRIC SIZE 33-34"
27968 | 4618160905200 | "3/4 RIGID INSOLE PEDIATRIC SIZE 35"
27969 | 4618160905300 | "3/4 RIGID INSOLE PEDIATRIC SIZE 36"
27970 | 4618160907600 | "3/4 SILICONE INSOLE DUAL DENSITY SILICONE PROVIDES CUSHIONING TO HEEL AND METATARSAL HEADS PAIR SIZE: LARGE"
27971 | 4618160907700 | "3/4 SILICONE INSOLE DUAL DENSITY SILICONE PROVIDES CUSHIONING TO HEEL AND METATARSAL HEADS PAIR SIZE: MEDIUM"
27972 | 4618160907800 | "3/4 SILICONE INSOLE DUAL DENSITY SILICONE PROVIDES CUSHIONING TO HEEL AND METATARSAL HEADS PAIR SIZE: SMALL"
27973 | 4618160907900 | "3/4 SILICONE INSOLE DUAL DENSITY SILICONE PROVIDES CUSHIONING TO HEEL AND METATARSAL HEADS PAIR SIZE: EXTRA LARGE"
27974 | 4618160908100 | "RIGID INSOLES PEDIATRIC FULL LENGTH FLEXIBLE AT THE TOE SIDE PAIR SIZE 22"
27975 | 4618160908200 | HEEL CUP CUSHION SOFT SIZE EXTRA LARGE (PAIR)
27976 | 4618160908300 | EXTRA HEEL REINFORCEMENT
27977 | 4618170000000 | PRESSURE GARMENT CUSTOM MADE FOR SCAR MANAGEMENT ADULT HEAD BAND ULTRAVIOLET PROTECTION (NOT LESS THAN 98%) BREATHABLE HYPOALLERGENIC AND LATEX-FREE COMPOSITION-HIGH QUALITY SOFT ANTI-BACTERIAL MEDICAL GRADE COMPOSITION AVAILABLE IN TWO WASHABLE FABRICS: STRONG AND MEDIUM PRESSURE BASED ON PATIENT NEEDS
27978 | 4618170000100 | PRESSURE GARMENT CUSTOM MADE FOR SCAR MANAGEMENT CHILD HEAD BAND ULTRAVIOLET PROTECTION (NOT LESS THAN 98%) BREATHABLE HYPOALLERGENIC AND LATEX-FREE COMPOSITION-HIGH QUALITY SOFT ANTI-BACTERIAL MEDICAL GRADE COMPOSITION AVAILABLE IN TWO WASHABLE FABRICS: STRONG AND MEDIUM PRESSURE BASED ON PATIENT NEEDS
27979 | 4618170000200 | PRESSURE GARMENT CUSTOM MADE FOR SCAR MANAGEMENT HEAD BAND COMPOSITION-HIGH QUALITY SOFT MULTI-DIRECTIONAL STRETCH ANATOMICAL FIT ANTI-BACTERIAL BREATHABLE ODOR NEUTRALITY HYPOALLERGENIC AND LATEX-FREE MEDICAL GRADE COMPOSITION PRESSURE BASED ON PATIENT NEEDS
27980 | 4618170000300 | INTERIM AND LIGHT HELMET - INTERIM AND LIGHT PRESSURE GARMENT HELMET COVERING FULL FACE (EYE NOSE EAR AND MOUTH OPENINGS CAN BE DONE AFTER FITTING) UNRAVEL MATERIAL SCAR MANAGEMENT 80% -90% POLYAMIDE 10% -20% ELASTANE LIGHT FABRIC THICKNESS 0.64MM-0.68MM PRESSURE LEVEL 10-18 MMHG THERAPEUTIC ITEM L LATEX FREE ANTIBACTERIAL BREATHABLE HIGH UV PROTECTION COTTON FREE AND NON-ALLERGENIC RUBBER FREE AND MACHINE WASHABLE. SIZES: 5: 24 - 24.8 IN (60-62 CM) (CIRCUMFERENCE OF THE HEAD)
27981 | 4618170000400 | INTERIM AND LIGHT HELMET - INTERIM AND LIGHT PRESSURE GARMENT HELMET COVERING FULL FACE (EYE NOSE EAR AND MOUTH OPENINGS CAN BE DONE AFTER FITTING) UNRAVEL MATERIAL SCAR MANAGEMENT 80% -90% POLYAMIDE 10% -20% ELASTANE LIGHT FABRIC THICKNESS 0.64MM-0.68MM PRESSURE LEVEL 10-18 MMHG THERAPEUTIC ITEM L LATEX FREE ANTIBACTERIAL BREATHABLE HIGH UV PROTECTION COTTON FREE AND NON-ALLERGENIC RUBBER FREE AND MACHINE WASHABLE. SIZES: 1: 18.8 - 20 IN (47-50 CM) (CIRCUMFERENCE OF THE HEAD)
27982 | 4618170000500 | INTERIM AND LIGHT HELMET - INTERIM AND LIGHT PRESSURE GARMENT HELMET COVERING FULL FACE (EYE NOSE EAR AND MOUTH OPENINGS CAN BE DONE AFTER FITTING) UNRAVEL MATERIAL SCAR MANAGEMENT 80% -90% POLYAMIDE 10% -20% ELASTANE LIGHT FABRIC THICKNESS 0.64MM-0.68MM PRESSURE LEVEL 10-18 MMHG THERAPEUTIC ITEM L LATEX FREE ANTIBACTERIAL BREATHABLE HIGH UV PROTECTION COTTON FREE AND NON-ALLERGENIC RUBBER FREE AND MACHINE WASHABLE. SIZES: 2: 20.4 - 21.2 IN (51-53 CM) (CIRCUMFERENCE OF THE HEAD)
27983 | 4618170000600 | INTERIM AND LIGHT HELMET - INTERIM AND LIGHT PRESSURE GARMENT HELMET COVERING FULL FACE (EYE NOSE EAR AND MOUTH OPENINGS CAN BE DONE AFTER FITTING) UNRAVEL MATERIAL SCAR MANAGEMENT 80% -90% POLYAMIDE 10% -20% ELASTANE LIGHT FABRIC THICKNESS 0.64MM-0.68MM PRESSURE LEVEL 10-18 MMHG THERAPEUTIC ITEM L LATEX FREE ANTIBACTERIAL BREATHABLE HIGH UV PROTECTION COTTON FREE AND NON-ALLERGENIC RUBBER FREE AND MACHINE WASHABLE. SIZES: 4: 22.8 - 23.6 IN (57-59 CM) (CIRCUMFERENCE OF THE HEAD)
27984 | 4618170000700 | INTERIM AND LIGHT HELMET - INTERIM AND LIGHT PRESSURE GARMENT HELMET COVERING FULL FACE (EYE NOSE EAR AND MOUTH OPENINGS CAN BE DONE AFTER FITTING) UNRAVEL MATERIAL SCAR MANAGEMENT 80% -90% POLYAMIDE 10% -20% ELASTANE LIGHT FABRIC THICKNESS 0.64MM-0.68MM PRESSURE LEVEL 10-18 MMHG THERAPEUTIC ITEM L LATEX FREE ANTIBACTERIAL BREATHABLE HIGH UV PROTECTION COTTON FREE AND NON-ALLERGENIC RUBBER FREE AND MACHINE WASHABLE. SIZES: 3: 21.6 - 22.4 IN (54-56 CM) (CIRCUMFERENCE OF THE HEAD)
27985 | 4618170000800 | LIP COVER FOR FACE MASK
27986 | 4618170000900 | INTERIM AND LIGHT OR EQUIVALENT PRESSURE GARMENT CHIN STRAP EAR AREA OPEN SCAR MANAGEMENT 60% -69% POLYAMIDE 31% -40% ELASTANE STRONG FABRIC THICKNESS 0.64-0.68MM ADJUSTABLE PRESSURE LEVEL THERAPEUTIC ITEM LATEX FREE ANTIBACTERIAL BREATHABLE HIGH UV PROTECTION COTTON FREE AND NON-ALLERGENIC RUBBER FREE AND MACHINE WASHABLE. SIZES: XX-SMALL: 20 IN -21.6 IN (50-54 CM) (CIRCUMFERENCE FROM CROWN TO CHIN)
27987 | 4618170001000 | INTERIM AND LIGHT OR EQUIVALENT PRESSURE GARMENT CHIN STRAP EAR AREA OPEN SCAR MANAGEMENT 60% -69% POLYAMIDE 31% -40% ELASTANE STRONG FABRIC THICKNESS 0.64-0.68MM ADJUSTABLE PRESSURE LEVEL THERAPEUTIC ITEM LATEX FREE ANTIBACTERIAL BREATHABLE HIGH UV PROTECTION COTTON FREE AND NON-ALLERGENIC RUBBER FREE AND MACHINE WASHABLE. SIZES: X-SMALL: 22 IN -23.2 IN (55-58 CM) (CIRCUMFERENCE FROM CROWN TO CHIN)
27988 | 4618170001100 | INTERIM AND LIGHT OR EQUIVALENT PRESSURE GARMENT CHIN STRAP EAR AREA OPEN SCAR MANAGEMENT 60% -69% POLYAMIDE 31% -40% ELASTANE STRONG FABRIC THICKNESS 0.64-0.68MM ADJUSTABLE PRESSURE LEVEL THERAPEUTIC ITEM LATEX FREE ANTIBACTERIAL BREATHABLE HIGH UV PROTECTION COTTON FREE AND NON-ALLERGENIC RUBBER FREE AND MACHINE WASHABLE. SIZES: S: 23.6 IN -24.8 IN (59-62 CM) (CIRCUMFERENCE FROM CROWN TO CHIN)
27989 | 4618170001200 | INTERIM AND LIGHT OR EQUIVALENT PRESSURE GARMENT CHIN STRAP EAR AREA OPEN SCAR MANAGEMENT 60% -69% POLYAMIDE 31% -40% ELASTANE STRONG FABRIC THICKNESS 0.64-0.68MM ADJUSTABLE PRESSURE LEVEL THERAPEUTIC ITEM LATEX FREE ANTIBACTERIAL BREATHABLE HIGH UV PROTECTION COTTON FREE AND NON-ALLERGENIC RUBBER FREE AND MACHINE WASHABLE. SIZES: M: 25.2 IN -26.4 IN (63-66 CM) (CIRCUMFERENCE FROM CROWN TO CHIN)
27990 | 4618170001300 | INTERIM AND LIGHT OR EQUIVALENT PRESSURE GARMENT CHIN STRAP EAR AREA OPEN SCAR MANAGEMENT 60% -69% POLYAMIDE 31% -40% ELASTANE STRONG FABRIC THICKNESS 0.64-0.68MM ADJUSTABLE PRESSURE LEVEL THERAPEUTIC ITEM LATEX FREE ANTIBACTERIAL BREATHABLE HIGH UV PROTECTION COTTON FREE AND NON-ALLERGENIC RUBBER FREE AND MACHINE WASHABLE. SIZES: L: 26.8 IN -28 IN (67-70 CM) (CIRCUMFERENCE FROM CROWN TO CHIN)
27991 | 4618170200100 | MASK SURGICAL WRAP AROUND SPLASH GUARD VISOR FOG FREE WITH TIES DISPOSABLE
27992 | 4618170200400 | MASK EARLOOP BLUE PACKING: 50 PIECES / PACKET
27993 | 4618170200500 | MAT PREP NON - LINTING COMPRISED OF 3 LAYERS (PENETRABLE MESH/ABSORBENT GAUZE/NON - PERMEABLE PLASTIC BACKING) DISPOSABLE
27994 | 4618170200600 | "MATTRESS EGG CRATE (CONVOLUTED FOAM PAD) 34 X 72 X 2 INCH (WOUND AND OSTOMY CARE)"
27995 | 4618170200700 | MATTRESS NEONATAL TOTAL BODY COOLING COMPATIBLE WITH TECOTHERM NEO 44X65CM 5L COOLANT FLUID FOR NEONATAL NEW BOTTLE FREE OF CHARGE ON DEMAND DISPOSABLE
27996 | 4618170200800 | SHIELD FULL FACE PROTECTOR USE BY HEALTHCARE PROFESSIONALS WHO DEAL WITH PATIENT WITH INFECTIOUS DISEASE DISPOSABLE
27997 | 4618170201100 | SHOE STRAIGHT OPEN TOE WITH 2 THREADED HOLES MEDIUM SIZE: 000
27998 | 4618170201900 | SHOULDER CUSTOMIZED MPT (LATERAL POSITION) 1 REINFORCED TABLE COVER 150 X 190 WRAPPING 1 MAYO STAND COVER REINFORCED 79 X 145 CM 1 FLEXIBLE LIGHT HANDLE COVERS 1 BANDAGE 15 CM 4.5 M COHESIVE TAN LF 124 CHANNEL X 300 CM SUCTION CONNECTING TUBING 10 GAUZE LAP 20 X 30 CM 4 P XRD 10 GAUZE SWAB 10 X 10 CM 12 P XRD 1 INSTRUMENT CLEANER 5 X 5 CM 1 BOWL 500 ML 3 GALLIPOT 120 ML 1 JUG 500 ML 2 KIDNEY BOWL 800 ML 1 ORTHOPEDIC SUCTION SET 4 HAND TOWEL 18 X 25 CM 1 COVER CAMERA 18 X 244 CM WITH CARD TRANSP 2 OP - TAPE 9 X 49 CM 2 SUCTION AND DIATHERMY BAG 40 X 35 CM 2 SPLIT SHEET 150 X 193 CM 1STOCKINETTE 22 X 75 CM 1 SHOULDER SPLIT SHEET 240 X 170 CM 1 SHOULDER SPLIT SHEET 230 X 295 CM
27999 | 4618170400000 | "CUSTOM MADE HELMETS CRANIAL REMOULDING TO TREAT DEFORMATIONAL PLAGIOCEPHALY BRACHYCEPHALY SCAPHOCEPHALY CRANIOSYNOSTOSIS AND OTHER HEAD SHAPE DEFORMATIONS IN INFANTS 3-18 MONTHS OF AGE MATERIALS INCLUDE SEMI-RIGID/RIGID PLASTIC HYPO ALLERGENIC FOAM LINERS MULTIPLE DESIGNS BASED UPON PATIENT NEEDS AND CONDITIONS MEASUREMENTS TAKEN BY CERTIFIED ORTHOTIST USING LASER SCANNING TECHNOLOGY OR SIMILAR SCANNING TECHNOLOGIES THAT CAN GENERATE 3D REPORTS TO COMPARE HEAD SHAPE CHANGES OVER TIME CLINICAL SERVICES INCLUDE PATIENT ASSESSMENT AT CUSTOMER#S PREMISES MEASURING AND SCANNING FITTING AND ANY FOLLOW-UP ADJUSTMENTS NEEDED BY A CERTIFIED ORTHOTIST DELIVERY FITTING BY CERTIFIED ORTHOTIST IN MULTIPLE CLINICS AND DIFFERENT REGIONS (APPENDIX A)"
28000 | 4618180200200 | GLASSES SAFETY LENSES TREATED WITH ANTI FOG/ANTISTATIC AND ANTI-SCRATCH PROTECTION/COMFORTABLE/ADJUSTABLE HANDLES HIGH IMPACT PLASTIC
28001 | 4618180300000 | SHIELD EYE SHIELD CARTELLA NON-ALLERGENIC MADE OF CLEAR PERFORATED PLASTIC DISPOSABLE
28002 | 4618180300700 | EYE SHIELD UNIVERSAL ADULT SIZE 7.5 X 6.5 CM OR EQUIVALENT CLEAR PLASTIC WITH AIR HOLES DISPOSABLE STERILE
28003 | 4618180800000 | GOGGLES ULTRAVIOLET FOR COMPLETE EYE PROTECTION DURING ACTUAL UVA OR UVB TREATMENTS
28004 | 4618180800100 | FOAM GOGGLE CUSHION FOR VESTIBULAR AND OCULOMOTOR TESTING
28005 | 4618190200100 | MUFFS EARMUFFS NEONATAL NOISE ATTENUATORS PROVIDES A QUIET HOUR FOR PREMATURE BABIES IN THE NICU REDUCES SURROUNDING ENVIRONMENT NOISE LE VEL BY AT LEAST 7DB RESULTS IN REDUCTION OF SOUND PRESSURE LEVEL OF MORE THAN 50% DISPOSABLE
28006 | 4618190600000 | PROBE TUBES FOR REAL EAR MEASUREMENT (REM) ADULT COMPATIBLE WITH END USER EQUIPMENT
28007 | 4618190600100 | PROBE TUBES FOR REAL EAR MEASUREMENT (REM) PEDIATRIC COMPATIBLE WITH END USER EQUIPMENT
28008 | 4618200100200 | BUR DENTAL ROUND END CYLINDER GRIT: MEDIUM SHANK TYPE: FG DIAMOND DIA: 1.0MM ISO# 806-314-141-524-010
28009 | 4618200100400 | BUR DENTAL ROUND END TAPER/SHORT GRIT: MEDIUM SHANK TYPE: FG DIAMOND DIA: 2.3MM ISO# 806-313-197-524-014
28010 | 4618200100600 | BUR DENTAL CYLINDER/TORPEDO GRIT: MEDIUM SHANK TYPE: FG DIAMOND DIA: 1.4MM ISO# 806-314-289-524-014
28011 | 4618200100800 | BUR DENTAL ROUND END TAPER GRIT: COARSE SHANK TYPE: FG DIAMOND DIA: 1.8MM ISO# 806-314-199-534-018
28012 | 4618200100900 | NEW ORLEANS NEEDLE HOLDER STAINLESS STEEL LENGTH 18CM
28013 | 4618200500900 | "FACE MASK CHILD WITH EARLOOP 3 LAYERS (THE INNER LAYER IS FILTER) COLORFUL."
28014 | 4618200700500 | POWERED AIR - PURIFYING RESPIRATORY (PAPR) SUSPENSION HOOD WITH COLLAR COMPLETELY COVERS THE HEAD AND NECK AND ALSO COVER PORTIONS OF THE SHOULDERS AND TORSO AND MUST BE IN COMPLIANCE WITH OSHA RESPIRATORY PROTECTION STANDARD 29 CFR NOISH APPROVED
28015 | 4618220400000 | SPLINT WRIST BRACE WITH ALUMINUM PLATES WITH SOFT COMFORTABLE BREATHABLE FABRIC LEFT LARGE
28016 | 4618220400100 | SPLINT WRIST BRACE WITH ALUMINUM PLATES WITH SOFT COMFORTABLE BREATHABLE FABRIC LEFT MEDIUM
28017 | 4618220400200 | SPLINT WRIST BRACE WITH ALUMINUM PLATES WITH SOFT COMFORTABLE BREATHABLE FABRIC LEFT SMALL
28018 | 4618220400300 | SPLINT WRIST BRACE WITH ALUMINUM PLATES WITH SOFT COMFORTABLE BREATHABLE FABRIC LEFT EXTRA LARGE
28019 | 4618220400400 | SPLINT WRIST BRACE WITH ALUMINUM PLATES AND WITH SOFT COMFORTABLE BREATHABLE FABRIC RIGHT LARGE
28020 | 4618220400500 | SPLINT WRIST BRACE WITH ALUMINUM PLATES WITH SOFT COMFORTABLE BREATHABLE FABRIC RIGHT MEDIUM
28021 | 4618220400600 | SPLINT WRIST BRACE WITH ALUMINUM PLATES WITH SOFT COMFORTABLE BREATHABLE FABRIC RIGHT SMALL
28022 | 4618220400700 | SPLINT WRIST BRACE WITH ALUMINUM PLATES WITH SOFT COMFORTABLE BREATHABLE FABRIC RIGHT EXTRA LARGE
28023 | 4618220402000 | SPLINT WRIST BRACE NEOPRENE WITH ALUMINUM PLATES AND BREATHABLE LEFT SMALL
28024 | 4618220402100 | SPLINT WRIST BRACE NEOPRENE WITH ALUMINUM PLATES AND BREATHABLE RIGHT SMALL
28025 | 4618220402200 | SPLINT WRIST BRACE NEOPRENE WITH ALUMINUM PLATES AND BREATHABLE LEFT MEDIUM
28026 | 4618220402300 | SPLINT WRIST BRACE NEOPRENE WITH ALUMINUM PLATES AND BREATHABLE RIGHT MEDIUM
28027 | 4618220402400 | SPLINT WRIST BRACE NEOPRENE WITH ALUMINUM PLATES AND BREATHABLE LEFT LARGE
28028 | 4618220402500 | SPLINT WRIST BRACE NEOPRENE WITH ALUMINUM PLATES AND BREATHABLE RIGHT LARGE
28029 | 4618220402600 | SPLINT WRIST BRACE NEOPRENE WITH ALUMINUM PLATES AND BREATHABLE LEFT X-LARGE
28030 | 4618220402700 | SPLINT WRIST BRACE NEOPRENE WITH ALUMINUM PLATES AND BREATHABLE RIGHT X-LARGE
28031 | 4618220403200 | SPLINT WRIST BRACE LACE UP WITH ALUMINUM PLATES WITH SOFT COMFORTABLE BREATHABLE FABRIC FOR RHEUMATIC OR DEGENERATIVE CONDITIONS SIZE SMALL LEFT
28032 | 4618220403500 | SPLINT WRIST SUPPORT ELASTIC WITH SOFT COMFORTABLE BREATHABLE FABRIC UNIVERSAL (FIT RIGHT AND LEFT) SMALL
28033 | 4618220407800 | SPLINT WRIST BRACE LACE UP WITH ALUMINUM PLATES WITH SOFT COMFORTABLE BREATHABLE FABRIC FOR RHEUMATIC OR DEGENERATIVE CONDITIONS SIZE LARGE LEFT
28034 | 4618220407900 | SPLINT WRIST BRACE LACE UP WITH ALUMINUM PLATES WITH SOFT COMFORTABLE BREATHABLE FABRIC FOR RHEUMATIC OR DEGENERATIVE CONDITIONS SIZE LARGE RIGHT
28035 | 4618220408000 | SPLINT WRIST BRACE LACE UP WITH ALUMINUM PLATES WITH SOFT COMFORTABLE BREATHABLE FABRIC FOR RHEUMATIC OR DEGENERATIVE CONDITIONS SIZE MEDIUM LEFT
28036 | 4618220408100 | SPLINT WRIST BRACE LACE UP WITH ALUMINUM PLATES WITH SOFT COMFORTABLE BREATHABLE FABRIC FOR RHEUMATIC OR DEGENERATIVE CONDITIONS SIZE MEDIUM RIGHT
28037 | 4618220408200 | SPLINT WRIST BRACE LACE UP WITH ALUMINUM PLATES WITH SOFT COMFORTABLE BREATHABLE FABRIC FOR RHEUMATIC OR DEGENERATIVE CONDITIONS SIZE SMALL RIGHT
28038 | 4618220408300 | SPLINT WRIST BRACE PADDED WITH SOFT COMFORTABLE BREATHABLE FABRIC WITH CORRECTIVE STRAPS TO CONTROL ULNAR DEVIATION OF THE FINGER FOR RHEUMATOID WRIST-ULNAR DEVIATION LEFT SIZE SMALL
28039 | 4618220408400 | SPLINT WRIST BRACE PADDED WITH SOFT COMFORTABLE BREATHABLE FABRIC WITH CORRECTIVE STRAPS TO CONTROL ULNAR DEVIATION OF THE FINGER FOR RHEUMATOID WRIST-ULNAR DEVIATION RIGHT SIZE LARGE
28040 | 4618220408500 | SPLINT WRIST SUPPORT ELASTIC WITH SOFT COMFORTABLE BREATHABLE FABRIC UNIVERSAL (FIT RIGHT AND LEFT) LARGE
28041 | 4618220408600 | SPLINT WRIST SUPPORT ELASTIC WITH SOFT COMFORTABLE BREATHABLE FABRIC UNIVERSAL (FIT RIGHT AND LEFT) MEDIUM
28042 | 4618220408700 | WRIST AND THUMB SPLINT ZIP WRIST/THUMB PERFORATED LARGE UNIVERSAL (FIT RIGHT AND LEFT)
28043 | 4618220408800 | WRIST BRACE ARTHRITIC HAND INCLUDES TWO CORRECTIVE STRAPS IN ORDER TO CONTROL THE ULNAR DEVIATION OF FINGERS THE ADJUSTMENT IS MADE BY VELCRO OR EQUIVALENT PROVIDES THERAPEUTIC ANTALGIC WARMTH IMPROVES THE TROPHISM AND THE FINGERS FUNCTIONALITY CONTROLS THE ULNAR DEVIATIONS OF ARTHRITIC FINGERS STABILIZING THE METACARPOPHALANGEAL JOINTS AND RADIO-ULNAR UNIVERSAL SIZE LEFT
28044 | 4618220408900 | SPLINT WRIST WRAP WITH TENSION STRAP WITH SOFT COMFORTABLE BREATHABLE FABRIC ALLOWS LIMITED WRIST MOVEMENT FIT RIGHT AND LEFT SIZE LARGE
28045 | 4618220409000 | SPLINT WRIST WRAP WITH TENSION STRAP WITH SOFT COMFORTABLE BREATHABLE FABRIC ALLOWS LIMITED WRIST MOVEMENT FIT RIGHT AND LEFT SIZE MEDIUM
28046 | 4618220409100 | SPLINT WRIST WRAP WITH TENSION STRAP WITH SOFT COMFORTABLE BREATHABLE FABRIC ALLOWS LIMITED WRIST MOVEMENT FIT RIGHT AND LEFT SIZE X-LARGE
28047 | 4618220700000 | "ANKLE BRACE WITH FIGURE OF 8 STRAP MADE OF FABRIC ADJUSTMENT BY LACES SPRAIN OF LIGAMENTS CHRONIC LIGAMENT LAXITY SIZE: LARGE"
28048 | 4618220700100 | "ANKLE BRACE WITH FIGURE OF 8 STRAP MADE OF FABRIC ADJUSTMENT BY LACES SPRAIN OF LIGAMENTS CHRONIC LIGAMENT LAXITY SIZE: EXTRA LARGE"
28049 | 4618220700200 | "ANKLE BRACE WITH FIGURE OF 8 STRAP MADE OF FABRIC ADJUSTMENT BY LACES SPRAIN OF LIGAMENTS CHRONIC LIGAMENT LAXITY SIZE: MEDIUM"
28050 | 4618220700300 | ORTHOPEDIC SHOES HIGH ANKLE SUPPORT COLOR - BLACK LACE CLOSURE SIZE 34 ; SOFT PADDING AROUND THE COLLAR FOR A BETTER FIT ; A HIGH AND EXTRA LONG STIFFENER TO SUPPORT THE ANKLE ; FULL GRAIN LEATHER INSOLE ; EASILY REMOVABLE AND ADAPTABLE (HARD-WEARING) SOLE-UNIT 5. SUFFICIENT TOE-SPRING FOR EASY ROLL-OFF ; REMOVABLE PROFILED CORK INLAY ; HIGH TOE-BOX AND STRONG TOE-CAP FOR PROTECTION OF THE TOES ; EXTENDED FACINGS FOR MAXIMUM ACCESSIBILITY ; EXTRA PADDING AROUND THE ANKLE FOR MORE COMFORT ; SOFT TONGUE PADDING TO MOULD THE SHOE ROUND THE FOOT ; FIRM HEEL COUNTER ; APPROXIMATELY 125MM IN HEIGHT
28051 | 4618220700400 | "BOOT ORTHOPEDIC FEMALE FULL GRAIN COW/CALF LEATHER PLAIN FRONTED WITH SEAM FREE VAMPS PADDED COLLARS BOOT HEIGHT APPROXIMATELY 125 MM LACE CLOSUER SOFT PADDING AROUND THE COLLAR FOR A BETTER FIT ; A HIGH AND EXTRA LONG STIFFENER TO SUPPORT THE ANKLE ; FULL GRAIN LEATHER INSOLE; EASILY REMOVABLE AND ADAPTABLE (HARD-WEARING) SOLE. SUFFICIENT TOE-SPRING FOR EASY ROLL-OFF REMOVABLE PROFILED CORK INLAY ; HIGH TOE-BOX AND STRONG TOE-CAP FOR PROTECTION OF THE TOES ; EXTENDED FACINGS FOR MAXIMUM ACCESSIBILITY; SOFT TONGUE PADDING; FIRM HEEL COUNTER BLACK SIZE 35"
28052 | 4618220700500 | ORTHOPEDIC SHOES HIGH ANKLE SUPPORT COLOR - BLACK LACE CLOSURE SIZE 36 ; SOFT PADDING AROUND THE COLLAR FOR A BETTER FIT ; A HIGH AND EXTRA LONG STIFFENER TO SUPPORT THE ANKLE ; FULL GRAIN LEATHER INSOLE ; EASILY REMOVABLE AND ADAPTABLE (HARD-WEARING) SOLE-UNIT 5. SUFFICIENT TOE-SPRING FOR EASY ROLL-OFF ; REMOVABLE PROFILED CORK INLAY ; HIGH TOE-BOX AND STRONG TOE-CAP FOR PROTECTION OF THE TOES ; EXTENDED FACINGS FOR MAXIMUM ACCESSIBILITY ; EXTRA PADDING AROUND THE ANKLE FOR MORE COMFORT ; SOFT TONGUE PADDING TO MOULD THE SHOE ROUND THE FOOT ; FIRM HEEL COUNTER ; APPROXIMATELY 125MM IN HEIGHT
28053 | 4618220700600 | ORTHOPEDIC SHOES HIGH ANKLE SUPPORT COLOR - BLACK LACE CLOSURE SIZE 37 ; SOFT PADDING AROUND THE COLLAR FOR A BETTER FIT ; A HIGH AND EXTRA LONG STIFFENER TO SUPPORT THE ANKLE ; FULL GRAIN LEATHER INSOLE ; EASILY REMOVABLE AND ADAPTABLE (HARD-WEARING) SOLE-UNIT 5. SUFFICIENT TOE-SPRING FOR EASY ROLL-OFF ; REMOVABLE PROFILED CORK INLAY ; HIGH TOE-BOX AND STRONG TOE-CAP FOR PROTECTION OF THE TOES ; EXTENDED FACINGS FOR MAXIMUM ACCESSIBILITY ; EXTRA PADDING AROUND THE ANKLE FOR MORE COMFORT ; SOFT TONGUE PADDING TO MOULD THE SHOE ROUND THE FOOT ; FIRM HEEL COUNTER ; APPROXIMATELY 125MM IN HEIGHT
28054 | 4618220700700 | ORTHOPEDIC SHOES HIGH ANKLE SUPPORT COLOR - BLACK LACE CLOSURE SIZE 38 ; SOFT PADDING AROUND THE COLLAR FOR A BETTER FIT ; A HIGH AND EXTRA LONG STIFFENER TO SUPPORT THE ANKLE ; FULL GRAIN LEATHER INSOLE ; EASILY REMOVABLE AND ADAPTABLE (HARD-WEARING) SOLE-UNIT 5. SUFFICIENT TOE-SPRING FOR EASY ROLL-OFF ; REMOVABLE PROFILED CORK INLAY ; HIGH TOE-BOX AND STRONG TOE-CAP FOR PROTECTION OF THE TOES ; EXTENDED FACINGS FOR MAXIMUM ACCESSIBILITY ; EXTRA PADDING AROUND THE ANKLE FOR MORE COMFORT ; SOFT TONGUE PADDING TO MOULD THE SHOE ROUND THE FOOT ; FIRM HEEL COUNTER ; APPROXIMATELY 125MM IN HEIGHT
28055 | 4618220700800 | ORTHOPEDIC SHOES HIGH ANKLE SUPPORT COLOR - BLACK LACE CLOSURE SIZE 39 ; SOFT PADDING AROUND THE COLLAR FOR A BETTER FIT ; A HIGH AND EXTRA LONG STIFFENER TO SUPPORT THE ANKLE ; FULL GRAIN LEATHER INSOLE ; EASILY REMOVABLE AND ADAPTABLE (HARD-WEARING) SOLE-UNIT 5. SUFFICIENT TOE-SPRING FOR EASY ROLL-OFF ; REMOVABLE PROFILED CORK INLAY ; HIGH TOE-BOX AND STRONG TOE-CAP FOR PROTECTION OF THE TOES ; EXTENDED FACINGS FOR MAXIMUM ACCESSIBILITY ; EXTRA PADDING AROUND THE ANKLE FOR MORE COMFORT ; SOFT TONGUE PADDING TO MOULD THE SHOE ROUND THE FOOT ; FIRM HEEL COUNTER ; APPROXIMATELY 125MM IN HEIGHT
28056 | 4618220700900 | ORTHOPEDIC SHOES HIGH ANKLE SUPPORT COLOR - BLACK LACE CLOSURE SIZE 40 ; SOFT PADDING AROUND THE COLLAR FOR A BETTER FIT ; A HIGH AND EXTRA LONG STIFFENER TO SUPPORT THE ANKLE ; FULL GRAIN LEATHER INSOLE ; EASILY REMOVABLE AND ADAPTABLE (HARD-WEARING) SOLE-UNIT 5. SUFFICIENT TOE-SPRING FOR EASY ROLL-OFF ; REMOVABLE PROFILED CORK INLAY ; HIGH TOE-BOX AND STRONG TOE-CAP FOR PROTECTION OF THE TOES ; EXTENDED FACINGS FOR MAXIMUM ACCESSIBILITY ; EXTRA PADDING AROUND THE ANKLE FOR MORE COMFORT ; SOFT TONGUE PADDING TO MOULD THE SHOE ROUND THE FOOT ; FIRM HEEL COUNTER ; APPROXIMATELY 125MM IN HEIGHT
28057 | 4618220701000 | ORTHOPEDIC SHOES HIGH ANKLE SUPPORT COLOR - BLACK LACE CLOSURE SIZE 41 ; SOFT PADDING AROUND THE COLLAR FOR A BETTER FIT ; A HIGH AND EXTRA LONG STIFFENER TO SUPPORT THE ANKLE ; FULL GRAIN LEATHER INSOLE ; EASILY REMOVABLE AND ADAPTABLE (HARD-WEARING) SOLE-UNIT 5. SUFFICIENT TOE-SPRING FOR EASY ROLL-OFF ; REMOVABLE PROFILED CORK INLAY ; HIGH TOE-BOX AND STRONG TOE-CAP FOR PROTECTION OF THE TOES ; EXTENDED FACINGS FOR MAXIMUM ACCESSIBILITY ; EXTRA PADDING AROUND THE ANKLE FOR MORE COMFORT ; SOFT TONGUE PADDING TO MOULD THE SHOE ROUND THE FOOT ; FIRM HEEL COUNTER ; APPROXIMATELY 125MM IN HEIGHT
28058 | 4618220701100 | ORTHOPEDIC SHOES HIGH ANKLE SUPPORT COLOR - BLACK LACE CLOSURE SIZE 42 ; SOFT PADDING AROUND THE COLLAR FOR A BETTER FIT ; A HIGH AND EXTRA LONG STIFFENER TO SUPPORT THE ANKLE ; FULL GRAIN LEATHER INSOLE ; EASILY REMOVABLE AND ADAPTABLE (HARD-WEARING) SOLE-UNIT 5. SUFFICIENT TOE-SPRING FOR EASY ROLL-OFF ; REMOVABLE PROFILED CORK INLAY ; HIGH TOE-BOX AND STRONG TOE-CAP FOR PROTECTION OF THE TOES ; EXTENDED FACINGS FOR MAXIMUM ACCESSIBILITY ; EXTRA PADDING AROUND THE ANKLE FOR MORE COMFORT ; SOFT TONGUE PADDING TO MOULD THE SHOE ROUND THE FOOT ; FIRM HEEL COUNTER ; APPROXIMATELY 125MM IN HEIGHT
28059 | 4618220701200 | ORTHOPEDIC SHOES HIGH ANKLE SUPPORT COLOR - BLACK LACE CLOSURE SIZE 43 ; SOFT PADDING AROUND THE COLLAR FOR A BETTER FIT ; A HIGH AND EXTRA LONG STIFFENER TO SUPPORT THE ANKLE ; FULL GRAIN LEATHER INSOLE ; EASILY REMOVABLE AND ADAPTABLE (HARD-WEARING) SOLE-UNIT 5. SUFFICIENT TOE-SPRING FOR EASY ROLL-OFF ; REMOVABLE PROFILED CORK INLAY ; HIGH TOE-BOX AND STRONG TOE-CAP FOR PROTECTION OF THE TOES ; EXTENDED FACINGS FOR MAXIMUM ACCESSIBILITY ; EXTRA PADDING AROUND THE ANKLE FOR MORE COMFORT ; SOFT TONGUE PADDING TO MOULD THE SHOE ROUND THE FOOT ; FIRM HEEL COUNTER ; APPROXIMATELY 125MM IN HEIGHT
28060 | 4618220701300 | ORTHOPEDIC SHOES HIGH ANKLE SUPPORT COLOR - BLACK LACE CLOSURE SIZE 44 ; SOFT PADDING AROUND THE COLLAR FOR A BETTER FIT ; A HIGH AND EXTRA LONG STIFFENER TO SUPPORT THE ANKLE ; FULL GRAIN LEATHER INSOLE ; EASILY REMOVABLE AND ADAPTABLE (HARD-WEARING) SOLE-UNIT 5. SUFFICIENT TOE-SPRING FOR EASY ROLL-OFF ; REMOVABLE PROFILED CORK INLAY ; HIGH TOE-BOX AND STRONG TOE-CAP FOR PROTECTION OF THE TOES ; EXTENDED FACINGS FOR MAXIMUM ACCESSIBILITY ; EXTRA PADDING AROUND THE ANKLE FOR MORE COMFORT ; SOFT TONGUE PADDING TO MOULD THE SHOE ROUND THE FOOT ; FIRM HEEL COUNTER ; APPROXIMATELY 125MM IN HEIGHT
28061 | 4618220701400 | ORTHOPEDIC SHOES HIGH ANKLE SUPPORT COLOR - BLACK VELCRO CLOSURE OR EQUIVALENT SIZE 36 ; SOFT PADDING AROUND THE COLLAR FOR A BETTER FIT ; A HIGH AND EXTRA LONG STIFFENER TO SUPPORT THE ANKLE ; FULL GRAIN LEATHER INSOLE ; EASILY REMOVABLE AND ADAPTABLE (HARD-WEARING) SOLE-UNIT 5. SUFFICIENT TOE-SPRING FOR EASY ROLL-OFF ; REMOVABLE PROFILED CORK INLAY ; HIGH TOE-BOX AND STRONG TOE-CAP FOR PROTECTION OF THE TOES ; EXTENDED FACINGS FOR MAXIMUM ACCESSIBILITY ; EXTRA PADDING AROUND THE ANKLE FOR MORE COMFORT ; SOFT TONGUE PADDING TO MOULD THE SHOE ROUND THE FOOT ; FIRM HEEL COUNTER ; APPROXIMATELY 125MM IN HEIGHT
28062 | 4618220701500 | ORTHOPEDIC SHOES HIGH ANKLE SUPPORT COLOR - BLACK VELCRO CLOSURE OR EQUIVALENT SIZE 37 ; SOFT PADDING AROUND THE COLLAR FOR A BETTER FIT ; A HIGH AND EXTRA LONG STIFFENER TO SUPPORT THE ANKLE ; FULL GRAIN LEATHER INSOLE ; EASILY REMOVABLE AND ADAPTABLE (HARD-WEARING) SOLE-UNIT 5. SUFFICIENT TOE-SPRING FOR EASY ROLL-OFF ; REMOVABLE PROFILED CORK INLAY ; HIGH TOE-BOX AND STRONG TOE-CAP FOR PROTECTION OF THE TOES ; EXTENDED FACINGS FOR MAXIMUM ACCESSIBILITY ; EXTRA PADDING AROUND THE ANKLE FOR MORE COMFORT ; SOFT TONGUE PADDING TO MOULD THE SHOE ROUND THE FOOT ; FIRM HEEL COUNTER ; APPROXIMATELY 125MM IN HEIGHT
28063 | 4618220701600 | ORTHOPEDIC SHOES HIGH ANKLE SUPPORT COLOR - BLACK VELCRO CLOSURE OR EQUIVALENT SIZE 38 ; SOFT PADDING AROUND THE COLLAR FOR A BETTER FIT ; A HIGH AND EXTRA LONG STIFFENER TO SUPPORT THE ANKLE ; FULL GRAIN LEATHER INSOLE ; EASILY REMOVABLE AND ADAPTABLE (HARD-WEARING) SOLE-UNIT 5. SUFFICIENT TOE-SPRING FOR EASY ROLL-OFF ; REMOVABLE PROFILED CORK INLAY ; HIGH TOE-BOX AND STRONG TOE-CAP FOR PROTECTION OF THE TOES ; EXTENDED FACINGS FOR MAXIMUM ACCESSIBILITY ; EXTRA PADDING AROUND THE ANKLE FOR MORE COMFORT ; SOFT TONGUE PADDING TO MOULD THE SHOE ROUND THE FOOT ; FIRM HEEL COUNTER ; APPROXIMATELY 125MM IN HEIGHT
28064 | 4618220701700 | ORTHOPEDIC SHOES HIGH ANKLE SUPPORT COLOR - BLACK VELCRO CLOSURE OR EQUIVALENT SIZE 39 ; SOFT PADDING AROUND THE COLLAR FOR A BETTER FIT ; A HIGH AND EXTRA LONG STIFFENER TO SUPPORT THE ANKLE ; FULL GRAIN LEATHER INSOLE ; EASILY REMOVABLE AND ADAPTABLE (HARD-WEARING) SOLE-UNIT 5. SUFFICIENT TOE-SPRING FOR EASY ROLL-OFF ; REMOVABLE PROFILED CORK INLAY ; HIGH TOE-BOX AND STRONG TOE-CAP FOR PROTECTION OF THE TOES ; EXTENDED FACINGS FOR MAXIMUM ACCESSIBILITY ; EXTRA PADDING AROUND THE ANKLE FOR MORE COMFORT ; SOFT TONGUE PADDING TO MOULD THE SHOE ROUND THE FOOT ; FIRM HEEL COUNTER ; APPROXIMATELY 125MM IN HEIGHT
28065 | 4618220701800 | ORTHOPEDIC SHOES HIGH ANKLE SUPPORT COLOR - BLACK VELCRO CLOSURE OR EQUIVALENT SIZE 40 ; SOFT PADDING AROUND THE COLLAR FOR A BETTER FIT ; A HIGH AND EXTRA LONG STIFFENER TO SUPPORT THE ANKLE ; FULL GRAIN LEATHER INSOLE ; EASILY REMOVABLE AND ADAPTABLE (HARD-WEARING) SOLE-UNIT 5. SUFFICIENT TOE-SPRING FOR EASY ROLL-OFF ; REMOVABLE PROFILED CORK INLAY ; HIGH TOE-BOX AND STRONG TOE-CAP FOR PROTECTION OF THE TOES ; EXTENDED FACINGS FOR MAXIMUM ACCESSIBILITY ; EXTRA PADDING AROUND THE ANKLE FOR MORE COMFORT ; SOFT TONGUE PADDING TO MOULD THE SHOE ROUND THE FOOT ; FIRM HEEL COUNTER ; APPROXIMATELY 125MM IN HEIGHT
28066 | 4618220701900 | ORTHOPEDIC SHOES HIGH ANKLE SUPPORT COLOR - BLACK VELCRO CLOSURE OR EQUIVALENT SIZE 41 ; SOFT PADDING AROUND THE COLLAR FOR A BETTER FIT ; A HIGH AND EXTRA LONG STIFFENER TO SUPPORT THE ANKLE ; FULL GRAIN LEATHER INSOLE ; EASILY REMOVABLE AND ADAPTABLE (HARD-WEARING) SOLE-UNIT 5. SUFFICIENT TOE-SPRING FOR EASY ROLL-OFF ; REMOVABLE PROFILED CORK INLAY ; HIGH TOE-BOX AND STRONG TOE-CAP FOR PROTECTION OF THE TOES ; EXTENDED FACINGS FOR MAXIMUM ACCESSIBILITY ; EXTRA PADDING AROUND THE ANKLE FOR MORE COMFORT ; SOFT TONGUE PADDING TO MOULD THE SHOE ROUND THE FOOT ; FIRM HEEL COUNTER ; APPROXIMATELY 125MM IN HEIGHT
28067 | 4618220702000 | ORTHOPEDIC SHOES HIGH ANKLE SUPPORT COLOR - BLACK VELCRO CLOSURE OR EQUIVALENT SIZE 42 ; SOFT PADDING AROUND THE COLLAR FOR A BETTER FIT ; A HIGH AND EXTRA LONG STIFFENER TO SUPPORT THE ANKLE ; FULL GRAIN LEATHER INSOLE ; EASILY REMOVABLE AND ADAPTABLE (HARD-WEARING) SOLE-UNIT 5. SUFFICIENT TOE-SPRING FOR EASY ROLL-OFF ; REMOVABLE PROFILED CORK INLAY ; HIGH TOE-BOX AND STRONG TOE-CAP FOR PROTECTION OF THE TOES ; EXTENDED FACINGS FOR MAXIMUM ACCESSIBILITY ; EXTRA PADDING AROUND THE ANKLE FOR MORE COMFORT ; SOFT TONGUE PADDING TO MOULD THE SHOE ROUND THE FOOT ; FIRM HEEL COUNTER ; APPROXIMATELY 125MM IN HEIGHT
28068 | 4618220702100 | ORTHOPEDIC SHOES HIGH ANKLE SUPPORT COLOR - BLACK VELCRO CLOSURE OR EQUIVALENT SIZE 43 ; SOFT PADDING AROUND THE COLLAR FOR A BETTER FIT ; A HIGH AND EXTRA LONG STIFFENER TO SUPPORT THE ANKLE ; FULL GRAIN LEATHER INSOLE ; EASILY REMOVABLE AND ADAPTABLE (HARD-WEARING) SOLE-UNIT 5. SUFFICIENT TOE-SPRING FOR EASY ROLL-OFF ; REMOVABLE PROFILED CORK INLAY ; HIGH TOE-BOX AND STRONG TOE-CAP FOR PROTECTION OF THE TOES ; EXTENDED FACINGS FOR MAXIMUM ACCESSIBILITY ; EXTRA PADDING AROUND THE ANKLE FOR MORE COMFORT ; SOFT TONGUE PADDING TO MOULD THE SHOE ROUND THE FOOT ; FIRM HEEL COUNTER ; APPROXIMATELY 125MM IN HEIGHT
28069 | 4618220702200 | ORTHOPEDIC SHOES HIGH ANKLE SUPPORT COLOR - BLACK VELCRO CLOSURE OR EQUIVALENT SIZE 44 ; SOFT PADDING AROUND THE COLLAR FOR A BETTER FIT ; A HIGH AND EXTRA LONG STIFFENER TO SUPPORT THE ANKLE ; FULL GRAIN LEATHER INSOLE ; EASILY REMOVABLE AND ADAPTABLE (HARD-WEARING) SOLE-UNIT 5. SUFFICIENT TOE-SPRING FOR EASY ROLL-OFF ; REMOVABLE PROFILED CORK INLAY ; HIGH TOE-BOX AND STRONG TOE-CAP FOR PROTECTION OF THE TOES ; EXTENDED FACINGS FOR MAXIMUM ACCESSIBILITY ; EXTRA PADDING AROUND THE ANKLE FOR MORE COMFORT ; SOFT TONGUE PADDING TO MOULD THE SHOE ROUND THE FOOT ; FIRM HEEL COUNTER ; APPROXIMATELY 125MM IN HEIGHT
28070 | 4618220702400 | ANKLE SUPPORT CLOSED CELL NEOPRENE OPEN HEEL AND TOES LIGHTWEIGHT SIZE DOUBLE EXTRA SMALL
28071 | 4618220702500 | ANKLE GUARD LARGE BLACK
28072 | 4618220702600 | ANKLE GUARD MEDIUM BLACK
28073 | 4618220702700 | ANKLE GUARD SMALL BLACK
28074 | 4618220702800 | ANKLE GUARD EXTRA SMALL BLACK
28075 | 4618220703000 | "ANKLE IMMOBILIZER WITH STEEL STAYS RELEASING MALLEOLUS SOFT AND COMFORT ADJUSTMENT ON FOREFOOT AND SUPRAMALLEOLAR CLOSURE AND ADJUSTMENT MADE OF VELCRO ASSORTED SIZE"
28076 | 4618220703200 | ANKLE BRACE STABILIZER SIZE SMALL FITS RIGHT AND LEFT FOOT
28077 | 4618220703300 | ANKLE BRACE STABILIZER SIZE MEDIUM FITS RIGHT AND LEFT FOOT
28078 | 4618220703600 | "ANKLE BRACE WITH FIGURE OF 8 STRAP MADE OF FABRIC ADJUSTMENT BY LACES SPRAIN OF LIGAMENTS CHRONIC LIGAMENT LAXITY SIZE: SMALL"
28079 | 4618220703700 | ANKLE BRACE STABILIZER BILATERAL RIGID STAYS FOR ANKLE INSTABILITY FITS FOR RIGHT AND LEFT SIZE SMALL
28080 | 4618220703800 | ANKLE BRACE STABILIZER BILATERAL RIGID STAYS FOR ANKLE INSTABILITY FITS FOR RIGHT AND LEFT SIZE MEDIUM
28081 | 4618220703900 | ANKLE BRACE STABILIZER BILATERAL RIGID STAYS FOR ANKLE INSTABILITY FITS FOR RIGHT AND LEFT SIZE LARGE
28082 | 4618220704000 | "PROSTHETIC MULTIFUNCTION ANKLE ORTHOSIS WITH A THREE - PHASE FITTING FOOT POSITIONING IN A SLIGHT PRONATION AND PLANTIGRADE POSITION INCREASING THE LEVEL OF ACTIVITY IMPROVING MUSCULAR STABILITY IMPROVING FUNCTIONAL STABILITY AND MOBILITY SIZE LARGE"
28083 | 4618220704100 | "PROSTHETIC MULTIFUNCTION ANKLE ORTHOSIS WITH A THREE - PHASE FITTING FOOT POSITIONING IN A SLIGHT PRONATION AND PLANTIGRADE POSITION INCREASING THE LEVEL OF ACTIVITY IMPROVING MUSCULAR STABILITY IMPROVING FUNCTIONAL STABILITY AND MOBILITY SIZE MEDIUM"
28084 | 4618220704200 | "PROSTHETIC MULTIFUNCTION ANKLE ORTHOSIS WITH A THREE - PHASE FITTING FOOT POSITIONING IN A SLIGHT PRONATION AND PLANTIGRADE POSITION INCREASING THE LEVEL OF ACTIVITY IMPROVING MUSCULAR STABILITY IMPROVING FUNCTIONAL STABILITY AND MOBILITY SIZE SMALL"
28085 | 4618220704300 | MULTIFUNCTION ANKLE ORTHOSIS WITH A THREE - PHASE FITTING FOOT POSITIONING IN A SLIGHT PRONATION AND PLANTIGRADE POSITION INCREASING THE LEVEL OF ACTIVITY IMPROVING MUSCULAR STABILITY IMPROVING FUNCTIONAL STABILITY AND MOBILITY SIZE EXTRA LARGE
28086 | 4618220704400 | MULTIFUNCTION ANKLE ORTHOSIS WITH A THREE - PHASE FITTING FOOT POSITIONING IN A SLIGHT PRONATION AND PLANTIGRADE POSITION INCREASING THE LEVEL OF ACTIVITY IMPROVING MUSCULAR STABILITY IMPROVING FUNCTIONAL STABILITY AND MOBILITY SIZE EXTRA SMALL
28087 | 4618220704500 | ANKLE SUPPORT MADE FROM LIGHTWEIGHT ELASTIC MATERIAL FOUR WAY STRETCH ELASTIC FITS FOR LEFT OR RIGHT SIZE: DOUBLE EXTRA LARGE
28088 | 4618220704600 | "HEEL UNLOADING BRACE (PTB) TYPE CALCANEUS UNLOADING INTERNAL LINING WITH SILKY TOUCH THAT PREVENTS SLIPPING WHILE ACTS AS CUSHIONING ADJUSTABLE AND REMOVABLE FITTING TAPES CUSHIONS THE IMPACT DURING THE STANCE PHASE DESIGNED FOR THE FUNCTIONAL TREATMENT OF EACH SECTION IN EASY ADAPTATION MATERIAL TRIM AND FIT FUNCTIONAL TREATMENT OF UNLOADING FOR FRACTURES OF THE CALCANEUS AND TALUS ASSORTED SIZE AND SIDE"
28089 | 4618220704700 | ANKLE SUPPORT PEDIATRIC MADE FROM LIGHTWEIGHT MATERIAL FIGURE OF 8 ELASTIC STRAP OPEN HEEL AND TOES FITS FOR LEFT OR RIGHT ASSORTED SIZE
28090 | 4618220704800 | "ANKLE IMMOBILIZER POLYETHYLENE DESIGN WITH OPEN HEEL PROTECTING MALLEOLUS FOR IMMOBILIZATION OF THE ANKLE ADJUSTMENT USING FOREFOOT ANKLE AND VELCRO ASSORTED SIZE"
28091 | 4618220704900 | ANKLE SUPPORT MADE FROM LIGHTWEIGHT MATERIAL FIGURE OF 8 ELASTIC STRAP OPEN HEEL AND TOES FITS FOR LEFT OR RIGHT SIZE: LARGE
28092 | 4618220705000 | ANKLE SUPPORT MADE FROM LIGHTWEIGHT MATERIAL FIGURE OF 8 ELASTIC STRAP OPEN HEEL AND TOES FITS FOR LEFT OR RIGHT SIZE: MEDIUM
28093 | 4618220710800 | CUSTOM-MADE ARIZONA BRACE ANKLE FOOT ORTHOSIS FOR CHARCOT FOOT DEFORMITY SOFT MOLDED LEATHER INNER SHELL LINING PADDED WITH MEDICAL GRADE FOAM WITH REINFORCE OF THE FOOT AND ANKLE LACE + STRAPS AND LOOP WITH OUTSOLE ANTI SLIP FOR WALKING ADULT BEIGE COLOR.
28094 | 4618220710900 | CUSTOM-MADE ARIZONA BRACE ANKLE FOOT ORTHOSIS FOR CHARCOT FOOT DEFORMITY SOFT MOLDED LEATHER INNER SHELL LINING PADDED WITH MEDICAL GRADE FOAM WITH REINFORCE OF THE FOOT AND ANKLE LACE + STRAPS AND LOOP WITH OUTSOLE ANTI SLIP FOR WALKING ADULT BLACK COLOR.
28095 | 4618220711000 | CUSTOM-MADE ARIZONA BRACE ANKLE FOOT ORTHOSIS FOR CHARCOT FOOT DEFORMITY SOFT MOLDED LEATHER INNER SHELL LINING PADDED WITH MEDICAL GRADE FOAM WITH REINFORCE OF THE FOOT AND ANKLE LACE WITH OUTSOLE ANTI SLIP FOR WALKING ADULT BEIGE COLOR.
28096 | 4618220711100 | CUSTOM-MADE ARIZONA BRACE ANKLE FOOT ORTHOSIS FOR CHARCOT FOOT DEFORMITY SOFT MOLDED LEATHER INNER SHELL LINING PADDED WITH MEDICAL GRADE FOAM WITH REINFORCE OF THE FOOT AND ANKLE LACE WITH OUTSOLE ANTI SLIP FOR WALKING ADULT BLACK COLOR.
28097 | 4618220711200 | CUSTOM-MADE ARIZONA BRACE ANKLE FOOT ORTHOSIS FOR CHARCOT FOOT DEFORMITY SOFT MOLDED LEATHER INNER SHELL LINING PADDED WITH MEDICAL GRADE FOAM WITH REINFORCE OF THE FOOT AND ANKLE STRAPS AND LOOP WITH OUTSOLE ANTI SLIP FOR WALKING ADULT BEIGE COLOR.
28098 | 4618220711300 | CUSTOM-MADE ARIZONA BRACE ANKLE FOOT ORTHOSIS FOR CHARCOT FOOT DEFORMITY SOFT MOLDED LEATHER INNER SHELL LINING PADDED WITH MEDICAL GRADE FOAM WITH REINFORCE OF THE FOOT AND ANKLE STRAPS AND LOOP WITH OUTSOLE ANTI SLIP FOR WALKING ADULT BLACK COLOR.
28099 | 4618220711400 | STABILIZER ENDO MIDCAB (OR EQUIVALENT) REUSABLE
28100 | 4618220800100 | HARD INSOLES FOR FLAT FOOT THAT IS FLEXIBLE AT THE TOE SIDE SIZE 36
28101 | 4618220800200 | HARD INSOLES FOR FLAT FOOT THAT IS FLEXIBLE AT THE TOE SIDE SIZE 37
28102 | 4618220800300 | HARD INSOLES FOR FLAT FOOT THAT IS FLEXIBLE AT THE TOE SIDE SIZE 38
28103 | 4618220800400 | HARD INSOLES FOR FLAT FOOT THAT IS FLEXIBLE AT THE TOE SIDE SIZE 39
28104 | 4618220800500 | HARD INSOLES FOR FLAT FOOT THAT IS FLEXIBLE AT THE TOE SIDE SIZE 40
28105 | 4618220800600 | HARD INSOLES FOR FLAT FOOT THAT IS FLEXIBLE AT THE TOE SIDE SIZE 41
28106 | 4618220800700 | HARD INSOLES FOR FLAT FOOT THAT IS FLEXIBLE AT THE TOE SIDE SIZE 42
28107 | 4618220800800 | HARD INSOLES FOR FLAT FOOT THAT IS FLEXIBLE AT THE TOE SIDE SIZE 43
28108 | 4618220800900 | HARD INSOLES FOR FLAT FOOT THAT IS FLEXIBLE AT THE TOE SIDE SIZE 44
28109 | 4618220900700 | FUNCTIONAL KNEE HINGE BRACE STABILIZER POLYCENTRIC HINGE PREFORMED ANATOMICAL ALUMINUM FRAME EXTENSION CONTROL (0° TO 40°) AND FLEXION (0° TO 120°) WITH LENGTH HEIGHT ADJUSTMENT OPEN TEXTILE STRUCTURE FORMED BY 4 BANDS FOUR POINT SYSTEM OF LEVERAGE INCORPORATES CONDYLAR PADS CONTROL OF THE DEGREE OF FLEXION-EXTENSION OF THE JOINT IMMOBILIZATION OF THE ARTICULATION OR CONTROL OF RANGE OF MOVEMENT UNIVERSAL SIZE
28110 | 4618221101100 | TLSO (THORACOLUMBOSACRAL ORTHOSIS) OSTEOBRACE PREFORMED REMOVABLE PLATES MADE OF RESHAPEABLE THERMOPLASTIC LOCATED AT THE BACK AND THE FRONT AREA OF THE BRACE LATERAL MALLEABLE STAYS BREATHABLE AND LIGHTWEIGHT LINED FABRIC LATEX FREE HYPOALLERGENIC GARMENT EASY - TO - FIT SIGNIFICANT DEGREE OF UNLOADING STABILIZATION AND IMMOBILIZATION MUSCLE HYPOTONICITY TRAUMA DISC AND VERTEBRAL CRUSHING VERTEBRAL FRACTURES POSTURAL AND POST - SURGICAL REHABILITATION SIZE WILL BE ON DEMAND
28111 | 4618221101200 | CONTROLS FLEXION OF THE SPINE MAKE ANGULAR ADJUSTMENTS OF THE THORACIC AND PELVIC MODULES MODULAR DESIGN STABILIZES SPINE ENCOURAGES SAGITTAL POSTURAL REALIGNMENT REDUCE PAIN HYPER EXTENSION BRACE SIZE: SMALL MEDIUM
28112 | 4618221101300 | TLSO (THORACOLUMBOSACRAL ORTHOSIS) OSTEOBRACE PREFORMED REMOVABLE PLATES MADE OF RESHAPEABLE THERMOPLASTIC LOCATED AT THE BACK AND THE FRONT AREA OF THE BRACE LATERAL MALLEABLE STAYS BREATHABLE AND LIGHTWEIGHT LINED FABRIC LATEX FREE HYPOALLERGENIC GARMENT EASY - TO - FIT SIGNIFICANT DEGREE OF UNLOADING STABILIZATION AND IMMOBILIZATION MUSCLE HYPOTONICITY TRAUMA DISC AND VERTEBRAL CRUSHING VERTEBRAL FRACTURES POSTURAL AND POST - SURGICAL REHABILITATION SIZE: SMALL
28113 | 4618221101400 | TLSO (THORACOLUMBOSACRAL ORTHOSIS) OSTEOBRACE PREFORMED REMOVABLE PLATES MADE OF RESHAPEABLE THERMOPLASTIC LOCATED AT THE BACK AND THE FRONT AREA OF THE BRACE LATERAL MALLEABLE STAYS BREATHABLE AND LIGHTWEIGHT LINED FABRIC LATEX FREE HYPOALLERGENIC GARMENT EASY - TO - FIT SIGNIFICANT DEGREE OF UNLOADING STABILIZATION AND IMMOBILIZATION MUSCLE HYPOTONICITY TRAUMA DISC AND VERTEBRAL CRUSHING VERTEBRAL FRACTURES POSTURAL AND POST - SURGICAL REHABILITATION SIZE: LARGE
28114 | 4618221101500 | TLSO (THORACOLUMBOSACRAL ORTHOSIS) OSTEOBRACE PREFORMED REMOVABLE PLATES MADE OF RESHAPEABLE THERMOPLASTIC LOCATED AT THE BACK AND THE FRONT AREA OF THE BRACE LATERAL MALLEABLE STAYS BREATHABLE AND LIGHTWEIGHT LINED FABRIC LATEX FREE HYPOALLERGENIC GARMENT EASY - TO - FIT SIGNIFICANT DEGREE OF UNLOADING STABILIZATION AND IMMOBILIZATION MUSCLE HYPOTONICITY TRAUMA DISC AND VERTEBRAL CRUSHING VERTEBRAL FRACTURES POSTURAL AND POST - SURGICAL REHABILITATION SIZE: EXTRA LARGE
28115 | 4618221101600 | LSO (LUMBOSACRAL ORTHOSIS) SEMI-RIGID WITH PULLEY TRACTION ADJUSTMENT TRACTION AND CONTROL SYSTEM WITH INDEPENDENT PULLEYS IT GETS MAXIMUM POWER WITH MINIMUM EFFORT AS IT MULTIPLIES THE PULLING FORCE OF THE PATIENT MADE OF HIGHLY BREATHABLE MATERIALS LATEX FREE: HYPOALLERGENIC GARMENT COOLMAX DERMODRY INSIDE: TECHNICAL TEXTILE FINISHING PROCESS THAT ACCELERATES THE ABSORPTION OF MOISTURE KEEPING THE SKIN DRY MINIMUM THICKNESS: ADJUSTMENT MADE BY MICRO VELCRO LUMBAGO LUMBOSACRAL PROCESSES (SPONDYLITIS SPONDYLARTHRITIS DISC PROTRUSIONS) OSTEOPOROSIS MUSCULAR HYPOTONIA MINOR TRAUMATIC INJURIES VERTEBRAL FRACTURES AND POSTURAL AND POST - SURGICAL REHABILITATION OR EQUIVALENT SIZE: SMALL
28116 | 4618221101700 | LSO (LUMBOSACRAL ORTHOSIS) SEMI-RIGID WITH PULLEY TRACTION ADJUSTMENT TRACTION AND CONTROL SYSTEM WITH INDEPENDENT PULLEYS IT GETS MAXIMUM POWER WITH MINIMUM EFFORT AS IT MULTIPLIES THE PULLING FORCE OF THE PATIENT MADE OF HIGHLY BREATHABLE MATERIALS LATEX FREE: HYPOALLERGENIC GARMENT COOLMAX DERMODRY INSIDE: TECHNICAL TEXTILE FINISHING PROCESS THAT ACCELERATES THE ABSORPTION OF MOISTURE KEEPING THE SKIN DRY MINIMUM THICKNESS: ADJUSTMENT MADE BY MICRO VELCRO LUMBAGO LUMBOSACRAL PROCESSES (SPONDYLITIS SPONDYLARTHRITIS DISC PROTRUSIONS) OSTEOPOROSIS MUSCULAR HYPOTONIA MINOR TRAUMATIC INJURIES VERTEBRAL FRACTURES AND POSTURAL AND POST - SURGICAL REHABILITATION OR EQUIVALENT SIZE: MEDIUM
28117 | 4618221101800 | LSO (LUMBOSACRAL ORTHOSIS) SEMI-RIGID WITH PULLEY TRACTION ADJUSTMENT TRACTION AND CONTROL SYSTEM WITH INDEPENDENT PULLEYS IT GETS MAXIMUM POWER WITH MINIMUM EFFORT AS IT MULTIPLIES THE PULLING FORCE OF THE PATIENT MADE OF HIGHLY BREATHABLE MATERIALS LATEX FREE: HYPOALLERGENIC GARMENT COOLMAX DERMODRY INSIDE: TECHNICAL TEXTILE FINISHING PROCESS THAT ACCELERATES THE ABSORPTION OF MOISTURE KEEPING THE SKIN DRY MINIMUM THICKNESS: ADJUSTMENT MADE BY MICRO VELCRO LUMBAGO LUMBOSACRAL PROCESSES (SPONDYLITIS SPONDYLARTHRITIS DISC PROTRUSIONS) OSTEOPOROSIS MUSCULAR HYPOTONIA MINOR TRAUMATIC INJURIES VERTEBRAL FRACTURES AND POSTURAL AND POST - SURGICAL REHABILITATION OR EQUIVALENT SIZE: LARGE
28118 | 4618221101900 | LSO (LUMBOSACRAL ORTHOSIS) SEMI-RIGID WITH PULLEY TRACTION ADJUSTMENT TRACTION AND CONTROL SYSTEM WITH INDEPENDENT PULLEYS IT GETS MAXIMUM POWER WITH MINIMUM EFFORT AS IT MULTIPLIES THE PULLING FORCE OF THE PATIENT MADE OF HIGHLY BREATHABLE MATERIALS LATEX FREE: HYPOALLERGENIC GARMENT COOLMAX DERMODRY INSIDE: TECHNICAL TEXTILE FINISHING PROCESS THAT ACCELERATES THE ABSORPTION OF MOISTURE KEEPING THE SKIN DRY MINIMUM THICKNESS: ADJUSTMENT MADE BY MICRO VELCRO LUMBAGO LUMBOSACRAL PROCESSES (SPONDYLITIS SPONDYLARTHRITIS DISC PROTRUSIONS) OSTEOPOROSIS MUSCULAR HYPOTONIA MINOR TRAUMATIC INJURIES VERTEBRAL FRACTURES AND POSTURAL AND POST - SURGICAL REHABILITATION OR EQUIVALENT SIZE: EXTRA LARGE
28119 | 4618221102000 | LSO (LUMBOSACRAL ORTHOSIS) SEMI-RIGID WITH PULLEY TRACTION ADJUSTMENT TRACTION AND CONTROL SYSTEM WITH INDEPENDENT PULLEYS IT GETS MAXIMUM POWER WITH MINIMUM EFFORT AS IT MULTIPLIES THE PULLING FORCE OF THE PATIENT MADE OF HIGHLY BREATHABLE MATERIALS LATEX FREE: HYPOALLERGENIC GARMENT COOLMAX DERMODRY INSIDE: TECHNICAL TEXTILE FINISHING PROCESS THAT ACCELERATES THE ABSORPTION OF MOISTURE KEEPING THE SKIN DRY MINIMUM THICKNESS: ADJUSTMENT MADE BY MICRO VELCRO LUMBAGO LUMBOSACRAL PROCESSES (SPONDYLITIS SPONDYLARTHRITIS DISC PROTRUSIONS) OSTEOPOROSIS MUSCULAR HYPOTONIA MINOR TRAUMATIC INJURIES VERTEBRAL FRACTURES AND POSTURAL AND POST - SURGICAL REHABILITATION OR EQUIVALENT SIZE: XX-LARGE
28120 | 4618221102100 | STANDARDIZED SYMMETRICAL MODULES THAT ARE CUSTOMIZED FOR EACH INDIVIDUAL PATIENT THE BOSTON BRACE SYSTEM FOR THE TREATMENT OF ADOLESCENT IDIOPATHIC SCOLIOSIS IS PERHAPS THE MOST WIDELY USED SYSTEM IN THE WORD AND FOLLOWS A PROVEN AND DETAILED SET OF CONSTRUCTION PRINCIPLES WHICH MAKE IT EASILY TRANSPORTABLE (I.E. ALLOWS FOR CONSISTENCY OF DESIGN IN ALL LOCATIONS BY FOLLOWING THESE WELL DOCUMENTED PRINCIPLES) LIGHTWEIGHT CONSTRUCTION WITH WELL DOCUMENTED EVIDENCE OF RESULTS. BRACE FABRICATION AND DESIGN CYCLE TIME IS SHORT THEREFORE PATIENT WILL BE SUPPLIED VERY SOON AFTER INITIAL CLINICAL APPOINTMENT NO CASTING OF PATIENT NECESSARY ONLY A SMALL NUMBER OF MEASUREMENTS REQUIRED AND SO LESS DISCOMFORT TO THE PATIENT DURING THAT PHASE ADOLESCENT IDIOPATHIC SCOLIOSIS (AIS) FOR CURVES BETWEEN 25 AND 45 DEGREES (MEASURED BY TE COBB METHOD) AND CURVE APEX UP TO T 7 WITH DOCUMENTED PROGRESSION AND A DEGREE OF FLEXIBILITY SCOLIOSIS BRACE FOR ADULTS
28121 | 4618221102200 | "TLSO (THORACIC LUMBAR SACRAL ORTHOSIS) SEMI RIGID BRACE FOR SPINAL IMMOBILIZATION AND COMPRESSION FRACTURES BIVALVE BOA CLOSURE PROVIDES ABDOMINAL COMPRESSION ADJUSTABLE FRONT AND BACK PANEL REMOVABLE WASHABLE COVER WITH DORSAL LUMBAR EXTENSION ASSORTED SIZE"
28122 | 4618221102300 | "TLSO (THORACIC LUMBAR SACRAL ORTHOSIS) SEMI RIGID BRACE FOR SPINAL IMMOBILIZATION AND COMPRESSION FRACTURES BIVALVE VELCRO CLOSURE PROVIDES ABDOMINAL COMPRESSION ADJUSTABLE FRONT AND BACK PANEL REMOVABLE WASHABLE COVER ASSORTED SIZE"
28123 | 4618221102500 | BRACE TLSO (THORACIC LUMBAR SACRAL ORTHOSIS) FOR POST - OPERATIVE SPINAL IMMOBILIZATION AND COMPRESSION FRACTURES. BIVALVE FOR EASY DONNING ILIO - LOC PROVIDES ABDOMINAL COMPRESSION POSITIONING PREVENTS MIGRATION ADJUSTABLE A/P CONTROL REMOVABLE WASHABLE 1/8 INCHES HIGH-DENSITY POLYETHYLENE SIZE 3 HIP CIRC 37 INCH - 41 INCH
28124 | 4618221102700 | BRACE TLSO (THORACIC LUMBAR SACRAL ORTHOSIS) FOR POST - OPERATIVE SPINAL IMMOBILIZATION AND COMPRESSION FRACTURES. BIVALVE FOR EASY DONNING ILIO - LOC PROVIDES ABDOMINAL COMPRESSION POSITIONING PREVENTS MIGRATION ADJUSTABLE A/P CONTROL REMOVABLE WASHABLE LINER 1/8 HIGH-DENSITY POLYETHYLENE. SIZE 5 HIP CIRC 45 '' - 49 ''
28125 | 4618221102800 | "TLSO (THORACIC LUMBAR SACRAL ORTHOSIS) RIGID BRACE MAXIMUM CONTROL FOR SPINAL IMMOBILIZATION AND COMPRESSION FRACTURES BIVALVE PROVIDES ABDOMINAL COMPRESSION ASSORTED SIZE"
28126 | 4618221102900 | "TLSO (THORACIC LUMBAR SACRAL ORTHOSIS) BOSTON TYPE BRACE FOR SCOLIOSIS ADOLESCENT ASSORTED SIZE"
28127 | 4618221103000 | "TLSO (THORACIC LUMBAR SACRAL ORTHOSIS) BOSTON TYPE BRACE FOR SCOLIOSIS YOUTH SIZE"
28128 | 4618221103100 | "TLSO (THORACIC LUMBAR SACRAL ORTHOSIS) BOSTON TYPE BRACE FOR SCOLIOSIS JUV SIZE"
28129 | 4618221103200 | BRACE LSO (LUMBAR SACRAL ORTHOSIS) FOR POST - OPERATIVE SPINAL IMMOBILIZATION AND COMPRESSION FRACTURES BIVALVE FOR EASY DONNING ILIO - LOC PROVIDES ABDOMINAL COMPRESSION POSITIONING PREVENTS MIGRATION ADJUSTABLE A/P CONTROL REMOVABLE WASHABLE LINER 1/8 INCH HIGH-DENSITY POLYETHYLENE SIZE 1 HIP CIRCULATION 30 INCHES - 34 INCHES
28130 | 4618221103300 | BRACE LSO (LUMBAR SACRAL ORTHOSIS) FOR POST - OPERATIVE SPINAL IMMOBILIZATION AND COMPRESSION FRACTURES BIVALVE FOR EASY DONNING ILIO - LOC PROVIDES ABDOMINAL COMPRESSION POSITIONING PREVENTS MIGRATION ADJUSTABLE A/P CONTROL REMOVABLE WASHABLE LINER 1/8 INCH HIGH-DENSITY POLYETHYLENE SIZE 2 HIP CIRCULATION 34 INCHES - 37 INCHES
28131 | 4618221103500 | BRACE LSO (LUMBAR SACRAL ORTHOSIS) FOR POST - OPERATIVE SPINAL IMMOBILIZATION AND COMPRESSION FRACTURES BIVALVE FOR EASY DONNING ILIO - LOC PROVIDES ABDOMINAL COMPRESSION POSITIONING PREVENTS MIGRATION ADJUSTABLE A/P CONTROL REMOVABLE WASHABLE LINER 1/8 INCH HIGH-DENSITY POLYETHYLENE SIZE 3 S HIP CIRCULATION 37 INCHES - 41 INCHES SHORT
28132 | 4618221103700 | BRACE LSO (LUMBAR SACRAL ORTHOSIS) FOR POST - OPERATIVE SPINAL IMMOBILIZATION AND COMPRESSION FRACTURES BIVALVE FOR EASY DONNING ILIO - LOC PROVIDES ABDOMINAL COMPRESSION POSITIONING PREVENTS MIGRATION ADJUSTABLE A/P CONTROL REMOVABLE WASHABLE LINER 1/8 INCH HIGH-DENSITY POLYETHYLENE SIZE 4 P HIP CIRCULATION 41 INCHES - 45 INCHES PENDULOUS ABDOMEN
28133 | 4618221103800 | BRACE LSO (LUMBAR SACRAL ORTHOSIS) FOR POST - OPERATIVE SPINAL IMMOBILIZATION AND COMPRESSION FRACTURES BIVALVE FOR EASY DONNING ILIO - LOC PROVIDES ABDOMINAL COMPRESSION POSITIONING PREVENTS MIGRATION ADJUSTABLE A/P CONTROL REMOVABLE WASHABLE LINER 1/8 INCH HIGH-DENSITY POLYETHYLENE SIZE 4 S HIP CIRCULATION 41 INCHES - 45 INCHES SHORT
28134 | 4618221104000 | BRACE LSO (LUMBAR SACRAL ORTHOSIS) FOR POST - OPERATIVE SPINAL IMMOBILIZATION AND COMPRESSION FRACTURES BIVALVE FOR EASY DONNING ILIO - LOC PROVIDES ABDOMINAL COMPRESSION POSITIONING PREVENTS MIGRATION ADJUSTABLE A/P CONTROL REMOVABLE WASHABLE LINER 1/8 INCH HIGH-DENSITY POLYETHYLENE SIZE 5 P HIP CIRCULATION 45 INCHES - 49 INCHES PENDULOUS ABDOMEN
28135 | 4618221104400 | LUMBOSACRAL CORSET FOUR RIGID STAYS PROVIDES LOWER BACK SUPPORT TO HELP REDUCE OR AVOID PAIN VELCRO CLOSURE SIZE: LARGE
28136 | 4618221104500 | LUMBOSACRAL CORSET FOUR RIGID STAYS PROVIDES LOWER BACK SUPPORT TO HELP REDUCE OR AVOID PAIN VELCRO CLOSURE SIZE: MEDIUM
28137 | 4618221104600 | LUMBOSACRAL CORSET FOUR RIGID STAYS PROVIDES LOWER BACK SUPPORT TO HELP REDUCE OR AVOID PAIN VELCRO CLOSURE SIZE: SMALL
28138 | 4618221104700 | "SPINAL BRACE OSTEOPOROSIS THERAPY BACK INELASTIC LIGHTWEIGHT AND HIGHLY BREATHABLE FABRIC SCAPULOAXILLARY STRAPS THAT FACILITATE THE RETROPULSION OF THE SHOULDERS EASILY ADJUSTABLE.WIDE LOOPS FOR EASY PLACEMENT MICRO VELCRO CLOSURE OSTEOPOROSIS DEGENERATIVE PROCESSES DEGENERATIVE DISCOPATHIES MUSCLE HYPOTONIA OSTEOPOROTIC FRACTURE LOW BACK PAIN AND BACK PAIN POSTURAL REHABILITATION POST - OPERATIVE LIGHTWEIGHT CONFORMAL ALUMINUM SPLINT POSTERIOR FOR SPINE POSTURE CONTROL"
28139 | 4618221104900 | "TLSO (THORACIC LUMBAR SACRAL ORTHOSIS) SEMI RIGID BRACE FOR SPINAL IMMOBILIZATION AND COMPRESSION FRACTURES BIVALVE BOA CLOSURE PROVIDES ABDOMINAL COMPRESSION ADJUSTABLE FRONT AND BACK PANEL REMOVABLE WASHABLE COVER ASSORTED SIZE"
28140 | 4618221105000 | LSO (LUMBOSACRAL ORTHOSIS) SEMI-RIGID WITH PULLEY TRACTION MADE OF HIGHLY BREATHABLE MATERIALS LATEX FREE: HYPOALLERGENIC GARMENT COOLMAX DERMODRY INSIDE TECHNICAL TEXTILE FINISHING PROCESS THAT ACCELERATES THE ABSORPTION OF MOISTURE KEEPING THE SKIN DRY MINIMUM THICKNESS ADJUSTMENT MADE BY MICRO VELCRO LUMBAGO LUMBOSACRAL PROCESSES (SPONDYLITIS SPONDYLARTHRITIS DISC PROTRUSIONS) OSTEOPOROSIS MUSCULAR HYPOTONIA MINOR TRAUMATIC INJURIES VERTEBRAL FRACTURES AND POSTURAL AND POST - SURGICAL REHABILITATION ADJUSTMENT TRACTION AND CONTROL SYSTEM WITH INDEPENDENT PULLEYS IT GETS MAXIMUM POWER WITH MINIMUM EFFORT AS IT MULTIPLIES THE PULLING FORCE OF THE PATIENT SIZE: XXX-LARGE
28141 | 4618221105100 | LSO (LUMBOSACRAL ORTHOSIS) SEMI-RIGID MADE OF HIGHLY BREATHABLE MATERIALS. DESIGNED TO OBTAIN AN EFFECTIVE RESTRAINT CONTAINMENT AND UNLOADING OF THE SPINE LUMBAGO LUMBOSACRAL PROCESSES (SPONDYLITIS SPONDYLARTHRITIS DISC PROTRUSIONS) OSTEOPOROSIS MUSCULAR HYPOTONIA MINOR TRAUMATIC INJURIES VERTEBRAL FRACTURES AND POSTURAL AND POST - SURGICAL REHABILITATION WHICH INCORPORATES FOUR FORMABLE STEEL STAYS SLIDING BUCKLES THAT MULTIPLY THE TRACTION FORCE
28142 | 4618221105200 | LSO PENDOLOUS SEMI-RIGID MADE OF HIGHLY BREATHABLE MATERIALS CLOSURE SYSTEM TO KEEP THE ANATOMICAL POSITION IN CASE OF PROMINENT ABDOMENS DESIGNED TO OBTAIN AN EFFECTIVE RESTRAINT CONTAINMENT AND UNLOADING OF THE SPINE LUMBAGO LUMBOSACRAL PROCESSES (SPONDYLITIS SPONDYLARTHRITIS DISC PROTRUSIONS) OSTEOPOROSIS MUSCULAR HYPOTONIA MINOR TRAUMATIC INJURIES VERTEBRAL FRACTURES AND POSTURAL AND POST - SURGICAL REHABILITATION WHICH INCORPORATES FOUR FORMABLE STEEL STAYS. SLIDING BUCKLES THAT MULTIPLY THE TRACTION FORCE
28143 | 4618221105300 | THORACOLUMBOSACRAL ORTHOSIS (TLSO) SEMI-RIGID MADE OF HIGHLY BREATHABLE MATERIALS INCLUDES FOAMED SCAPULO - AXILLARY SUSPENDERS TO FACILITATE THE RETROPULSION OF SHOULDERS DESIGNED TO OBTAIN AN EFFECTIVE RESTRAINT CONTAINMENT AND UNLOADING OF THE SPINE LUMBAGO LUMBOSACRAL PROCESSES (SPONDYLITIS SPONDYLARTHRITIS DISC PROTRUSIONS) OSTEOPOROSIS MUSCULAR HYPOTONIA MINOR TRAUMATIC INJURIES VERTEBRAL FRACTURES AND POSTURAL AND POST - SURGICAL REHABILITATION WHICH INCORPORATES FOUR FORMABLE STEEL STAYS SLIDING BUCKLES THAT MULTIPLY THE TRACTION FORCE
28144 | 4618221105600 | LUMBOSACRAL BELT ELASTIC FABRIC WITH SHOULDER STRAPS THE TWO SIDE BANDS THAT CAN BE CROSSED AT THE BACK AND ARE ADJUSTED BY VELCRO AT THE FRONT CONTAINS FLEXIBLE STAYS LOCATED IN THE BACK AREA ASSORTED SIZE
28145 | 4618221105800 | TLSO BIVALVE CORSET WITH BOA CLOSURE MICRO ADJUSTMENT NON - TAPERED SIZE FROM EXTRA SMALL TO XXX-LARGE OVERLAPPING ON THE FRONT FACE THE FLEXIBILITY OF THE MATERIAL MAKES IT EASY THE ADAPTATION TO MOST OF THE PATIENTS THE STRENGTH OF THE MATERIAL MAINTAINS THE STABILIZATION AND IMMOBILIZATION THAT IS NECESSARY FOR THE PATHOLOGIES FOR WHICH HAS BEEN DESIGNED STABILIZATION AND IMMOBILIZATION CORRECTION OF THE HYPERLORDOSIS INTRA - ABDOMINAL COMPRESSION DISCHARGE OF THE LS SPINE CONTROL OF MOBILITY IN THE SAGITTAL FRONTAL AND LATERAL PLANES LUMBAR SPINE AILMENTS CANAL STENOSIS SPONDYLOLYSIS SPONDYLOARTHRITIS OSTEOPOROSIS
28146 | 4618221105900 | LSO BIVALVE CORSET WITH BOA CLOSURE OVERLAPPING ON THE FRONT FACE THE FLEXIBILITY OF THE MATERIAL MAKES IT EASY THE ADAPTATION TO MOST OF THE PATIENTS THE STRENGTH OF THE MATERIAL MAINTAINS THE STABILIZATION AND IMMOBILIZATION THAT IS NECESSARY FOR THE PATHOLOGIES FOR WHICH HAS BEEN DESIGNED STABILIZATION AND IMMOBILIZATION CORRECTION OF THE HYPERLORDOSIS INTRA - ABDOMINAL COMPRESSION DISCHARGE OF THE LS SPINE CONTROL OF MOBILITY IN THE SAGITTAL FRONTAL AND LATERAL PLANES LUMBAR SPINE AILMENTS CANAL STENOSIS SPONDYLOLYSIS. SPONDYLOARTHRITIS OSTEOPOROSIS MICRO ADJUSTMENT NON - TAPERED SIZE FROM EXTRA - SMALL TO XXX-LARGE
28147 | 4618221106100 | "THIGH ORTHOSIS POLYETHYLENE SHAPED WITH ISCHIATIC SUPPORT INTERNAL LINING WITH A PLEASANT TOUCH THAT PREVENTS SLIPPING WHILE PADDING ADJUSTING TAPES ADJUSTABLE AND REMOVABLE TERMINALS FOR FRACTURES OF THE TIBIA AND FIBULA"
28148 | 4618221106200 | "CUSTOM MADE TLSO (THORACIC LUMBAR SACRAL ORTHOSIS) BOSTON TYPE BRACE FOR SCOLIOSIS INCLUDES PATIENT ASSESSMENT AT CUSTOMERS PREMISES MEASURING INCLUDES ALL REQUIRED MATERIALS/COMPONENTS TO FABRICATE PROSTHESIS DELIVERY FITTING BY CERTIFIED ORTHOTIST IN MULTIPLE CLINICS AND DIFFERENT REGIONS WITH FOLLOW UP (APPENDIX A)"
28149 | 4618221106300 | SPINAL BRACE SYSTEM CUT - 4 - CUSTOM FOR IMMEDIATE FIT OF INDIVIDUAL BRACE CONSISTS OF FRONT + BACK PANEL OF LOW TEMPERATURE THERMOPLASTIC MATERIAL 4 DIFFERENT HEIGHTS ACCOMMODATE PRESCRIPTION AND PATIENT ANATOMY (LSO AND TLSO) AERATED FOR BREATHABILITY LIGHTWEIGHT NON - TOXIC NO REPORTS OF SKIN IRRITATION CAN BE USED IN SHOWER MAY BE RE - HEATED AND REFORMED WEAVE STRUCTURE OF MATERIAL ALLOWS FOR EFFECTIVE VENTILATION QUICK FIT AT 1 VISIT CAN BE WORN IN SHOWER POSSIBLE TO USE AVAILABLE COVER TO PROVIDE SOFT INTERFACE BETWEEN BRACE AND SKIN POST - OPERATIVE TREATMENT COMPRESSION FRACTURES IMMOBILIZATION
28150 | 4618221106500 | ORTHOSIS CRUCIFORM ANTERIOR SPINAL HYPEREXTENSION (CASH) UNIVERSAL FOR EXTREMELY LARGE OR SMALL PATIENT
28151 | 4618221106800 | "CERVICAL THORACIC LUMBAR SACRAL ORTHOSIS PROVIDES ANTERIOR POSTERIOR LATERAL AND ROTATIONAL CONTROL (APL AND R) FULLY ADJUSTABLE CONTAINS WASHABLE FOAM LINERS AND A REMOVABLE FOAM LUMBAR PAD SIZE SMALL"
28152 | 4618221106900 | "CERVICAL THORACIC LUMBAR SACRAL ORTHOSIS PROVIDES ANTERIOR POSTERIOR LATERAL AND ROTATIONAL CONTROL (APL AND R) FULLY ADJUSTABLE CONTAINS WASHABLE FOAM LINERS AND A REMOVABLE FOAM LUMBAR PAD SIZE MEDIUM"
28153 | 4618221107000 | ORTHOSIS CERVICAL THORACIC LUMBAR SACRAL PROVIDES ANTERIOR POSTERIOR LATERAL AND ROTATIONAL CONTROL (APL AND R) FULLY ADJUSTABLE CONTAINS WASHABLE FOAM LINERS AND A REMOVABLE FOAM LUMBAR PAD SIZE EXTRA LARGE
28154 | 4618221108100 | "TLSO (THORACIC LUMBAR SACRAL ORTHOSIS) RIGID BRACE MAXIMUM CONTROL FOR SPINAL IMMOBILIZATION AND COMPRESSION FRACTURES BIVALVE PROVIDES ABDOMINAL COMPRESSION WITH ADJUSTABLE STERNAL PIECE (SPK) AND SHOULDER STRAPS ADJUSTABLE FRONT AND BACK SIZE SMALL"
28155 | 4618221108200 | "TLSO (THORACIC LUMBAR SACRAL ORTHOSIS) RIGID BRACE MAXIMUM CONTROL FOR SPINAL IMMOBILIZATION AND COMPRESSION FRACTURES BIVALVE PROVIDES ABDOMINAL COMPRESSION WITH ADJUSTABLE STERNAL PIECE (SPK) AND SHOULDER STRAPS ADJUSTABLE FRONT AND BACK SIZE MEDIUM"
28156 | 4618221108300 | "TLSO (THORACIC LUMBAR SACRAL ORTHOSIS) RIGID BRACE MAXIMUM CONTROL FOR SPINAL IMMOBILIZATION AND COMPRESSION FRACTURES BIVALVE PROVIDES ABDOMINAL COMPRESSION WITH ADJUSTABLE STERNAL PIECE (SPK) AND SHOULDER STRAPS ADJUSTABLE FRONT AND BACK SIZE LARGE"
28157 | 4618221108400 | "TLSO (THORACIC LUMBAR SACRAL ORTHOSIS) RIGID BRACE MAXIMUM CONTROL FOR SPINAL IMMOBILIZATION AND COMPRESSION FRACTURES BIVALVE PROVIDES ABDOMINAL COMPRESSION WITH ADJUSTABLE STERNAL PIECE (SPK) AND SHOULDER STRAPS ADJUSTABLE FRONT AND BACK SIZE X-LARGE"
28158 | 4618221108500 | "TLSO (THORACIC LUMBAR SACRAL ORTHOSIS) RIGID BRACE MAXIMUM CONTROL FOR SPINAL IMMOBILIZATION AND COMPRESSION FRACTURES BIVALVE PROVIDES ABDOMINAL COMPRESSION WITH ADJUSTABLE STERNAL PIECE (SPK) AND SHOULDER STRAPS ADJUSTABLE FRONT AND BACK SIZE XX-LARGE"
28159 | 4618221200000 | SHOULDER SUPPORT NEOPRENE VELCRO CLOSURE USE WITH ACTIVE PATIENT FOR STABILITY WHILE DOING THE EXERCISE FOR FRACTURE OF HUMERUS HEAD AND SHOULDERS DISLOCATION AND SUBLUXATION SIZE: LARGE
28160 | 4618221200100 | SHOULDER SUPPORT NEOPRENE VELCRO CLOSURE USE WITH ACTIVE PATIENT FOR STABILITY WHILE DOING THE EXERCISE FOR FRACTURE OF HUMERUS HEAD AND SHOULDERS DISLOCATION AND SUBLUXATION SIZE MEDIUM
28161 | 4618221200200 | SHOULDER SUPPORT NEOPRENE VELCRO CLOSURE USE WITH ACTIVE PATIENT FOR STABILITY WHILE DOING THE EXERCISE FOR FRACTURE OF HUMERUS HEAD AND SHOULDERS DISLOCATION AND SUBLUXATION SIZE SMALL
28162 | 4618221200300 | SHOULDER SUPPORT NEOPRENE VELCRO CLOSURE USE WITH ACTIVE PATIENT FOR STABILITY WHILE DOING THE EXERCISE FOR FRACTURE OF HUMERUS HEAD AND SHOULDERS DISLOCATION AND SUBLUXATION SIZE: EXTRA LARGE
28163 | 4618221200900 | ARMSLING ADULT IMMOBILIZES THE SHOULDER JOINT IN ADDUCTION AND INTERNAL ROTATION WITH LOOP TO FACILITATE THE RELAXATION OF THE THUMB AND THE POSITION OF THE WRIST EASY ADJUSTMENT BY VELCRO OR EQUIVALENT CONTROLS FLEXO-EXTENSION ROTATION ABDUCTION AND SHOULDER ADDUCTION KEEPS THE ELBOW IN 90º FLEXION AND PRONOSUPINATION INTERMEDIATE DISTRIBUTES THE WEIGHT OF THE TREATED ARM AVOIDING OVERLOAD OF THE CERVICAL AREA STRAPS CROSSED OVER THE BACK TO IMPROVE SUPPORT COMFORTABLE BREATHABLE SIZE: SMALL
28164 | 4618221201000 | ARMSLING ADULT IMMOBILIZES THE SHOULDER JOINT IN ADDUCTION AND INTERNAL ROTATION WITH LOOP TO FACILITATE THE RELAXATION OF THE THUMB AND THE POSITION OF THE WRIST EASY ADJUSTMENT BY VELCRO OR EQUIVALENT CONTROLS FLEXO-EXTENSION ROTATION ABDUCTION AND SHOULDER ADDUCTION KEEPS THE ELBOW IN 90º FLEXION AND PRONOSUPINATION INTERMEDIATE DISTRIBUTES THE WEIGHT OF THE TREATED ARM AVOIDING OVERLOAD OF THE CERVICAL AREA STRAPS CROSSED OVER THE BACK TO IMPROVE SUPPORT COMFORTABLE BREATHABLE SIZE: MEDIUM
28165 | 4618221201100 | ARMSLING ADULT IMMOBILIZES THE SHOULDER JOINT IN ADDUCTION AND INTERNAL ROTATION WITH LOOP TO FACILITATE THE RELAXATION OF THE THUMB AND THE POSITION OF THE WRIST EASY ADJUSTMENT BY VELCRO OR EQUIVALENT CONTROLS FLEXO-EXTENSION ROTATION ABDUCTION AND SHOULDER ADDUCTION KEEPS THE ELBOW IN 90º FLEXION AND PRONOSUPINATION INTERMEDIATE DISTRIBUTES THE WEIGHT OF THE TREATED ARM AVOIDING OVERLOAD OF THE CERVICAL AREA STRAPS CROSSED OVER THE BACK TO IMPROVE SUPPORT COMFORTABLE BREATHABLE SIZE: LARGE
28166 | 4618221201200 | ARMSLING ADULT IMMOBILIZES THE SHOULDER JOINT IN ADDUCTION AND INTERNAL ROTATION WITH LOOP TO FACILITATE THE RELAXATION OF THE THUMB AND THE POSITION OF THE WRIST EASY ADJUSTMENT BY VELCRO OR EQUIVALENT CONTROLS FLEXO-EXTENSION ROTATION ABDUCTION AND SHOULDER ADDUCTION KEEPS THE ELBOW IN 90º FLEXION AND PRONOSUPINATION INTERMEDIATE DISTRIBUTES THE WEIGHT OF THE TREATED ARM AVOIDING OVERLOAD OF THE CERVICAL AREA STRAPS CROSSED OVER THE BACK TO IMPROVE SUPPORT COMFORTABLE BREATHABLE SIZE: EXTRA LARGE
28167 | 4618221201400 | ORTHOSIS SHOULDER ABDUCTION BREATHABLE 3 D FABRIC THAT MAXIMIZES AIR CIRCULATION BETWEEN PATIENT/ORTHOSIS FITNESS BALL HELPS BLOOD CIRCULATION AND MAINTENANCE OF MUSCLE TONE ARM SUPPORT ARM POSITIONED 90 DEGREE ELBOW FLEXION AND SUPPORTS THE WEIGHT ABDUCTION PILLOW POSITIONS THE SHOULDER IN 15 DEGREE OF ABDUCTION GLENOHUMERAL DISLOCATION SUBLUXATION GLENOHUMERAL CAPSULAR SHIFT RECONSTRUCTIVE SURGERY OF THE ROTATOR CUFF POST - SURGERY ARTHROSCOPIC INJURY BANKHART SOFT TISSUE REPAIR IMMOBILIZING AND STABILIZING ORTHOSIS THAT MAINTAINS THE SECURE POSITIONING OF THE SHOULDER JOINT IN ABDUCTION AND 15 DEGREE ELBOW JOINT AT 90 DEGREE
28168 | 4618221201600 | ARMSLING PEDIATRIC IMMOBILIZES THE SHOULDER JOINT IN INTERNAL ROTATION EASY ADJUSTMENT BY VELCRO OR EQUIVALENT CONTROLS FLEXO-EXTENSION ROTATION ABDUCTION AND SHOULDER ADDUCTION KEEPS THE ELBOW IN 90º FLEXION AND PRONOSUPINATION INTERMEDIATE DISTRIBUTES THE WEIGHT OF THE TREATED ARM AVOIDING OVERLOAD OF THE CERVICAL AREA STRAPS CROSSED OVER THE BACK TO IMPROVE SUPPORT COMFORTABLE BREATHABLE ASSORTED SIZE
28169 | 4618221201700 | ARMSLING IMMOBILIZES THE SHOULDER JOINT IN ADDUCTION AND INTERNAL ROTATION CONTROLS FLEXO-EXTENSION ROTATION ABDUCTION AND SHOULDER ADDUCTION KEEPS THE ELBOW IN 90º FLEXION AND PRONOSUPINATION INTERMEDIATE DISTRIBUTES THE WEIGHT OF THE TREATED ARM AVOIDING OVERLOAD OF THE CERVICAL AREA DOUBLE STRAPS ON SHOULDER DIVIDES LOAD ARM RESTRAINT BAND ENSURES ADDITIONAL LOCKING AND ENHANCED IMMOBILIZATION COMFORTABLE BREATHABLE SIZE: UNIVERSAL
28170 | 4618221207300 | SLEEVE FOREARM READY-MADE PRESSURE GARMENT TO BE USED DURING IMMEDIATE STAGE OF WOUND HEALING AND FOR SCAR MANAGEMENT EASY FITTING SOFT AND SMOOTH DESIGN FOR A SHORT USE UNTIL WOUND IS COMPLETELY HEALED HI-TECH YARN WITH PERMANENT ODOR NEUTRALITY. ALLOWS THE SKIN TO BREATH AND STAY COOL. PATENTED KNIT ENSURES RAPID MOISTURE TRANSPORTATION AND TEMPERATURE HYPO-ALLERGENIC AND LATEX-FREE ANTIBACTERIAL FABRIC COMPOSITION 20% -30% ELASTANE 70 AND -80% POLYAMIDE SIZE: 7X9IN /18-23 CM
28171 | 4618221207600 | SHOULDER STRAPS FOR PANTS MADE OF ELASTANE ATTACHED WITH VELCRO IN THE PANTS FROM THE BACK TO THE FRONT OVER THE SHOULDER TO HOLD THE PANTS UP
28172 | 4618230600000 | HARNESS PAVLIK WITH SOFT INNER LINING AND HOOK - AND - LOOP FASTENERS FOR SECURE ADJUSTMENT SIZE LARGE
28173 | 4618240700200 | CLEANING AND DECONTAMINATION WIPES FOR STERILIZATION OF MANOMETRY CATHETER (COMPLETE SYSTEM INCLUDING WIPES AND SOLUTION)
28174 | 4710161301200 | PH BUFFER PH4 FOR CALIBRATION OF PH CATHETER AND CALIBRATION OF WIRELESS CAPSULE PH MONITORING
28175 | 4710161301300 | PH BUFFER PH7 FOR CALIBRATION OF PH CATHETER AND CALIBRATION OF WIRELESS CAPSULE PH MONITORING
28176 | 4710161400000 | GEL HYALURONIC ACID/DEXTRANOME 1ML PREFILLED SYRINGE
28177 | 4712170000300 | TAB TIE NYLON FOR MEDICAL WASTE BAG CLOSURE 15-20 CM
28178 | 4712180400300 | BULB ELLICK EVACUATION AUTOCLAVABLE MUST BE COMPATIBLE WITH GLASS SYRINGE (NEED MANUFACTURER'S INSTRUCTION FOR CLEANING AND STERILIZATION) R ANY OTHER EQUIVALENT
28179 | 4712180400400 | OTOSCOPE REPLACEMENT LIGHT BULB DISPOSABLE OR EQUIVALENT
28180 | 4713150200000 | "CLOTH/ DRY WIPES CLEANING FOR PATIENT LINT FREE SIZE: LARGE 30 X 36 CM (+/- 5CM) 50 / PACKET DISPOSABLE"
28181 | 4713150200100 | CLOTH CLEANING NON-WOVEN PINK MICROFIBER 60 X 32 CM (+/- 5CM) ABSORBING WATER WHEN USE ON SURFACES AND REMOVE DUST
28182 | 4713150200200 | CLOTH CLEANING NON-WOVEN BLUE MICROFIBER 60 X 32 CM (+/- 5CM) ABSORBING WATER WHEN USE ON SURFACES AND REMOVE DUST
28183 | 4713150200800 | WIPE SURFACE PP NON WOVEN ALCOHOL FREE DISINFECTANT WITH QUATERNARY AMMONIUM 4TH GENERATION COMPOUNDS AS ACTIVE INGREDIENTS -MAIN FIELD OF APPLICATION IS FOR THE DISINFECTION OF SURFACES AND DENTAL EQUIPMENT -READY TO USE ALDEHYDE-FREE AND PHENOL-FREE FORMULATION -EFFECTIVE AGAINST BACTERIA FUNGI AND VIRUSES (INCLUDING TB HIV/HBV CORONAVIRUS FLU VIS) EASILY BIODEGRADABLE -QUICK ACTION TIME 30 SECOND - 50 TISSUE PER PACK SIZE 15 CM X 25CM(+-/5CM ) (MATCH WITH EN STANDARD) NOTE: MSDS SHOULD BE PROVIDED IN SOFT COPY
28184 | 4713150200900 | WIPES PROTECTIVE SKIN BARRIER FILM NON-ALCOHOL NO STING DISPOSABLE STERILE (WOUND AND OSTOMY)
28185 | 4713150201200 | DISINFECTANT WIPE WITH 70% ISOPROPYL ALCOHOL APPROXIMATELY FROM 20X 20CM (+/-3CM) NON-LINTING PACKING: 200 WIPES NOTE: MSDS SHOULD BE PROVIDED IN SOFT COPY
28186 | 4713150201300 | CLOTH CLEANING FLAT 30.48 X 30.48 CM NON-LINTING NON-RAYTEC NON-STERILE DISPOSABLE
28187 | 4713150201600 | WIPES NON - LINTING SIZE: 40 X 20 CM BLUE FOR CLEANING RFID TAGS SEMI - DISPOSABLE
28188 | 4713150201700 | WIPES FOR BATHING WATERLESS NON PERFUMED : WIPES FOR BATHING OF PATIENTS NOT LESS THAN 8 WIPES PER POUCH AND EACH WIPES NOT LESS THAN 30 X 20 CM (+/- 5 CM) FABRIC RESISTANT TO TEARING AND LINTING NOT LESS THAN 100GMS LATEX LANOLIN EDTA METHYLLISOTHIAZOLINON / METHYLCHLOROISOTHIAZOLINONE ETHANOL AND PROPANOL TYPE ALCOHOL AND DETERGENT FREE DERMATOLOGICALLY APPROVED AND BALANCED TO SKIN PH AND PROVEN TO MOISTURIZE SKIN NON ALLERGIC NOTE: MSDS SHOULD BE PROVIDED IN SOFT COPY
28189 | 4713150201800 | "WIPES ENRICHED WITH POLYXAMER FOR ULCERS CLEANSING CONTAINING ALOE VERA ALLANTOIN AND FREE OF ALCOHOL AND ACIDS SIZE: 20 X 20 OR EQUIVALENT IN THE SIZE: (+\ - 2 CM) DISPOSABLE STERILE MSDS SHOULD BE PROVIDED IN SOFT COPY (WOUND AND OSTOMY CARE)"
28190 | 4713150201900 | WIPES ALCOHOL FREE IMPREGNATED WITH AMMONIUM CHLORIDE NOT CAUSING ANY SERVICE DAMAGE CE MARK / FDA APPROVAL EFFECTIVE AGAINST BACTERIAL VIRUS FUNGAL SIZE 25 X 30 CM (+/- 5 CM) IN CANISTER NOTE: MSDS SHOULD BE PROVIDED IN SOFT COPY
28191 | 4713150202200 | APPLICATOR PROTECTIVE SKIN BARRIER FILM NON-ALCOHOL NO STING 1 - 2.5 ML DISPOSABLE STERILE (WOUND AND OSTOMY)
28192 | 4713160300100 | CLEANING SPONGE RECTANGULAR 25X31MM
28193 | 4713180000000 | CHLORHEXIDINE AVAGARD OR ANY OTHER EQUIVALENT GLUCONATE 1% SOLUTION AND ETHYL ALCOHOL 61%W/W 500 ML
28194 | 4713180000100 | ANTISEPTIC SURGICAL HAND RUB 1% CHLORHEXIDINE IN 62 - 70% ETHYL ALCOHOL 500ML FOR WALL MOUNTED HANDS FREE DISPENSER HAZARDOUS MATERIAL NOTE: MSDS SHOULD BE PROVIDED IN SOFT COPY
28195 | 4713180000400 | DISINFECTANT SODIUM HYPOCHLORITE 5.25% LIQUID 5 LITER HAZARDOUS MATERIAL NOTE: MSDS SHOULD BE PROVIDED IN SOFT COPY
28196 | 4713180000500 | GLASS CLEANER 4 L (GALLON)
28197 | 4713180000700 | ALCOHOLIC ANTISEPTIC SKIN SPRAY SOLUTION 70% IPA NOT MORE THAN 250ML NOTE: MSDS SHOULD BE PROVIDED IN SOFT COPY
28198 | 4713180000900 | ANTISEPTIC POVIDONE-IODINE 10% WITH ANTIMICROBIC FILM-FORMING WATER SOLUBLE AQUEOUS SOLUTION NON-STAINING TO SKIN AND NATURAL FABRIC 8FL. OZ. 250ML NOTE: MSDS SHOULD BE PROVIDED IN SOFT COPY
28199 | 4713180001000 | CHLORHEXIDINE GLUCONATE 1% 61% ETHANOL SOLUTION BP SACHET 100 ML
28200 | 4713180001200 | CLEANER FOR DENTAL SUCTION SYSTEMS CONCENTRATION LIQUID FOR THE CLEANING AND CARE OF DENTAL ASPIRATION SYSTEM. 1. DAILY USE FORMULA; PLEASANT FRESH SMELL PREVENTS FOAM FORMATION PH (UNDILUTED) APPROXIMATELY. 12.0 EFFECTIVE AGAINST BACTERIA FUNGI ACTION TIME: 60MINUTES PACKAGE: ABOUT 5 LITERS 2. PLEASANT FRESH SMELL PREVENTS FOAM FORMATION (UNDILUTED) APPROXIMATELY. 1.0 EFFECTIVE AGAINST BACTERIA FUNGI ACTION TIME: 60 MINUTES 5% DILUTION (1 LITER CONCENTRATE = 20 LITERS READY TO USE SOLUTION) PACKAGE ABOUT 5 LITERS TO BE DELIVERED WITH ALL CERTIFICATES ACCORDING TO TECHNICAL CONDITIONS COMPATIBLE WITH DENTAL CHAIR COMPANY AND MATCH WITH EN STANDARDS FREE OF CHARGE DISPENSER MEASUREMENT TOOL NOTE: MSDS SHOULD BE PROVIDED IN SOFT COPY
28201 | 4713180001300 | LIQUID FOR DECONTAMINATION AND PREVENTION OF BIOFILM FORMATION IN WATERLINE OF MEDICAL AND DENTAL CHAIRS DURING UNUSED OF UNITS SIZE 1-1.5L NOTE: MSDS SHOULD BE PROVIDED IN SOFT COPY
28202 | 4713180001400 | DISINFECTANT SODIUM HYPOCHLORITE 5.25% LIQUID 1 LITER HAZARDOUS MATERIAL SAFETY DATA SHEET IS REQUIRED ON DELIVERY OF PRODUCT IN SOFT COPY NOTE: MSDS SHOULD BE PROVIDED IN SOFT COPY
28203 | 4713181100100 | CONCENTRATED DETERGENT (BOOSTER) FOR LAUNDRY AUTOMATIC LOADING SYSTEM 30L NOTE: MSDS SHOULD BE PROVIDED IN SOFT COPY
28204 | 4713181100200 | DETERGENT FOR LAUNDRY AUTOMATIC LOADING SYSTEM 30L NOTE: MSDS SHOULD BE PROVIDED IN SOFT COPY
28205 | 4713181100300 | SOFTENER LIQUID FOR LAUNDRY AUTOMATIC LOADING SYSTEM 30L NOTE: MSDS SHOULD BE PROVIDED IN SOFT COPY
28206 | 4713190500000 | SPILL ABSORBENT PAD 45X45CM OR EQUIVALENT WITH INSTANT ABSORPTION CAPACITY OF 1 LITER. USED TO ABSORB BODILY SPILLS ON SURFACES AND FLOORS. PERACETIC ACID GENERATING AND ACTIVE AGAINST ALL KNOWN MICROORGANISMS ASSOCIATED WITH BLOOD URINE AND FECAL SPILLS INCLUDING BACTERIAL ENDOSPORES AND NON-ENVELOPED VIRUSES SAFE TO USE ON URINE SPILLS. CONFIRMS TO EN1275 EN1276 EN13/04 EN14348 EN14476 EN14561 EN14562 EN14563 STANDARD'S FOR PATHOGENS ASSOCIATED WITH BODILY SPILLS.
28207 | 4713191000000 | POLYMER SOLIDIFIER SUPER ABSORBENT IN DISSOLVABLE POUCH 1000 ML FLUID
28208 | 4713191000100 | POLYMER SOLIDIFIER SUPER ABSORBENT IN RECAPPABLE BOTTLE 3000 ML FLUID
28209 | 4713191000200 | TROCAR INTELLIGENT FLOW SYSTEM-5MM ACCESS PORT BLADELESS OPTICAL TIP OBTURATOR 100MM RELATED TO SECTOR MACHINE
28210 | 4713191000300 | PORT HOLES - NEONATE GIRAFFE INCUBATOR FOR GIRAFFE
28211 | 4810160100000 | MIXER TO BLEND AND MIX UP TO 20 OZ. OF THICKEN UP BATTERY OPERATED
28212 | 4810180400000 | "MEASURING CUPS CALIBRATED 400 ML APPROXIMATELY"
28213 | 4810181900700 | ALCOHOL GEL ETHANOL 70-80% V/V + GLYCERIN 1% WITHW + VITAMIN E 0.02% 1000 ML BOTTLE NON-STICKY NON-GREASY WALL MOUNTED DISPENSER FREE OF CHARGE WITH EACH 10 BOTTLE AS PER ATTACHED SPECIFICATIONS NOTE: MSDS SHOULD BE PROVIDED IN SOFT COPY
28214 | 4810181900900 | ALCOHOL GEL ETHANOL 70-80% GLYCERIN 1% VIT E 0.2% NON-FRAGRANCE 1000 ML BOTTLE WITH ONE FREE OF CHARGE WALL MOUNTED AUTOMATIC DISPENSER WITH EVERY 10 BOTTLE AS PER ATTACHED SPECIFICATIONS NOTE: MSDS SHOULD BE PROVIDED IN SOFT COPY
28215 | 4810191400000 | "CARAFE/ PITCHER BEDSIDE HINGED TOP WITH PLASTIC JACKET GRADUATED 750 - 1250 ML"
28216 | 4810191500000 | TRAY PERSONAL FOR TUMBLER AND CARAFE SIZE 28 X 16 CM (+/- 2 CM) DISPOSABLE
28217 | 4912150700100 | AIR MATTRESS NON-POWERED SYSTEM POLY VINYL OVERLY DESIGNED FOR STAGE I OR II ISCHEMIC ULCER INTERCONNECTED AIR-FILLED CELLS ARE EASY TO SET UP INFLATE AND ADJUST-ADDING UP TO EASY USE FOR ANY CARE SETTING COMES WITH THREE SECTIONS EACH ADJUSTABLE TO ADDRESS THE SPECIFIC NEEDS OF A PATIENT'S BODY SHAPE AND SIZE MEASURES 80 X 35 INCH (27 X 35 INCH PER SECTION) INCLUDE HAND INFLATION PUMP REPAIR KIT AND OPERATING INSTRUCTIONS
28218 | 4920151400000 | THERAPEUTIC EXERCISE BALL ANTI-SLIP PROFESSIONAL QUALITY WITH NON-TOXIC PVC MATERIAL FREE OF BPA AND HEAVY METALS 2000 MICROMETERS IN THICKNESS HEAVY DUTY RATING CAN MATCH ANY HEAVY WEIGHT CAN CARRY THE STRESS OF HEAVY LOADS UP TO 2200 LBS WITHOUT POPPING TO PREVENT YOU FROM BEING INJURED ANTI-SLIP BALL CAN WITHSTAND UP TO A 2CM CUT WITHOUT EXPLOSIVELY DEFLATING INCLUDES HAND PUMP 2 AIR PLUGS AND VALVE REMOVER TOOL ABOUT 65CM DIAMETER
28219 | 4920151400100 | THERAPEUTIC EXERCISE BALL ANTI-SLIP PROFESSIONAL QUALITY WITH NON-TOXIC PVC MATERIAL FREE OF BPA AND HEAVY METALS 2000 MICROMETERS IN THICKNESS HEAVY DUTY RATING CAN MATCH ANY HEAVY WEIGHT CAN CARRY THE STRESS OF HEAVY LOADS UP TO 2200 LBS WITHOUT POPPING TO PREVENT YOU FROM BEING INJURED ANTI-SLIP BALL CAN WITHSTAND UP TO A 2CM CUT WITHOUT EXPLOSIVELY DEFLATING INCLUDES HAND PUMP 2 AIR PLUGS AND VALVE REMOVER TOOL ABOUT 55CM DIAMETER
28220 | 4920151400300 | THERAPEUTIC EXERCISE BALL ANTI-SLIP PROFESSIONAL QUALITY WITH NON-TOXIC PVC MATERIAL FREE OF BPA AND HEAVY METALS 2000 MICROMETERS IN THICKNESS HEAVY DUTY RATING CAN MATCH ANY HEAVY WEIGHT CAN CARRY THE STRESS OF HEAVY LOADS UP TO 2200 LBS WITHOUT POPPING TO PREVENT YOU FROM BEING INJURED ANTI-SLIP BALL CAN WITHSTAND UP TO A 2CM CUT WITHOUT EXPLOSIVELY DEFLATING INCLUDES HAND PUMP 2 AIR PLUGS AND VALVE REMOVER TOOL ABOUT 75CM DIAMETER
28221 | 4920151900000 | "TIBIAL TWISTER KIT ADJUSTMENT OVER THE LOWER LIMB FEMORAL - TIBIAL ROTATION IS CORRECTED BY THE ACTION OF A TORSION ELEMENT PLACED IN REVERSE ROTATION CORRECTION TREATMENT OF ROTATIONAL DISORDERS OF FEMUR AND TIBIA KIT TWISTER BILATERAL ADJUSTABLE BELT WITH HIP ANKLE JOINT WITH CLAMP FOR BINDING TO THE FOOTWEAR CALF ADJUSTMENT AND RING OF HEIGHT FIXATION CABLE EASY TO CUT AND ADJUST TO PATIENT LENGTH"
28222 | 4920160100600 | NEOPRENE DUMBBELLS 1 LB
28223 | 4920160100700 | NEOPRENE DUMBBELLS 10 LB
28224 | 4920160100800 | NEOPRENE DUMBBELLS 2 LB
28225 | 4920160100900 | NEOPRENE DUMBBELLS 3 LB
28226 | 4920160101000 | NEOPRENE DUMBBELLS 4 LB
28227 | 4920160101100 | NEOPRENE DUMBBELLS 5 LB
28228 | 4920160101200 | NEOPRENE DUMBBELLS 6 LB
28229 | 4920160101300 | NEOPRENE DUMBBELLS 7 LB
28230 | 4920160101400 | NEOPRENE DUMBBELLS 8 LB
28231 | 4920160101500 | NEOPRENE DUMBBELLS 9 LB
28232 | 4920160400000 | THERAPEUTIC MOBILE ANKLE/WRIST WEIGHT - DUMBBELL AND BAND RACK - CAN HOLD UP TO 64 ANKLE/WRIST WEIGHTS AND 22 DUMBBELLS 3 INCH SWIVEL CASTERS TWO RODS HOLD 6 HOLLOW CORE 50 YARD ROLLS MEASURES 31 INCH L X 53 INCH H X 24 INCH W. WEIGHTS AND BANDS NOT INCLUDED EXERCISE SUPPLIES SOLD SEPARATELY
28233 | 4921180400000 | PEARL HARD REFLECTIVE MARKER ON A PLASTIC BASE FOR MOTION ANALYSIS SYSTEM SIZE 14 MM
28234 | 4921180400100 | PEARL HARD REFLECTIVE MARKER ON A PLASTIC BASE FOR MOTION ANALYSIS SYSTEM SIZE 6.4 MM
28235 | 4921180400200 | PEARL HARD REFLECTIVE MARKER ON A PLASTIC BASE FOR MOTION ANALYSIS SYSTEM SIZE 9.5 MM
28236 | 4921182000000 | ASSESSMENT TOOLS HYDRAULIC HAND KIT FOR ROUTINE SCREENING OF GRIP STRENGTH AND INITIAL AND ONGOING EVALUATION OF CLIENTS WITH HAND TRAUMA AND DYSFUNCTION. INCLUDES HYDRAULIC HAND DYNAMOMETER PINCH GAUGE AND 15.2 CM FINGER GONIOMETER
28237 | 4921182000100 | ASSESSMENT TOOLS DIGITAL HAND DYNAMOMETER USED TO ASSESS HAND GRIP AND STRENGTH IN ORDER TO MONITOR PROGRESS SCRATCH-RESISTANT UV COATING PROTECTS ALL DIGITAL COMPONENTS FROM DAMAGE UNIT DOES NOT HAVE INTERNAL MOVING PARTS
28238 | 5110270700500 | SWAB STICK 0.5 % CHLORHEXIDINE GLUCONATE AND 70% ISOPROPYL ALCOHOL ANTIMICROBIAL PREPARED ON A PLASTIC STICK PER SINGLE POUCH POLYMER INDIVIDUALLY PACKAGED SCENT FREE DISPOSABLE STERILE NOTE: MSDS SHOULD BE PROVIDED IN SOFT COPY
28239 | 5110270700700 | SWAB STICK 2% CHLORHEXIDINE + 70% ALCOHOL ANTIMICROBIAL PREPARED ON A PLASTIC STICK POLYMER 3 PER PACK SCENT FREE DISPOSABLE STERILE NOTE: MSDS SHOULD BE PROVIDED IN SOFT COPY
28240 | 5110270700900 | SWAB STICKS IMPREGNATED WITH 70% ISOPROPYL AND 2% CHLORHEXIDINE SWAB STICKS ARE A WETTED NON-WOVEN PAD ADHERED TO A PLASTIC STICK WHICH IS USED TO SANITIZE THE SKIN INDIVIDUALLY SEALED IN EASY-TEAR PACK ETS DISPOSABLE STERILE NOTE: MSDS SHOULD BE PROVIDED IN SOFT COPY
28241 | 5110270701100 | SWAB STICKS SATURATED WITH 70% ISOPROPYL ALCOHOL 10 CM LONG INDIVIDUALLY PACKED DISPOSABLE STERILE NOTE: MSDS SHOULD BE PROVIDED IN SOFT COPY
28242 | 5110270701300 | SWAB IMPREGNATED IN 70% ISOPROPYL ALCOHOL AND 2% CHLOROHEXIDINE SIZE: NOT LESS THAN 4 X 4 CM DISPOSABLE STERILE NOTE: MSDS SHOULD BE PROVIDED IN SOFT COPY
28243 | 5110270701400 | SWAB IMPREGNATED IN 70% ISOPROPYL ALCOHOL SIZE: NOT LESS THAN 4 X 4 CM DISPOSABLE STERILE
28244 | 5110270701500 | GEL HAND SANITIZER NO RINSE/EFFECTIVE AGAINST COMMON GERMS/FAST ACTING/NON STICKY/NON GREASY/QUICK DRYING/CONTAINS MOISTURIZER/WILL NOT DRY OUT THE SKIN VOLUME: 1000.0ML PACKAGING: 6 BOTTLES DISPENSER TO BE DELIVERED WITH ALL CERTIFICATES ACCORDING TO TECHNICAL CONDITIONS
28245 | 5110270701600 | HAND SOAP WATER-BASED HAND SOAP WITH QUATERNARY AMMONIUM COMPOUNDS AS ACTIVE INGREDIENTS -READY TO USE ALDEHYDE-FREE AND PHENOL-FREE FORMULATION EFFECTIVE AGAINST BACTERIA FUNGI AND VIRUSES (INCLUDING TB HIV/HBV) -EASILY BIODE TO BE DELIVERED WITH ALL CERTIFICATES ACCORDING TO TECHNICAL CONDITIONS PACKAGE 1000 ML. BOTTLE X 6 WITH DISPOSABLE INSERT NOTE: MSDS SHOULD BE PROVIDED IN SOFT COPY
28246 | 5110270702200 | CLEANER FOR DENTAL SUCTION SYSTEMS CONCENTRATION LIQUID FOR THE CLEANING AND CARE OF DENTAL ASPIRATION SYSTEM 1. WEEKLY USE FORMULA PLEASANT FRESH SMELL PREVENTS FOAM FORMATION PH (UNDILUTED) APPROXIMATELY. 12.0 EFFECTIVE AGAINST BACTERIA FUNGI ACTION TIME: 60 MINUTES; PACKAGE: ABOUT 5 LITERS. PLEASANT FRESH SMELL; PREVENTS FOAM FORMATION HI104IGH PH NOT LESS THAN 9 (UNDILUTED) APPROXIMATELY. 1.0 EFFECTIVE AGAINST BACTERIA FUNGI ACTION TIME: 60 MINUTES; 5% DILUTION (1 LITER CONCENTRATE =20 LITERS READY TO USE SOLUTION) PACKAGE: ABOUT 5 LITER TO BE DELIVERED WITH ALL CERTIFICATES ACCORDING TO TECHNICAL CONDITIONS FREE OF CHARGE DISPENSER MEASUREMENT TOOL EN STANDARD NOTE: MSDS SHOULD BE PROVIDED IN SOFT COPY
28247 | 5110270702300 | ACTIVE LONG LASTING DISINFECTANT EFFECT AGAINST BACTERIA AND FUNGI. EFFECTIVE AGAINST ALGAE AND LIME DEPOSITS AND PREVENT LIMESCALE FORMATION WHEN WARMING WATER OR AFTER WATER COOL DOWN NON-FOAMING. FRESH MINT FLAVOR BIO DEGRADABLE ACCORDING TO CLASSIFICATION BY THE OECD (ORGANIZATION FOR ECONOMIC COOPERATION AND DEVELOPMENT GERMANY) CPH (UNDILUTED) APPROX. 6.0 1% (1 LITER CONCENTRATE = 100 LITERS READY TO USE SOLUTION) PACKAGE: 1 LITER BOTTLE X 4 DENTAL-WATER-LINE DECONTAMINATION FOR DENTAL TREATMENT CENTERS . TO BE DELIVERED WITH ALL CERTIFICATES ACCORDING TO TECHNICAL CONDITION NOTE: MSDS SHOULD BE PROVIDED IN SOFT COPY
28248 | 5110270703200 | SOLUTION CHLORHEXIDINE 100 ML SACHET OF AN AQUEOUS SOLUTION OF CHLORHEXIDINE GLUCONATE BP 0.05% FOR EXTERNAL USE STERILE NOTE: MSDS SHOULD BE PROVIDED IN SOFT COPY
28249 | 5110270703300 | SWAB STICKS LEMON GLYCERIN PRE - MOISTENED DISPOSABLE STERILE
28250 | 5110270703400 | SINGLE SWAB STICKS POVIDONE-IODINE SATURATED WITH 10% POVIDONE-IODINE (POVIDONE-IODINE SOLUTION USP) 10 CM LONG INDIVIDUALLY PACKED DISPOSABLE STERILE NOTE: MSDS SHOULD BE PROVIDED IN SOFT COPY
28251 | 5110271000200 | DISINFECTANT WIPE WITH 70% ISOPROPYL ALCOHOL APPROXIMATELY FROM 20X 20CM (+/-3CM) NON-LINTING PACKING: 100 WIPES NOTE: MSDS SHOULD BE PROVIDED IN SOFT COPY
28252 | 5117233100100 | 17 - 19% ETHYLENE DIAMINE TETRA ACETIC ACID (EDTA) SOLUTION KIT NEUTRAL PH BOTTLE 40 - 60 ML CONTAINS: 1. 20 - 30 EMPTY 1.2 ML SYRINGES 2. 20 - 30 TIP S OF 30G ONE EACH (EA) = ONE (1) PACK
28253 | 5118150604400 | NEEDLE INSULIN FOR PEN 31 G X 6 MM DISPOSABLE STERILE
28254 | 5118150604500 | NEEDLE INSULIN FOR PEN 31 G X 5 MM DISPOSABLE STERILE
28255 | 5124113900100 | PACK VISCOUS FLUID INJECTION AND ASPIRATION KIT (TIP AS PER HOSPITAL REQUEST) COMPATIBLE WITH DORC EVA MACHINE OR EQUIVALENT DISPOSABLE STERILE
28256 | 5124120000200 | ADHESIVE FOR SKIN HIGH VISCOSITY TOPICAL SKIN ADHESIVE 2-OCTYL CYANOACRYLATE 0.5 ML PEN APPLICATION DISPOSABLE STERILE
28257 | 5124129902200 | GEL WATER BASED VAGINAL EXAMINATION HYPOALLERGENIC SINGLE PACKED IN 5 GM EACH STERILE
28258 | 5124190000600 | "LOTION BABY HAND AND BODY 50 ML BOTTLES FREE FROM FRAGRANCE AND ALCOHOL DISPOSABLE"
28259 | 5147150500100 | SURFACE DISINFECTANT CLEANER FOR FLOOR WATER-BASED DISINFECTANT CLEANER WITH QUATERNARY AMMONIUM 5TH GENERATION COMPOUNDS AS ACTIVE INGREDIENTS CONTAINS SURFACE ACTIVE AGENTS FOR ITS CLEANING PROPERTIES. CONCENTRATED ALDEHYDE-FREE AND PHENOL-FREE FORMULATION -EFFECTIVE AGAINST BACTERIA FUNGI AND VIRUSES (INCLUDING HIV/HBV). EASILY BIODEGRADABLE -SAFE TO USE-ACTION TIME OF 5 - 60 MINUTES. PACKAGE 5 LITER X 4 + 1 LITER DOSAGE BOTTLE X 2 NOTE: MSDS SHOULD BE PROVIDED IN SOFT COPY
28260 | 5310230500000 | DIAPER PRE-MATURE INFANT FROM 1 TO 2.7 KG HIGHLY ABSORBENT ASSURES DRY SURFACE RE-ADJUSTABLE ADHESIVE TAPE ANTI-LEAK BARRIER PACKING: WRAPPED IN A PLASTIC PACK
28261 | 5310230500100 | "DIAPER FROM APPROXIMATELY 10 TO 18 KG HIGHLY ABSORBENT ASSURES DRY SURFACE RE-ADJUSTABLE ADHESIVE TAPE PACKING: WRAPPED IN A PLASTIC PACK"
28262 | 5310230500200 | "DIAPER FROM APPROXIMATELY 18 TO 25 KG HIGHLY ABSORBENT ASSURES DRY SURFACE RE-ADJUSTABLE ADHESIVE TAPE PACKING: WRAPPED IN A PLASTI C PACK"
28263 | 5310230500300 | "DIAPER FROM APPROXIMATELY 3 TO 4.5 KG HIGHLY ABSORBENT ASSURES DRY SURFACE RE-ADJUSTABLE ADHESIVE TAPE PACKING: WRAPPED IN A PLASTIC PACK"
28264 | 5310230500400 | "DIAPER FROM APPROXIMATELY 4.5 TO 7.5 KG HIGHLY ABSORBENT ASSURES DRY SURFACE RE-ADJUSTABLE ADHESIVE TAPE PACKING: WRAPPEDIN A PLASTIC PACK"
28265 | 5310230600000 | "DIAPER WRAP AROUND WAIST SIZE: APPROXIMATELY 44 INCH X 60 INCH ADULT LARGE HIGHLY ABSORBENT ASSURES DRY SURFACE READJUSTABLE ADHESIVE TAPE PACKING WRAPPED IN A PLASTIC PACK"
28266 | 5310230600100 | "DIAPER WRAP AROUND WAIST SIZE: APPROXIMATELY 56 INCH X 64 INCH ADULT EXTRA LARGE HIGHLY ABSORBENT ASSURES DRY SURFACE READJUSTABLE ADHESIVE TAPE PACKING WRAPPED IN A PLASTIC PACK"
28267 | 5313150400000 | FLOSS DENTAL WAXED LENGTH: 15.0-50.0M
28268 | 5313150500100 | "PACIFIER PREMATURE BABY EXTRA SMALL"
28269 | 5313150500300 | PACIFIERS PREEMIE PREMATURE BABY'S SIZE SMALL 100% SILICONE - WILL NOT CRACK BREAK OR PEEL SOFT AND FLEXIBLE NO HARD INNER GUARD CURVED SHAPE FITS BABY'S FACE NATURAL SHAPE TEXTURED NIPPLE BABIES EASY-TO-HOLD LOOP SHAPED HANDLE WITH NUBS
28270 | 5313150600200 | TIP FOR SUCTION ANGLE SWAB MOUTH CARE FOR USE WITH ORAL PREP
28271 | 5313160800100 | SOAP DEODORANT 1 OUNCE BAR
28272 | 5313161600000 | DRESSING HIGHLY VISCOUS HYDROGEL ALGINATE TUBE SIZE AT LEAST 15GM DISPOSABLE STERILE (WOUND AND OSTOMY CARE)
28273 | 5313162800000 | SHAMPOO BABY HYPOALLERGENIC PH-NEUTRAL ALCOHOL FREE 50 ML INDIVIDUALLY PACKED
28274 | 5313162800200 | "CAP SHAMPOO FOR CLEANSING AND CONDITIONING OF THE HAIR: CONSTRUCTED OF A POLYETHYLENE OUTER LAYER AND NON-WOVEN INNER LAYER OR EQUIVALENT L ATEX LANOLIN EDTA METHYLISOTHIAZOLINONE / METHYLCHLOROISOTHIAZOLINONE ETHANOL AND PROPANOL TYPE ALCOHOL AND DETERGENT FREE DERMATOLOGICALLY APPROVED AND BALANCED TO SKIN PH NON ALLERGIC NON-TOXIC SAFE"
28275 | 5313164000000 | SET UNIVERSAL NAIL REMOVAL INSTRUMENTATION (CAN REMOVE ALL TYPES OF OLD AND NEW NAILS) WITH ALL NECESSARY ATTACHMENTS INCLUDING NECESSARY CASE
28276 | 4214370500300 | PUMP BREAST INFANT NURSING SYSTEM 90-125 ML
28277 | 4227170703500 | OXYGEN MEDICAL REGULATOR CONTROL (CGA540) FLOW METER PRESSURE GAUGE PRESSURE REDUCING DF-2 BLIND NUT MOISTURE BOTTLE
28278 | 4216160002100 | CO2 REMOVAL MACHINE COMPATIBLE WITH EXISTING ECMO
28279 | 4229530200600 | AORTIC ARCH CANNULA STRAIGHT TIP RIGID SIZE (16 F- 24 F) ACCORDING CENTER REQUEST SUTURE FLANGE /BUMP AND VENTED LUER LOCK CONNECTOR FIT (3/8) INCH DISPOSABLE STERILE.
28280 | 4229530207300 | VENOUS FEMORAL CANNULA WIRE REINFORCED CONNECTOR 1/4 INCH 10-22CM LONG NON VENTED MULTI BEVELED TIPS SIZE 8-14 FR ACCORDING CENTER REQUEST INTRODUCER WITH DEPTH MARKING DISPOSABLE STERILE.
28281 | 4229470701300 | PERFUSION SET FOR ADULTS COATED DISPOSABLE STERILE WITH OXYGENATOR TUBING SET CUSTOM DESIGN WITH ARTERIAL FILTER HEMOFILTER AND MUF (DESIGN MUST BE APPLICABLE IN EVERY CENTER). - BLOOD CARDIOPLEGIA DELIVERY SET DELIVERY RATE 4:1 INTEGRATED COOLING /HEATING COIL WITH TEMP. PROP PRESSURE DOME WITH CARDIOPLEGIA DELIVER SET 4-1 PRIMING VOLUME LESS THAN 50 M (ENOUGH HOLDERS AND TEMP. PROPS MUST BE PROVIDED FREE OF CHARGE)
28282 | 4229553602500 | EXPANDER BREAST TISSUE ANATOMICAL SHAPED WITH INTERNAL VALVE AND SUTURE TAB MEDIUM HEIGHT 325-350 CC
28283 | 4229553602600 | EXPANDER BREAST TISSUE ANATOMICAL SHAPED WITH INTERNAL VALVE AND SUTURE TAB MEDIUM HEIGHT 425-450 CC
28284 | 4229553700900 | IMPLANT BREAST ROUND COHESIVE 300 CC 12-12.9 CM DIAMETER
28285 | 4229553701000 | IMPLANT BREAST ROUND COHESIVE 400 CC 13-14.9 CM DIAMETER
28286 | 4229553701100 | IMPLANT BREAST ROUND COHESIVE 500 CC 14-14.7 CM DIAMETER
28287 | 4229553701200 | IMPLANT BREAST ROUND COHESIVE 600 CC 15-15.6 CM DIAMETER
28288 | 4229553701300 | IMPLANT ROUND GEL FOR BREAST HP SIZE 315-325 ML STERILE
28289 | 4229553701400 | IMPLANT ROUND GEL FOR BREAST MP SIZE: 350-360 ML STERILE
28290 | 4229490807000 | INSTRUMENT FOR LAPAROSCOPIC SEALER / DIVIDER BLUNT TIP 5 MM X 35-37 CM COMPATIBLEWITH LIGASURE MACHINE OR ANY EQUIVALENT DISPOSABLE STERILE
28291 | 4231150518100 | DRESSING SEMIPERMEABLE FILM TRANSPARENT ADHESIVE W/ABSORBENT PAD APPROX 7 X 10 CM (+/- 1 CM) DISPOSABLE STERILE
28292 | 4215224000900 | ZIRCONIUM (HIGHLY TRANSLUCENT HIGHLY STRENGTH) PRE-SHADED DISC/MULTI-LAYER 98 DIAMETER SIZE 16 SHADE C1 COMPATIBLE WITH EACH HOSPITAL SYSTEM
28293 | 4215224001000 | ZIRCONIUM (HIGHLY TRANSLUCENT HIGHLY STRENGTH) PRE-SHADED DISC/MULTI-LAYER 98 DIAMETER SIZE 16 SHADE B3 COMPATIBLE WITH EACH HOSPITAL SYSTEM
28294 | 4215224001100 | ZIRCONIUM (HIGHLY TRANSLUCENT HIGHLY STRENGTH) PRE-SHADED DISC/MULTI-LAYER 98 DIAMETER SIZE 16 SHADE B2 COMPATIBLE WITH EACH HOSPITAL SYSTEM
28295 | 4215224001200 | ZIRCONIUM (HIGHLY TRANSLUCENT HIGHLY STRENGTH) PRE-SHADED DISC/MULTI-LAYER 98 DIAMETER SIZE 16 SHADE A2 COMPATIBLE WITH EACH HOSPITAL SYSTEM
28296 | 4215224001300 | ZIRCONIUM (HIGHLY TRANSLUCENT HIGHLY STRENGTH) PRE-SHADED DISC/MULTI-LAYER 98 DIAMETER SIZE 16 SHADE A1 COMPATIBLE WITH EACH HOSPITAL SYSTEM
28297 | 4215224001400 | ZIRCONIUM (HIGHLY TRANSLUCENT HIGHLY STRENGTH) PRE-SHADED DISC/MULTI-LAYER 98 DIAMETER SIZE 14 SHADE B3 COMPATIBLE WITH EACH HOSPITAL SYSTEM
28298 | 4215224001500 | ZIRCONIUM (HIGHLY TRANSLUCENT HIGHLY STRENGTH) PRE-SHADED DISC/MULTI-LAYER 98 DIAMETER SIZE 14 SHADE B2 COMPATIBLE WITH EACH HOSPITAL SYSTEM
28299 | 4215224001600 | ZIRCONIUM PRE-SHADED DISC/MULTI-LAYER 95 DIAMETER SIZE 22 SHADE B2 COMPATIBLE WITH ZIRKONZAHN MILLING MACHINE OR EQUIVALENT
28300 | 4215224001700 | ZIRCONIUM PRE-SHADED DISC/MULTI-LAYER 95 DIAMETER SIZE 22 SHADE B1 COMPATIBLE WITH ZIRKONZAHN MILLING MACHINE OR EQUIVALENT
28301 | 4215224001800 | ZIRCONIUM PRE-SHADED DISC/MULTI-LAYER 95 DIAMETER SIZE 22 SHADE A3 COMPATIBLE WITH ZIRKONZAHN MILLING MACHINE OR EQUIVALENT
28302 | 4215224001900 | ZIRCONIUM PRE-SHADED DISC/MULTI-LAYER 95 DIAMETER SIZE 22 SHADE A2 COMPATIBLE WITH ZIRKONZAHN MILLING MACHINE OR EQUIVALENT
28303 | 4215224002000 | ZIRCONIUM PRE-SHADED DISC/MULTI-LAYER 95 DIAMETER SIZE 22 SHADE A1 COMPATIBLE WITH ZIRKONZAHN MILLING MACHINE OR EQUIVALENT
28304 | 4215224002100 | ZIRCONIUM PRE-SHADED DISC/MULTI-LAYER 95 DIAMETER SIZE 20 SHADE A3 COMPATIBLE WITH ZIRKONZAHN MILLING MACHINE OR EQUIVALENT
28305 | 4215224002200 | ZIRCONIUM PRE-SHADED DISC/MULTI-LAYER 95 DIAMETER SIZE 20 SHADE A2 COMPATIBLE WITH ZIRKONZAHN MILLING MACHINE OR EQUIVALENT
28306 | 4215224002300 | ZIRCONIUM PRE-SHADED DISC/MULTI-LAYER 95 DIAMETER SIZE 20 SHADE A1 COMPATIBLE WITH ZIRKONZAHN MILLING MACHINE OR EQUIVALENT
28307 | 4215224002400 | ZIRCONIUM PRE-SHADED DISC/MULTI-LAYER 95 DIAMETER SIZE 18 SHADE B2 COMPATIBLE WITH ZIRKONZAHN MILLING MACHINE OR EQUIVALENT
28308 | 4215224002500 | ZIRCONIUM PRE-SHADED DISC/MULTI-LAYER 95 DIAMETER SIZE 18 SHADE B1 COMPATIBLE WITH ZIRKONZAHN MILLING MACHINE OR EQUIVALENT
28309 | 4215224002600 | ZIRCONIUM PRE-SHADED DISC/MULTI-LAYER 95 DIAMETER SIZE 18 SHADE A4 COMPATIBLE WITH ZIRKONZAHN MILLING MACHINE OR EQUIVALENT
28310 | 4215224002700 | ZIRCONIUM PRE-SHADED DISC/MULTI-LAYER 95 DIAMETER SIZE 18 SHADE A3 COMPATIBLE WITH ZIRKONZAHN MILLING MACHINE OR EQUIVALENT
28311 | 4215224002800 | ZIRCONIUM PRE-SHADED DISC/MULTI-LAYER 95 DIAMETER SIZE 18 SHADE A2 COMPATIBLE WITH ZIRKONZAHN MILLING MACHINE OR EQUIVALENT
28312 | 4215224002900 | ZIRCONIUM PRE-SHADED DISC/MULTI-LAYER 95 DIAMETER SIZE 18 SHADE A1 COMPATIBLE WITH ZIRKONZAHN MILLING MACHINE OR EQUIVALENT
28313 | 4215224003000 | ZIRCONIUM (HIGHLY TRANSLUCENT HIGHLY STRENGTH)PRE-SHADED DISC/MULTI-LAYER 98 DIAMETER SIZE 14 SHADE D2 COMPATIBLE WITH EACH HOSPITAL SYSTEM
28314 | 4215224003100 | ZIRCONIUM (HIGHLY TRANSLUCENT HIGHLY STRENGTH)PRE-SHADED DISC/MULTI-LAYER 98 DIAMETER SIZE 20 SHADE B1 COMPATIBLE WITH EACH HOSPITAL SYSTEM
28315 | 4215224003200 | ZIRCONIUM (HIGHLY TRANSLUCENT HIGHLY STRENGTH)PRE-SHADED DISC/MULTI-LAYER 98 DIAMETER SIZE 20 SHADE A3 COMPATIBLE WITH EACH HOSPITAL SYSTEM
28316 | 4215224003300 | ZIRCONIUM (HIGHLY TRANSLUCENT HIGHLY STRENGTH)PRE-SHADED DISC/MULTI-LAYER 98 DIAMETER SIZE 16 SHADE B1 COMPATIBLE WITH EACH HOSPITAL SYSTEM
28317 | 4215224003400 | ZIRCONIUM (HIGHLY TRANSLUCENT HIGHLY STRENGTH)PRE-SHADED DISC/MULTI-LAYER 98 DIAMETER SIZE 14 SHADE C2 COMPATIBLE WITH EACH HOSPITAL SYSTEM
28318 | 4215224003500 | ZIRCONIUM (HIGHLY TRANSLUCENT HIGHLY STRENGTH)PRE-SHADED DISC/MULTI-LAYER 98 DIAMETER SIZE 14 SHADE A3 COMPATIBLE WITH EACH HOSPITAL SYSTEM
28319 | 4215224003600 | ZIRCONIUM (HIGHLY TRANSLUCENT HIGHLY STRENGTH) PRE-SHADED DISC/MULTI-LAYER 98 DIAMETER SIZE 20 SHADE D2 COMPATIBLE WITH EACH HOSPITAL SYSTEM MACHINE CONNECTOR
28320 | 4215224003700 | ZIRCONIUM (HIGHLY TRANSLUCENT HIGHLY STRENGTH) PRE-SHADED DISC/MULTI-LAYER 98 DIAMETER SIZE 20 SHADE C2 COMPATIBLE WITH EACH HOSPITAL SYSTEM
28321 | 4215224003800 | ZIRCONIUM (HIGHLY TRANSLUCENT HIGHLY STRENGTH) PRE-SHADED DISC/MULTI-LAYER 98 DIAMETER SIZE 20 SHADE C1 COMPATIBLE WITH EACH HOSPITAL SYSTEM
28322 | 4215224003900 | ZIRCONIUM (HIGHLY TRANSLUCENT HIGHLY STRENGTH) PRE-SHADED DISC/MULTI-LAYER 98 DIAMETER SIZE 20 SHADE B3 COMPATIBLE WITH EACH HOSPITAL SYSTEM
28323 | 4215224004000 | ZIRCONIUM (HIGHLY TRANSLUCENT HIGHLY STRENGTH) PRE-SHADED DISC/MULTI-LAYER 98 DIAMETER SIZE 20 SHADE B2 COMPATIBLE WITH EACH HOSPITAL SYSTEM
28324 | 4215224004100 | ZIRCONIUM (HIGHLY TRANSLUCENT HIGHLY STRENGTH) PRE-SHADED DISC/MULTI-LAYER 98 DIAMETER SIZE 20 SHADE A2 COMPATIBLE WITH EACH HOSPITAL SYSTEM
28325 | 4215224004200 | ZIRCONIUM (HIGHLY TRANSLUCENT HIGHLY STRENGTH) PRE-SHADED DISC/MULTI-LAYER 98 DIAMETER SIZE 20 SHADE A1 COMPATIBLE WITH EACH HOSPITAL SYSTEM
28326 | 4215224004300 | ZIRCONIUM (HIGHLY TRANSLUCENT HIGHLY STRENGTH) PRE-SHADED DISC/MULTI-LAYER 98 DIAMETER SIZE 16 SHADE D2 COMPATIBLE WITH EACH HOSPITAL SYSTEM
28327 | 4215224004400 | ZIRCONIUM (HIGHLY TRANSLUCENT HIGHLY STRENGTH) PRE-SHADED DISC/MULTI-LAYER 98 DIAMETER SIZE 16 SHADE C2 COMPATIBLE WITH EACH HOSPITAL SYSTEM
28328 | 4215224004500 | ZIRCONIUM (HIGHLY TRANSLUCENT HIGHLY STRENGTH) PRE-SHADED DISC/MULTI-LAYER 98 DIAMETER SIZE 16 SHADE A3 COMPATIBLE WITH EACH HOSPITAL SYSTEM
28329 | 4215224004600 | ZIRCONIUM (HIGHLY TRANSLUCENT HIGHLY STRENGTH) PRE-SHADED DISC/MULTI-LAYER 98 DIAMETER SIZE 14 SHADE C1 COMPATIBLE WITH EACH HOSPITAL SYSTEM
28330 | 4215224004700 | ZIRCONIUM (HIGHLY TRANSLUCENT HIGHLY STRENGTH) PRE-SHADED DISC/MULTI-LAYER 98 DIAMETER SIZE 14 SHADE B1 COMPATIBLE WITH EACH HOSPITAL SYSTEM
28331 | 4215224004800 | ZIRCONIUM (HIGHLY TRANSLUCENT HIGHLY STRENGTH) PRE-SHADED DISC/MULTI-LAYER 98 DIAMETER SIZE 14 SHADE A2 COMPATIBLE WITH EACH HOSPITAL SYSTEM
28332 | 4215224004900 | ZIRCONIUM (HIGHLY TRANSLUCENT HIGHLY STRENGTH) PRE-SHADED DISC/MULTI-LAYER 98 DIAMETER SIZE 14 SHADE A1 COMPATIBLE WITH EACH HOSPITAL SYSTEM
28333 | 4215224005000 | RIGID POLYCARBONATE LIKE UV CURABLE PLASTIC TRANSLUCENT CLEAR MATERIAL CLEAR (2.0 KG BOTTLE) COMPATIBLE WITH PROJET MJP 5600 PRINTER OR EQUIVALENT
28334 | 4215224005100 | RIGID ABS LIKE UV CURABLE PLASTIC OPAQUE WHITE MATERIAL WHITE (2.0 KG BOTTLE) COMPATIBLE WITH PROJET MJP 5600 PRINTER OR EQUIVALENT
28335 | 4215224005200 | RIGID ABS LIKE UV CURABLE PLASTIC OPAQUE BLACK MATERIAL BLACK (2.0 KG BOTTLE) COMPATIBLE WITH PROJET MJP 5600 PRINTER OR EQUIVALENT
28336 | 4215224005300 | MOUTH GUARD MATERIAL SOFT CIRCLE CLEAR SHEET. 3.0X125MM
28337 | 4215224005400 | MILLING BUR ZIRCONIA CAD/CAM MILLING BUR 2 L ZIRCONIA (6 MM) FOR ROUGH MILLING COMPATIBLE WITH ZIRKONZAHN MILLING MACHINE OR EQUIVALENT
28338 | 4215224005500 | MILLING BUR ZIRCONIA CAD/CAM MILLING BUR 1 L ZIRCONIA (6MM) FOR ROUGH MILLING COMPATIBLE WITH ZIRKONZAHN MILLING MACHINE OR EQUIVALENT
28339 | 4215224005600 | MILLING BUR ZIRCONIA CAD/CAM MILLING BUR 0.5 S ZIRCONIA (6 MM) FOR VERY PRECISE MILLING COMPATIBLE WITH ZIRKONZAHN MILLING MACHINE OR EQUIVALENT
28340 | 4215224005700 | MILLING BUR PMMA CAD/CAM MILLING BUR 3 R PMMA (6 MM) FOR ROUGH MILLING OF RESINS WITH FAST MATERIAL REMOVAL ESPECIALLY RECOMMENDED FOR THE MANUFACTURE OF MODELS AND SPLINTS COMPATIBLE WITH ZIRKONZAHN MILLING MACHINE OR EQUIVALENT
28341 | 4215224005800 | MILLING BUR PMMA CAD/CAM MILLING BUR 2 L PMMA (6 MM) FOR ROUGH MILLING COMPATIBLE WITH ZIRKONZAHN MILLING MACHINE OR EQUIVALENT
28342 | 4215224005900 | MILLING BUR PMMA CAD/CAM MILLING BUR 0.5 S PMMA (6 MM) FOR VERY PRECISE MILLING COMPATIBLE WITH ZIRKONZAHN MILLING MACHINE OR EQUIVALENT
28343 | 4215224006000 | H+HEPA FILTER SILENT COMPATIBLE WITH TS/TS2 MACHINE
28344 | 4215224006100 | FLUSHING SOLUTION MATERIAL CHANGE OVER (MCO) CLEANER (1.5 KG) COMPATIBLE WITH PROJET MJP 5600 PRINTER OR EQUIVALENT
28345 | 4215224006200 | ELASTOMERIC UV CURABLE ELASTOMERIC OPAQUE BLACK MATERIAL (2.0 KG CARTRIDGE) COMPATIBLE WITH PROJET MJP 5600 PRINTER OR EQUIVALENT
28346 | 4215224006300 | ELASTOMERIC UV CURABLE ELASTOMERIC CLEAR TRANSLUCENT MATERIAL (2.0 KG CARTRIDGE) COMPATIBLE WITH PROJET MJP 5600 PRINTER OR EQUIVALENT
28347 | 4215224006400 | DUST BAG COLLECTOR COMPATIBLE WITH TS/TS2 MACHINE
28348 | 4215224006500 | DISSOLVABLE WAX SUPPORT MATERIAL (1.75 KG BOTTLE)COMPATIBLE WITH PROJET MJP 5600 PRINTER OR EQUIVALENT
28349 | 4215224006600 | DENTAL TOOLS DRILL 3MM SHAFT - PMMA/WAX RADIUS - 0.3 MM - 2 BLADES - L=21MM (CONICAL)
28350 | 4215224006700 | DENTAL TOOLS DRILL 6MM SHAFT - ZR/PMMA/WAX RADIUS - 0.3 MM - 2 BLADES - L=20MM (CONICAL)
28351 | 4215224006800 | DENTAL TOOLS DRILL 6MM SHAFT - QUATTRO SPEED MILLING TOOL - 3.0 MM - 4 BLADES - L=15MM
28352 | 4215224006900 | DENTAL TOOLS DRILL 6MM SHAFT - PMMA/WAX/ZR UNIVERSAL SHAFT - 1.5 MM - 2 BLADES - L=15MM
28353 | 4215224007000 | DENTAL TOOLS DRILL 6MM SHAFT - PMMA/WAX/ZR RADIUS - 1.5 MM - 2 BLADES - L=15MM (LONG)
28354 | 4215224007100 | DENTAL TOOLS DRILL 6MM SHAFT - PMMA/WAX SHAFT - 2.5 MM - 3 BLADES - L=20MM
28355 | 4215224007200 | DENTAL TOOLS DRILL 6MM SHAFT - METAL TORUS - 2.0 MM - 4 BLADES - L=16MM
28356 | 4215224007300 | DENTAL TOOLS DRILL 6MM SHAFT - METAL TORUS - 1.5 MM - 4 BLADES - L=7MM
28357 | 4215224007400 | DENTAL TOOLS DRILL 6MM SHAFT - METAL TORUS - 1.5 MM - 4 BLADES - L=15MM
28358 | 4215224007500 | DENTAL TOOLS DRILL 6MM SHAFT - METAL SHAFT - 2.0 MM - 4 BLADES - L=6MM
28359 | 4215224007600 | DENTAL TOOLS DRILL 6MM SHAFT - METAL SHAFT - 1.5 MM - 4 BLADES - L=15MM
28360 | 4215224007700 | DENTAL TOOLS DRILL 6MM SHAFT - METAL SHAFT - 0.5 MM - 4 BLADES - L=4MM
28361 | 4215224007800 | DENTAL TOOLS DRILL 6MM SHAFT - METAL RADIUS - 3.0 MM - 2 BLADES - L=20MM (LONG)
28362 | 4215224007900 | DENTAL TOOLS DRILL 6MM SHAFT - METAL RADIUS - 2.0 MM - 2 BLADES - L=16MM (LONG)
28363 | 4215224008000 | DENTAL TOOLS DRILL 6MM SHAFT - METAL RADIUS - 1.5 MM - 2 BLADES - L=15MM (LONG)
28364 | 4215224008100 | DENTAL TOOLS DRILL 6MM SHAFT - METAL RADIUS - 1.0 MM - 2 BLADES - L=11MM (LONG)
28365 | 4215224008200 | DENTAL TOOLS DRILL 6MM SHAFT - METAL RADIUS - 0.5 MM - 2 BLADES - L=4MM
28366 | 4215224008300 | DENTAL TOOLS DRILL 6MM SHAFT - DRILLING TI/CRCO - 2.5 MM - DRILL - L=22MM
28367 | 4215224008400 | DENTAL TOOLS DRILL 6MM SHAFT - DRILLING -TI/CRCO 1.5 MM - DRILL - L=18MM
28368 | 4215224008500 | DENTAL TOOLS DRILL 6MM SHAFT - COCR SHAFT - 1.5 MM - 4 BLADES - L=12MM
28369 | 4215224008600 | DENTAL TOOLS DRILL 3MM SHAFT - UNIVERSAL RADIUS - 1.5 MM - 2 BLADES - L=15MM
28370 | 4215224008700 | DENTAL TOOLS DRILL 3MM SHAFT - UNIVERSAL RADIUS - 0.5 MM - 2 BLADES - L=4MM
28371 | 4215224008800 | DENTAL TOOLS DRILL 3MM SHAFT - PMMA/WAX/ZR RADIUS - 1.5 MM - 2 BLADES - L=15MM
28372 | 4215224008900 | DENTAL TOOLS DRILL 3MM SHAFT - PMMA/PLASTICS SHAFT - 3.0 MM - 1 BLADE - L=32MM
28373 | 4215224009000 | DENTAL TOOL ZIRCONIUM MILLING BUR SIZE 2 MM TRIPLE TOOTH RADIUS CUTTER COMPATIBLE WITH VHF R5 MILLING MACHINE OR EQUIVALENT
28374 | 4215224009100 | DENTAL TOOL ZIRCONIUM MILLING BUR SIZE 2 MM DIAMOND TRIPLE TOOTH RADIUS CUTTER COMPATIBLE WITH VHF R5 MILLING MACHINE OR EQUIVALENT
28375 | 4215224009200 | DENTAL TOOL ZIRCONIUM MILLING BUR SIZE 1 MM DIAMOND DOUBLE TOOTH RADIUS CUTTER COMPATIBLE WITH VHF R5 MILLING MACHINE OR EQUIVALENT
28376 | 4215224009300 | DENTAL TOOL ZIRCONIUM MILLING BUR SIZE 0.60 MM DIAMOND DOUBLE TOOTH RADIUS CUTTER COMPATIBLE WITH VHF R5 MILLING MACHINE OR EQUIVALENT
28377 | 4229600607700 | PATCH CARDIOVASCULAR MADE OF EPTFE OVAL SHAPE SIZE 3 X 8 CM (+/- 1 CM) 0.4MM THICKNESS STERILE
28378 | 4215224009400 | DENTAL TOOL ZIRCONIA BUR SIZE D2.0*L20*55 (DIAMOND COATING) COMPATIBLE WITH ARUM MILLING MACHINE OR EQUIVALENT
28379 | 4215224009500 | DENTAL TOOL ZIRCONIA BUR SIZE D2.0*L20*63 (DIAMOND COATING) COMPATIBLE WITH ARUM MILLING MACHINE OR EQUIVALENT
28380 | 4215224009600 | DENTAL TOOL ZIRCONIA BUR SIZE D2.0*L18*50 COMPATIBLE WITH ARUM MILLING MACHINE OR EQUIVALENT
28381 | 4215224009700 | DENTAL TOOL ZIRCONIA BUR SIZE D2.0*L18*50 (DIAMOND COATING) COMPATIBLE WITH ARUM MILLING MACHINE OR EQUIVALENT
28382 | 4215224009800 | DENTAL TOOL ZIRCONIA BUR SIZE D1.7*L18*50 COMPATIBLE WITH ARUM MILLING MACHINE OR EQUIVALENT
28383 | 4215224009900 | DENTAL TOOL ZIRCONIA BUR SIZE D1.0*L16*63 (DIAMOND COATING) COMPATIBLE WITH ARUM MILLING MACHINE OR EQUIVALENT
28384 | 4215224010000 | DENTAL TOOL ZIRCONIA BUR SIZE D1.0*L16*50 COMPATIBLE WITH ARUM MILLING MACHINE OR EQUIVALENT
28385 | 4215224010100 | DENTAL TOOL ZIRCONIA BUR SIZE D1.0*L16*50 (DIAMOND COATING) COMPATIBLE WITH ARUM MILLING MACHINE OR EQUIVALENT
28386 | 4215224010200 | DENTAL TOOL ZIRCONIA BUR SIZE D1.0*L14*53 (DIAMOND COATING) COMPATIBLE WITH ARUM MILLING MACHINE OR EQUIVALENT
28387 | 4215224010300 | DENTAL TOOL ZIRCONIA BUR SIZE D0.6*L13*63 COMPATIBLE WITH ARUM MILLING MACHINE OR EQUIVALENT
28388 | 4215224010400 | DENTAL TOOL ZIRCONIA BUR SIZE D0.6*L10*45 COMPATIBLE WITH ARUM MILLING MACHINE OR EQUIVALENT
28389 | 4215224010500 | DENTAL TOOL ZIRCONIA BUR SIZE D0.6*L08*50 COMPATIBLE WITH ARUM MILLING MACHINE OR EQUIVALENT
28390 | 4215224010600 | DENTAL TOOL ZIRCONIA BUR SIZE D0.6*L0.9*45 COMPATIBLE WITH ARUM MILLING MACHINE OR EQUIVALENT
28391 | 4215224010700 | DENTAL TOOL ZIRCONIA BUR SIZE D0.3*L12*45 COMPATIBLE WITH ARUM MILLING MACHINE OR EQUIVALENT
28392 | 4215224010800 | DENTAL TOOL ZIRCONIA BUR SIZE D0.3*L10*45 COMPATIBLE WITH ARUM MILLING MACHINE OR EQUIVALENT
28393 | 4215224010900 | DENTAL TOOL ZIRCONIA BUR SIZE D0.3*L1.5*63 COMPATIBLE WITH ARUM MILLING MACHINE OR EQUIVALENT
28394 | 4215224011000 | DENTAL TOOL THREAD BUR SIZE M2.0×P0.4×50MM COMPATIBLE WITH ARUM MILLING MACHINE OR EQUIVALENT
28395 | 4215224011100 | DENTAL TOOL T-CUTTER BUR SIZE D2.0*L08*50 COMPATIBLE WITH ARUM MILLING MACHINE OR EQUIVALENT
28396 | 4215224011200 | DENTAL TOOL T-CUTTER BUR SIZE D1.8*L08*50 COMPATIBLE WITH ARUM MILLING MACHINE OR EQUIVALENT
28397 | 4215224011300 | DENTAL TOOL T-CUTTER BUR SIZE D1.5*L08*50 COMPATIBLE WITH ARUM MILLING MACHINE OR EQUIVALENT
28398 | 4215224011400 | DENTAL TOOL REAMER BUR SIZE D3.2*L18*55*180° COMPATIBLE WITH ARUM MILLING MACHINE OR EQUIVALENT
28399 | 4215224011500 | DENTAL TOOL REAMER BUR SIZE D2.5*L18*55*180° COMPATIBLE WITH ARUM MILLING MACHINE OR EQUIVALENT
28400 | 4215224011600 | DENTAL TOOL REAMER BUR SIZE D2.4*L18*55*90° COMPATIBLE WITH ARUM MILLING MACHINE OR EQUIVALENT
28401 | 4215224011700 | DENTAL TOOL REAMER BUR SIZE D2.3*L18*55*120° COMPATIBLE WITH ARUM MILLING MACHINE OR EQUIVALENT
28402 | 4215224011800 | DENTAL TOOL REAMER BUR SIZE D2.1*L18*55*145° COMPATIBLE WITH ARUM MILLING MACHINE OR EQUIVALENT
28403 | 4215224011900 | DENTAL TOOL REAMER BUR SIZE D2.7*L18*55*70° COMPATIBLE WITH ARUM MILLING MACHINE OR EQUIVALENT
28404 | 4215224012000 | DENTAL TOOL REAMER BUR SIZE D2.6*L18*55*90° COMPATIBLE WITH ARUM MILLING MACHINE OR EQUIVALENT
28405 | 4215224012100 | DENTAL TOOL REAMER BUR SIZE D2.4*L18*55*70° COMPATIBLE WITH ARUM MILLING MACHINE OR EQUIVALENT
28406 | 4215224012200 | DENTAL TOOL REAMER BUR SIZE D2.3*L18*55*180° COMPATIBLE WITH ARUM MILLING MACHINE OR EQUIVALENT
28407 | 4215224012300 | DENTAL TOOL REAMER BUR SIZE D3.2*L18*55*30° COMPATIBLE WITH ARUM MILLING MACHINE OR EQUIVALENT
28408 | 4215224012400 | DENTAL TOOL REAMER BUR SIZE D2.6*L18*55*30° COMPATIBLE WITH ARUM MILLING MACHINE OR EQUIVALENT
28409 | 4215224012500 | DENTAL TOOL REAMER BUR SIZE D2.6*L18*55*180° COMPATIBLE WITH ARUM MILLING MACHINE OR EQUIVALENT
28410 | 4215224012600 | DENTAL TOOL REAMER BUR SIZE D2.4*L18*55*140° COMPATIBLE WITH ARUM MILLING MACHINE OR EQUIVALENT
28411 | 4215224012700 | DENTAL TOOL REAMER BUR SIZE D2.3*L18*55*90° COMPATIBLE WITH ARUM MILLING MACHINE OR EQUIVALENT
28412 | 4215224012800 | DENTAL TOOL REAMER BUR SIZE D2.3*L18*55*70° COMPATIBLE WITH ARUM MILLING MACHINE OR EQUIVALENT
28413 | 4215224012900 | DENTAL TOOL PMMA BUR SIZE D1.0*L10*45 COMPATIBLE WITH ARUM MILLING MACHINE OR EQUIVALENT
28414 | 4215224013000 | DENTAL TOOL PMMA BUR SIZE D2.0*L18*50 COMPATIBLE WITH ARUM MILLING MACHINE OR EQUIVALENT
28415 | 4215224013100 | DENTAL TOOL PMMA BUR SIZE D1.5*L14*50 COMPATIBLE WITH ARUM MILLING MACHINE OR EQUIVALENT
28416 | 4215224013200 | DENTAL TOOL PMMA BUR SIZE D1.5*L14*48 COMPATIBLE WITH ARUM MILLING MACHINE OR EQUIVALENT
28417 | 4215224013300 | DENTAL TOOL PMMA AND WAX MILLING BUR SIZE 2.5 CYLINDRIC SINGLE TOOTH RADIUS CUTTER COMPATIBLE WITH VHF R5 MILLING MACHINE OR EQUIVALENT
28418 | 4215224013400 | DENTAL TOOL PMMA AND WAX MILLING BUR SIZE 2 DOUBLE TOOTH RADIUS CUTTER COMPATIBLE WITH VHF R5 MILLING MACHINE OR EQUIVALENT
28419 | 4215224013500 | DENTAL TOOL PMMA AND WAX MILLING BUR SIZE 1 DOUBLE TOOTH RADIUS CUTTER COMPATIBLE WITH VHF R5 MILLING MACHINE OR EQUIVALENT
28420 | 4215224013600 | DENTAL TOOL PMMA AND WAX MILLING BUR SIZE 0.60 CYLINDRIC SINGLE TOOTH RADIUS CUTTER COMPATIBLE WITH VHF R5 MILLING MACHINE OR EQUIVALENT
28421 | 4215224013700 | DENTAL TOOL MODEL BUR D3*L20*50 COMPATIBLE WITH ARUM MILLING MACHINE OR EQUIVALENT
28422 | 4215224013800 | DENTAL TOOL METAL MILLING BUR SIZE 2 COATED FOUR TOOTH RADIUS CUTTER COMPATIBLE WITH VHF R5 MILLING MACHINE OR EQUIVALENT
28423 | 4215224013900 | DENTAL TOOL METAL MILLING BUR SIZE 1.2 COATED DOUBLE TOOTH RADIUS CUTTER WITH TORUS 0.1 MM FACE RADIUS COMPATIBLE WITH VHF R5 MILLING MACHINE OR EQUIVALENT
28424 | 4215224014000 | DENTAL TOOL METAL MILLING BUR SIZE 1 COATED DOUBLE TOOTH RADIUS CUTTER COMPATIBLE WITH VHF R5 MILLING MACHINE OR EQUIVALENT
28425 | 4215224014100 | DENTAL TOOL METAL MILLING BUR SIZE 0.60 COATED DOUBLE TOOTH RADIUS CUTTER COMPATIBLE WITH VHF R5 MILLING MACHINE OR EQUIVALENT
28426 | 4215224014200 | DENTAL TOOL METAL BUR SIZE D3.0*L12*50 COMPATIBLE WITH ARUM MILLING MACHINE OR EQUIVALENT
28427 | 4215224014300 | DENTAL TOOL METAL BUR SIZE D2.0*L18*R0.2*55 COMPATIBLE WITH ARUM MILLING MACHINE OR EQUIVALENT
28428 | 4215224014400 | DENTAL TOOL METAL BUR SIZE D2.0*L18*55 COMPATIBLE WITH ARUM MILLING MACHINE OR EQUIVALENT
28429 | 4215224014500 | DENTAL TOOL METAL BUR SIZE D2.0*L12*50 COMPATIBLE WITH ARUM MILLING MACHINE OR EQUIVALENT
28430 | 4215224014600 | DENTAL TOOL METAL BUR SIZE D2.0*L12*44 COMPATIBLE WITH ARUM MILLING MACHINE OR EQUIVALENT
28431 | 4215224014700 | DENTAL TOOL METAL BUR SIZE D1.5*L14*50 COMPATIBLE WITH ARUM MILLING MACHINE OR EQUIVALENT
28432 | 4215224014800 | DENTAL TOOL METAL BUR SIZE D1.5*L10*50 COMPATIBLE WITH ARUM MILLING MACHINE OR EQUIVALENT
28433 | 4215224014900 | DENTAL TOOL METAL BUR SIZE D1.5*L10*43 COMPATIBLE WITH ARUM MILLING MACHINE OR EQUIVALENT
28434 | 4215224015000 | DENTAL TOOL METAL BUR SIZE D1.5*L07*50 COMPATIBLE WITH ARUM MILLING MACHINE OR EQUIVALENT
28435 | 4215224015100 | DENTAL TOOL METAL BUR SIZE D1.5*L05*R0.1*50 COMPATIBLE WITH ARUM MILLING MACHINE OR EQUIVALENT
28436 | 4215224015200 | DENTAL TOOL METAL BUR SIZE D1.0*L10*50 COMPATIBLE WITH ARUM MILLING MACHINE OR EQUIVALENT
28437 | 4215224015300 | DENTAL TOOL METAL BUR SIZE D1.0*L08*42 COMPATIBLE WITH ARUM MILLING MACHINE OR EQUIVALENT
28438 | 4215224015400 | DENTAL TOOL METAL BUR SIZE D0.6*L06*50 COMPATIBLE WITH ARUM MILLING MACHINE OR EQUIVALENT
28439 | 4215224015500 | DENTAL TOOL METAL BUR SIZE D0.6*L03*50 COMPATIBLE WITH ARUM MILLING MACHINE OR EQUIVALENT
28440 | 4215224015600 | DENTAL TOOL GRINDING BUR SIZE D2.5*L12*45 COMPATIBLE WITH ARUM MILLING MACHINE OR EQUIVALENT
28441 | 4215224015700 | DENTAL TOOL GRINDING BUR SIZE D1.5*L12*50 COMPATIBLE WITH ARUM MILLING MACHINE OR EQUIVALENT
28442 | 4215224015800 | DENTAL TOOL GRINDING BUR SIZE D1.0*L10*50 COMPATIBLE WITH ARUM MILLING MACHINE OR EQUIVALENT
28443 | 4215224015900 | DENTAL TOOL GRINDING BUR SIZE D1.0*L10*45 COMPATIBLE WITH ARUM MILLING MACHINE OR EQUIVALENT
28444 | 4215224016000 | DENTAL TOOL GRINDING BUR SIZE D0.6*L08*50 COMPATIBLE WITH ARUM MILLING MACHINE OR EQUIVALENT
28445 | 4215224016100 | DENTAL TOOL GRINDING BUR SIZE D0.6*L08*41 COMPATIBLE WITH ARUM MILLING MACHINE OR EQUIVALENT
28446 | 4215224016200 | DENTAL TOOL GRINDING BUR SIZE D0.6*L08*40 COMPATIBLE WITH ARUM MILLING MACHINE OR EQUIVALENT
28447 | 4215224016300 | DENTAL TOOL GRINDING BUR SIZE D1.5*L10*44.5 COMPATIBLE WITH ARUM MILLING MACHINE OR EQUIVALENT
28448 | 4215224016400 | DENTAL TOOL GRINDING BUR SIZE D2.5*L12*44.5 COMPATIBLE WITH ARUM MILLING MACHINE OR EQUIVALENT
28449 | 4215224016500 | DENTAL TOOL GRINDING BUR SIZE D2.5*L10*50 COMPATIBLE WITH ARUM MILLING MACHINE OR EQUIVALENT
28450 | 4215224016600 | DENTAL TOOL GRINDING BUR SIZE D1.5*L10*45 COMPATIBLE WITH ARUM MILLING MACHINE OR EQUIVALENT
28451 | 4215224016700 | DENTAL TOOL GRINDING BUR SIZE D1.0*L10*44.5 COMPATIBLE WITH ARUM MILLING MACHINE OR EQUIVALENT
28452 | 4215224016800 | DENTAL TOOL GLASS CERAMICS MILLING BUR SIZE 2.4 RADIUS GRINDING TOOL COMPATIBLE WITH VHF R5 MILLING MACHINE OR EQUIVALENT
28453 | 4215224016900 | DENTAL TOOL GLASS CERAMICS MILLING BUR SIZE 1.2 TORUS GRINDING TOOL COMPATIBLE WITH VHF R5 MILLING MACHINE OR EQUIVALENT
28454 | 4215224017000 | DENTAL TOOL GLASS CERAMICS MILLING BUR SIZE 1 RADIUS GRINDING TOOL COMPATIBLE WITH VHF R5 MILLING MACHINE OR EQUIVALENT
28455 | 4215224017100 | DENTAL TOOL GLASS CERAMICS MILLING BUR SIZE 0.60 TORUS GRINDING TOOL COMPATIBLE WITH VHF R5 MILLING MACHINE OR EQUIVALENT
28456 | 4215224017200 | DENTAL TOOL GLASS CERAMICS MILLING BUR SIZE 0.60 RADIUS GRINDING TOOL COMPATIBLE WITH VHF R5 MILLING MACHINE OR EQUIVALENT
28457 | 4215224017300 | DENTAL HYRAX EXPANSION STRAIGHT SCREWS SOLDERED 4 ARMS 7MM
28458 | 4215224017400 | DENTAL HYRAX EXPANSION STRAIGHT SCREWS SOLDERED 4 ARMS 12MM
28459 | 4215224017500 | DENTAL GRINDER TURBO INVERTED CONE WITH RECESS 12X8MM HP
28460 | 4215224017600 | DENTAL GRINDER TURBO INVERTED CONE 3.5X11MM HP
28461 | 4215224017700 | DENTAL EXPANSION SCREWS FOR ACRYLIC APPROXIMATELY (6MM)
28462 | 4215224017800 | COOLANT OIL FOR ARUM MILLING MACHINE
28463 | 4215224017900 | COM.ETC.5X300 DISK CARTRIDGE .A0 COMPATIBLE WITH ARUM MILLING MACHINE OR EQUIVALENT
28464 | 4215224018000 | COM.ETC.5X200 DISK CARTRIDGE .A0 COMPATIBLE WITH ARUM MILLING MACHINE OR EQUIVALENT
28465 | 4215224018100 | COLD (SELF CURE) ACRYLIC RESIN POWDER CLEAR COLOR APPROXIMATELY 1KG POWDER + WITH RATIO (1: 0.5 )LIQUID + MIXING CUPS
28466 | 4215224018200 | CLEANING SOLUTION (2 GAL CUBITAINER) COMPATIBLE WITH PROJET MJP 5600 PRINTER OR EQUIVALENT
28467 | 4215224018300 | CIRCLE VACUUM FORM CLEAR PLASTIC SHEET FOR DENTAL ORTHO ALIGNER DIAMETER 125 THICKNESS 0.35MM
28468 | 4215224018400 | BLOCK FOR ALL CERAMIC GLASS-CERAMIC LITHIUM DISILICATE CAD LT (LOW TRANSLUCENCY) SIZE C14 SHADE D4 COMPATIBLE WITH PM7 MACHINE CONNECTOR (5PCS=EH/BOX)
28469 | 4215224018500 | BLOCK FOR ALL CERAMIC GLASS-CERAMIC LITHIUM DISILICATE CAD LT (LOW TRANSLUCENCY) SIZE C14 SHADE D3 COMPATIBLE WITH PM7 MACHINE CONNECTOR (5PCS=EH/BOX)
28470 | 4215224018600 | BLOCK FOR ALL CERAMIC GLASS-CERAMIC LITHIUM DISILICATE CAD LT (LOW TRANSLUCENCY) SIZE C14 SHADE D2 COMPATIBLE WITH PM7 MACHINE CONNECTOR (5PCS=EH/BOX)
28471 | 4215224018700 | BLOCK FOR ALL CERAMIC GLASS-CERAMIC LITHIUM DISILICATE CAD LT (LOW TRANSLUCENCY) SIZE C14 SHADE C4 COMPATIBLE WITH PM7 MACHINE CONNECTOR (5PCS=EH/BOX)
28472 | 4215224018800 | BLOCK FOR ALL CERAMIC GLASS-CERAMIC LITHIUM DISILICATE CAD LT (LOW TRANSLUCENCY) SIZE C14 SHADE C3 COMPATIBLE WITH PM7 MACHINE CONNECTOR (5PCS=EH/BOX)
28473 | 4215224018900 | BLOCK FOR ALL CERAMIC GLASS-CERAMIC LITHIUM DISILICATE CAD LT (LOW TRANSLUCENCY) SIZE C14 SHADE C2 COMPATIBLE WITH PM7 MACHINE CONNECTOR (5PCS=EH/BOX)
28474 | 4215224019000 | BLOCK FOR ALL CERAMIC GLASS-CERAMIC LITHIUM DISILICATE CAD LT (LOW TRANSLUCENCY) SIZE C14 SHADE C1 COMPATIBLE WITH PM7 MACHINE CONNECTOR (5PCS=EH/BOX)
28475 | 4215224019100 | BLOCK FOR ALL CERAMIC GLASS-CERAMIC LITHIUM DISILICATE CAD LT (LOW TRANSLUCENCY) SIZE C14 SHADE B4 COMPATIBLE WITH PM7 MACHINE CONNECTOR (5PCS=EH/BOX)
28476 | 4215224019200 | BLOCK FOR ALL CERAMIC GLASS-CERAMIC LITHIUM DISILICATE CAD LT (LOW TRANSLUCENCY) SIZE C14 SHADE B3 COMPATIBLE WITH PM7 MACHINE CONNECTOR (5PCS=EH/BOX)
28477 | 4215224019300 | BLOCK FOR ALL CERAMIC GLASS-CERAMIC LITHIUM DISILICATE CAD LT (LOW TRANSLUCENCY) SIZE C14 SHADE B2 COMPATIBLE WITH PM7 MACHINE CONNECTOR (5PCS=EH/BOX)
28478 | 4215224019400 | BLOCK FOR ALL CERAMIC GLASS-CERAMIC LITHIUM DISILICATE CAD LT (LOW TRANSLUCENCY) SIZE C14 SHADE B1 COMPATIBLE WITH PM7 MACHINE CONNECTOR (5PCS=EH/BOX)
28479 | 4215224019500 | BLOCK FOR ALL CERAMIC GLASS-CERAMIC LITHIUM DISILICATE CAD LT (LOW TRANSLUCENCY) SIZE C14 SHADE A4 COMPATIBLE WITH PM7 MACHINE CONNECTOR (5PCS=EH/BOX)
28480 | 4215224019600 | BLOCK FOR ALL CERAMIC GLASS-CERAMIC LITHIUM DISILICATE CAD LT (LOW TRANSLUCENCY) SIZE C14 SHADE A3 COMPATIBLE WITH PM7 MACHINE CONNECTOR (5PCS=EH/BOX)
28481 | 4215224019700 | BLOCK FOR ALL CERAMIC GLASS-CERAMIC LITHIUM DISILICATE CAD LT (LOW TRANSLUCENCY) SIZE C14 SHADE A2 COMPATIBLE WITH PM7 MACHINE CONNECTOR (5PCS=EH/BOX)
28482 | 4215224019800 | BLOCK FOR ALL CERAMIC GLASS-CERAMIC LITHIUM DISILICATE CAD LT (LOW TRANSLUCENCY) SIZE C14 SHADE A1 COMPATIBLE WITH PM7 MACHINE CONNECTOR (5PCS=EH/BOX)
28483 | 4215224019900 | BLOCK FOR ALL CERAMIC GLASS-CERAMIC LITHIUM DISILICATE CAD HT (HIGH TRANSLUCENCY) SIZE I12 SHADE D4 COMPATIBLE WITH PM7 MACHINE CONNECTOR (5PCS=EH/BOX)
28484 | 4215224020000 | BLOCK FOR ALL CERAMIC GLASS-CERAMIC LITHIUM DISILICATE CAD HT (HIGH TRANSLUCENCY) SIZE I12 SHADE D3 COMPATIBLE WITH PM7 MACHINE CONNECTOR (5PCS=EH/BOX)
28485 | 4215224020100 | BLOCK FOR ALL CERAMIC GLASS-CERAMIC LITHIUM DISILICATE CAD HT (HIGH TRANSLUCENCY) SIZE I12 SHADE D2 COMPATIBLE WITH PM7 MACHINE CONNECTOR (5PCS=EH/BOX)
28486 | 4215224020200 | BLOCK FOR ALL CERAMIC GLASS-CERAMIC LITHIUM DISILICATE CAD HT (HIGH TRANSLUCENCY) SIZE I12 SHADE C4 COMPATIBLE WITH PM7 MACHINE CONNECTOR (5PCS=EH/BOX)
28487 | 4215224020300 | BLOCK FOR ALL CERAMIC GLASS-CERAMIC LITHIUM DISILICATE CAD HT (HIGH TRANSLUCENCY) SIZE I12 SHADE C3 COMPATIBLE WITH PM7 MACHINE CONNECTOR (5PCS=EH/BOX)
28488 | 4215224020400 | BLOCK FOR ALL CERAMIC GLASS-CERAMIC LITHIUM DISILICATE CAD HT (HIGH TRANSLUCENCY) SIZE I12 SHADE C2 COMPATIBLE WITH PM7 MACHINE CONNECTOR (5PCS=EH/BOX)
28489 | 4215224020500 | BLOCK FOR ALL CERAMIC GLASS-CERAMIC LITHIUM DISILICATE CAD HT (HIGH TRANSLUCENCY) SIZE I12 SHADE C1 COMPATIBLE WITH PM7 MACHINE CONNECTOR (5PCS=EH/BOX)
28490 | 4215224020600 | BLOCK FOR ALL CERAMIC GLASS-CERAMIC LITHIUM DISILICATE CAD HT (HIGH TRANSLUCENCY) SIZE I12 SHADE B4 COMPATIBLE WITH PM7 MACHINE CONNECTOR (5PCS=EH/BOX)
28491 | 4215224020700 | BLOCK FOR ALL CERAMIC GLASS-CERAMIC LITHIUM DISILICATE CAD HT (HIGH TRANSLUCENCY) SIZE I12 SHADE B3 COMPATIBLE WITH PM7 MACHINE CONNECTOR (5PCS=EH/BOX)
28492 | 4215224020800 | BLOCK FOR ALL CERAMIC GLASS-CERAMIC LITHIUM DISILICATE CAD HT (HIGH TRANSLUCENCY) SIZE I12 SHADE B2 COMPATIBLE WITH PM7 MACHINE CONNECTOR (5PCS=EH/BOX)
28493 | 4215224020900 | BLOCK FOR ALL CERAMIC GLASS-CERAMIC LITHIUM DISILICATE CAD HT (HIGH TRANSLUCENCY) SIZE I12 SHADE B1 COMPATIBLE WITH PM7 MACHINE CONNECTOR (5PCS=EH/BOX)
28494 | 4215224021000 | BLOCK FOR ALL CERAMIC GLASS-CERAMIC LITHIUM DISILICATE CAD HT (HIGH TRANSLUCENCY) SIZE I12 SHADE A4 COMPATIBLE WITH PM7 MACHINE CONNECTOR (5PCS=EH/BOX)
28495 | 4215224021100 | BLOCK FOR ALL CERAMIC GLASS-CERAMIC LITHIUM DISILICATE CAD HT (HIGH TRANSLUCENCY) SIZE I12 SHADE A3 COMPATIBLE WITH PM7 MACHINE CONNECTOR (5PCS=EH/BOX)
28496 | 4215224021200 | BLOCK FOR ALL CERAMIC GLASS-CERAMIC LITHIUM DISILICATE CAD HT (HIGH TRANSLUCENCY) SIZE I12 SHADE A2 COMPATIBLE WITH PM7 MACHINE CONNECTOR (5PCS=EH/BOX)
28497 | 4215224021300 | BLOCK FOR ALL CERAMIC GLASS-CERAMIC LITHIUM DISILICATE CAD HT (HIGH TRANSLUCENCY) SIZE I12 SHADE A1 COMPATIBLE WITH PM7 MACHINE CONNECTOR (5PCS=EH/BOX)
28498 | 4215224021400 | BLOCK FOR ALL CERAMIC GLASS-CERAMIC LITHIUM DISILICATE (LS2) CAD HT (HIGH TRANSLUCENCY) SIZE C14 SHADE D4 COMPATIBLE WITH PM7 MACHINE CONNECTOR (5PCS=EH/BOX)
28499 | 4215224021500 | BLOCK FOR ALL CERAMIC GLASS-CERAMIC LITHIUM DISILICATE (LS2) CAD HT (HIGH TRANSLUCENCY) SIZE C14 SHADE D3 COMPATIBLE WITH PM7 MACHINE CONNECTOR (5PCS=EH/BOX)
28500 | 4215224021600 | BLOCK FOR ALL CERAMIC GLASS-CERAMIC LITHIUM DISILICATE (LS2) CAD HT (HIGH TRANSLUCENCY) SIZE C14 SHADE D2 COMPATIBLE WITH PM7 MACHINE CONNECTOR (5PCS=EH/BOX)
28501 | 4215224021700 | BLOCK FOR ALL CERAMIC GLASS-CERAMIC LITHIUM DISILICATE (LS2) CAD HT (HIGH TRANSLUCENCY) SIZE C14 SHADE C4 COMPATIBLE WITH PM7 MACHINE CONNECTOR (5PCS=EH/BOX)
28502 | 4215224021800 | BLOCK FOR ALL CERAMIC GLASS-CERAMIC LITHIUM DISILICATE (LS2) CAD HT (HIGH TRANSLUCENCY) SIZE C14 SHADE C3 COMPATIBLE WITH PM7 MACHINE CONNECTOR (5PCS=EH/BOX)
28503 | 4215224021900 | BLOCK FOR ALL CERAMIC GLASS-CERAMIC LITHIUM DISILICATE (LS2) CAD HT (HIGH TRANSLUCENCY) SIZE C14 SHADE C2 COMPATIBLE WITH PM7 MACHINE CONNECTOR (5PCS=EH/BOX)
28504 | 4215224022000 | BLOCK FOR ALL CERAMIC GLASS-CERAMIC LITHIUM DISILICATE (LS2) CAD HT (HIGH TRANSLUCENCY) SIZE C14 SHADE C1 COMPATIBLE WITH PM7 MACHINE CONNECTOR (5PCS=EH/BOX)
28505 | 4215224022100 | BLOCK FOR ALL CERAMIC GLASS-CERAMIC LITHIUM DISILICATE (LS2) CAD HT (HIGH TRANSLUCENCY) SIZE C14 SHADE B4 COMPATIBLE WITH PM7 MACHINE CONNECTOR (5PCS=EH/BOX)
28506 | 4215224022200 | BLOCK FOR ALL CERAMIC GLASS-CERAMIC LITHIUM DISILICATE (LS2) CAD HT (HIGH TRANSLUCENCY) SIZE C14 SHADE B3 COMPATIBLE WITH PM7 MACHINE CONNECTOR (5PCS=EH/BOX)
28507 | 4215224022300 | BLOCK FOR ALL CERAMIC GLASS-CERAMIC LITHIUM DISILICATE (LS2) CAD HT (HIGH TRANSLUCENCY) SIZE C14 SHADE B2 COMPATIBLE WITH PM7 MACHINE CONNECTOR (5PCS=EH/BOX)
28508 | 4215224022400 | BLOCK FOR ALL CERAMIC GLASS-CERAMIC LITHIUM DISILICATE (LS2) CAD HT (HIGH TRANSLUCENCY) SIZE C14 SHADE B1 COMPATIBLE WITH PM7 MACHINE CONNECTOR (5PCS=EH/BOX)
28509 | 4215224022500 | BLOCK FOR ALL CERAMIC GLASS-CERAMIC LITHIUM DISILICATE (LS2) CAD HT (HIGH TRANSLUCENCY) SIZE C14 SHADE A4 COMPATIBLE WITH PM7 MACHINE CONNECTOR (5PCS=EH/BOX)
28510 | 4215224022600 | BLOCK FOR ALL CERAMIC GLASS-CERAMIC LITHIUM DISILICATE (LS2) CAD HT (HIGH TRANSLUCENCY) SIZE C14 SHADE A3 COMPATIBLE WITH PM7 MACHINE CONNECTOR (5PCS=EH/BOX)
28511 | 4215224022700 | BLOCK FOR ALL CERAMIC GLASS-CERAMIC LITHIUM DISILICATE (LS2) CAD HT (HIGH TRANSLUCENCY) SIZE C14 SHADE A2 COMPATIBLE WITH PM7 MACHINE CONNECTOR (5PCS=EH/BOX)
28512 | 4215224022800 | BLOCK FOR ALL CERAMIC GLASS-CERAMIC LITHIUM DISILICATE (LS2) CAD HT (HIGH TRANSLUCENCY) SIZE C14 SHADE A1 COMPATIBLE WITH PM7 MACHINE CONNECTOR (5PCS=EH/BOX)
28513 | 4215224022900 | PFM BUILDUP LIQUID ASSORTED
28514 | 4215224023000 | ALL CERAMIC PORCELAIN OPAQUE POWDER ALL SHADES ( A - D ) ASSORTED
28515 | 4215224023100 | ALL CERAMIC PORCELAIN MARGIN POWDER ALL SHADES ( A - D ) ASSORTED
28516 | 4215224023200 | ALL CERAMIC PORCELAIN GLAZE AND STAIN ALL COLORS ASSORTED
28517 | 4215224023300 | ALL CERAMIC PORCELAIN GINGIVA POWDER ALL COLORS ASSORTED
28518 | 4215224023400 | ALL CERAMIC PORCELAIN ENAMEL ALL SHADES ( A - D ) ASSORTED
28519 | 4215224023500 | ALL CERAMIC PORCELAIN DENTINE POWDER ALL SHADES ( A - D ) ASSORTED
28520 | 4215224023600 | ALL CERAMIC PORCELAIN DEEP/OPAQUE DENTINE ALL SHADES ( A - D ) ASSORTED
28521 | 4215224023700 | ALL CERAMIC PORCELAIN CHARACTERIZATION POWDER (COLORS - CLEAR) ASSORTED ALL SHADES
28522 | 4215224023800 | ALL CERAMIC PORCELAIN (OPAQUE-BUILDUP) LIQUID ASSORTED
28523 | 4215224023900 | ALL CERAMIC PORCELAIN (ADD ON - CORRECTION) POWDER ALL SHADES ( A - D ) ASSORTED
28524 | 4215224024000 | DENTAL TOOL ZIRCONIUM MILLING BUR SIZE 1 MM COATED DOUBLE TOOTH RADIUS CUTTER COMPATIBLE WITH VHF R5 MILLING MACHINE OR EQUIVALENT
28525 | 4215246432400 | TEMPORARY COPING MULTI-UNIT TITANIUM ABUTMENT WITH PROSTHETIC SCREW COMPATIBLE WITH NEOSS OR EQUIVALENT
28526 | 4215246432500 | TEMPORARY COPING PLASTIC ABUTMENT WITH PROSTHETIC SCREW CAN BE USED AS BURN OUT COMPATIBLE WITH NEOSS OR EQUIVALENT
28527 | 4215246432600 | PROSTHETIC KIT CONTAIN RATCHET SCREWDRIVER - ASSORTED SIZE COMPATIBLE WITH EACH HOSPITAL SYSTEM
28528 | 4215246432700 | LAB ANALOG FOR PRINTED MODEL NARROW DIAMETER (3.0 MM - 3.5 MM) COMPATIBLE WITH NEOSS OR EQUIVALENT
28529 | 4215246432800 | LAB ANALOG FOR PRINTED MODEL MULTI UNIT ABUTMENT COMPATIBLE WITH NEOSS OR EQUIVALENT
28530 | 4215246432900 | LAB ANALOG FOR PRINTED MODEL - DIAMETER (3.6 MM - 5.5 MM) COMPATIBLE WITH NEOSS OR EQUIVALENT
28531 | 4215246433000 | INTRAORAL MULTI UNIT SCAN BODY COMPATIBLE WITH NEOSS OR EQUIVALENT
28532 | 4215246433100 | DENTAL LOCATOR MULTI-UNIT ABUTMENT GROUP HEIGHT (1.5MM-2MM) COMPATIBLE WITH NEOSS OR EQUIVALENT
28533 | 4215246433200 | DENTAL LOCATOR MULTI-UNIT ABUTMENT GROUP HEIGHT (0.5MM-1MM) COMPATIBLE WITH NEOSS OR EQUIVALENT
28534 | 4215246433300 | BURNOUT (DIRECT CASTING) ABUTMENT INCLUDES STRAIGHT COPING WITH PROSTHETIC SCREW COMPATIBLE WITH NEOSS OR EQUIVALENT
28535 | 4215246433400 | BONE LEVEL IMPLANT SCAN BODY DIAMETER FOR CANINE COMPATIBLE WITH NEOSS OR EQUIVALENT
28536 | 4215246433500 | BONE LEVEL IMPLANT SCAN BODY DIAMETER FOR 1ST MOLAR COMPATIBLE WITH NEOSS OR EQUIVALENT
28537 | 4215246433600 | BONE LEVEL IMPLANT SCAN BODY NARROW DIAMETER (3.0 MM - 3.5 MM) COMPATIBLE WITH NEOSS OR EQUIVALENT
28538 | 4215246433700 | ACCURATE ANALOG INSERTION SCREW COMPATIBLE WITH NEOSS OR EQUIVALENT
28539 | 4215246433800 | ACCURATE ANALOG INSERTION PIN COMPATIBLE WITH NEOSS OR EQUIVALENT
28540 | 4215246433900 | ACCURATE ANALOG DRIVER COMPATIBLE WITH NEOSS OR EQUIVALENT
28541 | 4215246434000 | ACCESS IMPRESSION COPING 8MM AND REPLICA COMPATIBLE WITH NEOSS OR EQUIVALENT
28542 | 4215246434100 | ABUTMENT COPING TITANIUM WITH PROSTHETIC SCREW COMPATIBLE WITH NEOSS OR EQUIVALENT
28543 | 4215246434200 | ABUTMENT ANALOG COMPATIBLE WITH NEOSS OR EQUIVALENT
28544 | 4215290700000 | ZIRCONIUM DISC/MULTI-LAYER CLASSIC SHADE 98 DIAMETER SIZE 25 SHADE D2
28545 | 4215290700100 | ZIRCONIUM DISC/MULTI-LAYER CLASSIC SHADE 98 DIAMETER SIZE 25 SHADE C2
28546 | 4215290700200 | ZIRCONIUM DISC/MULTI-LAYER CLASSIC SHADE 98 DIAMETER SIZE 25 SHADE C1
28547 | 4215290700300 | ZIRCONIUM DISC/MULTI-LAYER CLASSIC SHADE 98 DIAMETER SIZE 25 SHADE B3
28548 | 4215290700400 | ZIRCONIUM DISC/MULTI-LAYER CLASSIC SHADE 98 DIAMETER SIZE 25 SHADE B2
28549 | 4215290700500 | ZIRCONIUM DISC/MULTI-LAYER CLASSIC SHADE 98 DIAMETER SIZE 25 SHADE B1
28550 | 4215290700600 | ZIRCONIUM DISC/MULTI-LAYER CLASSIC SHADE 98 DIAMETER SIZE 25 SHADE A3
28551 | 4215290700700 | ZIRCONIUM DISC/MULTI-LAYER CLASSIC SHADE 98 DIAMETER SIZE 25 SHADE A2
28552 | 4215290700800 | ZIRCONIUM DISC/MULTI-LAYER CLASSIC SHADE 98 DIAMETER SIZE 25 SHADE A1
28553 | 4215290801400 | SCREW SELF-DRILLING FOR INTERMAXILLARY FIXATION TITANIUM ASSORTED SIZES
28554 | 4215290801500 | SCREW SELF-DRILLING FOR INTERMAXILLARY FIXATION STAINLESS STEEL ASSORTED SIZES
28555 | 4215290801600 | SCREW FOR TITANIUM MANDIBULAR RECONSTRUCTION THICKNESS FROM (2.3MM-2.7MM) TITANIUM ASSORTED LENGTHS
28556 | 4215290801700 | SCREW FOR MAXILLOFACIAL BONE PLATING THICKNESS FROM (0.6MM-1.0MM) TITANIUM ASSORTED LENGTHS
28557 | 4215290801800 | SCREW FOR MAXILLOFACIAL BONE PLATING THICKNESS FROM (1.7MM-2.0MM) TITANIUM ASSORTED LENGTHS
28558 | 4215290801900 | SCREW FOR MAXILLOFACIAL BONE PLATING THICKNESS FROM (1.3MM-1.6MM) TITANIUM ASSORTED LENGTHS
28559 | 4215290802000 | SCREW DRIVER FOR TITANIUM INTERMAXILLARY FIXATION WITH 2 SCREW DRIVER TIPS AND COMPATIBLE CASE AND LID FOR STERILIZATION
28560 | 4215290802100 | SCREW DRIVER FOR STAINLESS STEEL INTERMAXILLARY FIXATION WITH 2 SCREW DRIVER TIPS AND COMPATIBLE CASE AND LID FOR STERILIZATION
28561 | 4215290802200 | PLATE FOR MAXILLOFACIAL TITANIUM THICKNESS FROM (1.3MM-1.6MM) DIFFERENT SHAPES AND HOLES
28562 | 4215290802300 | PLATE FOR MAXILLOFACIAL TITANIUM THICKNESS FROM (1.7MM-2.0MM) DIFFERENT SHAPES AND HOLES
28563 | 4215290802400 | PLATE FOR MAXILLOFACIAL TITANIUM (THICKNESS FROM (0.6MM-1.0MM) DIFFERENT SHAPES AND HOLES.
28564 | 4215290802500 | PLATE FOR MANDIBULAR RECONSTRUCTION TITANIUM THICKNESS FROM (2.3MM-2.7MM) DIFFERENT SHAPES AND HOLES
28565 | 4215290802600 | ORBITAL MESH DIFFERENT SHAPE ASSORTED SIZE
28566 | 4215290802700 | INSTRUMENTATION COMPLETE SET INCLUDING TWO SCREWDRIVER TIPS FOR TITANIUM MAXILLOFACIAL PLATING THICKNESS FROM (1.7MM-2.0MM) WITH COMPATIBLE CASE AND LID FOR STERILIZATION
28567 | 4215290802800 | INSTRUMENTATION COMPLETE SET INCLUDING TWO SCREWDRIVER TIPS FOR TITANIUM MANDIBULAR RECONSTRUCTION THICKNESS FROM (2.3MM-2.7MM) WITH COMPATIBLE CASE AND LID FOR STERILIZATION
28568 | 4215290802900 | INSTRUMENTATION COMPLETE SET INCLUDING TWO SCREWDRIVER TIPS FOR MAXILLOFACIAL PLATING THICKNESS FROM (0.6MM-1.0MM) TITANIUM WITH COMPATIBLE CASE AND LID FOR STERILIZATION
28569 | 4215290803000 | INSTRUMENTATION COMPLETE SET FOR TRANSBUCCAL SYSTEM WITH COMPATIBLE CASE AND LID FOR STERILIZATION
28570 | 4215290803100 | INSTRUMENTATION COMPLETE SET INCLUDING TWO SCREWDRIVER TIPS FOR MAXILLOFACIAL PLATING THICKNESS FROM (1.3MM-1.6MM) TITANIUM WITH COMPATIBLE CASE AND LID FOR STERILIZATION
28571 | 4215290803200 | EMERGENCY SCREW FOR MAXILLOFACIAL BONE PLATING THICKNESS FROM (2.3MM-2.7MM) TITANIUM ASSORTED LENGTHS
28572 | 4215290803300 | EMERGENCY SCREW FOR MAXILLOFACIAL BONE PLATING THICKNESS FROM (1.7MM-2.0MM) TITANIUM ASSORTED LENGTHS
28573 | 4215290803400 | EMERGENCY SCREW FOR MAXILLOFACIAL BONE PLATING THICKNESS FROM (0.6MM-1.0MM) TITANIUM ASSORTED LENGTHS
28574 | 4215290803500 | EMERGENCY SCREW FOR MAXILLOFACIAL BONE PLATING THICKNESS FROM (1.3MM-1.6MM) TITANIUM ASSORTED LENGTHS
28575 | 4215290803600 | DRILL BIT/ OR TWIST DRILL BIT FOR TITANIUM MAXILLOFACIAL BONE PLATING THICKNESS FROM (0.6 MM-1.0MM) ASSORTED LENGTHS
28576 | 4215290803700 | DRILL BIT/ OR TWIST DRILL BIT FOR MAXILLOFACIAL BONE PLATING THICKNESS FROM (1.7MM-2.0MM) ASSORTED LENGTHS
28577 | 4215290803800 | DRILL BIT/ OR TWIST DRILL BIT FOR MAXILLOFACIAL BONE PLATING THICKNESS FROM (1.3MM-1.6MM) ASSORTED LENGTHS
28578 | 4215290803900 | DRILL BIT/ OR TWIST DRILL BIT FOR MANDIBULAR RECONSTRUCTION PLATING THICKNESS FROM (2.3MM-2.7MM) ASSORTED LENGTHS
28579 | 4215290804000 | DISSECTING FORCEPS STAINLESS STEEL FOR FACIAL NERVE SMOOTH ANGLED JAW SIZE 5.5 INCH
28580 | 4215290804100 | CHIN PLATE FOR ORTHOGNATHIC TITANIUM ASSORTED SIZE AND SHAPE
28581 | 4229420704800 | EUGENOL IMPREGNATED ALVEOLAR DRESSING FOR DRY SOCKET TREATMENT (APPROXIMATELY 10 GM) PASTE
28582 | 4231220158700 | SUTURE POLYGLACTIN 910 MULTIFILAMENT ABSORBABLE SIZE 3/0 26 MM 3/8 CIRCLE REVERSE CUTTING NEEDLE 70-75 CM UNDYED STERILE (1 EACH = 1 DOZEN)
28583 | 4231220123100 | SUTURE POLIGLECAPRONE 25 ANTIBACTERIAL MONOFILAMENT ABSORBABLE SIZE 4/0 60 MM STRAIGHT REVERSE CUTTING NEEDLE 70-75 CM UNDYED STERILE (1 EACH = 1 DOZEN)
28584 | 4231220148400 | SUTURE POLIGLECAPRONE 25 MONOFILAMENT ABSORBABLE SIZE 5/0 13 MM 3/8 CIRCLE PRIME REVERSE CUTTING 40-45 CM UNDYED STERILE (1 EACH = 1 DOZEN)
28585 | 4231220125400 | SUTURE POLYDIOXANONE MONOFILAMENT ABSORBABLE SIZE 6/0 13 MM ( +/- 1 MM ) 3/8 CIRCLE TAPER POINT NEEDLE 60-65 CM STERILE (1 EACH = 1 DOZEN)
28586 | 4231220038000 | SUTURE POLYPROPYLENE MONOFILAMENT NON-ABSORBABLE SIZE 4/0 17 MM 3/8 CIRCLE TAPER POINT DOUBLE ARM NEEDLE 90-95 CM STERILE (1 EACH = 1 DOZEN)
28587 | 4231221100800 | SUTURE POLYPROPYLENE MONOFILAMENT NON-ABSORBABLE SIZE 5/0 13 MM 1/2 CIRCLE ROUND BODY DOUBLE ARM NEEDLE WITH PTFE PLEDGET 6 X 3 70-75 CM BLUE STERILE (1 EACH = 1 DOZEN)
28588 | 4231220034400 | SUTURE POLYPROPYLENE MONOFILAMENT NON-ABSORBABLE SIZE 6/0 10 MM 1/2 CIRCLE TAPER POINT DOUBLE NEEDLE 60-65 CM BLUE STERILE (1 EACH = 1 DOZEN)
28589 | 4231220033300 | SUTURE POLYPROPYLENE MONOFILAMENT NON-ABSORBABLE SIZE 7/0 9.3 MM 3/8 CIRCLE TAPER POINT DOUBLE ARM NEEDLE 60-65 CM BLUE STERILE (1 EACH = 1 DOZEN)
28590 | 4231220198500 | SUTURE POLYAMIDE MONOFILAMENT NON-ABSORBABLE SIZE 2/0 26 MM 3/8 CIRCLE REVERSE CUTTING NEEDLE 40-45 CM BLACK STERILE (1 EACH = 1 DOZEN)
28591 | 4231220140000 | SUTURE POLYESTER MULTIFILAMENT NON-ABSORBABLE SIZE 3/0 16 MM 1/2 CIRCLE ROUND BODY NEEDLE 70-75 CM DYED STERILE (1 EACH = 1 DOZEN)
28592 | 4231220169100 | SUTURE POLYGLYTONE MONOFILAMENT ABSORBABLE SIZE 2/0 40 MM ( + / - 1 ) 3/8 CIRCLE ROUND BODIED 70-75 CM VIOLET STERILE (1 EACH = 1 DOZEN)
28593 | 4215245801000 | SEPARATING MEDIUM LIQUID FOIL SUBSTITUTE FOR ACRYLIC RESINS
28594 | 4224170329300 | IMMOBILIZER ARM OR LEG MADE OF PRINTED COTTON LINED WITH SOFT LAYER INNER CLOTH HAS EQUALLY DIVIDED PLASTIC STRIPS TO PROVIDE RIGIDITY PADDED WITH MINIMUM 2 CM THICK FOAM IN THE INSIDE VELCRO STRAPS ARE ADJUSTABLE LENGTH 30-32 CM
28595 | 4227250063300 | REFILL KIT FOR BACLOFEN PUMP
28596 | 4227151502200 | END-TIDAL CARBON DIOXIDE CAPNOMETER ADAPTER FOR EMERGENCY CO2 MEASUREMENT DISPOSABLE NON STERILE FOR INFANT COMPATIBLE WITH EMMA DEVICE OR EQUIVALENT
28597 | 4227151514200 | FIXATION RING FOR TRANSCUTANEOUS CO2 MONITORING SENSOR SIZE 20MM COMPATIBLE WITH TCM OR EQUIVALENT
28598 | 4229630502900 | BRONCHOSCOPE FLEXIBLE 3MM WORKING LENGTH NOT LESS THAN 300MM STERILE DISPOSABLE COMPATIBLE WITH AMBU MONITOR OR EQUIVALENT
28599 | 4214213100400 | MOIST HEAT PACK REUSABLE LATEX FREE SIZE: 10 INCHES X 18 INCHES SPINE SMALL SIZE
28600 | 4229551401000 | SHEET GEL NON-ADHESIVE LINED WITH FABRIC 30 X 40 CM
28601 | 4229551401100 | SHEET GEL NON-ADHESIVE LINED WITH FABRIC 40 X 50 CM
28602 | 4229551401200 | SHEET GEL ADHESIVE LINED WITH FABRIC 30 X 40 CM
28603 | 4229551401300 | SHEET GEL ADHESIVE LINED WITH FABRIC 40 X 50 CM
28604 | 4215221301500 | SCREWED ARTIFICIAL TOOTH FOR PRIMARY (ASSORTED) COMPATIBLE WITH EACH SECTOR SYSTEM
28605 | 4215221301600 | SCREWED ARTIFICIAL TOOTH FOR PRIMARY UPPER LEFT CANINE #63 COMPATIBLE WITH EACH SECTOR SYSTEM
28606 | 4215221301700 | SCREWED ARTIFICIAL TOOTH FOR PRIMARY UPPER LEFT FIRST PRIMARY MOLAR #64 COMPATIBLE WITH EACH SECTOR SYSTEM
28607 | 4215221301800 | SCREWED ARTIFICIAL TOOTH FOR PRIMARY LOWER LEFT CENTRAL #71 COMPATIBLE WITH EACH SECTOR SYSTEM
28608 | 4215221301900 | SCREWED ARTIFICIAL TOOTH FOR PRIMARY LOWER RIGHT- CENTRAL #81 COMPATIBLE WITH EACH SECTOR SYSTEM
28609 | 4215221302000 | SCREWED ARTIFICIAL TOOTH FOR PRIMARY LOWER RIGHT- LATERAL #82 COMPATIBLE WITH EACH SECTOR SYSTEM
28610 | 4215221302100 | SEMI ADJUSTABLE ARTICULATOR WITH ADJUSTABLE PROTRUSIVE IMMEDIATE AND PROGRESSIVE SHIFT WITH CENTRIC LATCH AND CUSTOMIZED INCISAL TABLE
28611 | 4215221302200 | CUSTOMIZED CARIOUS TEETH (ASSORTED)
28612 | 4215221302300 | PROXIMAL CARIOUS TEETH (DISTAL CLASS III) OF UPPER LATERAL INCISORS
28613 | 4215221302400 | PROXIMAL CARIOUS TEETH (MESIAL CLASS II) OF LOWER SECOND PREMOLAR
28614 | 4215221302500 | PROXIMAL CARIOUS TEETH (MESIAL CLASS II) OF LOWER FIRST MOLAR (MODERATE LESION)
28615 | 4215221302600 | LOWER FIRST MOLAR WITH OCCLUSAL AMALGAM PREPARATION (SLIGHTLY CONVERGENT BUCCAL AND LINGUAL WALLS). DIMENSIONS: 2 MM OCCLUSAL WIDTH AND 2 MM OCCLUSAL DEPTH
28616 | 4215221302700 | LOWER FIRST MOLAR WITH MESIAL-OCCLUSAL AMALGAM PREPARATION (SLIGHTLY CONVERGENT BUCCAL AND LINGUAL WALLS). DIMENSIONS: 1.5 MM OCCLUSAL WIDTH AND 1.5 MM OCCLUSAL DEPTH AND 1MM DEEPER GINGIVAL FLOOR + OPEN BUCCAL/LINGUAL/GINGIVAL CONTACTS PROXIMALLY
28617 | 4215221302800 | UPPER FIRST MOLAR WITH MESIAL-OCCLUSAL PREPARATION (WITH 1.5 MM OCCLUSAL DEPTH AND 1MM DEEPER GINGIVAL FLOOR + OPEN BUCCAL/LINGUAL/GINGIVAL CONTACTS PROXIMALLY)
28618 | 4215221302900 | UPPER SECOND PREMOLAR WITH MESIAL-OCCLUSAL-DISTAL PREPARATION (SLIGHTLY CONVERGENT BUCCAL AND LINGUAL WALLS. DIMENSIONS: 2 MM OCCLUSAL WIDTH AND 1.5 MM OCCLUSAL DEPTH AND 1.5 MM DEEPER GINGIVAL FLOOR + OPEN BUCCAL/LINGUAL/GINGIVAL CONTACTS PROXIMALLY
28619 | 4215221303000 | LOWER FIRST MOLAR WITH MESIAL-OCCLUSAL- DISTAL PREPARATION. DIMENSIONS: 3 MM OCCLUSAL WIDTH AND 2.5 MM OCCLUSAL DEPTH AND 1.5 MM DEEPER GINGIVAL FLOOR
28620 | 4215221303100 | ARTIFICIAL ENDODONTIC TOOTH (OPAQUE) MANDIBULAR MOLAR HAS 4 CANALS 3 MESIAL CANALS CANAL CURVATURE SLIGHT AND CANAL SIZE DISTAL LARGE AND SMALL MESIAL
28621 | 4215221303200 | ARTIFICIAL ENDODONTIC TOOTH (OPAQUE) THIS MANDIBULAR PREMOLAR HAS ONE CANAL CORONAL CANAL CURVATURE MID-ROOT APICAL CANAL CURVATURE MODERATE SMALL CURVE.
28622 | 4215221303300 | ARTIFICIAL ENDODONTIC TOOTH (OPAQUE) MAXILLARY CENTRAL INCISOR APICAL CANAL CURVATURE DISTAL SLIGHT
28623 | 4215221303400 | ARTIFICIAL ENDODONTIC TOOTH (OPAQUE) MAXILLARY PREMOLAR 2 CANALS BUCCAL CURVATURE SLIGHT TO MODERATE AND PALATAL CANAL CURVATURE STRAIGHT
28624 | 4215221303500 | ARTIFICIAL ENDODONTIC TOOTH (OPAQUE) MAXILLARY MOLAR 4 CANALS CORONAL CANAL CURVATURE MB1 AND MB2 SEVERE APICAL CANAL CURVATURE MB1 AND MB2 SLIGHT DB CANAL CURVATURE S CURVE
28625 | 4215221303600 | PERIODONTAL SURGERY TRAINING MODEL FOR INCISION AND SUTURE TECHNIQUE
28626 | 4215221303700 | REUSABLE PLASTIC MOUNTING PLATES COMPATIBLE WITH EACH SYSTEM SECTOR
28627 | 4215221303800 | REUSABLE MAGNETIC MOUNTING PLATES COMPATIBLE WITH EACH SYSTEM SECTOR
28628 | 4215221303900 | FACEBOW COMPLETE SET INCLUDING (EAR ATTACHMENT AND ORBITAL POINTER) COMPATIBLE WITH EACH SYSTEM SECTOR
28629 | 4215221304000 | BITE FORK ASSEMBLY (INCLUDES BITE FORK AND STEM ASSEMBLY) COMPATIBLE WITH EACH SYSTEM SECTOR
28630 | 4215221304100 | MODEL FOR TOOTH EXTRACTION WITH ANATOMICALLY SHAPED EXTRACTION TEETH PROVIDES A REALISTIC PRESSURE DIRECTION MOVEMENT FOR TRAINING EXPERIENCE FOR DENTAL STUDENTS AND PRACTITIONERS
28631 | 4215221304200 | SIMULATOR FOR DENTAL LOCAL ANESTHESIA WITH ANESTHETIC CONTACT SENSOR POINTS FOR (UPPER-LOWER) JAW
28632 | 4215221304300 | TRIPOD X-RAY SET FOR DENTAL RADIOGRAPH TRAINING
28633 | 4215221304400 | DENTAL DESK CLAMP FOR MOUNTING WORKBENCH
28634 | 4215221304500 | DENTAL DESK MOUNT USED IN WORKBENCH
28635 | 4215221304600 | DENTAL PHANTOM HEAD
28636 | 4215221304700 | SIMULATION DENTAL LAB SET INCLUDING HEAD AND CHAIR MOUNT
28637 | 4215221304800 | TRAINING X-RAY PHANTOM SET INCLUDE (HEAD BASE MASK OF HAW MODEL ARTICULATOR DESK CLAMP UNIT TRUNK UNIT)
28638 | 4215221304900 | MODEL ARTICULATOR COMPATIBLE WITH EDUCATIONAL PHANTOM HEADS TYPE 2 CAN SIMULATE PATIENT OPEN POSITION WITH MULTIPLE OCCLUSAL MOVEMENT OPTIONS WITH INCLINATION OF LATERAL CONDYLAR PATH AND SAGITTAL INCLINATION OF CONDYLAR GUIDANCE WITH FACE-BOW ACCESS
28639 | 4215221305000 | MODEL ARTICULATOR COMPATIBLE WITH EDUCATIONAL PHANTOM HEADS TYPE 1 OPENS OVER 180° WITH MULTIPLE OCCLUSAL MOVEMENT OPTIONS. COMPATIBLE WITH MOST POLE MOUNT AND WITH FACE-BOW ACCESS
28640 | 4215221305100 | SCREW RETAINED MOUNTING FOR PLATE COMPATIBLE WITH STRATOS ARTICULATOR
28641 | 4215221305200 | FRANKFORT HORIZONTAL REGISTRATION JOINT HOLDER COMPATIBLE WITH STRATOS ARTICULATOR
28642 | 4215221305300 | UNIVERSAL TRANSFER BOW SYSTEM 3D COMPATIBLE WITH STRATOS ARTICULATOR
28643 | 4215221305400 | 3D REGISTRATION JOINT JOINS THE BITE FORK TO THE FACEBOW DURING RECORD TAKING COMPATIBLE WITH STRATOS ARTICULATOR
28644 | 4215221305500 | PINS TRANSFERBOW SUPPORT ADJUSTABLE FOR THE DIRECT MOUNTING COMPATIBLE WITH STRATOS ARTICULATOR
28645 | 4214150406200 | APPLICATOR 3 ML TINT CONTAIN 2% CHLORHEXIDINE GLUCONATE + 70% V/V ISOPROPYL ALCOHOL STERILE SOLUTION ANGULATED 45 DEGREE INDIVIDUALLY PACKED STERILE.
28646 | 4218150800600 | DISINFECTION WIPE CHLORINE MORE THAN 5000 PPM SODIUM HYPOCHLORITE WIPE SIZE 20 X 20CM (+/-5CM) NOT MORE THAN 50 PER PACK NOTE: MSDS SHOULD BE PROVIDED IN SOFT COPY
28647 | 4229542104400 | ANTISEPTIC CHLORHEXIDINE GLUCONATE SCRUB SOLUTION 4% IN A SUSPENDING BASE (500ML) BOTTLE WITH FREE OF CHARGE DISPENSER WITH EACH 10 BOTTLE NOTE: MSDS SHOULD BE PROVIDED IN SOFT COPY
28648 | 4214150406300 | APPLICATOR 26 ML TINT CONTAIN 2% CHLORHEXIDINE GLUCONATE + 70% V/V ISOPROPYL ALCOHOL STERILE SOLUTION ANGULATED 45 DEGREE INDIVIDUALLY PACKED STERILE.
28649 | 5110271301100 | ANTISEPTIC SKIN ANTISEPTIC ALCOHOLIC POVIDONE IODINE CONTAINS 10% POVIDONE IODINE IN 200-300 ML BOTTLE NOTE: MSDS SHOULD BE PROVIDED IN SOFT COPY
28650 | 5147350300100 | SURFACE DISINFECTANT STABILIZED HYDROGEN PEROXIDE 5% COLLOIDAL SILVER 0.003% READY TO USE NO COLOR NO ODOR NON IRRITANT NON DAMAGING TO SURFACES NON-TOXIC LEAVES NO HARMFUL RESIDUES SAFE IN ALL ENVIRONMENTS SIZE 500-750 ML NOTE: MSDS SHOULD BE PROVIDED IN SOFT COPY
28651 | 4218308000000 | CASE OF OPHTHALMIC TRAIL LENSES SET FOR REFRACTION IN THE CLINIC REUSABLE
28652 | 4111601600400 | CLEANING SOLUTION ALL IN ONE PROTEIN REMOVER WITH HYDRAGLYDE 240 ML (+/- 40) ML STERILE
28653 | 4229550501000 | IMPLANT OPHTHALMIC WEIGHT 1.2 GM GOLD
28654 | 5124113900000 | SILICONE OIL FROM 1000 TO 7500 CST 10 ML SYRINGE AS PER HOSPITAL REQUEST STERILE
28655 | 4713180000600 | HYDROCHLORIC ACID CONCENTRATION 65% 2-5 L NOTE: MSDS SHOULD BE PROVIDED IN SOFT COPY
28656 | 4618200901200 | TWIN TUBING 80 A PVC CLEAR COMPATIBLE WITH THE QUANTITATIVE FIT TEST MACHINES FOR HIGH-EFFICIENCY RESPIRATORS (N95 RESPIRATORS) (ALL MODELS)
28657 | 4618200901300 | FIT TEST PROBE KIT (500 PER BOX) COMPATIBLE WITH THE QUANTITATIVE FIT TEST MACHINES FOR HIGH-EFFICIENCY RESPIRATORS (N95 RESPIRATORS) (ALL MODELS)
28658 | 4618200901400 | ISOPROPYL ALCOHOL 99.5% OR MORE GRADE REAGENT IN DISPOSABLE BOTTLES EACH BOTTLE ONE LITER COMPATIBLE WITH QUANTITATIVE FIT TEST MACHINES FOR HIGH-EFFICIENCY RESPIRATORS (N95 RESPIRATORS)
28659 | 4618200901500 | PUNCH HIGH-EFFICIENCY RESPIRATORS (N95 RESPIRATORS) PROBE INSTALLATION TOOL
28660 | 4111610501400 | ALCOHOL ISOPROPYL 99.9% 2.5 UP TO 5 LITER DRUM HAZARDOUS MATERIAL SAFETY DATA SHEET IS REQUIRED ON DELIVERY OF PRODUCT IN SOFT COPY NOTE: MSDS SHOULD BE PROVIDED IN SOFT COPY
28661 | 4215163201000 | RESIN COMPOSITE RESTORATIVE MATERIAL FOR DENTIN REPLACEMENT RE-INFORCED WITH SHORT GLASS FIBERS SUPPLIED IN UNITIP (CAPSULE) APPROXIMATELY 0.13 ML AND COMES IN UNIVERSAL SHADE (TRANSPARENT) INTRODUCED INTO THE SURFACE BY UNITIP
28662 | 4015172300000 | VALVE ANTI REFLUX FOR SALEM SUMP STOMACH TUBE STERILE
28663 | 4110410300000 | HEEL WARMER CONFORMS TO INFANT'S HEEL COMPLETELY COVERS HEEL STICK AREA DUAL ADHESIVE STRAPS KEEPS WARMER IN PLACE TEMPERATURE 103-105 F OR 3-5 MINUTES LATEX-FREE AND NON-TOXIC INGREDIENTS MAKE IT SAFE TO USE.
28664 | 4110410400000 | "TOURNIQUET LATEX-FREE MATERIAL READY TO USE PACKAGE EASY DRAWING DISPOSABLE NON-STERILE"
28665 | 4110410500600 | "BAG SPECIMEN TRANSPARENT LAB BIOHAZARD ZIP LOCK DOCUMENT POUCH 15 CM X 22.5 CM ( +/- 1 CM )"
28666 | 4110410502900 | "EXTRACTOR FOR MUCUS SPECIMEN TRAP PLASTIC TO COLLECT SPECIMENS USING ANY SUCTION PUMP OR DEVICE SIZE 40 CC WITH GRADUATIONS CLEARLY MARKED WITH REMOVABLE ADAPTER TO PREVENT CONTAMINATION FROM NON - STERILE SUCTION TUBE SCREW CAP THE PLASTIC CONTAINER CONNECTED WITH 5 INCH LONG HEAVY WALL TUBING ( NOT SUCTION CATHETER) PROVIDED WITH A TRANSPORT CAP INDIVIDUALLY PACKED DISPOSABLE STERILE"
28667 | 4110410505000 | "EXTRACTOR FOR MUCUS SPECIMEN TRAP PLASTIC TO COLLECT SPECIMENS USING ANY SUCTION PUMP OR DEVICE SIZE 80 CC WITH GRADUATIONS CLEARLY MARKED WITH REMOVABLE ADAPTER TO PREVENT CONTAMINATION FROM NON - STERILE SUCTION TUBE SCREW CAP THE PLASTIC CONTAINER CONNECTED WITH 5 INCH LONG HEAVY WALL TUBING ( NOT SUCTION CATHETER) PROVIDED WITH A TRANSPORT CAP INDIVIDUALLY PACKED DISPOSABLE STERILE"
28668 | 4110410505700 | "BAG PLASTIC ZIP LOCK TRANSPARENT 20 CM X 20 CM DISPOSABLE"
28669 | 4110410505800 | "BAG SPECIMEN TRANSPARENT LAB BIOHAZARD ZIP LOCK DOCUMENT POUCH 14 CM X 14 CM ( +/- 1 CM )"
28670 | 4110411500200 | "FILTER 0.2-0.22 MICRON EXTENSION TUBE LOW PROTEIN BINDING NEEDLE-FREE DISPOSABLE STERILE"
28671 | 4110510400300 | SYRINGE 10 ML LUER LOCK TIP AND FIXED GRADUATION WITHOUT NEEDLE COMPATIBLE WITH HOSPITAL MACHINE PUMP DISPOSABLE STERILE
28672 | 4110510400400 | SYRINGE 20-30 ML LUER LOCK TIP AND FIXED GRADUATION WITHOUT NEEDLE COMPATIBLE WITH HOSPITAL MACHINE PUMP DISPOSABLE STERILE
28673 | 4110510400500 | SYRINGE 3 ML LUER LOCK TIP AND FIXED GRADUATION WITHOUT NEEDLE COMPATIBLE WITH HOSPITAL MACHINE PUMP DISPOSABLE STERILE
28674 | 4110510400600 | SYRINGE 5 ML LUER LOCK TIP AND FIXED GRADUATION WITHOUT NEEDLE COMPATIBLE WITH HOSPITAL MACHINE PUMP DISPOSABLE STERILE
28675 | 4110510400700 | SYRINGE 50-60 ML LUER LOCK TIP AND FIXED GRADUATION WITHOUT NEEDLE COMPATIBLE WITH HOSPITAL MACHINE PUMP DISPOSABLE STERILE
28676 | 4112181900000 | "BOTTLE / JAR PLASTIC WHITE NON-TRANSPARENT 50 GM WITH SCREW COVER FOR OINTMENT PACKING: 50 PIECES / PACK DISPOSABLE"
28677 | 4214260400000 | CAP TIP FOR SYRINGE LUER LOCK AND LUER SLIP LATEX FREE STERILE.
28678 | 4214260400100 | CATHETER HYDROPHILIC SELF LUBRICATED READY TO USE FEMALE CONNECTED WITH URINE BAG DISPOSABLE STERILE
28679 | 4214260400200 | CATHETER INTERMITTENT HYDROPHILIC COATED SELF LUBRICATED READY TO USE COATED EYE FLEXIBLE TIP TO BEND IN ALL DIRECTIONS FOR EASY AND GENTLE NAVIGATION THROUGH THE URETHRA MALE CH 10 30-35 CM DISPOSABLE STERILE
28680 | 4214260400300 | CATHETER INTERMITTENT HYDROPHILIC COATED SELF LUBRICATED READY TO USE COATED EYE FLEXIBLE TIP TO BEND IN ALL DIRECTIONS FOR EASY AND GENTLE NAVIGATION THROUGH THE URETHRA MALE CH 12 30-35 CM DISPOSABLE STERILE
28681 | 4214260400400 | CATHETER INTERMITTENT HYDROPHILIC COATED SELF LUBRICATED READY TO USE COATED EYE FLEXIBLE TIP TO BEND IN ALL DIRECTIONS FOR EASY AND GENTLE NAVIGATION THROUGH THE URETHRA MALE CH 14 30-35 CM DISPOSABLE STERILE
28682 | 4214260400500 | CATHETER INTERMITTENT HYDROPHILIC COATED SELF LUBRICATED READY TO USE COATED EYE FLEXIBLE TIP TO BEND IN ALL DIRECTIONS FOR EASY AND GENTLE NAVIGATION THROUGH THE URETHRA MALE CH 16 30-35 CM DISPOSABLE STERILE
28683 | 4214274400000 | CATHETER FOLEY 3-WAYS PURE SILICONE OPEN TIP OVER GUIDEWIRE 30-50 CM LONG WITH LATERAL EYES BALLOON SIZE: 5-15 ML WITH FUNNEL END VALVE SUITABLE TO BE USED WITH SYRINGE LUER LOCK CYLINDRICAL SIZE: CH 24 DISPOSABLE STERILE
28684 | 4214280003300 | COMPRESSION SYSTEM FEMORAL FOR HEMOSTASIS MANAGEMENT INCLUDING MANOMETER BELT AND COMPRESSION ARSH SINGLE USE.
28685 | 4214310600700 | "MICROCLIMATE BODY PAD USED IN TURN AND POSITION SYSTEM ABSORPTION CAPABILITY NOT LESS THAN 2 L SIZE 90 X 140CM (+/- 10CM)"
28686 | 4214410400700 | CONNECTOR FOR DRAINAGE BAG LUER LOCK TO FUNNEL DISPOSABLE STERILE
28687 | 4218172307300 | PAPER ECG FOR LIFEPAK 15 SIZE APPROX. 100 MM X 22 M
28688 | 4219260202000 | "VIAL PLASTIC WITH PUSH AND TURN TYPE SAFE FITTED CAPS WIDE MOUTH AMBER COLOR POLYSTYRENE MATERIAL CAPACITY : 60-70 ML"
28689 | 4221181212700 | STOCKING ANTI - EMBOLISM THIGH LENGTH WITH INSPECTION TOE AND WAIST BELT SIZE: LARGE.
28690 | 4222161203000 | STOPCOCK 3-WAYS TRANSPARENT LUER LOCK KINK RESISTANCE DISPOSABLE STERILE
28691 | 4223150205000 | FEEDING SET DEHP-FREE WITH GRADUATED BAG AND TRANSPARENT BURETTE WITH TUBE BAG100-150 ML IT SHOULD BE COMPATIBLE WITH HOSPITAL MACHINE STERILE
28692 | 4223150500700 | ADAPTER UNIVERSAL ENTERAL FEEDING ADAPTER FUNNEL TO ENFIT PURPLE COLOR STERILE
28693 | 4223190300000 | BREAST PUMP CONTAINS MEMBRANE CAP PROTECTIVE MEMBRANE BREAST SHIELD SIZE 24 MM SILICONE TUBING WITH ADAPTER VALVES WITH MEMBRANES IT SHOULD BE COMPATIBLE WITH HOSPITAL MACHINE
28694 | 4229511101000 | KIT TURN AND POSITION SYSTEM CONTAINS (1) GLIDE SHEET WITH MULTIPLE HANDLES 90 X 140CM (+/- 10CM) (1) BODY WEDGE (1) BODY WEDGE WITH ANCHOR (1) MICROCLIMATE BODY PAD 90 X 140CM (+/- 10CM) ABSORPTION CAPABILITY NOT LESS THAN 2 L SINGLE PATIENT USE WEIGHT CAPACITY NOT LESS THAN 200 KG
28695 | 4229545100300 | MITTEN MADE OF SOFT FABRIC SECURE ALL FINGER CONTROL AIR-COOLED LATEX-FREE CHILD CONTROL MITT RESTRAINT
28696 | 4231150012100 | DRESSING POLYMERIC MEMBRANE FOAM NON-ADHESIVE WITH SURFACTANT GLYCERIN SEMIPERMEABLE SIZE 12CM X 12CM ( +/- 2 CM) DISPOSABLE STERILE SUITABLE FOR EB PATIENTS (WOUND AND OSTOMY CARE)
28697 | 4231150012200 | DRESSING POLYMERIC SILVER FOAM NON-ADHESIVE WITH SURFACTANT GLYCERIN SEMIPERMEABLE SIZE 12 X 12CM ( +/- 2 CM) DISPOSABLE STERILE SUITABLE FOR EB PATIENTS (WOUND AND OSTOMY CARE)
28698 | 4231150012300 | DRESSING POLYURETHANE FOAM ADHESIVE BORDER CIRCULAR CUTTING IN THE MIDDLE WITH A SIDE CUT FOR SECUREMENT THE TUBE 7 X 7 CM (+/- 1 CM) DISPOSABLE STERILE (WOUND AND OSTOMY CARE)
28699 | 4231150201200 | "TRAUMA BANDAGE ELASTIC WITH ABSORBENT PAD PRESSURE APPLICATOR TO STOP HEAVY BLEEDING 15 CM X 4-5 M"
28700 | 4231150201800 | DRESSING KIT TRAY CONSISTS ONE METAL SCISSOR ONE METAL FORCEP GAUZE SWABS 10 X 10 CM (10 PCS) ONE WASTE BAG WITH TAPE AND ONE WATERPROOF DRAPE ALL IN WRAPPING DISPOSABLE STERILE (WOUND AND OSTOMY CARE)
28701 | 4231151004800 | "DRESSING THICK FOAM ABSORBENT SOFT SILICONE WITHOUT BORDER NON-ADHESIVE 6 X 8.5 CM (+/-1CM) SUITABLE FOR EB PATIENTS DISPOSABLE STERILE (WOUND AND OSTOMY CARE)"
28702 | 4231151005800 | "DRESSING HEMOSTATIC HIGHLY ABSORBENT AND CONFORMABLE COMPOSED OF NATURAL BIODEGRADABLE CHITOSAN FIBERS SIZE 10 X 10CM(+/-2 CM) SUITABLE FOR EB PATIENTS (WOUND AND OSTOMY CARE)"
28703 | 4231151014800 | "DRESSING ABSORBENT HYDROFIBER PAD ADHESIVE SILICONE BORDER SIZE 12 X 12 CM (+/- 2CM) DISPOSABLE STERILE (WOUND AND OSTOMY CARE)"
28704 | 4231151019600 | DRESSING ABSORBENT HYDROFIBER PAD ADHESIVE SILICONE BORDER SIZE 18 X 18 CM (+/- 2CM) DISPOSABLE STERILE (WOUND AND OSTOMY CARE)
28705 | 4231151019700 | DRESSING FOAM IMPREGNATED WITH LIPIDO-COLLOID WITH SILVER WITHOUT BORDER SIZE 10 X 10 CM (+/- 2 CM) SUITABLE FOR EB PATIENTS (WOUND AND OSTOMY CARE)
28706 | 4231151019800 | DRESSING FOAM IMPREGNATED WITH LIPIDO-COLLOID WITH SILVER WITHOUT BORDER SIZE 15 X 20 CM (+/- 2 CM) SUITABLE FOR EB PATIENTS (WOUND AND OSTOMY CARE)
28707 | 4231151300900 | "DRESSING HYDRO BALANCE FOR WOUND PLAIN SIZE 15 X 20 CM (+\-2) STERILE SUITABLE FOR EB PATIENTS (WOUND AND OSTOMY CARE)"
28708 | 4231151400700 | "DRESSING HEMOSTATIC HIGHLY ABSORBENT AND CONFORMABLE COMPOSED OF NATURAL BIODEGRADABLE CHITOSAN FIBERS SIZE 5 X 5CM (+/-1 CM) SUITABLE FOR EB PATIENTS (WOUND AND OSTOMY CARE)"
28709 | 4231151409000 | "DRESSING SOFT SILICONE FOAM WITH SILVER WITHOUT BORDER SIZE 10 X 15 CM (+/- 2 CM) STERILE (WOUND AND OSTOMY CARE)"
28710 | 4231151409100 | "DRESSING SOFT SILICONE FOAM WITH SILVER WITHOUT BORDER SIZE 8 X 10 CM (+/- 2 CM) STERILE (WOUND AND OSTOMY CARE)"
28711 | 4231154508000 | "TRAUMA BANDAGE ELASTIC WITH ABSORBENT PAD PRESSURE APPLICATOR TO STOP HEAVY BLEEDING 10 CM X 4-5 M"
28712 | 4231154508100 | "TRAUMA BANDAGE ELASTIC WITH ABSORBENT PAD PRESSURE APPLICATOR TO STOP HEAVY BLEEDING 20 CM X 4-5 M"
28713 | 4231160600800 | "DRESSING HYDRO BALANCE FOR WOUND PLAIN SIZE 10 X 10 CM (+\-2) STERILE SUITABLE FOR EB PATIENTS (WOUND AND OSTOMY CARE)"
28714 | 4231210503000 | CREAM ANTIBACTERIAL MEDICAL HONEY 30-50% SKIN PROTECTOR 50-60 G TUBE (WOUND AND OSTOMY CARE)
28715 | 4231250200800 | "ABDOMINAL BINDER (ABDOMINAL BELT) SUPPORT WITH VELCRO FASTENER BREATHABLE 60- 100 CM (+/- 5CM)"
28716 | 4231260000100 | FOAM FOR PORTABLE NEGATIVE PRESSURE WOUND THERAPY SYSTEM (NPWT) SIZE 10CM X 12CM ( +/- 2 CM ) DISPOSABLE STERILE (WOUND AND OSTOMY CARE)
28717 | 4231260203200 | KIT PORTABLE NEGATIVE PRESSURE WOUND THERAPY SYSTEM (NPWT) IT CAN BE USED UP TO 14 DAYS CONTAINS CONNECTOR AND CANISTER 150-200 ML WITHOUT VAC / DRESSING FOAM STERILE DISPOSABLE (WOUND AND OSTOMY CARE)
28718 | 4231260203300 | KIT PORTABLE NEGATIVE PRESSURE WOUND THERAPY SYSTEM (NPWT) IT CAN BE USED UP TO 14 DAYS DOUBLE LUMEN ANTI BLOCK TUBING WITH SILICON DRESSING SIZE 10CM X 10CM WITH CANISTER 50ML STERILE DISPOSABLE (WOUND AND OSTOMY CARE)
28719 | 4231260203400 | KIT PORTABLE NEGATIVE PRESSURE WOUND THERAPY SYSTEM (NPWT) IT CAN BE USED UP TO 7 DAYS CONTAINS CONNECTOR AND CANISTER 150-200 ML WITHOUT VAC / DRESSING FOAM STERILE DISPOSABLE (WOUND AND OSTOMY CARE)
28720 | 4231260304600 | DRESSING MULTI LAYERS FOR PORTABLE NEGATIVE PRESSURE WOUND THERAPY SYSTEM (NPWT) SIZE 10CM X 20CM ( +/- 2 CM ) STERILE DISPOSABLE (WOUND AND OSTOMY CARE)
28721 | 4231260500600 | CANISTER 150-200 ML WITH CONNECTOR STERILE DISPOSABLE (WOUND AND OSTOMY CARE)
28722 | 4231260500700 | CANISTER FOR PORTABLE NEGATIVE PRESSURE WOUND THERAPY SYSTEM (NPWT) 50 ML WITH DUAL PORTS CONNECTOR DISPOSABLE STERILE (WOUND AND OSTOMY CARE)
28723 | 4220350900000 | LEFT BUNDLE/HIS PACING LEAD FOR CARDIAC ELECTROPHYSIOLOGY ASSORTED SIZES AS PER HOSPITAL REQUEST
28724 | 4229517114900 | RADIOFREQUENCY ABLATION NEEDLE FOR TREATMENT OF BENIGN THYROID NODULES INTERNALLY COOLED ELECTRODE NEEDLE LENGTH 7 - 10 CM WITH DIFFERENT EXPOSURE LENGTHS ASSORTED SIZES AS PER HOSPITAL REQUEST
28725 | 4229517115000 | DUAL SHEATH RETRIEVAL SNARE KIT INCLUDES: SNARE CATHETER ACCESS SHEATH DILATOR
28726 | 4229517115100 | THERMOCOUPLE TO MEASURE TISSUE TEMPERATURE THROUGHOUT RADIOFREQUENCY ABLATION PROCEDURES
28727 | 4229517115200 | ULTRASOUND GUIDED REENTRY DEVICE COMPATIBLE WITH 6 FR SHEATH LENGTH 115 - 135 CM DISPOSABLE STERILE
28728 | 4229517115300 | RADIOFREQUENCY ABLATION CATHETER FOR VARICOSE VEIN TREATMENT COMPATIBLE WITH 5 - 7 FR INTRODUCER SHEATH ASSORTED CATHETER AND HEATING LENGTHS AS PER HOSPITAL REQUEST
28729 | 4229517115400 | BONE LESION BIOPSY TRAY INCLUDES: ACCESS NEEDLE AND BIOPSY NEEDLE ASSORTED GAUGE SIZES AND LENGTH COMPATIBLE WITH AUTOMATIC DRILL
28730 | 4229517115500 | ADHESIVE HOLTER PATCH FOR LONG TERM ECG MONITORING SINGLE OR MULTI CHANNELS SINGLE USE FOR CARDIAC ELECTROPHYSIOLOGY
28731 | 4229517115600 | BRIDGE OCCLUSION BALLOON FOR LASER LEAD EXTRACTION FOR CARDIAC ELECTROPHYSIOLOGY DISPOSABLE STERILE
28732 | 4229517115700 | FEMORAL BALLOON BANDAGE POCKET DRESSING FOR CARDIAC ELECTROPHYSIOLOGY
28733 | 4229517115800 | INTRODUCER SHEATH SET RADIOPAQUE TIP MUSLINSDESIGN ASSORTED SIZES AS PER HOSPITAL REQUEST
28734 | 4229517115900 | PROBE FOR RADIOFREQUENCY ABLATION BIPOLAR DUAL OR SINGLE WITH COMPATIBLE ACCESS KIT ASSORTED SIZES AS PER HOSPITAL REQUEST
28735 | 4229517116100 | RADIOFREQUENCY ABLATION NEEDLE INTERNALLY COOLED ELECTRODE WITH ADJUSTABLE EXPOSURE LENGTHS ASSORTED SIZES AS PER HOSPITAL REQUEST
28736 | 4229517116200 | EPICARDIAL SCREW IN LEAD BIPOLAR FOR CARDIAC ELECTROPHYSIOLOGY ASSORTED LENGTH
28737 | 4229517116300 | CUSTOMIZED PICC PACK: THE MATERIAL OF THE COVER MUST BE ABSORBENT/WATERPROOF; CONTAINS (1) BACK TABLE COVER ; (1) CSR OVER WRAP ; (2) ABSORBENT TOWEL ; (2) SURGICAL GOWN X-LARGE; (2) SUTURE BAG ; (1) PICC DRAPE ; (1) UNDER PAD 60CM X 90CM; (4) OR CLOTH TOWEL BLUE ; (2) UTILITY DRAPES; (1) MEDICATION LABEL SHEET; (1) OPERATING SCISSOR BI/SH 5’’ STRAIGHT ; (2) FLUORO COVER ; (1) NEEDLE 18GX1.5’’ PINK ; (12) GAUZESWAPS 4’’ X4’’ NXRD; (2) MOSQUITO FORCEPS 5’’ STRAIGHT ; (1) NEEDLE 25G X1.5’’ ORANGE; (1) TOURNISTRIP TOURNIQUET 17’’ (1) NEEDLE 25GX5/8’’ ORANGE; (1) SYRINGE 5ML L/L; (1) SPONGE BOWEL 500CC; (1) KIDNEY BASIN 700CC; (1) BOWEL 250CC ; (1) PLACENTA BASIN: (3) BOWEL 500CC; (1) PROBE COVER.
28738 | 4229517116400 | LASER CATHETER FOR CORONARY CATHETERIZATION DISPOSABLE STERILE ASSORTED SIZES AS PER HOSPITAL REQUEST
28739 | 4229517116500 | CUSTOMIZED ANGIOGRAPHY PACK:THE MATERIAL OF THE COVER MUST BE ABSORBENT / WATERPROOF; CONTAINS (1) BACK TABLE COVER (1) FOLDED BACK TABLE COVER (4) ABSORBENT TOWEL; (2) SURGICAL GOWN X-LARGE; (4) OR CLOTH TOWEL BLUE; (3) FLUORO COVER; (1) BAND BAG; (2) HUCK TOWEL; (1) MANIFOLD 2 PORTS RIGHT HANDS ON; (2) SYRINGES 10 ML; (1) NEEDLE 18G X 1.5’’ PINK; (4) BOWEL 250CC; (4) ABSORBENT UTILITY DRAPES; (1) MEDICATION LABEL SHEET; (1) PRESSURE MONITORING RED LINE ADULT 72”; (1) 3WAY STOPCOCK RA OFF; (1) NEEDLE 25G X 1.5’’ ORANGE; (1) MAYO HEAGER NEEDLE HOLDER 5’’; (1) OPERATING SCISSOR BI/SH 5’’ STRAIGHT ; (1) MOSQUITO FORCEPS 5’’ CURVED; (1) NEEDLE 21GX1.5’’ GREEN; (1) SYRINGE 1ML ; (1) SYRINGE 3ML ; (1) FLOW SWITCH; (1) INTRODUCER NEEDLE 18G X 7CM WITH WINGS; (2) SYRINGES 20 ML; (2) SYRINGES MEDALLION LIGHT BLUE; (1) SHORTSTOP; (1) SYRINGE 10 ML MEDALLION RED; (1) SAFETY SCALPEL BLADE 11; (2) NON ADHERENT DRESSING PAD 10 X 10 CM; (1) LIGHT HANDLE COVER ; (6) TOWEL CLAMPS ; (30) GAUZE SWAPS 4’’ X4’’ 16 PLY NXRD; (1) KIDNEY BASIN; (3) BOWEL 500CC; (1) BOWL 2500CC; (1) BOWEL 2500 CC FOR GUIDE WIRES; (1) MEDIUM PLATFORM TRAY; (1) FEMORAL AND RADIAL DRAPE.
28740 | 4229517116600 | NEEDLE ASPIRATION PACK INCLUDING : (1)BACK TABLE COVER" 60 X 75" (1) NEEDLE COUNTER -20 COUNT FM W/ MAG RED (10) GAUZE SWAPS 4 X 4 12 PLY NXRD (1) CAMERA SLEEVE 5.5 " X 97 " (1) NEEDLE 25GA X 0.5" (1) NEEDLE 18GA X 1.5" (3.8CM)
28741 | 4229517116700 | MECHANICAL THROMBECTOMY SYSTEM SET INCLUDES: GUIDEWIRE STERILE DRAPES COLLECTING BAG SIZE: 10FR ASSORTED CATHETER LENGTHS STERILE DISPOSABLE THE MEDICAL DRIVE SYSTEM (INCLUDING THE MOTOR CONTROL UNIT FOOT SWITCH AND TRANSPORT CASE) TO EVERY ORDERING CENTER
28742 | 4229517114800 | "CUSTOMIZED CARDIAC CATHETERIZATION PACK FOR ADULT STERILE CONTAINS: 1X NEEDLE 18G X 3.8CM HYPO PIMK 1 X NEEDLE 25G X 5/8# HYPO ORANGE 2 X GALLIPOT 60ML 4 X SWAB GAUZE 10 X 10CM 12PLY 5 PACK 3 X COVER FLUORO MEDIUM BLUE 2 X COVER EQUIPMENT 76(OPENING) X 91CM 1 X TRAY HALF DEEP 24.5 X 13.5CM 3 X BOWL SPONGE 500ML 1 X SCISSORS DHARP/BLUNT 13CM 1 X FLUID COLLECTION DEVICE 4 X OR TOWEL BLUE 2 X SYRINGE 10ML L/S 1 X NEEDLE COUNTER 2 X GOWN SMS X LARGE 4 X GREEN LABEL PRINTED #FLUSH# 3 X BLUE LABEL PRINTED #ABCIXIMAD# 1 BLUE LABEL PRINTED #VENOUS# 1 X RED LABEL PRINTED #ARTERIAL# 1 X WHITE LABEL PRINTED #CONTRAST# 1 X NEEDLE 22G X 4CM HYPO BLACK 1 X FORCEPS ARTERY MOSQUITO STRAIGHT 1 X NEEDLE 18G X 7CM (70MM) INTRODUCER 1 X GUIDEWIRE (0.89MM) 6 X TOWEL PAPER 57 X 33 1 X COVER PLASTIC 160 X 230CM CLEAR 2 X COVER TROLLEY 140 X 210CM BLUE 2 X BOWL RING BLUE 6000ML 1 X SCALPEL NO.11 RETRACTABLE 1 X FORCEPS ARTERY MOSQUITO CURVED 4 X SYRINGE 10ML L/L 1 SYRINGE 3ML L/L 1 X COVER LIGHT HANDLE 1 X DRAPE RADIAL 345 X 240CM 4F 2W 3 PLY 3 X GREEN LABEL PRINTED #VERAPAMIL# 2 X BLUE LABEL PRINTED #LIDOCAINE# 2 X RED LABEL PRINTED #LEVOPHED# 2 X PURPLE LABEL PRINTED #HEPARIN#"
28743 | 4229517116000 | "INTRODUCER SHEATH SET RADIOPAQUE TIP STRAIGHT OR CURVED LENGTH 25 - 45 CM ASSORTED SIZES AS PER HOSPITAL REQUEST"
28744 | 4232170002400 | CANNULA SOLID FOR HIP ARTHROSCOPY WITH OBTURATOR ASSORTED TYPES AND SIZES DISPOSABLE
28745 | 4232150046800 | SCREW LOCKED HEAD FOR FUSION FOOT PLATE TITANIUM ASSORTED TYPES AND SIZES AS REQUESTED BY END USER
28746 | 4232150046900 | SET COMPLETE INSTRUMENTATION FOR MIDFOOT FORFOOT AND LAPIDUS FUSION PLATE WITH NECESSARY CASES AND IMPLANT TRAY
28747 | 4229517116800 | GEL HYALURONIC ACID CROSS LINKED FOR REDUCTION OF POST-SURGICAL ADHESION FORMATION 10 ML PREFILLED SYRINGE STERILE
28748 | 4229517116900 | CUSTOMIZED EFFICIENCY OPD PACK ( D &AMP; C ) CONTENTS: 1 BACK TABLE COVER REINFORCED 140 X 190 CM 1 SURGICAL GOWN L REINFORCED 1 SURGICAL GOWN XL REINFORCED 1 ADHESIVE OP TOWEL 75X75CM REINFORCED 1 OP-TOWEL 75X90 CM 2 LITHOTOMY LEGGINGS DRAPE 75X120 CM 1 UNDER-BUTTOCKS DRAPE 85X120CM WITH POUCH 10 GAUZE SWAB 10X10CM 16P XRD 1 PVC NELATON CATHETER 14CH 18-20 CM 1 NEEDLE HOLDER MAYO-HEGAR 20CM 1 CURETTE UTERINE RECAMIER 25MM SINGLE END 3MM 1 CURETTE UTERINE SIMS M 25CM DOUBLE ENDED SHARP/BLUNT 1 FORCEPS SPONGE 26 CM UNIVERSAL RATCHET CURVED POLYMER 4 FORCEPS RAMPLEY SPONGE 25 CM STRAIGHT ASSORTED 1 FORCEPS SCHROEDER TENACULUM 25CM 1 FORCEPS TWEEZER TISSUE TOOTHED 14.5CM 1 FORCEPS VULSELLUM TEALES UTERINE CURVED TOOTHED 23CM 1 FORCEPS DISSECTING 20CM POLYMER 2 TOWEL CLAMP KIEL 13CM 2 TISSUE FORCEPS LITTLEWOODS 19CM 2/3 TEETH 1 SPECULUM VAGINAL UNIVERSAL 26MM TRANSP. 1 SPECULUM VAGINAL CUSCO 3 5CM LARGE 1 CURETTE UTERINE SIMS M 25CM DOUBLE ENDED SHARP/BLUNT 1 SCISSOR METZENBAUM 14.5CM CURVED 1 DILATOR UTERINE HEGAR 20 CM 3-4MM 1 UTERINE DILATOR HEGAR 19.5CM DBLE ENDED 5-6MM 1 BONNEY POLYPI UTERINE FCP 24CM 1 UTERINE SOUND GALABIN 32CM MALLEABLE STERILE ALL THE INSTRUMENTS ARE SINGLE USE METALLIC
28749 | 4229517117000 | CUSTOMIZED EFFICIENCY OPD PACK ( OFFICE HYSTEROSCOPY ) CONTENTS: 1 SURGICAL GOWN XL REINFORCED 1 CYSTOSCOPY DRAPE 75X175 CM APERTURE 2 LITHOTOMY LEGGINGS DRAPE 75X120 CM 10 GAUZE SWAB 10X10CM 16P XRD 1 FORCEPS SCHROEDER TENACULUM 25CM 1 FORCEPS RAMPLEY SPONGE 25CM STRAIGHT 2 FORCEPS SPONGE 24CM 2 VAGINAL SPECULUM Z-SHAPE 1 SPECULUM VAGINAL CUSCO 3.5CM LARGE 2 BOWL 250ML GRADUATED BLUE STERILE ALL THE INSTRUMENTS ARE SINGLE USE METALLIC
28750 | 4229517117100 | CUSTOMIZED EFFICIENCY OPD PACK ( CIRCUMCISION ) CONTENTS: 1 MAYO STAND COVER 58X140CM 1 ADHESIVE APERTURE DRAPE 50X60CM 2 OP-TOWEL 75X90 CM 5 GAUZE SWAB 10X10CM 12P 1 SCISSOR MAYO CHAMFERED 14CM STRAIGHT 1 SCISSOR METZENBAUM 14 CM CURVED 1 FORCEPS TWEEZER TISSUE TOOTHED ADSON 12CM 2 FORCEPS SPENCER WELLS STR 18 5CM POLYMER 2 FORCEPS HALSTED-MOSQUITO 12.5CM STRAIGHT 2 FORCEPS HALSTED-MOSQUITO 12.5CM CURVED 1 FORCEPS TWEEZER DISSECTING ADSON 12CM 1 KIDNEY BOWL 700ML POLYPROPYLENE BLUE GRADUATED 1 BOWL 500ML GRADUATED BLUE STERILE ALL THE INSTRUMENTS ARE SINGLE USE METALLIC
28751 | 4231150201900 | DRESSING POSTOPERATIVE WATERPROOF WITH SILVER NYLON ABSORBENT PAD FLEXIBLE ADHESIVE BORDER SIZE 10 CM X 28 CM (+/- 2 CM) DISPOSABLE STERILE (WOUND AND OSTOMY CARE)
28752 | 4231150202000 | DRESSING GLOVE WITH OPEN FINGERS ( MITTEN ) WITH NYLON CLOTH PURE METALLIC SILVER AND 0.9% SILVER OXIDE NON-ADHERENT TO BE USED FOR 7 DAYS SIZE MEDIUM DISPOSABLE STERILE (WOUND AND OSTOMY CARE)
28753 | 4231150202100 | DRESSING GLOVE WITH OPEN FINGERS ( MITTEN ) WITH NYLON CLOTH PURE METALLIC SILVER AND 0.9% SILVER OXIDE NON-ADHERENT TO BE USED FOR 7 DAYS SIZE LARGE DISPOSABLE STERILE (WOUND AND OSTOMY CARE)
28754 | 4214312704200 | PAPER CTG FOR MEDGAN MACHINE NST FHR 240 SIZE APPROX. 152 MM X 90MM
28755 | 4231250002900 | STICK / PROBE WOUND FOR MEASURING AND ASSESSMENT THE WOUND GRADUATED 15-20 CM STERILE (WOUND AND OSTOMY CARE)
28756 | 4410311200400 | LABEL RIBBON PRINTER THERMAL ZEBRA 100 MM X 50 MM
28757 | 4218190800200 | PRESSURE MONITORING KIT TRIPLE FOR TRANSDUCER WITH MICRO DRIP CHAMBER FLUSH DEVICE EXTENSION FOR PRESSURE TUBING NOT LESS THAN (110 CM) AND 3 WAY STOPCOCK NON COMPLIANT COLOR CODED (SHOULD BE COMPATIBLE WITH BD OR EQUIVALENT)
28758 | 4229520800100 | BLADE DERMATOME TO BE USED WITH SKIN GRAFT MACHINE SHOULD BE COMPATIBLE WITH HOSPITAL MACHINE DISPOSABLE STERILE
28759 | 4227150508400 | HIGH FLOW NASAL CANNULA FILTERED WITH CO2 SIZE M COMPATIBLE WITH FISHER AND PAYKEL 950 HUMIDIFIER OR EQUIVALENT
28760 | 4227150508500 | HIGH FLOW NASAL CANNULA FILTERED WITH CO2 SIZE S COMPATIBLE WITH FISHER AND PAYKEL 950 HUMIDIFIER OR EQUIVALENT
28761 | 4227150508600 | HIGH FLOW NASAL CANNULA FILTERED WITH CO2 SIZE L COMPATIBLE WITH FISHER AND PAYKEL 950 HUMIDIFIER OR EQUIVALENT
28762 | 4227150513400 | MULTIUSE LOW-FLOW OXYGEN TUBING TO BE USED WITH FILTERED OPTIFLOW NASAL CANNULA OR EQUIVALENT
28763 | 4227151400500 | END-TIDAL CARBON DIOXIDE ADAPTER FOR CONTINUOUS CO2 WITH HIGH ACCURACY DISPOSABLE NON STERILE FOR ADULT PEDIATRIC COMPATIBLE WITH DRAEGER MAIN-STREAM OR EQUIVALENT
28764 | 4227150505300 | SET FOR PCA PUMP 100ML RESERVOIR BAG PUMPING SEGMENT AIR ELIMINATING FILTER 0 2 MICRON BACTERIAL ANTI-SIPHON VALVE LENGTH 150CM EXTENSION LINE (SHOULD BE COMPATIBLE WITH RHYTHMIC SYSTEM OR EQUIVALENT )
28765 | 4227150505400 | HANDLE LARYNGOSCOPE FIBER OPTIC SIZE LARGE (SHORT HANDLE) (REUSABLE)
28766 | 4227150505800 | BLADE OF VIDEO LARYNGOSCOPE DISPOSABLE SIZE 0 MILLER COMPATIBLE WITH C-MAC OR EQUIVALENT
28767 | 4227150505900 | CENTRAL VENOUS CATHETERIZATION SET SINGLE LUMEN 5 FR X 18-20 CM LATEX FREE DISPOSABLE
28768 | 4227150506000 | CATHETER CENTRAL VENOUS COMPLETE SET RADIOPAQUE CONTAINS: - DOUBLE LUMEN PUR CATHETER. - GUIDE WIRE(UNKINKABLE) - NON LUER LOCK SYRINGE5 ML. - INTRODUCER NEEDLE SHORT BEVEL. - INTRODUCER CANNULA. - DILATOR. - SECONDARY FIXATION DEVICE. -SLIDING CLAMPS. - SCALP BLADE SIZE: 4 FR LENGTH 30 CM PEEL PACK DISPOSABLE STERILE
28769 | 4227150506100 | GUIDE WIRE SPRING 0.018 (0.45MM) X (25CM) WITH STRAIGHT SOFT TIP ON ONE END J-TIP
28770 | 4227150506200 | ECG EXTENTION CABLE 6 LEAD LENGTH 2M COMPATIBLE WITH DRAEGER INFINITY REUSABLE
28771 | 4227150506300 | ANAESTHETIC CONSERVING VAPORIZER HAS A DEAD SPACE OF 50 ML AND CAN BE USED WITH TIDAL VOLUMES >200 ML. SHOULD BE CHANGED EVERY 24 HOURS COMPATIBLE WITH SEDACONDA AND INHALED SEDATION MONITORING DEVICE OR EQUIVALENT
28772 | 4227150506400 | FLURABSORB PASSIVE SCAVENGING FOR THE REMOVAL OF WASTE ANAESTHETIC GASES. MULTI PATIENT USE WITH CAPACITY OF 10 SYRINGES X 50 ML = 500 ML VOLATILE ANAESTHETIC COMPATIBLE WITH SEDACONDA AND INHALED SEDATION MONITORING DEVICE OR EQUIVALENT
28773 | 4227150506500 | ANAESTHETIC CONSERVING SYRINGE HAS A UNIQUE CONNECTOR THAT ONLY FITS WITH THE ANAESTHETIC AGENT LINE. SINGLE USE COMPATIBLE WITH SEDACONDA AND INHALED SEDATION MONITORING DEVICE OR EQUIVALENT
28774 | 4227150506600 | FLURABSORB ACCESSORY KIT CONTAINS ACCESSORIES TO CONNECT THE FLURABSORB/FLURABSORB-S WITH THE EXHAUST PORT OF THE VENTILATOR AND THE GAS ANALYSER. SINGLE PATIENT USE COMPATIBLE WITH SEDACONDA AND INHALED SEDATION MONITORING DEVICE OR EQUIVALENT
28775 | 4227150506700 | GAS SAMPLING LINE CONNECTS THE GAS SAMPLING PORT OF THE ANAESTHETIC CONSERVING VAPORIZER WITH THE GAS ANALYZER. SINGLE PATIENT USE COMPATIBLE WITH SEDACONDA AND INHALED SEDATION MONITORING DEVICE OR EQUIVALENT
28776 | 4227150506800 | BRONCHOSCOPE DISPOSABLE FLEXIBLE SIZE 5.3 WORKING CHANNEL 2.2 LENGTH 650M STERILE COMPATIBLE WITH C-MAC MONITOR OR EQUIVALENT
28777 | 4227150506900 | BRONCHOSCOPE DISPOSABLE FLEXIBLE SIZE 3.5 WORKING CHANNEL 1.2 LENGTH 650M STERILE COMPATIBLE WITH C-MAC MONITOR OR EQUIVALENT
28778 | 4227150507000 | SET FOR PCA PUMP 200ML RESERVOIR BAG PUMPING SEGMENT AIR ELIMINATING FILTER 0 2 MICRON BACTERIAL ANTI-SIPHON VALVE LENGTH 150CM EXTENSION LINE (SHOULD BE COMPATIBLE WITH RHYTHMIC SYSTEM OR EQUIVALENT )
28779 | 4227150507100 | SET FOR PCEA PUMP 200ML RESERVOIR BAG PUMPING SEGMENT AIR ELIMINATING FILTER 0 2 MICRON BACTERIAL ANTI-SIPHON VALVE LENGTH 150CM YELLOW EXTENSION LINE (SHOULD BE COMPATIBLE WITH RHYTHMIC SYSTEM OR EQUIVALENT )
28780 | 4227150507200 | SET FOR PCEA PUMP 100ML RESERVOIR BAG PUMPING SEGMENT AIR ELIMINATING FILTER 0 2 MICRON BACTERIAL ANTI-SIPHON VALVE LENGTH 150CM YELLOW EXTENSION LINE (SHOULD BE COMPATIBLE WITH RHYTHMIC SYSTEM OR EQUIVALENT )
28781 | 4227150507300 | CONVERTER FOR MULTI-LINK DIN 3 LEAD COMPATIBLE WITH GE MONITOR OR EQUIVALENT
28782 | 4227150507400 | OPHTHALMIC BLOCKS NEEDLE WITH PORT ONE FOR INJECTION SIZE: 24G X 30MM DISPOSABLE STERILE
28783 | 4227150507500 | OPHTHALMIC BLOCKS NEEDLE WITH PORT ONE FOR INJECTION SIZE: 24G X 40MM DISPOSABLE STERILE
28784 | 4227150507600 | SPIKE SET YELLOW TUBING PUMPING SEGMENT AIR WITH ELIMINATING FILTER 0.2 µM BACTERIA RETENTION AND LOW PROTEIN BINDING WITH BACK CHECK VALVE AND 220 CM EXTENSION LINE
28785 | 4227150507700 | SPIKE SET VENTED PUMPING SEGMENT AIR WITH ELIMINATING FILTER 0.2 µM BACTERIA RETENTION AND LOW PROTEIN BINDING WITH BACK CHECK VALVE AND 220 CM EXTENSION LINE
28786 | 4227150507800 | BRONCHOSCOPE DISPOSABLE FLEXIBLE SIZE 2.2MM (+/- 0.2MM) STERILE COMPATIBLE EACH HOSPITAL STANDER
28787 | 4227150507900 | BRONCHOSCOPE DISPOSABLE FLEXIBLE SIZE 3.5MM (+/- 0.4MM) STERILE COMPATIBLE EACH HOSPITAL STANDER
28788 | 4227150508000 | BRONCHOSCOPE DISPOSABLE FLEXIBLE SIZE 4.5MM(+/-0.4MM) STERILE COMPATIBLE EACH HOSPITAL STANDER
28789 | 4227150508100 | BRONCHOSCOPE DISPOSABLE FLEXIBLE SIZE 5.5MM(+/-0.4MM) STERILE COMPATIBLE EACH HOSPITAL STANDER
28790 | 4227150508200 | SET BLOOD/FLUID WARMING DUAL SPIKE HEAT EXCHANGER AUTO VENTING BUBBLE TRAP LATEX FRE E SHOULD BE COMPATIBLE WITH AUTO MER II SYSTEM OR EQUIVALENT.
28791 | 4227150508300 | SET BLOOD/FLUID WARMING WITH EXTENTION LINE NOT LESS THAN 60CM SHOULD BE COMPATIBLE WITH AUTO MER II SYSTEM OR EQUIVALENT
28792 | 4227150508700 | EPIDURAL STEERABLE MULTIFUNCTIONAL BIPOLAR ELECTROCATHETER FOR RADIO FREQUENCY HIGHLY RADIOPAQUE CATHETER WITH ATRAUMATIC TIP LENGTH 35 CM DIAMETER 5 FR ERGONOMIC HANDLE LOCKABLE NO PATIENT PLATE REQUIRED
28793 | 4227150508800 | ELECTRODES PATCH FOR PERIPHERAL NERVE STIMULATION SYSTEM
28794 | 4227150508900 | TUBING OXYGEN 2M TO 2.5 LENGTH WITH CONNECTOR KINK RESISTANT DUAL FEMALE CONNECTOR.
28795 | 4227150509000 | NIPPLE ADAPTER PLASTIC FOR FLOWMETER FOR MEDICAL GASES CLEAR COLOR.
28796 | 4227150509100 | VALVE PEEP FIXED 20CM H2O COMPLETE WITH STANDARD 30MM (ID) CONNECTOR DISPOSABLE
28797 | 4227150509200 | VALVE PEEP FIXED 12.5CM H2O COMPLETE WITH STANDARD 30MM (ID) CONNECTOR DISPOSABLE
28798 | 4227150509300 | VALVE PEEP FIXED 7.5CM H2O COMPLETE WITH STANDARD 30MM (ID) CONNECTOR DISPOSABLE
28799 | 4227150509400 | VALVE PEEP FIXED 10CM H2O COMPLETE WITH STANDARD 30MM (ID) CONNECTOR DISPOSABLE
28800 | 4227150509500 | VALVE PEEP FIXED 15CM H2O COMPLETE WITH STANDARD 30MM (ID) CONNECTOR DISPOSABLE
28801 | 4227150509600 | VENTILATOR CIRCUIT SET DUAL LUMEN NON-HEATED WITH EXPIRATORY VALVE SIZE NEONATAL PRESSURE LINE LENGTH AT LEAST 2M TO 2 FOR MRI USE COMPATIBLE WITH MVP VENTILATOR OR EQUIVALENT
28802 | 4227150509700 | OXYGEN SENSOR COMPATIBLE WITH ASTRAL 150 VENTILATORS OR EQUIVALENT
28803 | 4227150509800 | OXYGEN INLET TUBE EXTENSION REUSABLE COMPATIBLE WITH AIRVO2 HIGH FLOW DEVICE
28804 | 4227150509900 | OXYGEN CELL COMPATIBLE WITH MINDRAY SV600 VENTILATOR OR EQUIVALENT
28805 | 4227150510000 | FENO KIT FOR ADULT WITH MOUTH PIECE FILTER NITRIC OXIED SENSOR COMPATIBLE WITH NIOX VERO OR EQUIVALENT
28806 | 4227150510100 | STANDARD MOUTH PIECE WITH FILTER FOR FENO MEASUREMENTS COMPATIBLE WITH NOBREATH OR EQUIVALENT
28807 | 4227150510200 | OXYGEN CYLINDER REGULATOR CGA540 SCREW STANDARD WITH PRESSURE GAUGE AND DIAL OR CLICK STYLE FLOWMETER 1-15 LPM WITH QUICK CONNECT BRITISH STANDARD
28808 | 4227150510300 | FILTER HME (BACTERIAL/VIRAL) HYGROSCOPIC WITHOUT CORRUGATED CATHETER MOUNT 22F/15M ADULT.
28809 | 4227150510400 | MASK AIR ENTRAINMENT MULTI-VENT ADULT WITH EXPANDABLE SECURING STRING DISPOSABLE
28810 | 4227150510500 | ENDOTRACHEAL TUBE HOLDER FOR NEONATE MID NASAL SEPTUM TO EAR CANAL UP TO 8CM ACRYLIC ADHESIVE BOTH SIDES ADJUSTABLE TUBE HIGHEST DISPOSABLE COLOR CODED SIZES. LATEX AND DEHP FREE NON-WOVEN FABRIC
28811 | 4227150510600 | ENDOTRACHEAL TUBE HOLDER FOR NEONATE MID NASAL SEPTUM TO EAR CANAL UP TO 9.5CM ACRYLIC ADHESIVE BOTH SIDES ADJUSTABLE TUBE HIGHEST DISPOSABLE COLOR CODED SIZES. LATEX AND DEHP FREE NON-WOVEN FABRIC
28812 | 4227150510700 | ENDOTRACHEAL TUBE HOLDER FOR NEONATE MID NASAL SEPTUM TO EAR CANAL UP TO 13CM ACRYLIC ADHESIVE BOTH SIDES ADJUSTABLE TUBE HIGHEST DISPOSABLE COLOR CODED SIZES. LATEX AND DEHP FREE NON-WOVEN FABRIC
28813 | 4227150510800 | OXYGEN AUTO SHUTOFF COMPATIBLE WITH OXYGEN FLOWMETER FOR RESUSCITATOR
28814 | 4227150510900 | AIRWAY ADAPTER SIZE ADULT EXTENDABLE UP TO 7CM 15MM(OD) 22MM(OD) DISPOSABLE.
28815 | 4227150511000 | AIRWAY ADAPTER SIZE PEDIATRIC EXTENDABLE UP TO 5CM 15MM(OD) 15MM(ID) DISPOSABLE.
28816 | 4227150511100 | CONTACT GEL V-SIGN SENSOR COMPATIBLE (SENTEC)
28817 | 4227150511200 | PILOT BALLON TUBE ASSEMBLY REPAIR KIT DISPOSABLE
28818 | 4227150511500 | ADULT DOUBLE LUMEN BREATHING CIRCUIT MADE OF PVC DISPOSABLE COMPATIBLE WITH SIARETRON 1000 IPER HYPERBARIC OXYGEN CHAMBER VENTILATOR
28819 | 4227150511600 | PEDIATRIC DOUBLE LUMEN BREATHING CIRCUIT MADE OF PVC DISPOSABLE COMPATIBLE WITH SIARETRON 1000 IPER HYPERBARIC OXYGEN CHAMBER VENTILATOR
28820 | 4227150511700 | NEWBORN DOUBLE LUMEN BREATHING CIRCUIT MADE OF PVC DISPOSABLE COMPATIBLE WITH SIARETRON 1000 IPER HYPERBARIC OXYGEN CHAMBER VENTILATOR
28821 | 4227150511800 | FLANGE CONNECTION 30MM(ID) COMPATIBLE WITH JAEGER PFT
28822 | 4227150511900 | PLUG ADAPTER DUAL SHAPE COMPATIBLE WITH PFT VYAIRE-JAEGER MACHINE OR EQUIVALENT
28823 | 4227150512000 | VALVE HEAD FOR CHECK VALVE WITH HOLE FOR PRESSURE SENSOR COMPATIBLE WITH VYAIRE-JAEGER OR EQUIVALENT
28824 | 4227150512100 | VALVE HEAD FOR CHECK VALVE MASTER SCREEN
28825 | 4227150512200 | EXPIRATORY VALVE MEMBRANE FOR VENTILATOR MACHINE REUSABLE COMPATIBLE WITH SERVO-I OR EQUIVALENT
28826 | 4227150512300 | ELBOW CONNECTOR 45° ID 30 MM REUSABLE COMPATIBLE WITH VYAIRE-JAEGER OR EQUIVALENT
28827 | 4227150512400 | PNEUMOTACH FLOW SENSOR PT-36 COMPLETE HEATED COMPATIBLE WITH PFT MACHINE MASTER SCREEN OR EQUIVALENT
28828 | 4227150512500 | ADULT VENTILATOR CIRCUIT SET DUAL HEATED WITH INTEGRATED TEMPERATURE AND FLOW SENSORS SPIRAL HEATED INSPIRATORY LIMB = 1.60 M EXPIRATORY LIMB = 1.60 M FILTER AND AUTO-FILLED CHAMBER DRYLINE ADAPTERS COMPATIBLE WITH FISHER &PAYKEL MR950 OR EQUIVALENT
28829 | 4227150512600 | ADULT VENTILATOR CIRCUIT SET DUAL HEATED WITH INTEGRATED TEMPERATURE AND FLOW SENSORS SPIRAL HEATED INSPIRATORY LIMB = 1.60 M EXPIRATORY LIMB = 1.60 M WITH FILTER AND AUTO-FILLED CHAMBER DRYLINE ADAPTERS AND PRESSURE LINE COMPATIBLE WITH FISHER &PAYKEL MR950 OR EQUIVALENT
28830 | 4227150512700 | NEONATAL VENTILATOR CIRCUIT SET DUAL HEATED WITH INTEGRATED TEMPERATURE AND FLOW SENSORS SPIRAL HEATED INSPIRATORY SIDE 1.75 M WITH THERMOADAPT TECHNOLOGY EXPIRATORY LIMB = 1.60 M WITH FILTER AND AUTO-FILLED CHAMBER DRYLINE ADAPTERS PRESSURE LINE COMPATIBLE WITH FISHER &PAYKEL MR950 OR EQUIVALENT
28831 | 4227150512800 | NEONATAL VENTILATOR CIRCUIT SET DUAL HEATED WITH INTEGRATED TEMPERATURE AND FLOW SENSORS SPIRAL HEATED INSPIRATORY SIDE 1.75 M WITH THERMOADAPT TECHNOLOGY EXPIRATORY LIMB = 1.60 M WITH FILTER AND AUTO-FILLED CHAMBER DRYLINE ADAPTERS PRESSURE LINE FOR SLE VENTILATORS COMPATIBLE WITH FISHER &PAYKEL MR950 OR EQUIVALENT
28832 | 4227150512900 | PEDIATRIC VENTILATOR CIRCUIT SET DUAL HEATED WITH INTEGRATED TEMPERATURE AND FLOW SENSORS SPIRAL HEATED INSPIRATORY LIMB = 1.75 M EXPIRATORY LIMB = 1.60 MFILTER AND AUTO-FILLED CHAMBER DRYLINE ADAPTERS PRESSURE LINE COMPATIBLE WITH FISHER &PAYKEL MR950 OR EQUIVALENT
28833 | 4227150513000 | NEONATAL NITRIC OXIDE ACCESSORY KIT UNHEATED COMPATIBLE WITH FISHER &PAYKEL MR950 OR EQUIVALENT
28834 | 4227150513100 | BIPAP VENTILATOR CIRCUIT SINGLE LUMEN WITH PRESSURE LINE BUILD-IN WITHOUT HEATING WIRES WITHOUT PORT BOTH ENDS 22 MM RUBBER SEALING 1.8 M LONG AND SLIM REUSABLE FOR SINGLE PATIENT USE COMPATIBLE WITH HOFFRICHTER TREND II BILEVEL BIPAP MACHINE OR EQUIVALENT
28835 | 4227150513200 | BIPAP VENTILATOR CIRCUIT SINGLE LUMEN HEATED WITH CABLE ADAPTOR WITHOUT PORT BOTH ENDS 22 MM RUBBER SEALING 1.8 M LONG REUSABLE FOR SINGLE PATIENT USE COMPATIBLE WITH BMC OR EQUIVALENT
28836 | 4227150513300 | MULTIUSE HEATED BREATHING CIRCUIT 2.4 M WITH DRY LINE FOR MR950 ANESTHESIA SYSTEM WITH AUTO-FILL WATER CHAMBER AND WATER BAG
28837 | 4227150513500 | MULTIUSE HEATED BREATHING CIRCUIT 1.8 M FOR AIRVO2 WITH AUTO-FILL WATER CHAMBER FOR ANESTHESIA USAGE.
28838 | 4229580913900 | PULSED AND RADIO FREQUENCY ABLATION CURVED NEEDLES 18 GAUGE LENGTH 15CM 10MM TIP
28839 | 4227250051800 | CANISTER MULTI ABSORBER DISPOSABLE COMPATIBLE WITH MINDRAY MACHINE OR EQUIVALENT
28840 | 4227222301800 | CATHETER MULTI-ACCESS CATH NEONATAL PEDIATRIC 5FR WITH 2.5 3.0 3.5MM CONNECTOR LENGTH 30.5 CM STERILE DISPOSABLE FOR MEDICATION DELIVERY. ONE (1) EACH = ONE (1) SET
28841 | 4227222009200 | MACHINE DUST FILTER COMPATIBLE WITH RESMED VENTILATOR MODEL ASTRAL 150 OR EQUIVALENT
28842 | 4227200112400 | BLADE OF VIDEO LARYNGOSCOPE REUSABLE SIZE 0 MILLER COMPATIBLE WITH C-MAC OR EQUIVALENT
28843 | 4227200102700 | BLADE LARYNGOSCOPE MILLER SIZE 4 DISPOSABLE MADE OF STAINLESS STEEL MUST BE COMPATIBLE WITH LARYNGOSCOPE HANDLE AND EASY TO INSTALL AND REMOVE
28844 | 4227200102600 | BLADE LARYNGOSCOPE MILLER SIZE 3 DISPOSABLE MADE OF STAINLESS STEEL MUST BE COMPATIBLE WITH LARYNGOSCOPE HANDLE AND EASY TO INSTALL AND REMOVE
28845 | 4227200102500 | BLADE LARYNGOSCOPE MILLER SIZE 2 DISPOSABLE MADE OF STAINLESS STEEL MUST BE COMPATIBLE WITH LARYNGOSCOPE HANDLE AND EASY TO INSTALL AND REMOVE
28846 | 4227162203800 | WRAP VEST SIZE SMALL FOR CHEST SECRETION MOBILIZATION DEVICE DISPOSABLE COMPATIBLE WITH CAREWAY OR EQUIVALENT
28847 | 4227162203000 | WRAP VEST SIZE LARGE FOR CHEST SECRETION MOBILIZATION DEVICE DISPOSABLE COMPATIBLE WITH CAREWAY OR EQUIVALENT
28848 | 4227162202800 | JACKET VEST SIZE CHILD LARGE FOR CHEST SECRETION MOBILIZATION DEVICE DISPOSABLE COMPATIBLE WITH HILLROM-VEST OR EQUIVALENT
28849 | 4227162202400 | WRAP VEST SIZE XLARGE FOR CHEST SECRETION MOBILIZATION DEVICE DISPOSABLE COMPATIBLE WITH CAREWAY OR EQUIVALENT
28850 | 4227162202000 | WRAP VEST SIZE SMALL FOR CHEST SECRETION MOBILIZATION DEVICE DISPOSABLE COMPATIBLE WITH HILLROM-VEST OR EQUIVALENT
28851 | 4227162201600 | WRAP VEST SIZE MEDIUM FOR CHEST SECRETION MOBILIZATION DEVICE DISPOSABLE COMPATIBLE WITH CAREWAY OR EQUIVALENT
28852 | 4227162201200 | WRAP VEST SIZE LARGE FOR CHEST SECRETION MOBILIZATION DEVICE DISPOSABLE COMPATIBLE WITH HILLROM-VEST OR EQUIVALENT
28853 | 4227162201000 | JACKET VEST SIZE ADULT LARGE FOR CHEST SECRETION MOBILIZATION DEVICE DISPOSABLE COMPATIBLE WITH HILLROM-VEST OR EQUIVALENT
28854 | 4227162200800 | WRAP VEST SIZE XLARGE FOR CHEST SECRETION MOBILIZATION DEVICE DISPOSABLE COMPATIBLE WITH HILLROM-VEST OR EQUIVALENT
28855 | 4227162200600 | JACKET VEST SIZE XLARGE FOR CHEST SECRETION MOBILIZATION DEVICE DISPOSABLE COMPATIBLE WITH CAREWAY OR EQUIVALENT
28856 | 4227160003900 | PEAK FLOW METER LOW RANGE LESS THAN 400 L/MIN
28857 | 4220344403000 | PERCUTANEOUS SHEATH INTRODUCER SET WITH NEEDLE GUIDEWIRE GAUZE AND DRAPE WITH DISINFECTED (FOR SWAN GANZ) LENGTH 10-11CM DISPOSABLE STERILE SIZE 5.0FR ONE (1) ITEM/PC = ONE (1) SET
28858 | 4220344402900 | PERCUTANEOUS SHEATH INTRODUCER SET WITH NEEDLE GUIDEWIRE GAUZE AND DRAPE WITH DISINFECTED (FOR SWAN GANZ) LENGTH 10-11CM DISPOSABLE STERILE SIZE 4.0FR ONE (1) ITEM/PC = ONE (1) SET
28859 | 4218220900700 | PROBE TEMPERATURE TYMPANIC PEDIATRIC
28860 | 4218220900600 | PROBE TEMPERATURE TYMPANIC ADULT
28861 | 4218190016100 | SET FOR EPIDURAL PUMP COLOR CODED WITHOUT INJECTION PORT (SHOULD BE COMPATIBLE WITH B. BRAUN SYSTEM OR EQUIVALENT ) ONE (1) EACH = ONE (1) SET
28862 | 4218180304400 | SPO2 MRI SENSOR ADHESIVE NEONATAL DISPOSABLE COMPATIBLE WITH PHILIPS MONITOR OR EQUIVALENT
28863 | 4217000003600 | SENSOR FINGER PULSE OXIMETER CLOTH PEDIATRIC 1.0 M DISPOSABLE COMPATIBLE WITH NONIN MACHINE OR EQUIVALENT
28864 | 4217000001100 | FLOW METER SINGLE OUTPUT OXYGEN MEDICAL GAS REGULAR FLOW RANGE FROM 1-15 LPM REMOVABLE NIPPLE COLOR CODED WITH GREEN OR WHITE LABELED WITH OXYGEN OR O2 BRITISH STANDARD
28865 | 4214253700100 | SET PNEUMOTHORAX NEEDLE 18 GA L 20 CM 9 FR X 30 CM 20 SIDE PORTS DISPOSABLE STERILE
28866 | 4200000266300 | NASAL KIT PEDIATRIC RELATED TO ANALYZER FRACTIONAL EXHALED NITRIC OXIDE
28867 | 4231151305000 | NASAL GEL PAD COVER NASAL BRIDGE FOR BIPAP MASK SIZE SMALL WASHABLE REUSABLE FOR THE SAME PATIENT INDIVIDUAL PACK.
28868 | 4231151304900 | NASAL GEL PAD COVER NASAL BRIDGE FOR BIPAP MASK SIZE MEDIUM WASHABLE REUSABLE FOR THE SAME PATIENT INDIVIDUAL PACK.
28869 | 4231151304800 | NASAL GEL PAD COVER NASAL BRIDGE FOR BIPAP MASK SIZE LARGE WASHABLE REUSABLE FOR THE SAME PATIENT. INDIVIDUAL PACK"
28870 | 4229630501100 | BRONCHOSCOPE FLEXIBLE 2.2MM(+/-2) WORKING LENGTH NOT LESS THAN 300MM STERILE DISPOSABLE COMPATIBLE WITH EACH HOSPITAL STANDERS
28871 | 4227222601300 | "MDI CHAMBER FOR VENTILATOR CIRCUIT SIZE ADULT 22MM(ID) 22MM(OD) DISPOSABLE.
28872 | 4227151524500 | WYE OXYGEN CONNECTOR Y-SHAPED 3 MM PLASTIC DISPOSABLE.
28873 | 4214270402400 | STOMA SIZE: 32-40 MM UROSTOMY POUCH STANDARD DISPOSABLE
28874 | 4231210200400 | BASE ILEOSTOMY CUSTOM CUT 5-35 MM PEDIATRIC
28875 | 4231210402600 | POUCH DRAINABLE MAXI OR EQUIVALENT ONE PIECE LOCK AND ROLL FLEX 15-75 MM TRANSPARENT
28876 | 4231210403700 | STOMA SIZE: 32-40 MM COLOSTOMY FLEXIBLE FLANGE DISPOSABLE
28877 | 4231210700700 | WAFER OSTOMY 10 X 10 CM ADHESIVE AREA WITH FILTER WITH FLANGE SIZE: 45-50 MM
28878 | 4231210700800 | WAFER OSTOMY 10 X 10 CM ADHESIVE AREA WITH FILTER WITH FLANGE SIZE: 57-70 MM
28879 | 4231211900100 | BAG OSTOMY DRAINABLE OPAQUE WITH FILTER WITH 45-50 MM FLANGE IT SHOULD BE COMPATIBLE WITH THE DEVICE MANUFACTURE
28880 | 4231211900200 | BAG OSTOMY DRAINABLE OPAQUE WITH FILTER WITH 57-60 MM FLANGE COMPATIBLE WITH STOCK
28881 | 4231211900900 | BAG OSTOMY DRAINABLE TRANSPARENT WITH FILTER WITH 57-60 MM FLANGE IT SHOULD BE COMPATIBLE WITH THE DEVICE MANUFACTURE
28882 | 4216150301000 | CATHETER HEMODIALYSIS KIT 11.5 FRENCH X 15 CM SHORT TERM STRAIGHT
28883 | 4216150301100 | CATHETER PERITONEAL DIALYSIS ADULT SILICONE DOUBLE CUFF SWAN NECK COILED 58 - 63 CM
28884 | 4216165905900 | CATHETER HEMODIALYSIS SILICONE KIT 12.5 FRENCH X 35 - 42 CM TIP TO CUFF LONG TERM
28885 | 4222151205400 | BLOODLINE SET FOR HEMODIALYSIS DOUBLE NEEDLE PEDIATRIC SIZE FOR DIALOG B.BRAUN HEMODIALYSIS MACHINE
28886 | 4227190904700 | CATHETER SUCTION CATHETER STRAIGHT FINGER CONTROL VALVE ROUND SOFT TIP WITH TWO LATERAL EYES AND ONE TERMINAL EYE GRADUATION LENGTH 30-50 CM FG 07 DISPOSABLE STERILE
28887 | 4221150902200 | HELMET FLEXIBLE PROTECTIVE FABRICATED FROM A FLEXIBLE PLASTIC WITH ANTI - BACTERIAL PADDING SIZE 40 - 43 CM APPROXIMATELY
28888 | 4224170711100 | OFF LOADING WALKING BOOT STANDARD PROFILE PEDIATRIC SIZE LARGE
28889 | 4224170711200 | OFF LOADING WALKING BOOT STANDARD PROFILE PEDIATRIC SIZE MEDIUM
28890 | 4224170711300 | OFF LOADING WALKING BOOT STANDARD PROFILE PEDIATRIC SIZE SMALL
28891 | 4224200195900 | ANKLE FOOT ORTHOSIS (AFO) RIGID POLYPROPYLENE 4 MM FULL FOOT ANATOMICAL DESIGN PADDING IN CALF AREA ASSISTS DORSIFLEXION IN THE FOOT SIZE 35 - 37 RIGHT
28892 | 4224200196000 | CUSTOM MADE HINGED AFO LIGHTWEIGHT DURABLE MATERIAL ( PA12 NYLON) FOR DEFINITIVE ORTHOSIS WITH EXCELLENT SMOOTH SURFACE THICKNESS FROM 1-6MM DEPENDING ON THE WEIGHT AND ACTIVITY LEVEL OF THE PATIENT OPTIONAL LEVELS OF PADDING AND LINING OPTIONAL HEEL RAISE AND/OR REMOVABLE HEEL POST MULTIPLE HEEL STRAP OPTIONS (STANDARD ANTI VARUS ANTI VALGUS) INCLUDES SERVICE FOR USE DURING REPAIRS AND SERVICE INSPECTIONS SIZE SIDE AND COLOR WILL BE SPECIFY WHEN ORDERED FOR EACH PATIENT INDIVIDUAL INCLUDES PATIENT ASSESSMENT AT CUSTOMERS PREMISES SCANNING INCLUDES ALL REQUIRED MATERIALS/COMPONENTS TO 3D PRINTED THE ORTHSIS DELIVERY FITTING BY CERTIFIED ORTHOTIST IN MULTIPLE CLINICS AND DIFFERENT REGIONS WITH FOLLOW UP (APPENDIX A)
28893 | 4224200196100 | CUSTOM MADE SOLID AFO LIGHTWEIGHT NDURABLE MATERIAL ( PA12 NYLON) FOR DEFINITIVE ORTHOSIS WITH EXCELLENT SMOOTH SURFACE THICKNESS FROM 1-6MM DEPENDING ON THE WEIGHT AND ACTIVITY LEVEL OF THE PATIENT OPTIONAL LEVELS OF PADDING AND LINING OPTIONAL HEEL RAISE AND/OR REMOVABLE HEEL POST MULTIPLE HEEL STRAP OPTIONS (STANDARD ANTI VARUS ANTI VALGUS) INCLUDES SERVICE FOR USE DURING REPAIRS AND SERVICE INSPECTIONS SIZE SIDE AND COLOR WILL BE SPECIFY WHEN ORDERED FOR EACH PATIENT INDIVIDUAL INCLUDES PATIENT ASSESSMENT AT CUSTOMERS PREMISES SCANNING INCLUDES ALL REQUIRED MATERIALS/COMPONENTS TO 3D PRINTED THE ORTHSIS DELIVERY FITTING BY CERTIFIED ORTHOTIST IN MULTIPLE CLINICS AND DIFFERENT REGIONS WITH FOLLOW UP (APPENDIX A)
28894 | 4224200196200 | CUSTOM MADE SMO LIGHTWEIGHT DURABLE MATERIAL ( PA12 NYLON) FOR DEFINITIVE ORTHOSIS WITH EXCELLENT SMOOTH SURFACE THICKNESS FROM 1-6MM DEPENDING ON THE WEIGHT AND ACTIVITY LEVEL OF THE PATIENT OPTIONAL LEVELS OF PADDING AND LINING OPTIONAL HEEL RAISE AND/OR REMOVABLE HEEL POST MULTIPLE HEEL STRAP OPTIONS (STANDARD ANTI VARUS ANTI VALGUS) INCLUDES SERVICE FOR USE DURING REPAIRS AND SERVICE INSPECTIONS SIZE SIDE AND COLOR WILL BE SPECIFY WHEN ORDERED FOR EACH PATIENT INDIVIDUAL INCLUDES PATIENT ASSESSMENT AT CUSTOMERS PREMISES SCANNING INCLUDES ALL REQUIRED MATERIALS/COMPONENTS TO 3D PRINTED THE ORTHSIS DELIVERY FITTING BY CERTIFIED ORTHOTIST IN MULTIPLE CLINICS AND DIFFERENT REGIONS WITH FOLLOW UP (APPENDIX A)
28895 | 4224200262900 | PATTERN RECOGNITION TRANSRADIAL PROSTHETIC SYSTEM PATTERN RECOGNITION TO TRANSLATE USER MUSCLE PATTERNS INTO PRECISE PROSTHETIC MOVEMENTS PROVIDES INTUITIVE AND INDIVIDUALIZED CONTROL ENHANCED SPEED PROPORTIONAL RESPONSE AND REAL-TIME APP FEEDBACK. COMPATIBLE WITH MICROPROCESSOR-CONTROLLED MULTI-ARTICULATING HANDS
28896 | 4224200454000 | SOCK COMPRESSION SHRINKER TRANSFEMORAL RESIDUAL LIMB CLASS 1 SIZE: SMALL ASSORTED LENGTH
28897 | 4618221108600 | CERVICAL THORACIC LUMBAR SACRAL ORTHOSIS PROVIDES ANTERIOR POSTERIOR LATERAL AND ROTATIONAL CONTROL (APL AND R) FULLY ADJUSTABLE CONTAINS WASHABLE FOAM LINERS AND A REMOVABLE FOAM LUMBAR PAD SIZE LARGE
28898 | 4224170202500 | "HIP ABDUCTION PILLOW PEDIATRIC FREJKA MODEL 480 OR EQUIVALENT ADJUSTABLE AND LONG SHOULDER STRAPS WITH CLICK CLIPS REMOVABLE PADDING AND HARD ABDUCTION SUPPORT WASHABLE MATERIAL SIZE 24-25"
28899 | 4224170202600 | "HIP ABDUCTION PILLOW PEDIATRIC FREJKA MODEL 480 OR EQUIVALENT ADJUSTABLE AND LONG SHOULDER STRAPS WITH CLICK CLIPS REMOVABLE PADDING AND HARD ABDUCTION SUPPORT WASHABLE MATERIAL SIZE 26-27"
28900 | 4224170202700 | "HIP ABDUCTION PILLOW PEDIATRIC FREJKA MODEL 480 OR EQUIVALENT ADJUSTABLE AND LONG SHOULDER STRAPS WITH CLICK CLIPS REMOVABLE PADDING AND HARD ABDUCTION SUPPORT WASHABLE MATERIAL SIZE 28-29"
28901 | 4224200019300 | "POLYPROPYLENE LIGHT WEIGHT HIGH PERFORMANCE FILAMENT HIGH STRENGTH DESIGNED FOR VERY STRONG MECHANICAL PROPERTIES RESISTANT TO WEAR AND TEAR ALLOWS FOR VARIETY OF COMBINATION IN THICKNESS AND DESIGN OF DIFFERENT PROSTHETIC AND ORTHOTIC DEVICES USED IN 3D PRINTING OF PROSTHETIC SOCKET AND ORTHOTIC BRACES 1.75MM APPROXIMATELY 1000 G APPROXIMATELY COLOR ON DEMAND"
28902 | 4224200019400 | "POLYETHYLENE TEREPHTHALATE GLYCOL (PETG) LIGHT WEIGHT HIGH PERFORMANCE FILAMENT HIGH STRENGTH DESIGNED FOR VERY STRONG MECHANICAL PROPERTIES RESISTANT TO WEAR AND TEAR ALLOWS FOR VARIETY OF COMBINATION IN THICKNESS AND DESIGN OF DIFFERENT PROSTHETIC AND ORTHOTIC DEVICES USED IN 3D PRINTING OF PROSTHETIC SOCKET AND ORTHOTIC BRACES 1.75MM APPROXIMATELY 1000 G APPROXIMATELY COLOR ON DEMAND"
28903 | 4224200019500 | "THERMOPLASTIC POLYURETHANE (TPU) LIGHT WEIGHT HIGH PERFORMANCE FILAMENT HIGH STRENGTH DESIGNED FOR VERY STRONG MECHANICAL PROPERTIES RESISTANT TO WEAR AND TEAR ALLOWS FOR VARIETY OF COMBINATION IN THICKNESS AND DESIGN OF DIFFERENT PROSTHETIC AND ORTHOTIC DEVICES USED IN 3D PRINTING OF PROSTHETIC SOCKET AND ORTHOTIC BRACES 1.75MM APPROXIMATELY 1000 G APPROXIMATELY COLOR ON DEMAND"
28904 | 4224200019600 | "POLYPROPYLENE CARBON FIBER LIGHT WEIGHT HIGH PERFORMANCE FILAMENT HIGH STRENGTH DESIGNED FOR VERY STRONG MECHANICAL PROPERTIES RESISTANT TO WEAR AND TEAR ALLOWS FOR VARIETY OF COMBINATION IN THICKNESS AND DESIGN OF DIFFERENT PROSTHETIC AND ORTHOTIC DEVICES USED IN 3D PRINTING OF PROSTHETIC SOCKET AND ORTHOTIC BRACES 1.75MM APPROXIMATELY 1000 G APPROXIMATELY BLACK COLOR"
28905 | 4214160104800 | KIT EBOLA LARGE SIZE CONTAINS: TWO PAIRS POWDER FREE NITRILE GLOVES REGULAR MASK N95 LARGE COVERALLS LARGE PAIR FULL COVERAGE BOOT FACE SHIELD ANTIFOG SURGICAL MASK QACS OR ALCOHOL WIPES NOTE: MSDS SHOULD BE PROVIDED IN SOFT COPY
28906 | 4214160104900 | KIT EBOLA MEDIUM SIZE: CONTAINS: TWO PAIRS POWDER FREE NITRILE GLOVES SMALL MASK N95 MEDIUM COVERALLS MEDIUM PAIR FULL COVERAGE BOOT FACE SHIELD ANTIFOG SURGICAL MASK QACS OR ALCOHOL WIPES NOTE: MSDS SHOULD BE PROVIDED IN SOFT COPY
28907 | 4213161600700 | KIT EBOLA X-LARGE SIZE CONTAINS: TWO PAIRS POWDER FREE NITRILE GLOVES REGULAR MASK N95 X-LARGE COVERALLS X-LARGE PAIR FULL COVERAGE BOOT FACE SHIELD ANTIFOG SURGICAL MASK QACS OR ALCOHOL WIPES NOTE: MSDS SHOULD BE PROVIDED IN SOFT COPY
28908 | 4231210400700 | BAG ILEOSTOMY OPEN SIZE: 50-57 MM OPAQUE WITH ADHESIVE COUPLING AND FILTER
28909 | 4231211901100 | POUCH DRAINABLE MAXI 15-64 MM CONVEX OR EQUIVALENT
28910 | 4218230001300 | DRILL GUIDE BLOCK FOR DEPTH ELECTRODES PLACEMENT COMPATIBLE WITH LEKSELL FRAME REUSABLE
28911 | 4218230005400 | OBTURATOR MAKES A TUNNEL FOR ELECTRODE WIRES THROUGH SURGICAL SITE 200 CM (+/- 10 CM) REUSABLE STERILE
28912 | 4229160706400 | INSTRUMENT CURETTE WITH SCRAPER MOLDED FROM A HIGH-STIFFNESS LENGTH 14 CM (+/-2) STERILE DISPOSABLE
28913 | 4229161432000 | INSTRUMENT SCISSORS DRESSING BLUNT MOLDED FROM A HIGH-STIFFNESS STRAIGHT BLUNT/BLUNT LENGTH 14 CM (+/-2) STERILE DISPOSABLE
28914 | 4229180002400 | INSTRUMENT FORCEPS ADSON NON-TOOTHED MOLDED FROM A HIGH-STIFFNESS LENGTH 12 CM (+/-2) STERILE DISPOSABLE
28915 | 4229180002500 | INSTRUMENT FORCEPS DISSECTING MOLDED FROM A HIGH-STIFFNESS LENGTH 14 CM (+/-2) STERILE DISPOSABLE
28916 | 4229180002600 | INSTRUMENT FORCEPS HALSTED MOSQUITO STRAIGHT MOLDED FROM A HIGH-STIFFNESS 12 CM LENGTH (+/-2) STERILE DISPOSABLE
28917 | 4229180002700 | INSTRUMENT FORCEPS IRIS NON-TOOTHED MOLDED FROM A HIGH-STIFFNESS LENGTH 12 CM (+/-2) STERILE DISPOSABLE
28918 | 4229180002800 | INSTRUMENT FORCEPS KELLY STRAIGHT MOLDED FROM A HIGH-STIFFNESS LENGTH 14 CM (+/-2) STERILE DISPOSABLE
28919 | 4229180002900 | INSTRUMENT FORCEPS KOCHER STRAIGHT MOLDED FROM A HIGH-STIFFNESS LENGTH 16 CM (+/-2) STERILE DISPOSABLE
28920 | 4229180003000 | INSTRUMENT FORCEPS PEAN STRAIGHT MOLDED FROM A HIGH-STIFFNESS LENGTH 14 CM (+/-2) STERILE DISPOSABLE
28921 | 4229180003100 | INSTRUMENT FORCEPS ROCHESTER-PEAN STRAIGHT MOLDED FROM A HIGH-STIFFNESS LENGTH 16 CM (+/-2) STERILE DISPOSABLE
28922 | 4229180003200 | INSTRUMENT FORCEPS SPONGE STRAIGHT MOLDED FROM A HIGH-STIFFNESS LENGTH 20 CM (+/-2) STERILE DISPOSABLE
28923 | 4229180003300 | INSTRUMENT FORCEPS TISSUE TOOTHED MOLDED FROM A HIGH-STIFFNESS LENGTH 14 CM (+/-2) STERILE DISPOSABLE
28924 | 4229290319800 | INSTRUMENT NEEDLE HOLDER MAYO MOLDED FROM A HIGH-STIFFNESS LENGTH 15 CM (+/-2) STERILE DISPOSABLE
28925 | 4229310003100 | INSTRUMENT RETRACTOR ROUX MOLDED FROM A HIGH-STIFFNESS LENGTH 17 CM (+/-2) STERILE DISPOSABLE
28926 | 4213170105200 | DRAPE VERTICAL ISOLATION TRANSPARENT PLASTIC POLYETHYLENE FILM 330 X 240 CM (+/-10CM) INCISE AREA 30 X 40 CM ( +/- 10 CM ) STERILE DISPOSABLE
28927 | 4214250407700 | NEEDLE BIOPSY BONE MARROW 14G ADJUSTABLE LENGTH FROM 3/8 TO 1 7/8 INCH ILIAC ASPIRATION HARVESTING WITH HOLE DISPOSABLE STERILE
28928 | 4229552513000 | MESH TISSUE REINFORCEMENT WITH UNIQUE BIOSYNTHETIC WEB SCAFFOLD HERNIA RECONSTRUCTION MADE OF 67% POLYGLYCOLIC ACID (PGA): 33% TRIMETHYLENECARBONATE (TMC) 1MM THICKNESS COLLAGEN REPLACEMENT RATIO 1:1 SIZE 20 CM X 20 CM STERILE DISPOSABLE
28929 | 4229552513100 | MESH TISSUE REINFORCEMENT WITH UNIQUE BIOSYNTHETIC WEB SCAFFOLD HERNIA RECONSTRUCTION MADE OF 67% POLYGLYCOLIC ACID (PGA): 33% TRIMETHYLENECARBONATE (TMC) 1MM THICKNESS COLLAGEN REPLACEMENT RATIO 1:1 SIZE 20 CM X 30 CM CUSTOMIZED STERILE DISPOSABLE
28930 | 4231150200300 | CATHETER CENTRAL VENOUS CATHETER KIT CONTENTS; 4.2 FR EXTERNALCATHET ER SEGMENT SINGLE LUMEN GUIDEWIRE INTRODUCER DILATOR TUNNELER SIL ICONE ADHESIVE END CAP SYRINGE 10-20ML NEEDLE BLUNT 20GX 25 MM DIS POSABLE STERILE
28931 | 4216160002200 | ABSORBER NON PYROGENIC FOR EXTRACORPOREAL CYTOKINE ABSORPTION WITH PRIMING SET AND INTEGRATION ADAPTER DISPOSABLE STERILE
28932 | 4229421102300 | CUSTOMIZED EFFICIENCY CARDIAC PACK (CARDIOVASCULAR HARVEST ): MAYO STAND COVER 58X137 CM TABLE COVER 150X190CM REINF SURGICAL GOWN XL SURGICAL GOWN XL DRAPE 150X240CM BNS THORACIC DRAPE 175/300X350CM INCISE AREA 32X40CM DRAPE 150X240 CM FLUID COLLECTION POUCH 40X35CM SCALPEL BLADE N°10 SCALPEL BLADE N°11 SCALPEL BLADE N°15 INCISE DRAPE 60X85CM SUTURE SILK NO NEEDLE 2 2X150CM SUTURE SILK 0 3/8 CIRCLE 39 MM REVERSE CUTTING NEEDLE 75CM SUTURE PROLENE 5-0 3/8 CIRCLE 13 MM PRIME REVERSE CUTTING NEEDLE 45CM NEEDLE BLUNT 18G 40MM WITH FILTER HAND TOWEL 47X38CM GAUZE SWAB 10X10CM 16P XRD BOWL 1500ML BOWL 6000ML BONE WAX WHITE 2.5G NEEDLE CNTER 10-CNT FOAM BLOCK/MAG YELL SUTURE PROLENE 4-0 3/8 CIRCLE 17 MM TAPER POINT NEEDLE 75CM BLUE DRAWSTRING BAG 46X47CM SPIKE CONNECTION LINE DIATHERMY PENCIL FOOT PEDAL SUCTION TUBE 30CH 3 0M GAUZE LAP 20X30CM 4P XRD GAUZE LAP 45X45CM 4P XRD UROMATIC EASY FLOW MULTI SET NEEDLE HYPODERMIC 24G 25MM PURPLE SUCTION CANNULA YANKAUER 12CH DIATH. ELECTRODE BLADE 10CM INSULATED STOPCOCK 3-WAY YANKAUER SUCTION CANNULA 22CH BULB TIP CREPE PAPER 60X60CM SYRINGE 3ML L/L SYRINGE 20ML L/L SURGICAL CLIP APPLIER MEDIUM TITANIUM
28933 | 4229421102400 | CUSTOMIZED EFFICIENCY PEDIATRIC CARDIAC KIT: OP SHEET 175X150CM OP SHEET 150X240CM ADHESIVE OP TOWEL 75X73CM HAND TOWEL 47X38CM TABLE COVER REINFORCED 150X190CM ABS.75X190CM INCISE DRAPE 44X35CM BNS LAPAROTOMY DRAPE 200X315CM KIDNEY BOWL 800ML IV CANNULA 14G 45MM ORANGE NEEDLE HYPODERMIC 25G 16MM ORANGE DIATH. ELECTRODE BLADE INSULATED COATED SKIN MARKER TAPER TIP VIOLET IV CANNULA 16G 45MM GREY NEEDLE HYPODERMIC 22G 40MM BLACK SYRINGE 20ML L/L SYRINGE 65ML BULB MAYO STAND COVER 58X137CM BOWL 1000ML GRADUATED BOWL 500ML GRADUATED BOWL 250ML GRADUATED SA LABEL WHITE N/SALINE SA LABEL WHITE BLANK SA LABEL WHITE PAPAVERINE SA LABEL WHITE HEPARIN 1000 IE/ML SA LABEL WHITE WATER SA LABEL WHITE RINGER-LACTAT SUTURE SILK 2 NO NEEDLE 2X150CM BLACK SCALPEL BLADE CS N°15 BOWL 6000ML GRADUATED SCALPEL BLADE CS N°11 MEPILEX LITE 6X8 5 CM SUTURE BOOTS MOSQUITO YELLOW 5PR 10/1 MEPILEX BORDER LITE 5X12.5CM BONE WAX WHITE 2.5G SUTURE SILK 0 NO NEEDLE 12X60CM BLACK FLUID COLLECTION POUCH 40X35CM SUCTION TUBE OD 30CH 3 0M DIATHERMY PENCIL HAND ROCKER BLADE COATED 300CM JUG 1200ML GRADUATED NEEDLE COUNTER 60CT MAGNET/MAGNET BR GAUZE SWAB 5X5CM 16P XRD WHITE GAUZE LAP 30X30CM 4P XRD WHITE 5PC GAUZE TOWEL 61X43CM XRD SURGICAL GOWN XL SURGICAL GOWN XXL HAND TOWEL 47X38CM SURGICAL GOWN L REINFORCED TABLE COVER 190 X210 WRAPPING HAND TOWEL 47X38CM CREPE PAPER 60X60CM SURGICAL GOWN L
28934 | 4229421102500 | CUSTOMIZED EFFICIENCY ROBOTIC CARDIAC KIT: REINFORCED TABLE COVER 190 X 210 CM WRAPPING CARDIOVASCULAR SPLIT SHEET 205/280X340CM TABLE COVER 150X190CM FOLDED PAPER BAG SUTURE DRAPE 150X175CM OP TOWEL 100X100CM BNS MAYO STAND COVER 79X145 CM SCALPEL BLADE N°10 SCALPEL BLADE N°15 INCISE DRAPE 60X85CM INCISE DRAPE 60X45CM HAEMOCLIP MEDIUM SUTURE POLYSORB 2-0 1/2 CIRCLE 37 MM TAPER POINT NEEDLE 75CM SUTURE POLYSORB 2-0 1/2 CIRCLE 26 MM TAPER POINT NEEDLE 75CM INFUSION SET SINGLE 320CM SCALPEL BLADE CS N°E11 SKIN MARKER REGULAR GAUZE LAP 45X45CM 4P XRD SUTURE BOOTS MOSQUITO YELLOW 5PR 10/1 KIDNEY BOWL 700ML JUG 1200ML GRADUATED BOWL 6000ML INSUFF TUBE 310 CM HEPA FILTER 22 MM ANTI FOG SOLUTION SUTURE SILK 0 3/8 CIRCLE 39 MM REVERSE CUTTING NEEDLE 75CM BONEWAX WHITE 2.5G NEEDLE CNTR 30-CNT FOAM/MAG BLD REM YELLOW SUTURE POLYSORB 1 1/2 CIRCLE 37 MM TAPER POINT NEEDLE 75CM INSTRUMENT CLEANER 5X5CM DIATHERMY PENCIL HAND BUTTONS DIATH. ELECTRODE BLADE 16 5 CM GAUZE SWAB 10X10CM 32P XRD GAUZE LAP 20X30CM 4P XRD NEEDLE HYPODERMIC 21G 40MM GREEN STOPCOCK 3-WAY BOWL 250 ML GRADUATED BOWL 500ML GRADUATED SYRINGE 20ML L/L SURGICAL GOWN L SURGICAL GOWN XL SYRINGE 60 ML BULB GAUZE TOWEL 61X43CM XRD BOWL 1000ML
28935 | 4229421102600 | PERFUSION CUSTOM PACK FOR INFANT COATED CONSISTS OF: (TUBING SET CUSTOM DESIGN WITH (CARDIOPLEGIA DELIVER SET 4:1 + 2PCS OF CARDIOPLEGIA TABLE LINE IN SEPARATE STERILE BAGS) HEMOCONCENTRATOR AND MUF (DESIGN MUST BE APPLICABLE IN EVERY HOSPITAL) (4 PCS OF CONNECTORS) (TUBE ORGANIZER) (VACUUM LINE) (2PCS OF TUBING LINES PVC SIZE 1/4 AND 3/8 CUSTOM DESIGN) (ENOUGH HOLDERS AND TEMP. PROBES) DISPOSABLE STERILE.
28936 | 4229421102700 | PERFUSION CUSTOM PACK FOR NEONATE COATED CONSISTS OF: (TUBING SET CUSTOM DESIGN WITH (CARDIOPLEGIA DELIVER SET 4:1 + 2PCS OF CARDIOPLEGIA TABLE LINE IN SEPARATE STERILE BAGS) HEMOCONCENTRATOR AND MUF (DESIGN MUST BE APPLICABLE IN EVERY HOSPITAL) (4 PCS OF CONNECTORS) (TUBE ORGANIZER) (VACUUM LINE) (2PCS OF TUBING LINES PVC SIZE 1/4 AND 3/8 CUSTOM DESIGN) (ENOUGH HOLDERS AND TEMP. PROBES) DISPOSABLE STERILE.
28937 | 4229421102800 | PERFUSION CUSTOM PACK FOR PEDIATRIC COATED CONSISTS OF: (TUBING SET CUSTOM DESIGN WITH (CARDIOPLEGIA DELIVER SET 4:1 + 2PCS OF CARDIOPLEGIA TABLE LINE IN SEPARATE STERILE BAGS) HEMOCONCENTRATOR AND MUF (DESIGN MUST BE APPLICABLE IN EVERY HOSPITAL) (4 PCS OF CONNECTORS) (TUBE ORGANIZER) (VACUUM LINE) (2PCS OF TUBING LINES PVC SIZE 1/4 AND 3/8 CUSTOM DESIGN) (ENOUGH HOLDERS AND TEMP. PROBES) DISPOSABLE STERILE.
28938 | 4229421102900 | PERFUSION CUSTOM PACK FOR SMALL ADULT COATED CONSISTS OF: (TUBING SET CUSTOM DESIGN WITH (CARDIOPLEGIA DELIVER SET 4:1 + 2PCS OF CARDIOPLEGIA TABLE LINE IN SEPARATE STERILE BAGS) HEMOCONCENTRATOR AND MUF (DESIGN MUST BE APPLICABLE IN EVERY HOSPITAL) (4 PCS OF CONNECTORS) (TUBE ORGANIZER) (VACUUM LINE) (2PCS OF TUBING LINES PVC SIZE 1/4 AND 3/8 CUSTOM DESIGN) (ENOUGH HOLDERS AND TEMP. PROBES) DISPOSABLE STERILE.
28939 | 4229514101200 | ASPIRATION AND ANTICOAGULATION KIT FOR CELL SAVER MUST BE COMPATIBLE WITH HOSPITAL MACHINE DISPOSABLE STERILE.
28940 | 4229530222700 | CANNULA BIDIRECTIONAL FEMORAL ARTERIAL FOR MINIMAL INVASIVE SURGERY COATED ASSORTED SIZES AS PER HOSPITAL REQUEST DISPOSABLE STERILE.
28941 | 4229555200500 | MINI APICAL CUFF FOR LEFT VENTRICULAR ASSIST DEVICE (LVAD) WITH APICAL CUFF HOLDER DISPOSABLE STERILE
28942 | 4229610103300 | LAA EXCLUSION CLIP FOR MINIMALLY INVASIVE SURGERY ASSORTED SIZES AS PER HOSPITAL REQUEST STERILE
28943 | 4229471700000 | FULL MAGNETICALLY LEVITATED LEFT VENTRICULAR ASSIST PUMP WITH BEARING LESS
28944 | 4229580901700 | "SURGICAL ABLATION MONOPOLAR PEN DISPOSABLE STERILE"
28945 | 4229474200000 | IMPLANTABLE ARTIFICIAL HEART BI-VENTRICULAR 50 CC
28946 | 4229474200100 | IMPLANTABLE ARTIFICIAL HEART BI-VENTRICULAR 70 CC
28947 | 4229600646500 | PATCH CARDIOVASCULAR SYNTHETIC HIGH STRENGTH MATERIAL SIZE 1 X 7 CM (+/- 0.5 CM) THICKNESS 0.4 - 0.5 MM STERILE
28948 | 4229600646600 | PATCH PET KNITTED DOUBLE VELOUR SIZE 1 CM X 15 CM (+/- 0.5 CM) THICKNESS 0.4 MM - 0.5 MM STERILE
28949 | 4229310733300 | WOUND RETRACTOR SOFT SELF EXPANDABLE FOR MINIMAL INVASIVE CARDIOTHORACIC SURGERIES ASSORTED SIZES AS PER HOSPITAL REQUEST
28950 | 4229473201600 | INTRA AORTIC OCCLUSION DEVICE FOR CARDIOPULMONARY BYPASS SURGERIES OCCLUDES AND VENTS THE ASCENDING AORTA DISPOSABLE
28951 | 4229600607600 | PATCH CARDIOVASCULAR SYNTHETIC HIGH STRENGTH MATERIAL SIZE 2 X 15 CM (+/- 0.5 CM) THICKNESS 0.4 - 0.5 MM STERILE
28952 | 4229600800300 | PATCH PET KNITTED DOUBLE VELOUR SIZE 2.5 CM X 10 CM (+/- 0.5 CM) THICKNESS 0.4 MM - 0.5 MM STERILE
28953 | 4229517112100 | LOOP VESSEL MINI YELLOW COLORED DISPOSABLE STERILE
28954 | 4229517112200 | LOOP VESSEL MINI RED COLORED DISPOSABLE STERILE
28955 | 4229517112300 | CUSTOMIZED EFFICIENCY OPHTHALMOLOGY SURGICAL KIT CONTENTS: 1 BACK TABLE COVER REINFORCED 140X190 1 MAYO STAND COVER REINFORCED 75X145 CM 2 SURGICAL GOWN LARGE SIZE 4 ABSORBENT TOWELS 20 GAUZE SWABS 4INCH X 4 INCH 12 PLY 15 COTTON APPLICATOR 3 INCH 4 TRANSPARENT PLASTIC BAG 35X 50 CM 1 MEDICINE CUP 1 UTILITY BAG WITH TAPE CUSTOMIZED MEDICATION LABELS EENT SPLIT DRAPE 190 X 300 7CM X 75 CM SPLIT CONTROL PLUS FABRIC REINFORCEMENT TUBE HOLDER 1 HEAD DRAPE WITH SEAL POSITIONING TAPE STERILE
28956 | 4229517112400 | CATHETER URETERAL CURVED OPEN END FOR RETROGRADE PYLOGRAPHY GRADUATED RADIO-OPAQUE 4.7-5 FR LENGTH 70-75 CM DISPOSABLE STERILE
28957 | 4229517112500 | FLEXIBLE URETEROSCOPE SHAFT DIAMETER 7-7.9 FR WITH WORKING CHANNEL 3.6 FR BUILT IN LED LIGHT SOURCE ARTICULATION TIP DEFLECTION ( 270 DEGREE OR MORE ) IN BOTH DIRECTION FOR USE WITH LAPTOP/TABLE AND MONITOR DISPOSABLE STERILE (ONE SCREEN FREE OF CHARGE WITH EVERY 150 PC)
28958 | 4229517112600 | DRAPE BACK TABLE COVER 60 INCH X 90 INCH (+/-2 INCH) WITH HIGH ABSORBENT STERILE
28959 | 4229517112700 | DRAPE SURGICAL MICROSCOPE 132 X 381 CM FOR ZEISS CONTRAVES KINEVO 900 DISPOSABLE STERILE
28960 | 4229517112800 | CONTAINER SAFE FOR BIOPSY WITH SEALED CAP PREFILLED WITH 10% FORMALIN PROTECTED BY A MEMBRANE BREAKS AUTOMATICALLY ONLY AFTER CLOSURE SUPPORTED BY SAFETY RING TO PREVENT ACCIDENTAL CLOSURE FORMALIN VOLUME 5-10 ML
28961 | 4229517112900 | TIP CURVED EXTENDED STANDARD TIP 23 KHZ SHOULD BE COMPATIBLE WITH HOSPITAL MACHINE
28962 | 4229517113000 | TIP STRAIGHT EXTENDED STANDARD TIP WITH 6 FLUES FOR LAPAROSCOPIC 23 KHZ SHOULD BE COMPATIBLE WITH HOSPITAL MACHINE
28963 | 4229517113100 | GUN BAND LIGATOR FOR HEMORRHOID PRE LOADED WITH SUCTION ATTACHMENT DISPOSABLE STERILE
28964 | 4229517113200 | RETRACTOR RING FLEXIBLE FOR PROTECTING THE WOUND MARGIN FROM CONTACT CONTAMINATION 2-4 CM DISPOSABLE STERILE
28965 | 4229517113300 | CANISTER WITH TUBE AND PROTECTION FILTER COMPATIBLE WITH DIGITAL CHEST DRAINAGE PORTABLE CHEST DRAINAGE VACUUM TO BE PROVIDED WITH AN ORDER OF 50 KIT AS FREE OF CHARGEGENERATOR/SYSTEM
28966 | 4229517113400 | TUBE SUCTION CORRUGATED FOR OPEN AND LASER CASES AND HIPEC CANCER SURGERY ELIMINATING HAZARDOUS GASES AND AID IN ODDOR REMOVAL 3-4 M TUBING WITH DIAMETER 8-9 IN INTEGRAL WAND AND SPONGE GUARD USED TO ELIMINATE SMOKE AND HAZARDOUS AIRBORNE GASES AND CHEMICALS IN CHEMOTHERAPY.
28967 | 4229517113500 | STENT INDWELLING SOFT POLYURETHANE DOUBLE URETERAL PIGTAIL STENT RADIO - OPAQUE WITH COMPATIBLE GUIDEWIRE AND POSITIONER RADIO - OPAQUE 12 CM LONG SIZE: 3 FR DISPOSABLE STERILE
28968 | 4229517113600 | SET STENT INDWELLING POLYURETHANE DOUBLE URETERAL PIGTAIL STENT OPEN ENDED TAPERED TIP WITH HOLES IN THE BODY WITH COMPATIBLE GUIDEWIRE AND LOCKABLE PUSHER RADIO-OPAQUE SIZE: CH 6 12 CM DISPOSABLE STERILE
28969 | 4229517113700 | GUIDEWIRE HYDROPHILIC COATED STRAIGHT TIP 0.035 X 130-150 CM LENGTH DISPOSABLE STERILE
28970 | 4229517113800 | GUIDEWIRE TEFLON (PTFE) COATED ZEBRA MARKING WITH HYDROPHILIC FLEXIBLE STRAIGHT TIP 0.035 X 130-150 CM DISPOSABLE STERILE
28971 | 4229517113900 | CURETTE INTRA UTERINE 10 MM RIGID CURVED DISPOSABLE STERILE
28972 | 4229517114000 | ACELLULAR DERMAL MATRIX DERIVED FORM PORCINE OR HUMANE PRE-SHAPED WITH COMPLETE WRAP OF BREAST PROSTHESIS NON CHEMICAL WITH NON CROSS-LINKING IT HAS INDICATION FOR PREPECTORAL BREAST RECONSTRUCTION 20 CM X 30 CM (+/- 3 CM) THICKNESS 0.5-0.8 MM
28973 | 4229517114100 | ACELLULAR DERMAL MATRIX PRE-SHAPED TWO PARTS ONE DOME SHAPED PART WITH THREE DIMENSIONAL SECOND PART FLAT ALLOWING FOR COMPLETE WRAP OF BREAST IMPLANT NON CHEMICAL WITH NON CROSS-LINKING HAS INDICATION FOR PREPECTORAL BREAST RECONSTRUCTION MAXIMUM DIAMETER 11-12CM VOLUME 350-400 CC.
28974 | 4229517114200 | ACELLULAR DERMAL MATRIX PRE-SHAPED TWO PARTS ONE DOME SHAPED PART WITH THREE DIMENSIONAL SECOND PART FLAT ALLOWING FOR COMPLETE WRAP OF BREAST IMPLANT NON CHEMICAL WITH NON CROSS-LINKING HAS INDICATION FOR PREPECTORAL BREAST RECONSTRUCTION MAXIMUM DIAMETER 13-15CM VOLUME 500-550 CC.
28975 | 4229517114300 | ACELLULAR DERMAL MATRIX WITH 3D LENS SHAPE TO COVER THE INFERIOR LATERAL POLE OF A BREAST PROSTHESIS IN SUB-PECTORAL BREAST RECONSTRUCTION NON CHEMICAL WITH NON CROSS-LINKING SIZE 16CM X 8CM X 8CM AND THICKNESS 0.5-0.8 MM
28976 | 4229517114400 | ACELLULAR DERMAL MATRIX WITH A CONTINUE STRUCTURE TO COVER THE INFERIOR LATERAL POLE OF A BREAST PROSTHESIS IN SUB-PECTORAL BREAST RECONSTRUCTION NON CHEMICAL WITH NON CROSS-LINKING SIZE 22 X 12 (+/-1CM) AND THICKNESS 0.5-0.8 MM
28977 | 4229517114500 | MESH SYNTHETIC ARTIFICIAL FOR BREAST RECONSTRUCTION FULL ABSORBABLE 30-36 MONTHS SIZE 10X15CM ( +/- 2 CM ) STERILE
28978 | 4229517114600 | MESH SYNTHETIC ARTIFICIAL FOR BREAST RECONSTRUCTION FULL ABSORBABLE 30-36 MONTHS SIZE 15X20CM ( +/- 2 CM ) STERILE
28979 | 4229517114700 | MESH SYNTHETIC ARTIFICIAL FOR BREAST RECONSTRUCTION FULL ABSORBABLE 30-36 MONTHS SIZE 20 X 30 CM ( +/- 2 CM ) STERILE
28980 | 4214410100400 | THORACIC DRAINAGE UNIT FOR ADULTS 2000 - 3000 CC CLOSED SYSTEM 3 CHAMBERS DISPOSABLE STERILE.
28981 | 4214251300000 | NEEDLE PUNCTURE SHORT BEVEL WIDE INTERNAL DIAMETER SELDINGER TECHNIQUE GAUGE 21 X 2.5-7 CM DISPOSABLE STERILE.ACCORDING TO CENTER REQUEST.
28982 | 4220343000400 | 3D MAPPING KIT INCLUDING: 1) NAVIGATION CATHETER 4MM TIP ELECTRODE 8 FR. SPACING 2-5-2. LENGTH: 115CM. UNI-DIRECTIONAL. ASSORTED CURVES AND COLORS. 2) 3D MAPPING PATCH ENOUGH CONNECTORS COMPATIBLE WITH CATHETER IN EVERY CASE MUST BE PROVIDED FREE OF CHARGE).3) CS 3DMAPPING CATHETER 7 FR 12 OR 22 POLES. LENGTH 115CM DEFLECTABLE 2MM TIP ELECTRODE. SPACING: 2-8-2. ASSORTED CURVES. (TYPES WILL BE SPECIFIED BY END USER UPON DELIVERY ENOUGH CONNECTORS COMPATIBLE WITH CATHETER IN EVERY CASE MUST BE PROVIDED FREE OF CHARGE) DISPOSABLE STERILE.
28983 | 4228170406500 | SPRAY FOR CLEANING AND MAINTENANCE COMPATIBLE WITH KAVO HANDPIECE AND TURBINES
28984 | 4228181001500 | BOWIE-DICK TEST PACK MONITORING THE PERFORMANCE OF STEAM STERILIZERS DETECT WET STEAM SUPERHEATED STEAM AND NON-CONDENSABLE GASES PROBLEMS INADEQUATE STEAM PENETRATION AND VACUUM PUMP FAILURES LEAD AND TOXIC FREE NON LAMINATED TEST SHEET INCLUDES INQUIRES DOCUMENTATION INFORMATION
28985 | 4228153600300 | FILTER PTFE FOR PLASTIC LID CONTAINERS REUSABLE NOT LESS THAN 2000 CYCLE
28986 | 4228152803600 | LABEL INFORMATION CARD FOR RIGID STERILIZATION CONTAINER WITH TYPE 1 STEAM CHEMICAL INDICATOR CONTAIN ALL THE FIELDS RELEVANT FOR RECORDING INFORMATION UNERASABLE 75 - 80 MM X 28 - 30 MM
28987 | 4228190409500 | POUCH STERILIZATION ROLL FLAT STEAM AND LOW TEMPERATURE MEDICAL GRADE PUNCTURE RESISTANT PLASTIC TRANSPARENT FILM PROCESS INDICATOR TYPE 1 PRINTED AT DISTANCE EVERY 15 CM SIZE: 250 MM X 70 M
28988 | 4228190409800 | POUCH STERILIZATION ROLL FLAT STEAM AND LOW TEMPERATURE MEDICAL GRADE PUNCTURE RESISTANT PLASTIC TRANSPARENT FILM PROCESS INDICATOR TYPE 1 PRINTED AT DISTANCE EVERY 15 CM SIZE: 750 MM X 70 M
28989 | 4228190001800 | TRANSPORTATION BOX FOR DELIVERING STERILE INSTRUMENT PROPYLENE PLASTIC MATERIAL FREE LID LOCKABLE ATTACHED TO BOTH SIDES AND WELL SECURED COLOR BLUE W/ LABEL POCKET WASHABLE UP TO 95 DEGREE BOX DURABLE EXTERNAL SIZE 30 X 20X 12 CM
28990 | 4228200002100 | TRANSPORTATION BOX FOR DELIVERING STERILE INSTRUMENT PROPYLENE PLASTIC MATERIAL FREE LID LOCKABLE ATTACHED TO BOTH SIDES AND WELL SECURED COLOR BLUE W/ LABEL POCKET WASHABLE UP TO 95 DEGREE BOX DURABLE EXTERNAL SIZE 40 X 30 X 22 CM
28991 | 4228200002200 | TRANSPORTATION BOX FOR DELIVERING STERILE INSTRUMENT PROPYLENE PLASTIC MATERIAL FREE LID LOCKABLE ATTACHED TO BOTH SIDES AND WELL SECURED COLOR BLUE W/ LABEL POCKET WASHABLE UP TO 95 DEGREE BOX DURABLE EXTERNAL SIZE 60 X 40 X 32 CM
28992 | 4228200002300 | TRANSPORTATION BOX FOR DELIVERING STERILE INSTRUMENT PROPYLENE PLASTIC MATERIAL FREE LID LOCKABLE ATTACHED TO BOTH SIDES AND WELL SECURED COLOR BLUE W/ LABEL POCKET WASHABLE UP TO 95 DEGREE BOX DURABLE EXTERNAL SIZE 79 X 40 X 32 CM
28993 | 4111280000100 | TRANSPORTATION BOX FOR DELIVERING DIRTY INSTRUMENT PROPYLENE PLASTIC MATERIAL FREE LID LOCKABLE ATTACHED TO BOTH SIDES AND WELL SECURED COLOR RED WASHABLE UPTO 95 DEGREE DURABLE SIZE 70CM X 45CM X18CM
28994 | 4111280000200 | TRANSPORTATION RIGID PLASTIC TRAY PERFORATED WITH RIDGED BOTTOM TO BE USED WITH WRAPPED INSTRUMENTS SETS SIZE 70 X 45 CM
28995 | 4220401900200 | FLUID FOR LASER MARKING DEVICE COMPATIBLE WITH EACH SECTOR MACHINE
28996 | 4225162000700 | MAT TO PREVENT STAFF STRAINING FEET FOR PROLONGED TIME STANDING NON ABSORBENT PUNCTURE RESISTANT ANTIMICROBIAL WASHABLE SIZE : 50 CM X 120
28997 | 4228180701000 | BIOLOGICAL INDICATOR PROCESS CHALLENGE DEVICE (PCD) FOR PLASMA STERILIZERS READOUT INCUBATION TIME LESS THAN 30 MIN EXTERNAL CHEMICAL INDICATOR TYPE 1
28998 | 4228180701100 | PLATE LABEL FOR BARCODE STAINLESS STEEL CAN BE ATTACHED TO PERFORATED TRAYS 90 CM X 30 CM
28999 | 4228180701200 | PLATE LABEL ROUND FOR QR CODE STAINLESS STEEL CAN BE ATTACHED TO PERFORATED TRAYS SIZE : 2.5 CM OR EQUIVALENT
29000 | 4228190208000 | WRAPPING SHEET TWO LAYERS BONDED EACH LAYER DIFFERENT COLOR SIMULTANEOUS NON-WOVEN SPUNBOND MELTBLOWN SPUNBOND (SMS) THICKNESS 43 GSM/ WETLAID 40 GSM COMPATIBLE WITH THE STEAM STERILIZATION AND ETHYLENE OXIDE STERILIZATION SYSTEMS NON-LEACHING AND ODORLESS MICROBIAL BARRIER TEAR RESISTANCE AIR PERMEABILITY AND BURST STRENGTH WRAPPING SHEETS SIZE : 90 CM X 90 CM
29001 | 4228190208100 | WRAPPING SHEET TWO LAYERS BONDED EACH LAYER DIFFERENT COLOR SIMULTANEOUS NON-WOVEN SPUNBOND MELTBLOWN SPUNBOND (SMS) THICKNESS 70 GSM/ WETLAID 60 GSM COMPATIBLE WITH THE STEAM STERILIZATION AND ETHYLENE OXIDE STERILIZATION SYSTEMS NON-LEACHING AND ODORLESS MICROBIAL BARRIER TEAR RESISTANCE AIR PERMEABILITY AND BURST STRENGTH WRAPPING SHEETS SIZE : 100 CM X 100 CM
29002 | 4228190208200 | WRAPPING SHEET TWO LAYERS BONDED EACH LAYER DIFFERENT COLOR SIMULTANEOUS NON-WOVEN SPUNBOND MELTBLOWN SPUNBOND (SMS) THICKNESS 70 GSM/ WETLAID 60 GSM COMPATIBLE WITH THE STEAM STERILIZATION AND ETHYLENE OXIDE STERILIZATION SYSTEMS NON-LEACHING AND ODORLESS MICROBIAL BARRIER TEAR RESISTANCE AIR PERMEABILITY AND BURST STRENGTH WRAPPING SHEETS SIZE : 120 CM X 120 CM
29003 | 4228190411200 | POUCH STEAM STERILIZATION PRE-CUT FLAT SELF-SEAL MEDICAL GRADE PAPER NOT LESS THAN 60 GSM (WHITE) THICK PLASTIC TRANSPARENT FILM PUNCTURE RESISTANT INDICATOR TYPE 1 PRINTED AT DISTANCE EVERY 15 CM SEAL EDGE 9 MM SIZE: L 250 MM X W 50 MM
29004 | 4228190411300 | POUCH STEAM STERILIZATION ROLL FLAT NOT LESS THAN 60 GSM PUNCTURE RESISTANT PLASTIC TRANSPARENT FILM PROCESS INDICATOR TYPE 1 PRINTED AT DISTANCE EVERY 15 CM SIZE: 350 MM X 100 M
29005 | 4228190411400 | POUCH STERILIZATION PRE-CUT FLAT HEAT SEAL STEAM AND LOW TEMPERATURE MEDICAL GRADE PAPER (WHITE) THICK PLASTIC TRANSPARENT FILM PUNCTURE RESISTANT INDICATOR TYPE 1 PRINTED AT DISTANCE EVERY 15 CM SEAL EDGE 9 MM SIZE : L 120 MM X W 200 MM
29006 | 4228190411500 | POUCH STERILIZATION PRE-CUT FLAT HEAT SEAL STEAM AND LOW TEMPERATURE MEDICAL GRADE PAPER (WHITE) THICK PLASTIC TRANSPARENT FILM PUNCTURE RESISTANT INDICATOR TYPE 1 PRINTED AT DISTANCE EVERY 15 CM SEAL EDGE 9 MM SIZE : L 120 MM X W 400 MM
29007 | 4228190411600 | POUCH STERILIZATION PRE-CUT FLAT HEAT SEAL STEAM AND LOW TEMPERATURE MEDICAL GRADE PAPER (WHITE) THICK PLASTIC TRANSPARENT FILM PUNCTURE RESISTANT INDICATOR TYPE 1 PRINTED AT DISTANCE EVERY 15 CM SEAL EDGE 9 MM SIZE : L 160 MM X W 300 MM
29008 | 4228190411700 | POUCH STERILIZATION PRE-CUT FLAT HEAT SEAL STEAM AND LOW TEMPERATURE MEDICAL GRADE PAPER (WHITE) THICK PLASTIC TRANSPARENT FILM PUNCTURE RESISTANT INDICATOR TYPE 1 PRINTED AT DISTANCE EVERY 15 CM SEAL EDGE 9 MM SIZE : L 160 MM X W 500 MM
29009 | 4228190411800 | POUCH STERILIZATION PRE-CUT FLAT HEAT SEAL STEAM AND LOW TEMPERATURE MEDICAL GRADE PAPER (WHITE) THICK PLASTIC TRANSPARENT FILM PUNCTURE RESISTANT INDICATOR TYPE 1 PRINTED AT DISTANCE EVERY 15 CM SEAL EDGE 9 MM SIZE : L 220 MM X W 400 MM
29010 | 4228190411900 | POUCH STERILIZATION PRE-CUT FLAT HEAT SEAL STEAM AND LOW TEMPERATURE MEDICAL GRADE PAPER (WHITE) THICK PLASTIC TRANSPARENT FILM PUNCTURE RESISTANT INDICATOR TYPE 1 PRINTED AT DISTANCE EVERY 15 CM SEAL EDGE 9 MM SIZE : L 220 MM X W 600 MM
29011 | 4228190412000 | POUCH STERILIZATION PRE-CUT FLAT HEAT SEAL STEAM AND LOW TEMPERATURE MEDICAL GRADE PAPER (WHITE) THICK PLASTIC TRANSPARENT FILM PUNCTURE RESISTANT INDICATOR TYPE 1 PRINTED AT DISTANCE EVERY 15 CM SEAL EDGE 9 MM SIZE : L 250 MM X W 500 MM
29012 | 4228190412100 | POUCH STERILIZATION PRE-CUT FLAT HEAT SEAL STEAM AND LOW TEMPERATURE MEDICAL GRADE PAPER (WHITE) THICK PLASTIC TRANSPARENT FILM PUNCTURE RESISTANT INDICATOR TYPE 1 PRINTED AT DISTANCE EVERY 15 CM SEAL EDGE 9 MM SIZE : L 285 MM X W 450 MM
29013 | 4228190412200 | POUCH STERILIZATION PRE-CUT FLAT HEAT SEAL STEAM AND LOW TEMPERATURE MEDICAL GRADE PAPER (WHITE) THICK PLASTIC TRANSPARENT FILM PUNCTURE RESISTANT INDICATOR TYPE 1 PRINTED AT DISTANCE EVERY 15 CM SEAL EDGE 9 MM SIZE : L 285 MM X W 600 MM
29014 | 4228190412300 | POUCH STERILIZATION PRE-CUT FLAT HEAT SEAL STEAM AND LOW TEMPERATURE MEDICAL GRADE PAPER (WHITE) THICK PLASTIC TRANSPARENT FILM PUNCTURE RESISTANT INDICATOR TYPE 1 PRINTED AT DISTANCE EVERY 15 CM SEAL EDGE 9 MM SIZE : L 320 MM X W 550 MM
29015 | 4228190412400 | POUCH STERILIZATION PRE-CUT FLAT HEAT SEAL STEAM AND LOW TEMPERATURE MEDICAL GRADE PAPER (WHITE) THICK PLASTIC TRANSPARENT FILM PUNCTURE RESISTANT INDICATOR TYPE 1 PRINTED AT DISTANCE EVERY 15 CM SEAL EDGE 9 MM SIZE : L 380 MM X W 450 MM
29016 | 4228190412500 | POUCH STERILIZATION PRE-CUT FLAT HEAT SEAL STEAM AND LOW TEMPERATURE MEDICAL GRADE PAPER (WHITE) THICK PLASTIC TRANSPARENT FILM PUNCTURE RESISTANT INDICATOR TYPE 1 PRINTED AT DISTANCE EVERY 15 CM SEAL EDGE 9 MM SIZE : L 380 MM X W 650 MM
29017 | 4228190412600 | POUCH STERILIZATION PRE-CUT FLAT HEAT SEAL STEAM AND LOW TEMPERATURE MEDICAL GRADE PAPER (WHITE) THICK PLASTIC TRANSPARENT FILM PUNCTURE RESISTANT INDICATOR TYPE 1 PRINTED AT DISTANCE EVERY 15 CM SEAL EDGE 9 MM SIZE : L 380 MM X W 690 MM
29018 | 4228190412700 | POUCH STERILIZATION PRE-CUT FLAT HEAT SEAL STEAM AND LOW TEMPERATURE MEDICAL GRADE PAPER (WHITE) THICK PLASTIC TRANSPARENT FILM PUNCTURE RESISTANT INDICATOR TYPE 1 PRINTED AT DISTANCE EVERY 15 CM SEAL EDGE 9 MM SIZE : L 80 MM X W 300 MM
29019 | 4228190412800 | POUCH STERILIZATION ROLL FLAT STEAM AND LOW TEMPERATURE MEDICAL GRADE PUNCTURE RESISTANT PLASTIC TRANSPARENT FILM PROCESS INDICATOR TYPE 1 PRINTED AT DISTANCE EVERY 15 CM SIZE: 120 MM X 70 M
29020 | 4228190412900 | POUCH STERILIZATION ROLL FLAT STEAM AND LOW TEMPERATURE MEDICAL GRADE PUNCTURE RESISTANT PLASTIC TRANSPARENT FILM PROCESS INDICATOR TYPE 1 PRINTED AT DISTANCE EVERY 15 CM SIZE: 160 MM X 70 M
29021 | 4228190413000 | POUCH STERILIZATION ROLL FLAT STEAM AND LOW TEMPERATURE MEDICAL GRADE PUNCTURE RESISTANT PLASTIC TRANSPARENT FILM PROCESS INDICATOR TYPE 1 PRINTED AT DISTANCE EVERY 15 CM SIZE: 220 MM X 70 M
29022 | 4228190413100 | POUCH STERILIZATION ROLL FLAT STEAM AND LOW TEMPERATURE MEDICAL GRADE PUNCTURE RESISTANT PLASTIC TRANSPARENT FILM PROCESS INDICATOR TYPE 1 PRINTED AT DISTANCE EVERY 15 CM SIZE: 285 MM X 70 M
29023 | 4228190413200 | POUCH STERILIZATION ROLL FLAT STEAM AND LOW TEMPERATURE MEDICAL GRADE PUNCTURE RESISTANT PLASTIC TRANSPARENT FILM PROCESS INDICATOR TYPE 1 PRINTED AT DISTANCE EVERY 15 CM SIZE: 320 MM X 70 M
29024 | 4228190413300 | POUCH STERILIZATION ROLL FLAT STEAM AND LOW TEMPERATURE MEDICAL GRADE PUNCTURE RESISTANT PLASTIC TRANSPARENT FILM PROCESS INDICATOR TYPE 1 PRINTED AT DISTANCE EVERY 15 CM SIZE: 380 MM X 70 M
29025 | 4228190413400 | POUCH STERILIZATION ROLL FLAT STEAM AND LOW TEMPERATURE MEDICAL GRADE PUNCTURE RESISTANT PLASTIC TRANSPARENT FILM PROCESS INDICATOR TYPE 1 PRINTED AT DISTANCE EVERY 15 CM SIZE: 420 MM X 70 M
29026 | 4228190413500 | POUCH STERILIZATION ROLL FLAT STEAM AND LOW TEMPERATURE MEDICAL GRADE PUNCTURE RESISTANT PLASTIC TRANSPARENT FILM PROCESS INDICATOR TYPE 1 PRINTED AT DISTANCE EVERY 15 CM SIZE: 470 MM X 70 M
29027 | 4228190413600 | POUCH STERILIZATION ROLL FLAT STEAM AND LOW TEMPERATURE MEDICAL GRADE PUNCTURE RESISTANT PLASTIC TRANSPARENT FILM PROCESS INDICATOR TYPE 1 PRINTED AT DISTANCE EVERY 15 CM SIZE: 50 MM X 70 M
29028 | 4228190413700 | POUCH STERILIZATION ROLL FLAT STEAM AND LOW TEMPERATURE MEDICAL GRADE PUNCTURE RESISTANT PLASTIC TRANSPARENT FILM PROCESS INDICATOR TYPE 1 PRINTED AT DISTANCE EVERY 15 CM SIZE: 520 MM X 70 M
29029 | 4228190413800 | POUCH STERILIZATION ROLL FLAT STEAM AND LOW TEMPERATURE MEDICAL GRADE PUNCTURE RESISTANT PLASTIC TRANSPARENT FILM PROCESS INDICATOR TYPE 1 PRINTED AT DISTANCE EVERY 15 CM SIZE: 580 MM X 70 M
29030 | 4228190413900 | POUCH STERILIZATION ROLL FLAT STEAM AND LOW TEMPERATURE MEDICAL GRADE PUNCTURE RESISTANT PLASTIC TRANSPARENT FILM PROCESS INDICATOR TYPE 1 PRINTED AT DISTANCE EVERY 15 CM SIZE: 80 MM X 70 M
29031 | 4229542701200 | BRUSH CLEANING CANNULATED INSTRUMENT SINGLE ENDED HIGH QUALITY WHITE MEDICAL GRADE SOFT NYLON BRISTLES STAINLESS STEEL HANDLE DISPOSABLE NON-STERILE BRISTLE DIAMETER WIDE 0.5 X 6.3 CM OVERALL LENGTH NOT LESS THAN 35 CM.
29032 | 4229542701300 | BRUSH CLEANING CANNULATED INSTRUMENT SINGLE ENDED HIGH QUALITY WHITE MEDICAL GRADE SOFT NYLON BRISTLES STAINLESS STEEL HANDLE DISPOSABLE NON-STERILE BRISTLE DIAMETER WIDE 0.6 X 6.3 CM OVERALL LENGTH NOT LESS THAN 35 CM.
29033 | 4229542701400 | BRUSH CLEANING CANNULATED INSTRUMENT SINGLE ENDED HIGH QUALITY WHITE MEDICAL GRADE SOFT NYLON BRISTLES STAINLESS STEEL HANDLE DISPOSABLE NON-STERILE BRISTLE DIAMETER WIDE 1.1 X 6.3CM OVERALL LENGTH NOT LESS THAN 35 CM.
29034 | 4229542701500 | BRUSH FOR LUMEN CLEANING MICRO/MINI BRUSH 0.18 X 1.3 CM CANNULATED INSTRUMENTS CLEANING HIGH QUALITY BRUSH STAINLESS STEEL HANDLE AND WHITE MEDICAL GRADE NYLON BRISTLES OVERALL LENGTH NOT LESS THAN 35 CM.
29035 | 4229542701600 | BRUSH FOR LUMEN CLEANING MICRO/MINI BRUSH 0.32 X 2.5 CM CANNULATED INSTRUMENTS CLEANING HIGH QUALITY BRUSH STAINLESS STEEL HANDLE AND WHITE MEDICAL GRADE NYLON BRISTLES OVERALL LENGTH NOT LESS THAN 35 CM.
29036 | 4231154800000 | TAPE DISPENSER MADE OF HEAVY DUTY METAL FRAME CAN ACCOMMODATE TWO TAPE ROLLS WITH SLIP RESISTANT BASE DESIGNED TO HOLD CUT AND DISPENSE PROCESS INDICATOR TAPE
29037 | 4213170112400 | DRAPE PEDIATRIC LAP SHEET 60 X 105 INCH ( +/- 3 IN ) 3 INCH X 8 INCH FENESTRATION CONTROL PLUS FABRIC REINFORCEMENT STERILE
29038 | 4213220504300 | GLOVES SURGICAL LATEX NON-POWDERED PEEL PACK PAIR SIZE: 7 INDIVIDUALLY WRAPPED IN INNER PACK DISPOSABLE STERILE ; ONE (1) EACH = ONE (1) PAIR
29039 | 4214250412300 | BIOPSY NEEDLE DEVICE SEMI-AUTOMATIC ECHOGENIC TIP PENETRATION DEPTH 20-22 MM NEEDLE SIZE: 20 G X 14-16 CM LENGTH DISPOSABLE STERILE
29040 | 4220344407400 | KIT CATHETER FOR PEDIATRIC CHEMOTHERAPY PRE - ATTACHED PLASTIC PORT 9-9.6 FR SILICONE TUBE STERILE
29041 | 4229180226300 | DILATOR VAGINAL SET OF MULTI SIZES SILICON LATEX FREE NON STERILE
29042 | 4229230700100 | WRENCH TORQUE STERILE TIP 23 KHZ SHOULD BE COMPATIBLE WITH HOSPITAL MACHINE
29043 | 4229493302000 | APPLICATOR ARGON PLASMA COAGULATION WITH FILTER SHAFT 100MM SPATULA ELECTRODE COMPATIBLE WITH HOSPITAL MACHINE DISPOSABLE STERILE
29044 | 4229517101100 | DRAIN JACKSON PRATT SILICONE FLAT SIZE 10 MM DISPOSABLE STERILE
29045 | 4229542000700 | DRAIN T-TUBE LATEX/RUBBER 12 FR LENGTH 30 - 50 CM DISPOSABLE STERILE
29046 | 4229514325600 | APPLICATOR STRAIGHT WITH MONOPOLAR RELATED TO ELECTROSURGICAL FUNCTIONAL LENGTH 80 MM WITH SUCTION FOR LIVER SURGERY COMPATIBLE WITH HOSPITAL MACHINE DISPOSABLE STERILE
29047 | 4230000000200 | FLEXIBLE URETEROSCOPE SHAFT DIAMETER 8.0-9.5 FR WITH WORKING CHANNEL 3.6 FR BUILT IN LED LIGHT SOURCE ARTICULATION TIP DEFLECTION ( 270 DEGREE OR MORE ) IN BOTH DIRECTION FOR USE WITH LAPTOP/TABLE AND MONITOR DISPOSABLE STERILE (ONE SCREEN FREE OF CHARGE WITH EVERY 150 PC)
29048 | 4213170120500 | DRAPE STOCKINETTE EXTREMITY VOLUME LARGE 32 X 120 CM (+/-5 CM) IMPERVIOUS WITH PLASTIC COVERING DISPOSABLE STERILE
29049 | 4213210300300 | DRAPE SURGICAL U SHAPE (SPLIT SHEET) PLASTIC TRANSPARENT WITH ADHESIVE AROUND SLOT 100-120 X 150-180 CM STERILE
29050 | 4214273308400 | SET STENT INDWELLING POLYURETHANE DOUBLE URETERAL PIGTAIL STENT OPEN ENDED TAPERED TIP WITH HOLES IN THE BODY WITHOUT GUIDEWIRE SIZE: CH 4.7 - 5 24 CM DISPOSABLE STERILE
29051 | 4214273700000 | PRESSURE REGULATING BALLOON ASSORTED SIZES
29052 | 4214330101300 | CATHETER KIT CHEMOTHERAPY VENOUS ACCESS PORT SYSTEM 8.5 FR WITH ATTACHED PORT SILICONE MRI COMPATIBLE STERILE
29053 | 4229551604400 | ARTIFICIAL URINARY SPHINCTER WITH OCCLUSIVE CUFF ASSORTED SIZES
29054 | 4229551605000 | CONTROL PUMP WITH ACCESSORY KIT
29055 | 4229632800100 | CYSTO-NEPHRO SCOPE FLEXIBLE WITH INNER DIAMETER NOT LESS THAN 6.8 FR AND OUTER DIAMETER NOT MORE THAN 16 FR WITH SEPARATE SUCTION CONTROL BUTTON IRRIGATION PORT AND DUAL INTERANCE WORKING CHANNEL DEFLECTION NOT LESS THAN 210 DEGREE UP/DOWN USE WITH LAPTOP/TABLE AND MONITOR DISPOSABLE STERILE (ONE SCREEN FREE OF CHARGE WITH EVERY 100 PC)
29056 | 4231270101600 | ANTIMICROBIAL POLYESTER LAYER IN SHAPE OF MATRIX EMBEDDED BY MICROCELL BATTERIES COMPOSED OF SILVER AND ZINC THAT GENERATE ELECTRIC CURRENT HELP ON KILLING BIOFILMS AND ENHANCE AFTER SURGICAL DONOR (HEART) CABG 20X20CM
29057 | 4231270101700 | ANTIMICROBIAL POLYESTER COMPOSITE DRESSING IN SHAPE OF MATRIX EMBEDDED BY MICROCELL BATTERIES COMPOSED OF SILVER AND ZINC THAT GENERATE ELECTRIC CURRENT HELP ON KILLING BIOFILMS AND ENHANCE HEALING OF ACUTE AND CHRONIC WOUNDS HEALING WILL BE MATCHED WITH HUMAN BODY CONTOUR SPECIFIC TO MAIN SURGICAL AS OPEN-HEART PROCEDURES SIZE 11X25 CM
29058 | 4229290437100 | SUTURE POLYGLACTIN 910 ANTIBACTERIAL (COATED TRICLOSAN) MULTIFILAMENT ABSORBABLE SIZE 0 40 MM ( +/- 1 MM ) 1/2 CIRCLE REVERSE CUTTING NEEDLE 90-95 CM VIOLET STERILE
29059 | 4229290437200 | SUTURE POLYGLACTIN 910 ANTIBACTERIAL (COATED TRICLOSAN) MULTIFILAMENT ABSORBABLE SIZE 2/0 48 MM ( +/- 1 MM ) 1/2 CIRCLE ROUND BODY NEEDLE 70-75 CM VIOLET STERILE
29060 | 4229290437300 | SUTURE POLYGLACTIN 910 MULTIFILAMENT RAPID ABSORPTION SIZE 5/0 11-12 MM 3/8 CIRCLE MULTIPASS PRIME REVERSE CUTTING NEEDLE 45-50 CM UNDYED STERILE
29061 | 4229290437400 | SUTURE POLYGLACTIN 910 MULTIFILAMENT RAPID ABSORPTION SIZE 6/0 11-12 MM 3/8 CIRCLE MULTIPASS PRIME REVERSE CUTTING NEEDLE 45-50 CM UNDYED STERILE
29062 | 4229290437500 | SUTURE POLIGLECAPRONE 25 ANTIBACTERIAL MONOFILAMENT ABSORBABLE SIZE 4/0 15-16 MM 3/8 CIRCLE PRIME REVERSE CUTTING NEEDLE 70 CM UNDYED STERILE
29063 | 4229290437600 | SUTURE POLYPROPYLENE MONOFILAMENT NON-ABSORBABLE SIZE 3/0 25-26 MM 1/2 CIRCLE ROUND BODY DOUBLE ARM NEEDLE 120 CM ( +/- 5 CM ) BLUE STERILE
29064 | 4229290437700 | SUTURE POLYPROPYLENE MONOFILAMENT NON-ABSORBABLE SIZE 4/0 19-20 MM 3/8 CIRCLE MULTIPASS PRIME REVERSE CUTTING NEEDLE 45-50 CM BLUE STERILE
29065 | 4229290437800 | SUTURE POLYPROPYLENE MONOFILAMENT NON-ABSORBABLE SIZE 8/0 6.5 MM 3/8 CIRCLE TUNGSTEN-RHENIUM ALLOY TAPER POINT DOUBLE ARM NEEDLE 60-65 CM BLUE STERILE
29066 | 4229290437900 | SUTURE POLYESTER MULTIFILAMENT NON-ABSORBABLE SIZE 3/0 25-26 MM 1/2 CIRCLE ROUND BODY NEEDLE 70-75 CM BLUE OR GREEN STERILE
29067 | 4229290438000 | SUTURE POLYESTER COATED SILICON OR POLYBUTILATE MULTIFILAMENT NON-ABSORBABLE SIZE 5 48 MM ( +/- 1 MM ) 1/2 CIRCLE TAPER CUT NEEDLE 4 X 70-75 CM BLUE OR GREEN STERILE
29068 | 4229290438100 | SUTURE POLYESTER COATED SILICON OR POLYBUTILATE MULTIFILAMENT NON-ABSORBABLE SIZE 2/0 17-18 MM 1/2 CIRCLE TAPER CUT DOUBLE ARM NEEDLE WITH 7 X 3 MM FIRM PLEDGET 8 X 70-75 CM 4 BLUE OR GREEN AND 4 WHITE STERILE
29069 | 4229290438200 | SUTURE POLYESTER COATED SILICON OR POLYBUTILATE MULTIFILAMENT NON-ABSORBABLE SIZE 2/0 19-20 MM 1/2 CIRCLE TAPER POINT DOUBLE ARM NEEDLE WITH 3 X 7 MM FIRM PLEDGET 70-75 CM BLUE STERILE
29070 | 4229290438300 | SUTURE POLYBUTESTER UNIDIRECTIONAL DUAL ANGLE CUT LOOP LOCK MONOFILAMENT NON-ABSORBABLE SIZE 2/0 37 MM ( +/- 1 MM ) 1/2 CIRCLE TAPER POINT NEEDLE 15 CM BLUE STERILE
29071 | 4229290438400 | SUTURE POLYBUTESTER UNIDIRECTIONAL DUAL ANGLE CUT LOOP LOCK MONOFILAMENT NON-ABSORBABLE SIZE 3/0 25-26 MM 1/2 CIRCLE TAPER POINT NEEDLE 20-23 CM BLUE STERILE
29072 | 4229290438500 | SUTURE POLYGLYCONATE UNIDIRECTIONAL DUAL ANGLE CUT LOOP LOCK MONOFILAMENT ABSORBABLE SIZE 2/0 26-27 MM 1/2 CIRCLE TAPER POINT NEEDLE 30 CM VIOLET STERILE
29073 | 4229290438600 | SUTURE POLYGLYCONATE UNIDIRECTIONAL DUAL ANGLE CUT LOOP LOCK MONOFILAMENT ABSORBABLE SIZE 3/0 25-26 MM 1/2 CIRCLE TAPER POINT NEEDLE 20-23 CM VIOLET STERILE
29074 | 4229554404800 | PLEDGET PTFE OVAL SHAPE SIZE 4.5 X 6 MM FIRM DISPOSABLE STERILE
29075 | 4229632101100 | SET OFFICE HYSTEROSCOPE WITH INSTRUMENTS CHANNEL INTEGRATED CAMERA AND LIGHT SOURCE WITH ONE BIOPSY FORCEPS DISPOSABLE STERILE.
29076 | 4229163502800 | TROCAR BLADELESS OPTICAL 3 X 60-65 MM WITH OBTURATOR AND STABILITY SLEEVE TRANSPARENT DISPOSABLE STERILE
29077 | 4229163502900 | TROCAR BLADELESS NON-OPTICAL 3 X 45-50 MM WITH OBTURATOR AND STABILITY SLEEVE WITH SILICONE SUTURE FIXATION DEVICE TRANSPARENT DISPOSABLE STERILE
29078 | 4229163503000 | TROCAR BLADELESS NON-OPTICAL 3 X 60-65 MM WITH OBTURATOR AND STABILITY SLEEVE WITH SILICONE SUTURE FIXATION DEVICE TRANSPARENT DISPOSABLE STERILE
29079 | 4229163503100 | TROCAR BLADELESS NON-OPTICAL 3 X 70-75 MM WITH OBTURATOR AND STABILITY SLEEVE TRANSPARENT DISPOSABLE STERILE.
29080 | 4229163503200 | TROCAR BLADELESS NON-OPTICAL 5 X 100 MM WITH OBTURATOR AND STABILITY SLEEVE TRANSPARENT DISPOSABLE STERILE.
29081 | 4229163503300 | TROCAR BLADELESS NON-OPTICAL 5 X 150 MM WITH OBTURATOR AND STABILITY SLEEVE TRANSPARENT DISPOSABLE STERILE.
29082 | 4229163503400 | TROCAR BLADELESS NON-OPTICAL 11 X 100 MM WITH OBTURATOR AND STABILITY SLEEVE TRANSPARENT DISPOSABLE STERILE
29083 | 4229163503500 | TROCAR BLADELESS NON-OPTICAL 12 X 100 MM WITH OBTURATOR AND STABILITY SLEEVE TRANSPARENT DISPOSABLE STERILE
29084 | 4229163503600 | TROCAR BLADELESS NON-OPTICAL 12 X 150 MM WITH OBTURATOR AND STABILITY SLEEVE TRANSPARENT DISPOSABLE STERILE
29085 | 4229163503700 | TROCAR BLADELESS NON-OPTICAL 15 X 100 MM WITH OBTURATOR AND STABILITY SLEEVE TRANSPARENT DISPOSABLE STERILE
29086 | 4229163503800 | TROCAR BLADELESS NON-OPTICAL 15 X 150 MM WITH OBTURATOR AND STABILITY SLEEVE TRANSPARENT DISPOSABLE STERILE
29087 | 4231200913200 | POWERED HANDLE CLOSING/FIRING/OPENING ALL POWERED CONTROL BUTTONS CONTROL BATTERY SYSTEM INTELLIGENT OVERLOAD PROTECTION TO MISFIRING ON OVERTHICK TISSUE ACCOMMODATES BOTH LINEAR AND CIRCULAR SHAFT DISPOSABLE STERILE
29088 | 4231200913300 | POWERED HANDLE CLOSING/FIRING/OPENING ALL POWERED CONTROL BUTTONS CONTROL BATTERY SYSTEM INTELLIGENT OVERLOAD PROTECTION TO MISFIRING ON OVERTHICK TISSUE ACCOMMODATES BOTH LINEAR AND CIRCULAR SHAFT REUSABLE.
29089 | 4231200913400 | CIRCULAR SHAFT 29MM LUMEN SIZE 20.6MM CROSS-B STAPLE TITANIUM 3 CLOSED STAPLE HIGHTS WHITE 1.2MM BLUE 1.5MM GREEN 2.0MM ANVIL TRI-LEAF LIKE DESIGN COMPATIBLE WITH RE-USABLE POWERED HANDLE CLOSING/FIRING/OPENING AUTOMATIC 4MM OPENING POWERED CONTROL BUTTONS CONTROL BATTERY SYSTEM INTELLIGENT OVERLOAD PROTECTION TO MISFIRING ON OVERTHICK TISSUE DISPOSABLE. STERILE.
29090 | 4231200913500 | CIRCULAR SHAFT 31MM LUMEN SIZE 22.8MM CROSS-B STAPLE TITANIUM 3 CLOSED STAPLE HIGHTS WHITE 1.2MM BLUE 1.5MM GREEN 2.0MM ANVIL TRI-LEAF LIKE DESIGN COMPATIBLE WITH RE-USABLE POWERED HANDLE CLOSING/FIRING/OPENING AUTOMATIC 4MM OPENING POWERED CONTROL BUTTONS CONTROL BATTERY SYSTEM INTELLIGENT OVERLOAD PROTECTION TO MISFIRING ON OVERTHICK TISSUE DISPOSABLE. STERILE.
29091 | 4231200913600 | ENDOSCOPIC LINEAR CUTTER DRIVING 65-80 MM SHAFT FIRING VISUAL SCALE FROM 0-60MM MANUAL ROTATION HANDLE 55 DEGREES COMPATIBLE WITH POWERED HANDLE CLOSING/FIRING/OPENING ALL POWERED CONTROL INTELLIGENT OVERLOAD PROTECTION DISPOSABLE STERILE.
29092 | 4231200913700 | ENDOSCOPIC LINEAR CUTTER DRIVING 155-180 MM SHAFT FIRING VISUAL SCALE FROM 0-60MM MANUAL ROTATION HANDLE 55 DEGREES COMPATIBLE WITH POWERED HANDLE CLOSING/FIRING/OPENING ALL POWERED CONTROL INTELLIGENT OVERLOAD PROTECTION DISPOSABLE STERILE.
29093 | 4231200913800 | ENDOSCOPIC LINEAR CUTTER DRIVING 250-300 MM SHAFT FIRING VISUAL SCALE FROM 0-60MM MANUAL ROTATION HANDLE 55 DEGREES COMPATIBLE WITH POWERED HANDLE CLOSING/FIRING/OPENING ALL POWERED CONTROL INTELLIGENT OVERLOAD PROTECTION DISPOSABLE STERILE.
29094 | 4231201102400 | RELOAD 60MM CONVENTIONAL TITANIUM LEG OPEN HEIGHT 2.5-2.8 MM DISPOSABLE BLADE 55-60 DEGREE ANGULATION WITH A DUAL ARTICULATION COMPATIBLE WITH COMPLETE INTELLIGENT POWERED/CUSTOMIZED HANDLE/DRIVING UNIT DISPOSABLE STERILE.
29095 | 4231201102500 | RELOAD 60MM CONVENTIONAL TITANIUM LEG OPEN HEIGHT 3.5-3.7 MM DISPOSABLE BLADE 55-60 DEGREE ANGULATION WITH A DUAL ARTICULATION COMPATIBLE WITH COMPLETE INTELLIGENT POWERED/CUSTOMIZED HANDLE/DRIVING UNIT DISPOSABLE STERILE.
29096 | 4231201102600 | RELOAD 60MM CONVENTIONAL TITANIUM LEG OPEN HEIGHT 3.8-4.0 MM DISPOSABLE BLADE 55-60 DEGREE ANGULATION WITH A DUAL ARTICULATION COMPATIBLE WITH COMPLETE INTELLIGENT POWERED/CUSTOMIZED HANDLE/DRIVING UNIT DISPOSABLE STERILE.
29097 | 4231201102700 | RELOAD 60MM CONVENTIONAL TITANIUM LEG OPEN HEIGHT 4.2-4.4 MM DISPOSABLE BLADE 55-60 DEGREE ANGULATION WITH A DUAL ARTICULATION COMPATIBLE WITH COMPLETE INTELLIGENT POWERED/CUSTOMIZED HANDLE/DRIVING UNIT DISPOSABLE STERILE.
29098 | 4231201102800 | RELOAD 60MM CONVENTIONAL TITANIUM LEG OPEN HEIGHT 4.5-4.7 MM DISPOSABLE BLADE 55-60 DEGREE ANGULATION WITH A DUAL ARTICULATION COMPATIBLE WITH COMPLETE INTELLIGENT POWERED/CUSTOMIZED HANDLE/DRIVING UNIT DISPOSABLE STERILE.
29099 | 4229553800000 | REFLUX MANAGEMENT SYSTEM 17 BEAD
29100 | 4228200400100 | COVER SHEATH FOR ENDOSCOPIC ZERO DEGREE 5MM ROUND LOCKING SYSTEM FOR SCOPE PIXELS PROTECTION ANTI FOG AND ANTI BLURB DISPOSABLE STERILE
29101 | 4228200400000 | COVER SHEATH FOR ENDOSCOPIC 30 DEGREE 5MM ROUND LOCKING SYSTEM FOR SCOPE PIXELS PROTECTION ANTI FOG AND ANTI BLURB DISPOSABLE STERILE
29102 | 4229620403500 | COBRA GRASPER COMPATIBLE WITH DA VINCI XI
29103 | 4229621800400 | COLUMN DRAPE COMPATIBLE WITH DA VINCI XI
29104 | 4229620200300 | CURVED BIPOLAR DISSECTOR COMPATIBLE WITH DA VINCI XI
29105 | 4229620403900 | DEBAKEY FORCEPS COMPATIBLE WITH DA VINCI XI
29106 | 4229620800200 | DUAL BLADE RETRACTOR COMPATIBLE WITH DA VINCI XI
29107 | 4229621602900 | ENDOWRIST STAPLER 45 INSTRUMENT COMPATIBLE WITH DA VINCI XI
29108 | 4229620300800 | FENESTRATED BIPOLAR FORCEPS COMPATIBLE WITH DA VINCI XI
29109 | 4229620402900 | GRASPER BIPOLAR LONG COMPATIBLE WITH DA VINCI XI
29110 | 4229620800600 | HARMONIC ACE CURVED SHEARS COMPATIBLE WITH DA VINCI XI
29111 | 4229620403200 | LONG TIP FORCEPS COMPATIBLE WITH DA VINCI XI
29112 | 4229620300600 | MARYLAND BIPOLAR FORCEPS COMPATIBLE WITH DA VINCI XI
29113 | 4229620101100 | MEDIUM-LARGE CLIP APPLIER COMPATIBLE WITH DA VINCI XI
29114 | 4229620100600 | SMALL CLIP APPLIER COMPATIBLE WITH DA VINCI XI
29115 | 4229620700900 | MEGA NEEDLE DRIVER COMPATIBLE WITH DA VINCI XI
29116 | 4229620700800 | MEGA SUTURECUT NEEDLE DRIVER COMPATIBLE WITH DA VINCI XI
29117 | 4229620300900 | MICRO BIPOLAR FORCEPS COMPATIBLE WITH DA VINCI XI
29118 | 4229620800800 | MONOPOLAR CURVED SCISSORS (HOT SHEARS) COMPATIBLE WITH DA VINCI XI REQUIRES TIP COVER ACCESSORY
29119 | 4229621100400 | MONOPOLAR ENERGY INSTRUMENT CORD (4 M) COMPATIBLE WITH DA VINCI XI
29120 | 4229620300500 | PERMANENT CAUTERY HOOK COMPATIBLE WITH DA VINCI XI
29121 | 4229620300700 | PERMANENT CAUTERY SPATULA COMPATIBLE WITH DA VINCI XI
29122 | 4229621000900 | POTTS SCISSORS COMPATIBLE WITH DA VINCI XI
29123 | 4229620403000 | PROGRASP FORCEPS COMPATIBLE WITH DA VINCI XI
29124 | 4229620403600 | RESANO FORCEPS COMPATIBLE WITH DA VINCI XI
29125 | 4229621001000 | ROUND TIP SCISSORS COMPATIBLE WITH DA VINCI XI
29126 | 4229620800300 | SMALL GRASPING RETRACTOR (SMALL GRAPTOR) COMPATIBLE WITH DA VINCI XI
29127 | 4229621601700 | STAPLER 45 BLUE RELOAD (3.5 MM 6-ROW) COMPATIBLE WITH DA VINCI XI
29128 | 4229621601800 | STAPLER 45 GREEN RELOAD (4.3 MM 4-ROW) COMPATIBLE WITH DA VINCI XI
29129 | 4229621601600 | STAPLER 45 WHITE RELOAD (2.5 MM 6-ROW) COMPATIBLE WITH DA VINCI XI
29130 | 4229621601500 | SUREFORM 60 BLACK RELOAD (4.6 MM 6-ROW) COMPATIBLE WITH DA VINCI XI
29131 | 4229621601300 | SUREFORM 60 BLUE RELOAD (3.5 MM 6-ROW) COMPATIBLE WITH DA VINCI XI
29132 | 4229621601400 | SUREFORM 60 GREEN RELOAD (4.3 MM 6-ROW) COMPATIBLE WITH DA VINCI XI
29133 | 4229621603100 | SUREFORM 60 INSTRUMENT COMPATIBLE WITH DA VINCI XI THIS PRODUCT REQUIRES SYSTEM SOFTWARE VERSION P8_D OR NEWER
29134 | 4229621605200 | SUREFORM 60 WHITE RELOAD (2.5 MM 6-ROW) COMPATIBLE WITH DA VINCI XI
29135 | 4229620403100 | TENACULUM FORCEPS COMPATIBLE WITH DA VINCI XI
29136 | 4229620403300 | TIP-UP FENESTRATED GRASPER COMPATIBLE WITH DA VINCI XI
29137 | 4229621604100 | VESSEL SEALER EXTEND COMPATIBLE WITH DA VINCI XI
29138 | 4231220128200 | SUTURE SILK MULTIFILAMENT NON-ABSORBABLE SIZE 0 31 MM ( +/- 1 MM ) 1/2 CIRCLE CUTTING NEEDLE 70-75 CM STERILE
29139 | 4231220125600 | SUTURE POLYGLYCONATE MONOFILAMENT ABSORBABLE LOOP SIZE 0 48 MM ( +/- 1 MM ) 1/2 CIRCLE TAPER POINT NEEDLE 150 CM ( +/- 20 CM ) GREEN STERILE
29140 | 4231220168200 | SUTURE POLYDIOXANONE MONOFILAMENT ABSORBABLE SIZE 5/0 13-14 MM 3/8 CIRCLE ROUND BODY NEEDLE 70-75 CM GREEN STERILE
29141 | 4231220168300 | SUTURE POLYDIOXANONE MONOFILAMENT ABSORBABLE SIZE 6/0 13-14 MM 3/8 CIRCLE TAPER CUT DOUBLE ARM NEEDLE 70-75 CM GREEN STERILE
29142 | 4229554402800 | PLEDGET PTFE OVAL SHAPE SIZE 3 X 6 MM SOFT DISPOSABLE STERILE
29143 | 4229290403600 | SUTURE SILK MULTIFILAMENT NON-ABSORBABLE SIZE 2/0 17-18 MM 3/8 CIRCLE TAPER POINT NEEDLE 70-75 CM BLACK STERILE
29144 | 4229290402900 | SUTURE POLYGLYCONATE MONOFILAMENT ABSORBABLE LOOP SIZE 1 40 MM ( +/- 1 MM ) 1/2 CIRCLE TAPER POINT NEEDLE 150 CM ( +/- 20 CM ) GREEN STERILE
29145 | 4229620800400 | ATRIAL RETRACTOR SHORT RIGHT COMPATIBLE WITH DA VINCI XI
29146 | 4229621100500 | BIPOLAR ENERGY INSTRUMENT CORD (5 M) COMPATIBLE WITH DA VINCI XI
29147 | 4229620403700 | BLACK DIAMOND MICRO FORCEPS COMPATIBLE WITH DA VINCI XI
29148 | 4229621800600 | BLUE FIBER CABLE KIT COMPATIBLE WITH DA VINCI XI
29149 | 4229620403400 | CADIERE FORCEPS COMPATIBLE WITH DA VINCI XI
29150 | 4229620403800 | CARDIAC PROBE GRASPER COMPATIBLE WITH DA VINCI XI
29151 | 4229620701100 | LARGE NEEDLE DRIVER COMPATIBLE WITH DA VINCI XI
29152 | 4229620701000 | LARGE SUTURECUT NEEDLE DRIVER COMPATIBLE WITH DA VINCI XI
29153 | 4229620101000 | LARGE CLIP APPLIER COMPATIBLE WITH DA VINCI XI
29154 | 4229621602100 | 12 - 8 MM REDUCER (BOX OF 6) COMPATIBLE WITH DA VINCI XI
29155 | 4229621604800 | 12 MM AND STAPLER BLADELESS OBTURATOR COMPATIBLE WITH DA VINCI XI
29156 | 4229621604900 | 12 MM AND STAPLER BLADELESS OBTURATOR LONG COMPATIBLE WITH DA VINCI XI
29157 | 4229621604600 | 12 MM AND STAPLER BLUNT OBTURATOR COMPATIBLE WITH DA VINCI XI
29158 | 4229621604700 | 12 MM AND STAPLER BLUNT OBTURATOR LONG COMPATIBLE WITH DA VINCI XI
29159 | 4229621601900 | 12 MM AND STAPLER CANNULA (100 MM) COMPATIBLE WITH DA VINCI XI
29160 | 4229621604200 | 12 MM AND STAPLER CANNULA SEAL (BOX OF 10) COMPATIBLE WITH DA VINCI XI
29161 | 4229621602000 | 12 MM AND STAPLER CANNULA LONG (150 MM) COMPATIBLE WITH DA VINCI XI
29162 | 4229621604300 | 5 MM - 8 MM CANNULA SEAL COMPATIBLE WITH DA VINCI XI
29163 | 4229621203000 | 8 MM BLADELESS OBTURATOR (OPTICAL) COMPATIBLE WITH DA VINCI XI
29164 | 4229621203100 | 8 MM BLADELESS OBTURATOR LONG (OPTICAL) COMPATIBLE WITH DA VINCI XI
29165 | 4229621202800 | 8 MM BLUNT OBTURATOR COMPATIBLE WITH DA VINCI XI
29166 | 4229621202900 | 8 MM BLUNT OBTURATOR LONG COMPATIBLE WITH DA VINCI XI
29167 | 4229621203200 | 8 MM CANNULA COMPATIBLE WITH DA VINCI XI
29168 | 4229621203300 | 8 MM CANNULA LONG COMPATIBLE WITH DA VINCI XI
29169 | 4229621602600 | 8 MM ENDOSCOPE STERILIZATION TRAY COMPATIBLE WITH DA VINCI XI
29170 | 4229621602200 | 8 MM ENDOSCOPE 0 DEGREE COMPATIBLE WITH DA VINCI XI
29171 | 4229621602300 | 8 MM ENDOSCOPE 30 DEGREE COMPATIBLE WITH DA VINCI XI
29172 | 4229621203400 | 8 MM FLARED/GROUNDED CANNULA COMPATIBLE WITH DA VINCI XI
29173 | 4229621800300 | ARM DRAPE COMPATIBLE WITH DA VINCI XI
29174 | 4111620005000 | NON-ALCOHOLIC DISINFECTANT SOLUTION HYPOCHLOROUS ACID (0.046%) WATER (99.954%) FOR SURFACE DISINFECTANT (EFFECTIVE INFECTION CONTROL AND PREVENTION WITH NO ADVERSE EFFECTS ON HUMAN HEALTH AND THE ENVIRONMENT OPTIMIZED CLEANING AND DISINFECTING WITH IMPROVED OPERATIONAL EFFICIENCIES. COMPLEMENTS EXISTING WORK FLOW WITHOUT AFFECTING TURNAROUND TIME FOR DISCHARGE CLEANING OF CONTACT PRECAUTION PATIENT ROOMS SIZE 250 ML SPRAY BOTTLE. NOTE: MSDS SHOULD BE PROVIDED IN SOFT COPY.
29175 | 4111620005100 | NON-ALCOHOLIC DISINFECTANT SOLUTION HYPOCHLOROUS ACID (0.046%) WATER (99.954%) FOR SURFACE DISINFECTANT (EFFECTIVE INFECTION CONTROL AND PREVENTION WITH NO ADVERSE EFFECTS ON HUMAN HEALTH AND THE ENVIRONMENT OPTIMIZED CLEANING AND DISINFECTING WITH IMPROVED OPERATIONAL EFFICIENCIES. COMPLEMENTS EXISTING WORK FLOW WITHOUT AFFECTING TURNAROUND TIME FOR DISCHARGE CLEANING OF CONTACT PRECAUTION PATIENT ROOMS SIZE 650 ML SPRAY BOTTLE. NOTE: MSDS SHOULD BE PROVIDED IN SOFT COPY.
29176 | 4111620005200 | NON-ALCOHOLIC DISINFECTANT SOLUTION HYPOCHLOROUS ACID (0.046%) WATER (99.954%) FOR SURFACE DISINFECTANT (EFFECTIVE INFECTION CONTROL AND PREVENTION WITH NO ADVERSE EFFECTS ON HUMAN HEALTH AND THE ENVIRONMENT OPTIMIZED CLEANING AND DISINFECTING WITH IMPROVED OPERATIONAL EFFICIENCIES. COMPLEMENTS EXISTING WORK FLOW WITHOUT AFFECTING TURNAROUND TIME FOR DISCHARGE CLEANING OF CONTACT PRECAUTION PATIENT ROOMS SIZE 20 L BOTTLE. NOTE: MSDS SHOULD BE PROVIDED IN SOFT COPY.
29177 | 4229422014700 | BONE NEEDLE PENETRATION SET 12G INCLUDING PENETRATION CANNULA AND STYLET DRILL AND DEPTH GAUGE DISPOSABLE STERILE
29178 | 4215151304400 | ABUTMENT PROSTHETIC SCREW ASSORTED
29179 | 4215151304500 | ANALOG FOR BONE LEVEL IMPLANT LOCATOR ABUTMENT
29180 | 4215151304600 | ANALOG FOR IMPRESSION COPING FOR TISSUE LEVEL IMPLANT LOCATOR ABUTMENT
29181 | 4215151304700 | ANGLED LOCATOR OR EQUIVALENT ABUTMENT FOR DENTAL BONE LEVEL IMPLANTANGULATION: ASSORTED DIAMETER ASSORTED HEIGHT:ASSORTED
29182 | 4215151304800 | ANGLED LOCATOR OR EQUIVALENT ABUTMENT FOR DENTAL TISSUE LEVEL IMPLANTANGULATION: ASSORTEDDIAMETER ASSORTED HEIGHT:ASSORTED
29183 | 4215151304900 | CAD/ CAM SCREW RETAINED DIGITAL MULTIUNIT ABUTMENT LEVEL FOR ZYGOMATIC IMPLANT DIAMETER : ASSORTED EMERGENCE PROFILE ASSORTED STRAIGHT OR ANGULATION ASSORTED LENGTH : ASSORTED
29184 | 4215151305000 | CASTABLE ABUTMENT FOR GOLD ALLOY INCLUDING THE SCREW FOR BONE LEVEL DENTAL IMPLANT DIAMETER: ASSORTEDGINGIVAL HEIGHT: ASSORTED
29185 | 4215151305100 | CASTABLE ABUTMENT FOR GOLD ALLOY INCLUDING THE SCREW FOR TISSUE LEVEL DENTAL IMPLANT DIAMETER: ASSORTEDGINGIVAL HEIGHT: ASSORTED
29186 | 4215151305200 | CASTABLE ABUTMENT FOR TITANIUM INCLUDING THE SCREW FOR BONE LEVEL DENTAL IMPLANT DIAMETER: ASSORTEDGINGIVAL HEIGHT: ASSORTED
29187 | 4215151305300 | CASTABLE ABUTMENT FOR TITANIUM INCLUDING THE SCREW FOR TISSUE LEVEL DENTAL IMPLANT DIAMETER: ASSORTEDGINGIVAL HEIGHT: ASSORTED
29188 | 4215151305400 | FINAL MULTI-UNIT ABUTMENT FOR SCREW RETAINED INCLUDE SCREWS BONE LEVEL DENTAL IMPLANT MATERIAL : TITANIUM PLATFORM : ASSORTEDDIAMETER: ASSORTEDANGULATION : ASSORTEDGINGIVAL HIGHT:ASSORTED
29189 | 4215151305500 | FINAL MULTI-UNIT ABUTMENT FOR SCREW RETAINED INCLUDE SCREWS FOR BONE LEVEL DENTAL IMPLANTMATERIAL : TITANIUM PLATFORM : ASSORTEDDIAMETER: ASSORTEDANGULATION : STRAIGHT (0)GINGIVAL HIGHT:ASSORTED
29190 | 4215151305600 | FINAL MULTI-UNIT ABUTMENT FOR SCREW RETAINED FOR TISSUE LEVEL DENTAL IMPLANTMATERIAL : TITANIUM PLATFORM : ASSORTEDDIAMETER: ASSORTEDANGULATION : STRAIGHT (0)GINGIVAL HIGHT:ASSORTED
29191 | 4215151305700 | FINAL MULTI-UNIT ABUTMENT FOR SCREW RETAINED TISSUE LEVEL DENTAL IMPLANT MATERIAL : TITANIUM PLATFORM : ASSORTEDDIAMETER: ASSORTEDANGULATION : ASSORTEDGINGIVAL HIGHT:ASSORTED
29192 | 4215151305800 | HEALING ABUTMENT FOR BONE LEVEL DENTAL IMPLANT TITANIUM OR TITANIUM ALLOY SHAPE: ASSORTED DIAMETER: ASSORTED HEIGHT: ASSORTED
29193 | 4215151305900 | HEALING ABUTMENT FOR TISSUE LEVEL DENTAL IMPLANT TITANIUM OR TITANIUM ALLOY SHAPE: ASSORTED DIAMETER: ASSORTED HEIGHT: ASSORTED
29194 | 4215151306000 | IMPRESSION COPING ABUTMENT LEVEL ZYGOMATIC IMPLANT IMPRESSION LEVEL : ASSORTED TRAY TYPE : ASSORTED
29195 | 4215151306100 | IMPRESSION COPING FOR BONE LEVEL IMPLANT LOCATOR ABUTMENT
29196 | 4215151306200 | IMPRESSION COPING FOR TISSUE LEVEL IMPLANT LOCATOR ABUTMENT
29197 | 4215151306300 | MULTIUNIT SCREW-RETAINED ABUTMENT FOR ZYGOMATIC IMPLANT DIAMETER : ASSORTEDEMERGENCE PROFILE : ASSORTED ABUTMENT HEIGHT : ASSORTED GINGIVA HEIGHT : ASSORTED
29198 | 4215151306400 | PREFABRICATED ABUTMENT FOR CEMENT RETAINED INCLUDE SCREWS FOR BONE LEVEL DENTAL IMPLANTMATERIAL : TITANIUM PLATFORM : ASSORTEDDIAMETER: ASSORTEDANGULATION : ASSORTEDGINGIVAL HIGHT:ASSORTED( ENGAGING)
29199 | 4215151306500 | PREFABRICATED ABUTMENT FOR CEMENT RETAINED INCLUDE SCREWS FOR BONE LEVEL DENTAL IMPLANTMATERIAL : TITANIUM PLATFORM : ASSORTEDDIAMETER: ASSORTEDANGULATION : ASSORTEDGINGIVAL HIGHT:ASSORTED( NON - ENGAGING)
29200 | 4215151306600 | PREFABRICATED ABUTMENT FOR CEMENT RETAINED INCLUDE SCREWS FOR BONE LEVEL DENTAL IMPLANTMATERIAL : TITANIUM PLATFORM : ASSORTEDDIAMETER: ASSORTEDANGULATION : STRAIGHT (0)GINGIVAL HIGHT:ASSORTED( ENGAGING)
29201 | 4215151306700 | PREFABRICATED ABUTMENT FOR CEMENT RETAINED INCLUDE SCREWS FOR BONE LEVEL DENTAL IMPLANTMATERIAL : TITANIUM PLATFORM : ASSORTEDDIAMETER: ASSORTEDANGULATION : STRAIGHT (0)GINGIVAL HIGHT:ASSORTED( NON ENGAGING)
29202 | 4215151306800 | PREFABRICATED ABUTMENT FOR CEMENT RETAINED FOR TISSUE LEVEL DENTAL IMPLANTMATERIAL : TITANIUM PLATFORM : ASSORTEDDIAMETER: ASSORTEDANGULATION : ASSORTEDGINGIVAL HIGHT:ASSORTED( ENGAGING)
29203 | 4215151306900 | PREFABRICATED ABUTMENT FOR CEMENT RETAINED FOR TISSUE LEVEL DENTAL IMPLANTMATERIAL : TITANIUM PLATFORM : ASSORTEDDIAMETER: ASSORTEDANGULATION : ASSORTEDGINGIVAL HIGHT:ASSORTED( NON - ENGAGING)
29204 | 4215151307000 | PREFABRICATED ABUTMENT FOR CEMENT RETAINED FOR TISSUE LEVEL DENTAL IMPLANTMATERIAL : TITANIUM PLATFORM : ASSORTEDDIAMETER: ASSORTEDANGULATION : STRAIGHT (0)GINGIVAL HIGHT:ASSORTED( ENGAGING)
29205 | 4215151307100 | PREFABRICATED ABUTMENT FOR CEMENT RETAINED FOR TISSUE LEVEL DENTAL IMPLANTMATERIAL : TITANIUM PLATFORM : ASSORTEDDIAMETER: ASSORTEDANGULATION : STRAIGHT (0)GINGIVAL HIGHT:ASSORTED( NON ENGAGING)
29206 | 4215151307200 | STRAIGHT LOCATOR OR EQUIVALENT ABUTMENT FOR DENTAL BONE LEVEL IMPLANT DIAMETER ASSORTED HEIGHT:ASSORTED
29207 | 4215151307300 | STRAIGHT LOCATOR OR EQUIVALENT ABUTMENT FOR DENTAL TISSUE IMPLANTDIAMETER ASSORTED HEIGHT:ASSORTED
29208 | 4215151307400 | TEMPORARY ABUTMENT - METAL WITH FINAL SCREW CUSTOMIZABLE IN LAB OR CHAIRSIDE FOR BONE LEVEL DENTAL IMPLANT PLATFORM : ASSORTED ( NON ENGAGING)
29209 | 4215151307500 | TEMPORARY ABUTMENT - METAL WITH FINAL SCREW CUSTOMIZABLE IN LAB OR CHAIRSIDE FOR BONE LEVEL DENTAL IMPLANTPLATFORM : ASSORTED ( ENGAGING)
29210 | 4215151307600 | TEMPORARY ABUTMENT - METAL WITH SCREW CUSTOMIZABLE IN LAB OR CHAIRSIDE FOR TISSUE LEVEL DENTAL IMPLANT PLATFORM : ASSORTED ( NON ENGAGING)
29211 | 4215151307700 | TEMPORARY ABUTMENT - METAL WITH SCREW CUSTOMIZABLE IN LAB OR CHAIRSIDE FOR TISSUE LEVEL DENTAL IMPLANTPLATFORM : ASSORTED ( ENGAGING)
29212 | 4215151307800 | TEMPORARY ABUTMENT - NON METAL WITH FINAL SCREW CUSTOMIZABLE IN LAB OR CHAIRSIDE FOR BONE LEVEL DENTAL IMPLANT PLATFORM : ASSORTED ( NON ENGAGING)
29213 | 4215151307900 | TEMPORARY ABUTMENT - NON METAL WITH FINAL SCREW CUSTOMIZABLE IN LAB OR CHAIRSIDE FOR BONE LEVEL DENTAL IMPLANTPLATFORM : ASSORTED ( ENGAGING)
29214 | 4215151308000 | TEMPORARY ABUTMENT - NON METAL WITH SCREW CUSTOMIZABLE IN LAB OR CHAIRSIDE FOR TISSUE LEVEL DENTAL IMPLANT PLATFORM : ASSORTED ( NON ENGAGING)
29215 | 4215151308100 | TEMPORARY ABUTMENT - NON METAL WITH SCREW CUSTOMIZABLE IN LAB OR CHAIRSIDE FOR TISSUE LEVEL DENTAL IMPLANTPLATFORM : ASSORTED ( ENGAGING)
29216 | 4215151308200 | TEMPORARY ABUTMENT LEVEL FOR ZYGOMATIC IMPLANT WITH FINAL SCREW CUSTOMIZABLE IN LAB OR CHAIRSIDEMATERIAL : ASSORTEDPLATFORM: ASSORTEDNON ENGAGING
29217 | 4215151308300 | TITANIUM CAD/CAM ABUTMENT INCLUDING FINAL PROSTHETIC SCREW.FOR BONE LEVEL DENTAL IMPLANTGINGIVAL HEIGHT:ASSORTEDDIAMETER: ASSORTEDLENGTH: ASSORTEDANGULATION: ASSORTEDENGAGING
29218 | 4215151308400 | TITANIUM CAD/CAM ABUTMENT INCLUDING FINAL PROSTHETIC SCREW. FOR BONE LEVEL DENTAL IMPLANTGINGIVAL HEIGHT:ASSORTEDDIAMETER: ASSORTEDLENGTH: ASSORTEDANGULATION: STRAIGHT (0)NON-ENGAGING
29219 | 4215151308500 | TITANIUM CAD/CAM ABUTMENT INCLUDING FINAL PROSTHETIC SCREW. FOR BONE LEVEL DENTAL IMPLANTGINGIVAL HEIGHT:ASSORTEDDIAMETER: ASSORTEDLENGTH: ASSORTEDANGULATION: STRAIGHT(0)ENGAGING
29220 | 4215151308600 | TITANIUM CAD/CAM ABUTMENT INCLUDING FINAL PROSTHETIC SCREW. FOR TISSUE LEVEL DENTAL IMPLANTGINGIVAL HEIGHT:ASSORTEDDIAMETER: ASSORTEDLENGTH: ASSORTEDANGULATION: STRAIGHT (0)NON-ENGAGING
29221 | 4215151308700 | TITANIUM CAD/CAM ABUTMENT INCLUDING FINAL PROSTHETIC SCREW. FOR TISSUE LEVEL DENTAL IMPLANTGINGIVAL HEIGHT:ASSORTEDDIAMETER: ASSORTEDLENGTH: ASSORTEDANGULATION: STRAIGHT(0)ENGAGING
29222 | 4215151308800 | TITANIUM CAD/CAM ABUTMENT INCLUDING FINAL PROSTHETIC SCREW.FOR BONE LEVEL DENTAL IMPLANTGINGIVAL HEIGHT:ASSORTEDDIAMETER: ASSORTEDLENGTH: ASSORTEDANGULATION: ASSORTEDNON-ENGAGING
29223 | 4215151308900 | TITANIUM CAD/CAM ABUTMENT INCLUDING FINAL PROSTHETIC SCREW.FOR TISSUE LEVEL DENTAL IMPLANTGINGIVAL HEIGHT:ASSORTEDDIAMETER: ASSORTEDLENGTH: ASSORTEDANGULATION: ASSORTEDENGAGING
29224 | 4215151309000 | TITANIUM CAD/CAM ABUTMENT INCLUDING FINAL PROSTHETIC SCREW.FOR TISSUE LEVEL DENTAL IMPLANTGINGIVAL HEIGHT:ASSORTEDDIAMETER: ASSORTEDLENGTH: ASSORTEDANGULATION: ASSORTEDNON-ENGAGING
29225 | 4215161203600 | AUSTIN TISSUE RETRACTOR / WITHOUT HANDLE STAINLESS STEEL OVERALL LENGTH: 80MM APPROXIMATE
29226 | 4215161203700 | BAUER INTRAORAL VERTICAL RAMUS RETRACTOR WITH FIBER OPTIC STAINLESS STEEL LEFT
29227 | 4215161203800 | DUNN-DAUTREY CONDYLE RETRACTOR SUPERIOR STAINLESS STEEL BLADE WIDTH: 6.5X60MM APPROXIMATE LENGTH: 16MM APPROXIMATE
29228 | 4215161203900 | MUNRO MANDIBULAR LATERAL RAMUS RETRACTOR STAINLESS STEEL 30X80MM APPROXIMATE
29229 | 4215161204000 | OBWEGESER ABDOMINAL RETRACTORS FOR ILIAC BONE HARVEST STAINLESS STEEL SIZE: 80MM OVERALL LENGTH: 23MM APPROXIMATE
29230 | 4215161204100 | OBWEGESER CHANNEL RETRACTOR FOR MANDIBLE 17CM APPROXIMATE STAINLESS STEEL WORKING END: 10MM
29231 | 4215161204200 | OBWEGESER RAMUS RETRACTOR (V-NOTCH) STAINLESS STEEL SHARP STRAIGHT BLADE SIZE: 15X70MM OVERALL LENGTH: 24CM APPROXIMATE
29232 | 4215161204300 | OBWEGESER SOFT TISSUE RETRACTORS STAINLESS STEEL (BENT DOWNWARDS) 22CM APPROXIMATE WORKING END: LONG (65-80MM)
29233 | 4215161204400 | OBWEGESER SOFT TISSUE RETRACTORS STAINLESS STEEL (BENT DOWNWARDS) 22CM APPROXIMATE WORKING END: MEDIUM (30-60MM)
29234 | 4215161204500 | OBWEGESER SOFT TISSUE RETRACTORS STAINLESS STEEL (BENT DOWNWARDS) 22CM APPROXIMATE WORKING END: SHORT (15-25MM)
29235 | 4215161204600 | OBWEGESER SOFT TISSUE RETRACTORS STAINLESS STEEL (BENT UPWARDS) 22CM APPROXIMATE WORKING END: LONG (65-80MM)
29236 | 4215161204700 | OBWEGESER SOFT TISSUE RETRACTORS STAINLESS STEEL (BENT UPWARDS) 22CM APPROXIMATE WORKING END: MEDIUM (30-60MM)
29237 | 4215161204800 | SENN-MUELLER RETRACTOR STAINLESS STEEL 15CM APPROXIMATE BLUNT/SHARP BLADE SIZE: 20X7MM APPROXIMATE
29238 | 4215161204900 | TAYLOR SPINAL RETRACTOR STAINLESS STEEL 30X100MM APPROXIMATE
29239 | 4215161479500 | ACRYLIC DENTURE MONOLITHIC DISC FOR CAD CAM SYSTEM SIZE 98 DOUBLE SIDE (PINK &ASSORTED SHADE) ALL SHADES COMPATIBLE WITH PM7 CENTER MACHINE
29240 | 4215161479600 | ACRYLIC POLISHER - COARSE - LARGE POINT - ISO 658 104 300 533 100
29241 | 4215161479700 | ACRYLIC POLISHER - FINE - BULLET - ISO 658 104 275 513 100
29242 | 4215161479800 | ACRYLIC POLISHER - FINE - LARGE POINT - ISO 658 104 300 513 100
29243 | 4215161479900 | ACRYLIC POLISHER - MEDIUM - LARGE POINT - ISO 658 104 300 523 100
29244 | 4215161480000 | CAD CAM MACHINE BUR 0.5 DIAMOND COATED FOR ZIRCONIUM DIOXIDE ZRO2 DC COMPATIBLE WITH CEREC INLAB MCX5
29245 | 4215161480100 | CAD CAM MACHINE BUR 0.5 FOR COMPOSITE (COATED) COMPATIBLE WITH CEREC INLAB MCX5
29246 | 4215161480200 | CAD CAM MACHINE BUR 0.5 FOR PMMA WAX PEEK COMPATIBLE WITH CEREC INLAB MCX5
29247 | 4215161480300 | CAD CAM MACHINE BUR 0.5 FOR SINTERING METAL COMPATIBLE WITH CEREC INLAB MCX5
29248 | 4215161480400 | CAD CAM MACHINE BUR 0.5 FOR ZIRCONIUM DIOXIDE ZRO2 COMPATIBLE WITH CEREC INLAB MCX5
29249 | 4215161480500 | CAD CAM MACHINE BUR 1.0 DIAMOND COATED FOR ZIRCONIUM DIOXIDE ZRO2 DC COMPATIBLE WITH CEREC INLAB MCX5
29250 | 4215161480600 | CAD CAM MACHINE BUR 1.0 FOR COMPOSITE (COATED) COMPATIBLE WITH CEREC INLAB MCX5
29251 | 4215161480700 | CAD CAM MACHINE BUR 1.0 FOR PMMA WAX PEEK COMPATIBLE WITH CEREC INLAB MCX5
29252 | 4215161480800 | CAD CAM MACHINE BUR 1.0 FOR SINTERING METAL COMPATIBLE WITH CEREC INLAB MCX5
29253 | 4215161480900 | CAD CAM MACHINE BUR 1.0 FOR ZIRCONIUM DIOXIDE ZRO2 COMPATIBLE WITH CEREC INLAB MCX5
29254 | 4215161481000 | CAD CAM MACHINE BUR 2.5 DIAMOND COATED FOR ZIRCONIUM DIOXIDE ZRO2 DC COMPATIBLE WITH CEREC INLAB MCX5
29255 | 4215161481100 | CAD CAM MACHINE BUR 2.5 FOR COMPOSITE (COATED) COMPATIBLE WITH CEREC INLAB MCX5
29256 | 4215161481200 | CAD CAM MACHINE BUR 2.5 FOR PMMA WAX PEEK COMPATIBLE WITH CEREC INLAB MCX5
29257 | 4215161481300 | CAD CAM MACHINE BUR 2.5 FOR SINTERING METAL COMPATIBLE WITH CEREC INLAB MCX5
29258 | 4215161481400 | CAD CAM MACHINE BUR 2.5 FOR ZIRCONIUM DIOXIDE ZRO2 COMPATIBLE WITH CEREC INLAB MCX5
29259 | 4215161481500 | CAD CAM MACHINE DIAMOND BUR 0.6 FOR GRINDING PROCESS COMPATIBLE WITH CEREC INLAB MCX5
29260 | 4215161481600 | CAD CAM MACHINE DIAMOND BUR 1.2 FOR GRINDING PROCESS COMPATIBLE WITH CEREC INLAB MCX5
29261 | 4215161481700 | CAD CAM MACHINE DIAMOND BUR 1.4 FOR GRINDING PROCESS COMPATIBLE WITH CEREC INLAB MCX5
29262 | 4215161481800 | CAD CAM MACHINE DIAMOND BUR 2.2 FOR GRINDING PROCESS COMPATIBLE WITH CEREC INLAB MCX5
29263 | 4215161481900 | CARBIDE CUTTERS - CROSSCUT EXTRACOARSE BLACK RING TURBO- ISO 500 104 223 144 060
29264 | 4215161482000 | CARBIDE CUTTERS - CROSSCUT EXTRACOARSE BLACK RING TURBO- ISO 500 104 223 200 040
29265 | 4215161482100 | CARBIDE CUTTERS - CROSSCUT EXTRACOARSE BLACK RING TURBO-ISO 500 104 223 275 060
29266 | 4215161482200 | CARBIDE CUTTERS-CROSSCUT COARSE GREEN RING MACRO - ISO 500 104 220 001 060
29267 | 4215161482300 | CARBIDE CUTTERS-CROSSCUT COARSE GREEN RING MACRO- ISO 500 104 220 001 023
29268 | 4215161482400 | CARBIDE CUTTERS-CROSSCUT COARSE GREEN RING MACRO -ISO 500 104 220 001 040
29269 | 4215161482500 | CARBIDE CUTTERS-CROSSCUT COARSE GREEN RING MACRO- ISO 500 104 220 122 023
29270 | 4215161482600 | CARBIDE CUTTERS-CROSSCUT COARSE GREEN RING MACRO- ISO 500 104 220 141 023
29271 | 4215161482700 | CARBIDE CUTTERS-CROSSCUT COARSE GREEN RING MACRO- ISO 500 104 220 145 023
29272 | 4215161482800 | CARBIDE CUTTERS-CROSSCUT COARSE GREEN RING MACRO- ISO 500 104 220 187 023
29273 | 4215161482900 | CARBIDE CUTTERS-CROSSCUT COARSE GREEN RING MACRO- ISO 500 104 220 198 023
29274 | 4215161483000 | CARBIDE CUTTERS-CROSSCUT COARSE GREEN RING MACRO- ISO 500 104 220 199 023
29275 | 4215161483100 | CARBIDE CUTTERS-CROSSCUT COARSE GREEN RING MACRO- ISO 500 104 220 200 023
29276 | 4215161483200 | CARBIDE CUTTERS-CROSSCUT COARSE GREEN RING MACRO- ISO 500 104 220 200 040
29277 | 4215161483300 | CARBIDE CUTTERS-CROSSCUT COARSE GREEN RING MACRO- ISO 500 104 220 201 050
29278 | 4215161483400 | CARBIDE CUTTERS-CROSSCUT COARSE GREEN RING MACRO- ISO 500 104 220 201 060
29279 | 4215161483500 | CARBIDE CUTTERS-CROSSCUT COARSE GREEN RING MACRO- ISO 500 104 220 237 070
29280 | 4215161483600 | CARBIDE CUTTERS-CROSSCUT COARSE GREEN RING MACRO-ISO 500 104 220 237 060
29281 | 4215161483700 | CARBIDE CUTTERS-CROSSCUT COARSE GREEN RING MACRO-ISO 500 104 220 292 023
29282 | 4215161483800 | CARBIDE CUTTERS-CROSSCUT COARSE GREEN RING MACRO-ISO 500 104 220 292 060
29283 | 4215161483900 | CARBIDE CUTTERS-CUT COARSE GREEN RING MACRON- ISO 500 104 215 239 060
29284 | 4215161484000 | CARBIDE CUTTERS-CUT COARSE GREEN RING MACRON- ISO 500 104 215 275 060
29285 | 4215161484100 | CARBIDE CUTTERS-CUT COARSE GREEN RING MACRONOM-ISO 500 104 215 194 060
29286 | 4215161484200 | CARBIDE CUTTERS-CUT EXTRACOARSE BLACK RING MINI-TRI TURBO- ISO 500 104 377 468 016
29287 | 4215161484300 | CARBIDE CUTTERS-CUT EXTRACOARSE BLACK RING TRI-CUTTER TURBO- ISO 500 104 377 468 023
29288 | 4215161484400 | CARBIDE INSTRUMENTS FISSURE BURS ISO 500 104 008 109 008
29289 | 4215161484500 | CARBIDE INSTRUMENTS FISSURE BURS ISO 500 104 008 109 009
29290 | 4215161484600 | CARBIDE INSTRUMENTS FISSURE BURS ISO 500 104 008 109 010
29291 | 4215161484700 | CARBIDE INSTRUMENTS FISSURE BURS ISO 500 104 008 109 014
29292 | 4215161484800 | CARBIDE INSTRUMENTS FISSURE BURS ISO 500 104 008 109 016
29293 | 4215161484900 | CARBIDE INSTRUMENTS FISSURE BURS ISO 500 104 008 109 023
29294 | 4215161485000 | CARBIDE INSTRUMENTS FISSURE BURS ISO 500 104 008 170 008
29295 | 4215161485100 | CARBIDE INSTRUMENTS FISSURE BURS ISO 500 104 008 170 010
29296 | 4215161485200 | CARBIDE INSTRUMENTS FISSURE BURS ISO 500 104 008 170 012
29297 | 4215161485300 | CARBIDE INSTRUMENTS INVERTED CONE BURS ISO 500 104 006 010 010
29298 | 4215161485400 | CARBIDE INSTRUMENTS INVERTED CONE BURS ISO 500 104 006 010 014
29299 | 4215161485500 | CARBIDE INSTRUMENTS INVERTED CONE BURS ISO 500 104 006 010 016
29300 | 4215161485600 | CARBIDE INSTRUMENTS INVERTED CONE BURS ISO 500 104 006 010 018
29301 | 4215161485700 | CARBIDE INSTRUMENTS ROSEHEAD BURS ISO 500 104 006 001 010
29302 | 4215161485800 | CARBIDE INSTRUMENTS ROSEHEAD BURS ISO 500 104 006 001 012
29303 | 4215161485900 | CARBIDE INSTRUMENTS ROSEHEAD BURS ISO 500 104 006 001 014
29304 | 4215161486000 | CARBIDE INSTRUMENTS ROSEHEAD BURS ISO 500 104 006 001 016
29305 | 4215161486100 | CARBIDE INSTRUMENTS ROSEHEAD BURS ISO 500 104 006 001 018
29306 | 4215161486200 | CARBIDE INSTRUMENTS ROSEHEAD BURS ISO 500 104 006 001 021
29307 | 4215161486300 | CARBIDE INSTRUMENTS ROSEHEAD BURS ISO 500 104 006 001 023
29308 | 4215161486400 | CARBIDE INSTRUMENTS ROSEHEAD BURS ISO 500 104 006 001 027
29309 | 4215161486500 | CARBIDE INSTRUMENTS TAPERED FISSURE BURS ISO 500 104 008 170 021
29310 | 4215161486600 | CERAMIC DIAMOND GRINDER - COARSE - BARREL 4.8X13 - ISO 805 104 113 534 048
29311 | 4215161486700 | CERAMIC DIAMOND GRINDER - COARSE - CYLINDER 3.5X11 - ISO 865 104 173 525 040
29312 | 4215161486800 | CERAMIC DIAMOND GRINDER - COARSE - WHEEL 12X2 - ISO 805 104 044 534 120
29313 | 4215161486900 | CERAMIC DIAMOND GRINDER - COARSE - WHEEL 22X2 - ISO 865 104 173 525 220
29314 | 4215161487000 | CERAMIC DIAMOND GRINDER - COARSE - WHEEL 22X4.5 - ISO 865 104 173 525 040
29315 | 4215161487100 | CERAMIC DIAMOND GRINDER - MEDIUM - BARREL 4.8X13 - ISO 805 104 113 524 048
29316 | 4215161487200 | CERAMIC DIAMOND GRINDER - MEDIUM - CYLINDER 3.5X11 - ISO 805 104 173 524 035
29317 | 4215161487300 | CERAMIC DIAMOND GRINDER - MEDIUM - INVERTED CONE 11.5X3 - ISO 865 104 014 525 115
29318 | 4215161487400 | CERAMIC DIAMOND GRINDER - MEDIUM - WHEEL 12X2 - ISO 805 104 044 524 120
29319 | 4215161487500 | CERAMIC DIAMOND GRINDER - MEDIUM - WHEEL 15X3.5 - ISO 803 104 372 536 170
29320 | 4215161487600 | CERAMIC DIAMOND GRINDER - MEDIUM - WHEEL 22X2 - ISO 805 104 303 524 220
29321 | 4215161487700 | CERAMIC DIAMOND GRINDER - MEDIUM - WHEEL 22X4.5 - ISO 865 900 372 525 220
29322 | 4215161487800 | COTTON BUFF - POLISHING PASTE IMPREGNATED FOR ACRYLIC - FINE - ISO 019 900 372 501 220
29323 | 4215161487900 | COTTON BUFF - POLISHING PASTE IMPREGNATED FOR ACRYLIC - MEDIUM - ISO 019 900 372 511 220
29324 | 4215161488000 | DRILL BUR FOR OSSEODENSIFICATION ASSORTED SIZE AND DIAMETER
29325 | 4215161488100 | EXTRA LARGE PLASTER CUTTING DISC FOR CUTTING OUT DIES FROM THE PLASTER ARCH DIAMETER 300 - 500 MM THICKNESS 0.15 - 0.25 MM
29326 | 4215161488200 | FIBER WHEELS FOR ACRYLIC MATERIAL POLISHING - COARSE - FINE 25X11
29327 | 4215161488300 | FIBER WHEELS FOR ACRYLIC MATERIAL POLISHING - COARSE - MEDIUM 25X11
29328 | 4215161488400 | FIBER WHEELS FOR ACRYLIC MATERIAL POLISHING - COARSE - WHEEL 25X11
29329 | 4215161488500 | FINISHING SET FOR THERMOFORMING MATERIAL FOR CUTTING TRIMMING AND FINISHING OF SOFT-ELASTIC AND HARD-ELASTIC MATERIAL.
29330 | 4215161488600 | PILOT BUR FOR OSSEODENSIFICATION
29331 | 4215161488700 | PLASTER CUT DISCS 0.35 MM COMPATIBLE WITH G2 MACHINE
29332 | 4215161488800 | PLASTER CUTTER FOR DISC DIAMOND USED FOR DIE SILICONE SIZE FINE
29333 | 4215161488900 | POLISHER FOR MARGIN THINNING - COARSE - CONUS 4X10 - ISO 803 104 173 536 040
29334 | 4215161489000 | POLISHER FOR MARGIN THINNING - COARSE - WHEEL 22X3 - ISO 803 104 372 536 220
29335 | 4215161489100 | PORCELAIN POLISHER - COARSE - LENSE 26X2 - ISO 803 104 303 534 260
29336 | 4215161489200 | PORCELAIN POLISHER - COARSE - SPIRAL SHAPE 17X1.6- ISO 803 104 543 534 170
29337 | 4215161489300 | PORCELAIN POLISHER - FINE - LENSE 26X2- ISO 803 104 303 514 260
29338 | 4215161489400 | PORCELAIN POLISHER - FINE - SPIRAL SHAPE 17X1.6 - ISO 803 104 543 514 170
29339 | 4215161489500 | PORCELAIN POLISHER - MEDIUM - LENSE 26X2 - ISO 803 104 303 524 260
29340 | 4215161489600 | PORCELAIN POLISHER - MEDIUM - SPIRAL SHAPE17X1.6 - ISO 803 104 543 524 170
29341 | 4215161489700 | REPAIR CUTTER HP 500 104 118 174 060
29342 | 4215161489800 | SET OF FLEXIBLE POLISHING DISC - COATED WITH ALUMINUM OXIDE - 14MM - WITH MANDREL
29343 | 4215161489900 | SILICON POLISHING BUR FOR PROSTHETIC AND ORTHO ACRYLIC GRAY SIZE 100 HEAD LENGTH 24 5
29344 | 4215161490000 | SILICON POLISHING BUR FOR PROSTHETIC AND ORTHO ACRYLIC GRAY SIZE 150 HEAD LENGTH 18 0
29345 | 4215161490100 | SILICON POLISHING BUR FOR PROSTHETIC AND ORTHO ACRYLIC GREEN SIZE 100 HEAD LENGTH 24 5
29346 | 4215161490200 | SILICON POLISHING BUR FOR PROSTHETIC AND ORTHO ACRYLIC GREEN SIZE 150 HEAD LENGTH 18 0
29347 | 4215161490300 | SILICON POLISHING BUR FOR PROSTHETIC AND ORTHO ACRYLIC YELLOW SIZE 100 HEAD LENGTH 24 5
29348 | 4215161490400 | SILICON POLISHING BUR FOR PROSTHETIC AND ORTHO ACRYLIC YELLOW SIZE 150 HEAD LENGTH 18 0
29349 | 4215161490500 | SYNTHETIC DIAMOND GRINDER - COARSE - BARREL 5X13 - ISO 805 104 107 534 050
29350 | 4215161490600 | SYNTHETIC DIAMOND GRINDER - COARSE - BARREL 6.5X13 - ISO 805 104 107 534 065
29351 | 4215161490700 | SYNTHETIC DIAMOND GRINDER - COARSE - CYLINDER 4X10 - ISO 805 104 173 534 040
29352 | 4215161490800 | SYNTHETIC DIAMOND GRINDER - COARSE - INVERTED CONE 11.5X3 - ISO 805 104 014 534 115
29353 | 4215161490900 | SYNTHETIC DIAMOND GRINDER - COARSE - WHEEL 12X2 - ISO 805 104 044 534 120
29354 | 4215161491000 | SYNTHETIC DIAMOND GRINDER - COARSE - WHEEL 15X3 - ISO 805 104 042 534 150
29355 | 4215161491100 | SYNTHETIC DIAMOND GRINDER - COARSE - WHEEL 22X4 - ISO 805 900 371 534 220
29356 | 4215161491200 | SYNTHETIC DIAMOND GRINDER - MEDIUM - BARREL 5X13 - ISO 805 104 107 524 050
29357 | 4215161491300 | SYNTHETIC DIAMOND GRINDER - MEDIUM - CYLINDER 4X10 - ISO 805 104 173 524 040
29358 | 4215161491400 | SYNTHETIC DIAMOND GRINDER - MEDIUM - INVERTED CONE 11.5X3 - ISO 805 104 014 524 115
29359 | 4215161491500 | SYNTHETIC DIAMOND GRINDER - MEDIUM - WHEEL 12X2 - ISO 805 104 044 524 120
29360 | 4215161491600 | SYNTHETIC DIAMOND GRINDER - MEDIUM - WHEEL 22X4 - ISO 805 900 372 534 220
29361 | 4215161491700 | UNIVERSAL WHITE POLISHING WHEEL 22X3 - ISO 658 900 372 533 220
29362 | 4215161491800 | ZIRCONIA POLISHER - FINE - LENSE 26X2 - ISO 803 104 303 514 260
29363 | 4215161491900 | ZIRCONIA POLISHER - FINE - SPIRAL SHAPE 17X1.6 - ISO 803 204 543 504 170
29364 | 4215161492000 | ZIRCONIA POLISHER - MEDIUM - LENSE 26X2 - ISO 803 104 303 524 260
29365 | 4215161492100 | ZIRCONIA POLISHER - MEDIUM - SPIRAL SHAPE 17X1.6 - ISO 803 204 543 523 170
29366 | 4215161808600 | APICAL DENTAL ELEVATOR SET STAINLESS STEEL RIGHT AND LEFT
29367 | 4215161808700 | COUPLAND ELEVATOR STAINLESS STEEL SIZE: 4
29368 | 4215161808800 | FREER PERIOSTEAL ELEVATOR CURVED STAINLESS STEEL
29369 | 4215161808900 | OBWEGESER MANDIBULAR PERIOSTEAL J-STRIPPER STAINLESS STEEL 20CM APPROXIMATE TIP SIZE: 5MM APPROXIMATE
29370 | 4215161809000 | OBWEGESER MANDIBULAR PERIOSTEAL J-STRIPPER STAINLESS STEEL 20CM APPROXIMATE TIP SIZE: 7MM APPROXIMATE
29371 | 4215161809100 | OBWEGESER MANDIBULAR PERIOSTEAL J-STRIPPER STAINLESS STEEL 20CM APPROXIMATE TIP SIZE: 9MM APPROXIMATE
29372 | 4215161809200 | OBWEGESER PERIOSTEAL ELEVATOR STAINLESS STEEL STRAIGHT TIP SIZE: 10MM
29373 | 4215161809300 | OBWEGESER PERIOSTEAL ELEVATOR STAINLESS STEEL STRAIGHT TIP SIZE: 7MM
29374 | 4215161809400 | SELDIN PERIOSTEAL ELEVATOR STAINLESS STEEL CURVED LENGTH: 20CM APPROXIMATE FIGURE#22
29375 | 4215161809500 | SET OF TWO CRYER ROOT ELEVATOR STAINLESS STEEL RIGHT AND LEFT
29376 | 4215162307900 | DEBAKEY NON-TOOTHED TISSUE FORCEPS STAINLESS STEEL STRAIGHT LENGTH: 15CM TIP SIZE: 1.5MM
29377 | 4215162308000 | DEBAKEY NON-TOOTHED TISSUE FORCEPS STAINLESS STEEL STRAIGHT LENGTH: 15CM TIP SIZE: 2MM
29378 | 4215162308100 | DEBAKEY NON-TOOTHED TISSUE FORCEPS STAINLESS STEEL STRAIGHT LENGTH: 15CM TIP SIZE: 3MM
29379 | 4215162308200 | DEBAKEY NON-TOOTHED TISSUE FORCEPS STAINLESS STEEL STRAIGHT LENGTH: 20CM TIP SIZE: 2MM
29380 | 4215162308300 | DEBAKEY NON-TOOTHED TISSUE FORCEPS STAINLESS STEEL STRAIGHT LENGTH: 20CM TIP SIZE: 3MM
29381 | 4215162308400 | DEBAKEY NON-TOOTHED TISSUE FORCEPS STAINLESS STEEL STRAIGHT LENGTH: 25CM TIP SIZE: 1.5MM
29382 | 4215162308500 | DEBAKEY NON-TOOTHED TISSUE FORCEPS STAINLESS STEEL STRAIGHT LENGTH: 30CM TIP SIZE: 1.5MM
29383 | 4215162308600 | DEBAKEY NON-TOOTHED TISSUE FORCEPS STAINLESS STEEL STRAIGHT LENGTH: 30CM TIP SIZE: 3MM
29384 | 4215162308700 | EXTRACTION FORCEPS STAINLESS STEAL FOR LOWER FIRST AND SECOND MOLARS FIGURE #16 (COWHORN) AMERICAN STYLE
29385 | 4215162308800 | EXTRACTION FORCEPS STAINLESS STEAL FOR LOWER FIRST AND SECOND MOLARS FIGURE #86 (COWHORN) ENGLISH STYLE
29386 | 4215168802300 | MINI LAMBOTTE OSTEOTOME STAINLESS STEEL CURVED 13CM APPROXIMATE WORKING END WIDTH: LARGE (10-14MM TIP)
29387 | 4215168802400 | MINI LAMBOTTE OSTEOTOME STAINLESS STEEL CURVED 13CM APPROXIMATE WORKING END WIDTH: MEDIUM (6-8MM TIP)
29388 | 4215168802500 | MINI LAMBOTTE OSTEOTOME STAINLESS STEEL CURVED 13CM APPROXIMATE WORKING END WIDTH: SMALL (2-4MM)
29389 | 4215168802600 | MINI LAMBOTTE OSTEOTOME STAINLESS STEEL CURVED 17CM APPROXIMATE WORKING END WIDTH: LARGE (10-14MM TIP)
29390 | 4215168802700 | MINI LAMBOTTE OSTEOTOME STAINLESS STEEL CURVED 17CM APPROXIMATE WORKING END WIDTH: MEDIUM (6-8MM TIP)
29391 | 4215168802800 | MINI LAMBOTTE OSTEOTOME STAINLESS STEEL CURVED 17CM APPROXIMATE WORKING END WIDTH: SMALL (2-4MM)
29392 | 4215168802900 | MINI LAMBOTTE OSTEOTOME STAINLESS STEEL STRAIGHT 13CM APPROXIMATE WORKING END WIDTH: LARGE (10-14MM TIP)
29393 | 4215168803000 | MINI LAMBOTTE OSTEOTOME STAINLESS STEEL STRAIGHT 17CM APPROXIMATE WORKING END WIDTH: LARGE (10-14MM TIP)
29394 | 4215168803100 | MINI LAMBOTTE OSTEOTOME STAINLESS STEEL STRAIGHT 17CM APPROXIMATE WORKING END WIDTH: MEDIUM (6-8MM TIP)
29395 | 4215168803200 | MINI LAMBOTTE OSTEOTOME STAINLESS STEEL STRAIGHT 17CM APPROXIMATE WORKING END WIDTH: SMALL (2-4MM)
29396 | 4215168803300 | OBWEGESER WEDGE OSTEOTOME STAINLESS STEEL 22CM APPROXIMATE 16MM TIP
29397 | 4215168803400 | OBWEGESER WEDGE OSTEOTOME STAINLESS STEEL 22CM APPROXIMATE 8MM TIP
29398 | 4215168803500 | OBWGEEZER OSTEOTOME NASAL SEPTUM DOUBLE-GUARDED OSTEOTOME STAINLESS STEEL 18CM APPROXIMATE BLADE WIDTH: 6MM
29399 | 4215168803600 | OSTEOTOME TESSIER HENDERSON CURVED 20CMX15MM STAINLESS STEEL WORKING END WIDTH: 15MM
29400 | 4215168803700 | OSTEOTOME TESSIER HENDERSON CURVED 20CMX15MM STAINLESS STEEL WORKING END WIDTH: 20MM
29401 | 4215211300300 | DENTURE TEETH ANTERIOR OVOID SHAPE FOR LOWER JAW ASSORTED (SHADE-MOLD)
29402 | 4215211300400 | DENTURE TEETH ANTERIOR OVOID SHAPE FOR UPPER JAW ASSORTED (SHADE-MOLD)
29403 | 4215211300500 | DENTURE TEETH ANTERIOR SQUARE SHAPE FOR LOWER JAW ASSORTED (SHADE-MOLD)
29404 | 4215211300600 | DENTURE TEETH ANTERIOR SQUARE SHAPE FOR UPPER JAW ASSORTED (SHADE-MOLD)
29405 | 4215211300700 | DENTURE TEETH ANTERIOR TRIANGLE SHAPE FOR LOWER JAW ASSORTED (SHADE-MOLD)
29406 | 4215211300800 | DENTURE TEETH ANTERIOR TRIANGLE SHAPE FOR UPPER JAW ASSORTED (SHADE-MOLD)
29407 | 4215211300900 | DENTURE TEETH POSTERIOR FOR LOWER 10 DEGREE OR EQUIVALENTASSORTED (SIZE-SHADE)
29408 | 4215211301000 | DENTURE TEETH POSTERIOR FOR LOWER 20 DEGREE OR EQUIVALENTASSORTED (SIZE-SHADE)
29409 | 4215211301100 | DENTURE TEETH POSTERIOR FOR LOWER 30 DEGREE OR EQUIVALENTASSORTED (SIZE-SHADE)
29410 | 4215211301200 | DENTURE TEETH POSTERIOR FOR UPPER 10 DEGREE OR EQUIVALENTASSORTED (SIZE-SHADE)
29411 | 4215211301300 | DENTURE TEETH POSTERIOR FOR UPPER 20 DEGREE OR EQUIVALENTASSORTED (SIZE-SHADE)
29412 | 4215211301400 | DENTURE TEETH POSTERIOR FOR UPPER 30 DEGREE OR EQUIVALENTASSORTED (SIZE-SHADE)
29413 | 4215211301500 | LOCATOR OR EQUIVALENT RETENTIVE PROCESSING PACKAGE INCLUDES: DENTURE CAP WITH PROCESSING INSERT AND BLOCK - OUT SPACERREPLACEMENT INSERT: 3 DIFFERENT SIZES OF STRENGHT
29414 | 4215223000500 | TRIM STONE FOR GRINDING SYSTEM FOR DENTURE ACRYLICS AND THERMOFORMING TECHNOLOGY
29415 | 4215223500100 | CIRCLE VACUUM FORM CLEAR PLASTIC SHEET FOR DENTAL ORTHO ALIGNER THREE LAYER DIAMETER 125 THICKNESS 0.75MM
29416 | 4215223500200 | DUPLICATE SILICONE MATERIAL (BASE AND CATALYST)
29417 | 4215223500300 | FILTER BAG FOR DENTAL LAB BENCH COMPATIBLE WITH EACH HOSPITAL SYSTEM
29418 | 4215223500400 | FINE FILTER COMPATIBLE WITH SILENT COMPACT / SILENT COMPACT CAM
29419 | 4215223500500 | INJECTION FLASK FOR INJECTABLE RESIN SYSTEM COMPATIBLE WITH MACHINE CENTER
29420 | 4215223500600 | LIGHT CURING RESIN BLUE-TRANSPARENT BLOCKING-OUT MATERIALS
29421 | 4215223500700 | LIGHT-CURED CHARACTERIZATION COATING FOR COMPOSITE AND ACRYLIC
29422 | 4215223500800 | MOUTH GUARD MATERIAL HARD CIRCLE CLEAR SHEET 3.0X125MM
29423 | 4215240009700 | CERAMIC CRUCIBLES WITH REINFORCED SILICON NITRIDE LAYER FOR CASTING NON PRECIOUS ALLOYS
29424 | 4215240009800 | CERAMIC GRAPHITE COATED CRUCIBLES FOR CASTING PRECIOUS ALLOY
29425 | 4215240009900 | PFM (ADD ON - CORRECTION) POWDER ALL SHADES ( A - D ) ASSORTED
29426 | 4215240010000 | PFM OPAQUE LIQUID ASSORTED
29427 | 4215240010100 | PFM CHARACTERIZATION POWDER (COLORS - CLEAR) ASSORTED ALL SHADES
29428 | 4215240010200 | PFM DEEP/OPAQUE DENTINE ALL SHADES ( A - D ) ASSORTED
29429 | 4215240010300 | PFM DENTINE POWDER ALL SHADES ( A - D ) ASSORTED
29430 | 4215240010400 | PFM ENAMEL ALL SHADES ( A - D ) ASSORTED
29431 | 4215240010500 | PFM GINGIVA POWDER ALL COLORS ASSORTED
29432 | 4215240010600 | PFM GLAZE AND STAIN ALL COLORS ASSORTED
29433 | 4215240010700 | PFM MARGIN POWDER ALL SHADES ( A - D ) ASSORTED
29434 | 4215240010800 | PFM OPAQUE POWDER ALL SHADES ( A - D ) ASSORTED
29435 | 4215240010900 | PFM WASH OPAQUE PASTE ALL SHADES ( A - D ) ASSORTED
29436 | 4215246434300 | ANALOG (REPLICA) FOR MULTIUNIT ZYGOMATIC IMPLANT TECHNIQUE : ASSORTED ANALOG LEVEL : ASSORTED
29437 | 4215246434400 | ANALOG FOR BONE LEVEL DENTAL IMPLANTDIAMETER: ASSORTED
29438 | 4215246434500 | ANALOG FOR TISSUE LEVEL DENTAL IMPLANTDIAMETER: ASSORTED
29439 | 4215246434600 | BONE LEVEL TITANIUM DENTAL IMPLANT - TAPERED SURFACE: BIOACTIVE ROUGHDIAMETER : ASSORTED LENGTH :ASSORTED LENGTH
29440 | 4215246434700 | BONE LEVEL TITANIUM DENTAL IMPLANT -STRAIGHT SURFACE: BIOACTIVE ROUGHDIAMETER : ASSORTED LENGTH :ASSORTED LENGTH
29441 | 4215246434800 | COUNTERSINK/PILOT DRILL FOR DENTAL IMPLANT SEMI-REUSABLE ASSORTED LENGTH AND DIAMETER
29442 | 4215246434900 | COVER SCREW FOR BONE LEVEL DENTAL IMPLANT TITANIUM OR TITANIUM ALLOY DIAMETER: ASSORTED
29443 | 4215246435000 | COVER SCREW FOR TISSUE LEVEL DENTAL IMPLANT TITANIUM OR TITANIUM ALLOY DIAMETER: ASSORTED
29444 | 4215246435100 | DEPTH ADJUSTMENT DRILL FOR DENTAL IMPLANT SEMI-REUSABLE ASSORTED LENGTH AND DIAMETER
29445 | 4215246435200 | HEALING CAP FOR MULTIUNIT ZYGOMATIC IMPLANTSDIAMETER :ASSORTED LENGTH : ASSORTED
29446 | 4215246435300 | IMPRESSION POST FOR BONE LEVEL DENTAL IMPLANTTYPE :PICK UP (OPEN TRAY)HEIGHT :ASSORTEDDIAMETER :ASSORTED
29447 | 4215246435400 | IMPRESSION POST FOR BONE LEVEL DENTAL IMPLANTTYPE :TRANSFER (CLOSED TRAY)HEIGHT :ASSORTEDDIAMETER :ASSORTED
29448 | 4215246435500 | IMPRESSION POST FOR TISSUE LEVEL DENTAL IMPLANTTYPE :PICK UP (OPEN TRAY)HEIGHT :ASSORTEDDIAMETER :ASSORTED
29449 | 4215246435600 | IMPRESSION POST FOR TISSUE LEVEL DENTAL IMPLANTTYPE :TRANSFER (CLOSED TRAY)HEIGHT :ASSORTEDDIAMETER :ASSORTED
29450 | 4215246435700 | INTRA ORAL SCAN BODY SIZE : ASSORTED
29451 | 4215246435800 | INTRA ORAL SCAN BODY FOR TISSUE LEVEL IMPLANTSIZE : ASSORTED
29452 | 4215246435900 | KIT FOR LOCATOR OVERDENTURE PROSTHETIC TOOLS
29453 | 4215246436000 | POINTED DRILL FOR DENTAL IMPLANT SEMI-REUSABLE ASSORTED LENGTH AND DIAMETER
29454 | 4215246436100 | PROSTHETIC KIT FOR ZYGOMATIC IMPLANT
29455 | 4215246436200 | RETENTIVE INSERT FOR LOCATOR BONE LEVEL IMPLANTSTRENGTH : ASSORTED
29456 | 4215246436300 | SCAN BODY FOR ZYGOMATIC IMPLANT
29457 | 4215246436400 | SCANNING SPARY FOR CAD/CAM
29458 | 4215246436500 | TAPPING DRILL FOR DENTAL IMPLANT SEMI-REUSABLE ASSORTED LENGTH AND DIAMETER
29459 | 4215246436600 | TISSUE LEVEL TITANIUM DENTAL IMPLANT -STRAIGHT SURFACE: BIOACTIVE ROUGHDIAMETER : ASSORTED LENGTH :ASSORTED LENGTH
29460 | 4215246436700 | UNIVERSAL DENTAL IMPLANT SCREW DRIVER KIT
29461 | 4215246436800 | ZYGOMATIC IMPLANT SHAPE : ASSORTED DIAMETER :ASSORTED LENGTH : ASSORTED
29462 | 4229420704900 | CUSHING NERVE HOOK STAINLESS STEEL 20-30CM APPROXIMATE RIGHT ANGEL WORKING END: 6MM
29463 | 4229420705000 | DINGMAN ZYGOMATIC HOOK STAINLESS STEEL POINTED TIP 10MM
29464 | 4229420705100 | OBWEGESER V-NOTCH CORONOID STRIPPER STAINLESS STEEL TIP SIZE: 11MM APPROXIMATE
29465 | 4229420705200 | SAW BLADE COMPATIBLE WITH MANUAL SAW
29466 | 4229420705300 | SKIN HOOK STAINLESS STEEL SHARP 2 PRONGS 15MM APPROXIMATE WORKING END: 4MM APPROXIMATE
29467 | 4229420705400 | SMITH SAGITTAL SPLIT SEPARATORS SET OF 2 (RIGHT AND LEFT) STAINLESS STEEL 16CM APPROXIMATE
29468 | 4229420705500 | STEVENS SCISSORS STAINLESS STEEL LENGTH 11MM APPROXIMATE CURVED SHARP TIP
29469 | 4229420705600 | ZYGOMATIC SURGICAL KIT
29470 | 4215161479300 | SURGICAL STRAIGHT FISSURE BUR NO:702 ISO 500 104 170 008 016
29471 | 4229161429800 | SCISSORS OPERATING STEVENS/BLUNT-BLUNT/CURVED STAINLESS STEEL LENGTH = 11CM REUSABLE
29472 | 4229180228300 | FORCEP ADSON TG MICRO STEEL 15CM REUSABLE
29473 | 4229180259900 | FORCEPS BABCOCK INTESTINAL GRASPING STRAIGHT 200 MM REUSABLE
29474 | 4229680471700 | FORCEPS TISSUE ALLIS STAINLESS STEEL LENGTH= 15CM REUSABLE
29475 | 4224180205100 | LUMBOSACRAL CORSET FOUR RIGID STAYS PROVIDES LOWER BACK SUPPORT TO HELP REDUCE OR AVOID PAIN VELCRO CLOSURE SIZE: XXXX-LARGE
29476 | 4224180310800 | CERVICAL COLLAR RIGID PLASTIC WITH CHIN SUPPORT SIZE EXTRA LARGE
29477 | 4224180310900 | DORSOLUMBAR SUPPORT WITH SHOULDER STRAPS PULL THE PATIENT’S BODY BACKWARDS WITH ALUMINUM STAYS TO SUPPORT THE LUMBAR SIZE LARGE
29478 | 4224180625700 | ARMSLEEVE READY MADE MEDICAL GRADUATED COMPRESSION SEAMLESS MITTEN TO AXILLA COVERED THUMB SEAMLESS SILICONE TOP BAND SKIN COLOR CLASS 1 (18 - 21 MMHG) ASSORTED SIZES (LYMPHEDEMA)
29479 | 4224180625800 | ARMSLEEVE READY MADE MEDICAL GRADUATED COMPRESSION SEAMLESS MITTEN TO AXILLA COVERED THUMB WIDE/PLUS SEAMLESS SILICONE TOPBAND SKIN COLOR CLASS 1 (18 - 21 MMHG) ASSORTED SIZES (LYMPHEDEMA)
29480 | 4224180625900 | SPLINT SHORT HAND-BASED THUMB SPICA SPLINT SUPPORTS MP AND CMC JOINTS OF THE THUMB MALLEABLE ALUMINUM STAY IS CONTOURED FOR AN ANATOMICALLY CORRECT FIT SELF-WICKING LINING TO CONTROL PERSPIRATION NO CONTACT ON THE ULNAR SIDE OF THE HAND LEFT SIZE: MEDIUM
29481 | 4224180626000 | SPLINT SHORT HAND-BASED THUMBSPICA SPLINT SUPPORTS MP AND CMC JOINTS OF THE THUMB MALLEABLE ALUMINUM STAY IS CONTOURED FOR AN ANATOMICALLY CORRECT FIT SELF-WICKING LINING TO CONTROL PERSPIRATION NO CONTACT ON THE ULNAR SIDE OF THE HAND RIGHT SIZE: MEDIUM
29482 | 4224180626100 | SPLINT SHORT HAND-BASED THUMB SPICA SPLINT SUPPORTS MP AND CMC JOINTS OF THE THUMB MALLEABLE ALUMINUM STAY IS CONTOURED FOR AN ANATOMICALLY CORRECT FIT SELF-WICKING LINING TO CONTROL PERSPIRATION NO CONTACT ON THE ULNAR SIDE OF THE HAND RIGHT SIZE: SMALL
29483 | 4224180626200 | SPLINT SHORT HAND-BASED THUMB SPICA SPLINT SUPPORTS MP AND CMC JOINTS OF THE THUMB MALLEABLE ALUMINUM STAY IS CONTOURED FOR AN ANATOMICALLY CORRECT FIT SELF-WICKING LINING TO CONTROL PERSPIRATION NO CONTACT ON THE ULNAR SIDE OF THE HAND LEFT SIZE: SMALL
29484 | 4224210200200 | SPLINT COT FINGER SPLINT LIGHTWEIGHT MALLEABLE ALUMINUM FOAM PADDING PROVIDE PROTECTION AND STABILIZATION FOLDED OVER THE FINGER SIZE: X-LARGE
29485 | 4229161432100 | SPLINTING ACCESSORIES SCISSORS NON-STICK TITANIUM COATED STAINLESS STEEL CAN CUT THROUGH GLUE TAPE AND OTHER ADHESIVES WITHOUT DAMAGING THE BLADES 8 INCH
29486 | 4231155300800 | TUBULAR BANDAGE STOCKINETTE FOR LYMPHEDEMA 12 CM X 20 M (LYMPHEDEMA)
29487 | 4231155300900 | TUBULAR BANDAGE STOCKINETTE FOR LYMPHEDEMA 16 CM X 20 M (LYMPHEDEMA)
29488 | 4231155301000 | STOCKING READY MADE MEDICAL GRADUATED COMPRESSION SEAMLESS PANTY WIDE/PLUS WITH CLOSE TOE POLYAMIDE ELASTANE LATEX FREE SKIN COLOR CLASS 3 (34 - 46 MMHG) ASSORTED SIZES (LYMPHEDEMA)
29489 | 4231155301100 | STOCKING READY MADE MEDICAL GRADUATED COMPRESSION SEAMLESS PANTY WIDE/PLUS WITH OPEN TOE POLYAMIDE ELASTANE LATEX FREE SKIN COLOR CLASS 1 (18 - 21 MMHG) ASSORTED SIZES (LYMPHEDEMA)
29490 | 4231155301200 | STOCKING READY MADE MEDICAL GRADUATED COMPRESSION SEAMLESS PANTY WIDE/PLUS WITH OPEN TOE POLYAMIDE ELASTANE LATEX FREE SKIN COLOR CLASS 2 (20 - 32 MMHG) ASSORTED SIZES (LYMPHEDEMA)
29491 | 4231155301300 | STOCKING READY MADE MEDICAL GRADUATED COMPRESSION SEAMLESS PANTY WIDE/PLUS WITH OPEN TOE POLYAMIDE ELASTANE LATEX FREE SKIN COLOR CLASS 3 (34 - 46 MMHG) ASSORTED SIZES (LYMPHEDEMA)
29492 | 4231155301400 | STOCKING READY MADE MEDICAL GRADUATED COMPRESSION SEAMLESS PANTY WITH CLOSE TOE POLYAMIDE ELASTANE LATEX FREE SKIN COLOR CLASS 3 (34 - 46 MMHG) ASSORTED SIZES (LYMPHEDEMA)
29493 | 4231155301500 | STOCKING READY MADE MEDICAL GRADUATED COMPRESSION SEAMLESS PANTY WITH OPEN TOE POLYAMIDE ELASTANE LATEX FREE SKIN COLOR CLASS 1 (18 - 21 MMHG) ASSORTED SIZES (LYMPHEDEMA)
29494 | 4231155301700 | STOCKING READY MADE MEDICAL GRADUATED COMPRESSION SEAMLESS PANTY WITH OPEN TOE POLYAMIDE ELASTANE LATEX FREE SKIN COLOR CLASS 3 (34 - 46 MMHG) ASSORTED SIZES (LYMPHEDEMA)
29495 | 4618154210800 | GAUNTLET / MITTEN READY MADE MEDICAL GRADUATED COMPRESSION SEAMLESS FINGERLESS FOR LYMPHEDEMA CLASS 1 (18 - 21 MMHG) ASSORTED SIZES. (LYMPHEDEMA)
29496 | 4618154210900 | GAUNTLET / MITTEN READY MADE MEDICAL GRADUATED COMPRESSION SEAMLESS FINGERLESS FOR LYMPHEDEMA CLASS 2 (20 - 32 MMHG) ASSORTED SIZES. (LYMPHEDEMA)
29497 | 4618220409200 | SPLINT WRIST AND FOREARM BRACE LONG LENGTH WITH ALUMINUM PLATES WITH SOFT COMFORTABLE BREATHABLE FABRIC LEFT SIZE SMALL
29498 | 4618220409300 | SPLINT WRIST AND FOREARM BRACE LONG LENGTH WITH ALUMINUM PLATES WITH SOFT COMFORTABLE BREATHABLE FABRIC RIGHT SIZE LARGE
29499 | 4618220409400 | SPLINT WRIST AND FOREARM BRACE LONG LENGTH WITH ALUMINUM PLATES WITH SOFT COMFORTABLE BREATHABLE FABRIC RIGHT SIZE MEDIUM
29500 | 4618220409500 | SPLINT WRIST AND FOREARM BRACE LONG LENGTH WITH ALUMINUM PLATES WITH SOFT COMFORTABLE BREATHABLE FABRIC RIGHT SIZE X-LARGE
29501 | 4618220409600 | SPLINT WRIST AND FOREARM BRACE LONG LENGTH WITH ALUMINUM PLATES WITH SOFT COMFORTABLE BREATHABLE FABRIC RIGHT SIZE X-SMALL
29502 | 4618220409700 | SPLINT WRIST BRACE WITH D-RING CLOSURE STRAPS WITH ALUMINUM PLATES AND WITH SOFT COMFORTABLE BREATHABLE FABRIC PADDED LEFT XX-LARGE
29503 | 4618220409800 | SPLINT WRIST BRACE WITH D-RING CLOSURE STRAPS WITH ALUMINUM PLATES AND WITH SOFT COMFORTABLE BREATHABLE FABRIC PADDED RIGHT XX-LARGE
29504 | 4618220409900 | SPLINT WRIST BRACE WITH D-RING CLOSURE STRAPS WITH ALUMINUM PLATES WITH SOFT COMFORTABLE BREATHABLE FABRIC PADDED UNIVERSAL (FIT RIGHT AND LEFT) XX-LARGE
29505 | 4618220410000 | SPLINT WRIST BRACE WITH D-RING CLOSURE STRAPS WITH ALUMINUM PLATES AND WITH SOFT COMFORTABLE BREATHABLE FABRIC PADDED LEFT MEDIUM
29506 | 4618220410100 | SPLINT WRIST BRACE WITH D-RING CLOSURE STRAPS WITH ALUMINUM PLATES AND WITH SOFT COMFORTABLE BREATHABLE FABRIC PADDED LEFT SMALL
29507 | 4618220410200 | SPLINT WRIST BRACE WITH D-RING CLOSURE STRAPS WITH ALUMINUM PLATES AND WITH SOFT COMFORTABLE BREATHABLE FABRIC PADDED LEFT X-LARGE
29508 | 4618220410300 | SPLINT WRIST BRACE WITH D-RING CLOSURE STRAPS WITH ALUMINUM PLATES AND WITH SOFT COMFORTABLE BREATHABLE FABRIC PADDED RIGHT LARGE
29509 | 4618220410400 | SPLINT WRIST BRACE WITH D-RING CLOSURE STRAPS WITH ALUMINUM PLATES AND WITH SOFT COMFORTABLE BREATHABLE FABRIC PADDED LEFT LARGE
29510 | 4618220410500 | SPLINT WRIST BRACE WITH D-RING CLOSURE STRAPS WITH ALUMINUM PLATES AND WITH SOFT COMFORTABLE BREATHABLE FABRIC PADDED RIGHT MEDIUM
29511 | 4618220410600 | SPLINT WRIST BRACE WITH D-RING CLOSURE STRAPS WITH ALUMINUM PLATES AND WITH SOFT COMFORTABLE BREATHABLE FABRIC PADDED RIGHT SMALL
29512 | 4618220410700 | SPLINT WRIST BRACE WITH D-RING CLOSURE STRAPS WITH ALUMINUM PLATES AND WITH SOFT COMFORTABLE BREATHABLE FABRIC PADDED RIGHT X-LARGE
29513 | 4618220410800 | SPLINT WRIST BRACE WITH D-RING CLOSURE STRAPS WITH ALUMINUM PLATES WITH SOFT COMFORTABLE BREATHABLE FABRIC PADDED UNIVERSAL (FIT RIGHT AND LEFT) LARGE
29514 | 4618220410900 | SPLINT WRIST BRACE WITH D-RING CLOSURE STRAPS WITH ALUMINUM PLATES WITH SOFT COMFORTABLE BREATHABLE FABRIC PADDED UNIVERSAL (FIT RIGHT AND LEFT) MEDIUM
29515 | 4618220411000 | SPLINT WRIST BRACE WITH D-RING CLOSURE STRAPS WITH ALUMINUM PLATES WITH SOFT COMFORTABLE BREATHABLE FABRIC PADDED UNIVERSAL (FIT RIGHT AND LEFT) EXTRA LARGE
29516 | 4618220411100 | SPLINT WRIST BRACE WITH D-RING CLOSURE STRAPS WITH ALUMINUM PLATES WITH SOFT COMFORTABLE BREATHABLE FABRIC PADDED UNIVERSAL (FIT RIGHT AND LEFT) SMALL
29517 | 4618220711500 | ANKLE BRACE STABILIZER BILATERAL RIGID STAYS FOR ANKLE INSTABILITY FITS FOR RIGHT AND LEFT SIZE EXTRA LARGE
29518 | 4618220711600 | ANKLE SUPPORT CLOSED CELL NEOPRENE OPEN HEEL AND TOES LIGHTWEIGHT SIZE EXTRA LARGE
29519 | 4618220711700 | ANKLE SUPPORT CLOSED CELL NEOPRENE OPEN HEEL AND TOES LIGHTWEIGHT SIZE LARGE
29520 | 4618220711800 | ANKLE SUPPORT CLOSED CELL NEOPRENE OPEN HEEL AND TOES LIGHTWEIGHT SIZE MEDIUM
29521 | 4618220711900 | ANKLE SUPPORT CLOSED CELL NEOPRENE OPEN HEEL AND TOES LIGHTWEIGHT SIZE SMALL
29522 | 4618220712000 | ANKLE SUPPORT CLOSED CELL NEOPRENE OPEN HEEL AND TOES LIGHTWEIGHT SIZE EXTRA SMALL
29523 | 4224170101500 | ANKLE SUPPORT MADE FROM LIGHTWEIGHT MATERIAL FIGURE OF 8 ELASTIC STRAP OPEN HEEL AND TOES FITS FOR LEFT OR RIGHT SIZE: SMALL
29524 | 4224180303500 | CERVICAL COLLAR RIGID PHILADELPHIA TYPE ANTERIOR AND POSTERIOR RIGID PIECES VELCRO CLOSURES SIZE EXTRA LARGE
29525 | 4224180500200 | TENNIS ELBOW BAND DOUBLE STRAP EPI-LOCK OR EQUIVALENT SMALL
29526 | 4618221107700 | LUMBOSACRAL CORSET FOUR RIGID STAYS PROVIDES LOWER BACK SUPPORT TO HELP REDUCE OR AVOID PAIN VELCRO CLOSURE SIZE: X-LARGE
29527 | 4231250200700 | ABDOMINAL BINDER THREE PANEL MULTIBAND ABDOMINAL SUPPORT MADE OF SOFT PLUSH ELASTIC FABRIC WIDE CLOSURE AREA AND ADJUSTMENT MADE BY VELCRO OR EQUIVALENT THREE LINKED BUT SEPARATED BANDS WHICH ENABLES THE OPTIMAL ADAPTATION TO THE PATIENT´S ANATOMY CHEST CONTUSIONS RIB INJURIES RIB FRACTURES INJURIES OF ABDOMINAL AND THORACIC MUSCLES VENTRAL HERNIAS ABDOMINAL EVENTRATIONS POSTURAL AND POST-SURGICAL REHABILITATION POST-PARTUM SIZE: SMALL
29528 | 4231220222200 | MATERNITY BELT ELASTIC MADE OF AIR-PERMEABLE MICROFIBER FABRIC WITH MAXIMUM SUPPORT FOR BELLY AND BACK THROUGH INCORPORATED SUPPORT STRAP AND PARTICULARLY FLAT VELCRO FASTENER FOR INDIVIDUAL SIZE ADJUSTMENTS COLOR: BEIGE SIZE: SMALL
29529 | 4618221107900 | LUMBOSACRAL CORSET FOUR RIGID STAYS PROVIDES LOWER BACK SUPPORT TO HELP REDUCE OR AVOID PAIN VELCRO CLOSURE SIZE: XX-LARGE
29530 | 4618221108000 | LUMBOSACRAL CORSET FOUR RIGID STAYS PROVIDES LOWER BACK SUPPORT TO HELP REDUCE OR AVOID PAIN VELCRO CLOSURE SIZE: XXX-LARGE
29531 | 4224170316700 | KNEE IMMOBILIZER 3-PANEL WITH RIGID STAY WRAP AROUND DESIGN SIZE LARGE
29532 | 4214180200600 | SELF - ADHESIVE ELECTRODES USED FOR TENS AND ELECTROTHERAPY WITH SNAP (CLIP) CONNECTION SIZE: 22 MM PACK OF 4 EACH
29533 | 4214180202700 | SELF - ADHESIVE ELECTRODES USED FOR TENS AND ELECTROTHERAPY WITH SNAP (CLIP) CONNECTION SIZE: 50 X 50 MM PACK OF 4 EACH
29534 | 4214182000000 | ANAL ELECTRODE STIMULATION ANAL SPHINCTER MUSCLE BIOCOMPATIBLE PLASTIC AND GOLD-PLATED ELECTRODES ANAL SPHINCTER MUSCLE UNIVERSAL - CONDUCTOR FOR ELECTRICAL STIMULATION
29535 | 4214182000100 | ANAL PRESSURE SENSOR PROBES MEASURE THE STRENGTH OF THE PELVIC FLOOR MUSCLES BY ANAL SPHINCTER SILICON RUBBER ANAL SPHINCTER MUSCLE UNIVERSAL - PRESSURE SENSORS ANAL PROBE-LATEX FREE
29536 | 4214280257800 | INTERSTITIAL CYSTITIS THERAPEUTIC GLASS WAND FOR PAIN RELIEF MEDICAL GRADE GLASS INTERSTITIAL CYSTITIS AND PELVIC FLOOR DYSFUNCTION UNIVERSAL - HYPOALLERGENIC AND NON-POROUS DEVICE-CAN BE COOLED OR HEATED
29537 | 4214182000200 | CONNECTION CABLE FOR ANAL PRESSURE PROBE PLASTIC CONNECTING CABLE ANAL SPHINCTER MUSCLE UNIVERSAL -
29538 | 4231150611300 | PAD FOAM FOR LYMPHEDEMA USE RECTANGULAR SHAPE (LYMPHEDEMA)
29539 | 4224170002300 | BREAST PAD FOR LYMPHEDEMA SHREDDED-FOAM FILLED LINER WITH VERTICAL CONTINUOUS FLOW STITCHING PATTERN DIRECTS LYMPH FLOW SIZE 43.5 X 14 CM APPROXIMATELY (LYMPHEDEMA)
29540 | 4224170001900 | FEMALE GENITAL PAD FOR LYMPHEDEMA SHREDDED-FOAM FILLED LINER WITH VERTICAL CONTINUOUS FLOW STITCHING PATTERN DIRECTS LYMPH FLOW AWAY FROM THE PUBIS SIZE 7 X 15 CM APPROXIMATELY (LYMPHEDEMA)
29541 | 4224170002100 | THORA-THIGH PAD FOR LYMPHEDEMA SHREDDED-FOAM FILLED LINER WITH VERTICAL CONTINUOUS FLOW STITCHING PATTERN DIRECTS LYMPH FLOW SIZE 52 X 22 CM APPROXIMATELY (LYMPHEDEMA)
29542 | 4224180706600 | SPLINT COT FINGER SPLINT LIGHTWEIGHT MALLEABLE ALUMINUM FOAM PADDING PROVIDE PROTECTION AND STABILIZATION FOLDED OVER THE FINGER SIZE: LARGE
29543 | 4224180706700 | SPLINT COT FINGER SPLINT LIGHTWEIGHT MALLEABLE ALUMINUM FOAM PADDING PROVIDE PROTECTION AND STABILIZATION FOLDED OVER THE FINGER SIZE: MEDIUM
29544 | 4224180706800 | SPLINT COT FINGER SPLINT LIGHTWEIGHT MALLEABLE ALUMINUM FOAM PADDING PROVIDE PROTECTION AND STABILIZATION FOLDED OVER THE FINGER SIZE: SMALL
29545 | 4224150714900 | SPLINT DYNAMIC AND LOW-PROFILE RADIAL NERVE INJURY ORTHOSIS BENIK OR EQUIVALENT THE THERMOPLASTIC MATERIAL IS EMBEDDED INSIDE THE ORTHOSIS FABRIC THE ORTHOSIS IS SOFTENED BY HEATING THE EMBEDDED THERMOPLASTIC MATERIAL PRIOR TO SHAPE IT OVER PATIENT HAND THE MP EXTENSOR STAYS ATTACH DIRECTLY OVER THE ORTHOSIS FABRIC RIGHT SMALL/MEDIUM
29546 | 4224150714800 | SPLINT DYNAMIC AND LOW-PROFILE RADIAL NERVE INJURY ORTHOSIS BENIK OR EQUIVALENT THE THERMOPLASTIC MATERIAL IS EMBEDDED INSIDE THE ORTHOSIS FABRIC THE ORTHOSIS IS SOFTENED BY HEATING THE EMBEDDED THERMOPLASTIC MATERIAL PRIOR TO SHAPE IT OVER PATIENT HAND THE MP EXTENSOR STAYS ATTACH DIRECTLY OVER THE ORTHOSIS FABRIC RIGHT MEDIUM/LARGE
29547 | 4224150714700 | SPLINT DYNAMIC AND LOW-PROFILE RADIAL NERVE INJURY ORTHOSIS BENIK OR EQUIVALENT THE THERMOPLASTIC MATERIAL IS EMBEDDED INSIDE THE ORTHOSIS FABRIC THE ORTHOSIS IS SOFTENED BY HEATING THE EMBEDDED THERMOPLASTIC MATERIAL PRIOR TO SHAPE IT OVER PATIENT HAND THE MP EXTENSOR STAYS ATTACH DIRECTLY OVER THE ORTHOSIS FABRIC LEFT SMALL/MEDIUM
29548 | 4224150714600 | SPLINT DYNAMIC AND LOW-PROFILE RADIAL NERVE INJURY ORTHOSIS BENIK OR EQUIVALENT THE THERMOPLASTIC MATERIAL IS EMBEDDED INSIDE THE ORTHOSIS FABRIC THE ORTHOSIS IS SOFTENED BY HEATING THE EMBEDDED THERMOPLASTIC MATERIAL PRIOR TO SHAPE IT OVER PATIENT HAND THE MP EXTENSOR STAYS ATTACH DIRECTLY OVER THE ORTHOSIS FABRIC LEFT MEDIUM/LARGE
29549 | 4224152011900 | SPLINTING ACCESSORIES TURNBUCKLE MADE OF HEAVY-DUTY STEEL SCREWS WITH A RUBBERIZED TURN HANDLE HELP TO CREATE CUSTOM STATIC PROGRESSIVE WRIST AND ELBOW SPLINTS USE FOR SOFT TISSUE JOINT CONTRACTURES TO IMPROVE RANGE OF MOTION SERIALLY BY ATTACHING THE TURNBUCKLE SMALL APPROXIMATELY 4-1/8 INCH TO 6-1/8 INCH (10 TO 16CM)
29550 | 4224152011800 | SPLINTING ACCESSORIES TURNBUCKLE MADE OF HEAVY-DUTY STEEL SCREWS WITH A RUBBERIZED TURN HANDLE HELP TO CREATE CUSTOM STATIC PROGRESSIVE WRIST AND ELBOW SPLINTS USE FOR SOFT TISSUE JOINT CONTRACTURES TO IMPROVE RANGE OF MOTION SERIALLY BY ATTACHING THE TURNBUCKLE MEDIUM APPROXIMATELY 4-3/4 INCH TO 6-3/4 INCH (12 TO 17CM)
29551 | 4224152011700 | SPLINTING ACCESSORIES TURNBUCKLE MADE OF HEAVY-DUTY STEEL SCREWS WITH A RUBBERIZED TURN HANDLE HELP TO CREATE CUSTOM STATIC PROGRESSIVE WRIST AND ELBOW SPLINTS USE FOR SOFT TISSUE JOINT CONTRACTURES TO IMPROVE RANGE OF MOTION SERIALLY BY ATTACHING THE TURNBUCKLE LARGE APPROXIMATELY 5-1/2 INCH TO 8 INCH (14 TO 20CM)
29552 | 4111510200000 | ASSESSMENT TOOLS GONIOMETER TRANSPARENT PLASTIC ASSORTED SIZES
29553 | 4224150713500 | SPLINT ADJUSTABLE ELBOW/KNEE MULTIPURPOSE SOFT SPLINTS (POSEY/FREEDOM OR EQUIVALENT) HELP RESTRICT ELBOW AND KNEE MOVEMENT OR CAN BE USED TO HELP PREVENT JOINT CONTRACTURES THE SPLINTS ARE FILLED WITH POLYESTER BEADS FOR A SOFT WAY TO POSITION A LIMB THE SPLINT IS SECURED WITH HOOK AND LOOP STRAPS 3 INCH L 1-1/2 TO 4 INCH CIRCUMFERENCE
29554 | 4224150713600 | SPLINT ADJUSTABLE ELBOW/KNEE MULTIPURPOSE SOFT SPLINTS (POSEY/FREEDOM OR EQUIVALENT) HELP RESTRICT ELBOW AND KNEE MOVEMENT OR CAN BE USED TO HELP PREVENT JOINT CONTRACTURES THE SPLINTS ARE FILLED WITH POLYESTER BEADS FOR A SOFT WAY TO POSITION A LIMB THE SPLINT IS SECURED WITH HOOK AND LOOP STRAPS 4-1/2 INCH L 1-1/2 TO 4 INCH CIRCUMFERENCE
29555 | 4224150715100 | SPLINT STATIC PROGRESSIVE FOREARM AND ELBOW ORTHOSIS TO DECREASE STIFFNESS AND IMPROVE FOREARM PRONATION AND SUPINATION ROM WITH LOW LOAD PROLONGED STRETCHING THE ANGLE OF THE ORTHOSIS CAN BE GRADUALLY INCREASED BY TURNING ON THE KNOB OR TURNBUCKLE THE ORTHOSIS IS SECURED OVER THE FOREARM AND ARM WITH HOOK AND LOOP MEDIUM
29556 | 4224150715000 | SPLINT STATIC PROGRESSIVE FOREARM AND ELBOW ORTHOSIS TO DECREASE STIFFNESS AND IMPROVE FOREARM PRONATION AND SUPINATION ROM WITH LOW LOAD PROLONGED STRETCHING THE ANGLE OF THE ORTHOSIS CAN BE GRADUALLY INCREASED BY TURNING ON THE KNOB OR TURNBUCKLE THE ORTHOSIS IS SECURED OVER THE FOREARM AND ARM WITH HOOK AND LOOP LARGE
29557 | 4224150714200 | SPLINT PIP FINGER FLEXION CONTRACTURES STATIC PROGRESSIVE CORRECTION SPLINT (JOINT JACK OR EQUIVALENT) THE AMOUNT OF PRESSURE CAN BE ADJUSTED WITH TURNING THE SCREW THE SPLINT MADE OF SOFT STEEL CAN BE BENT FOR FITTING. THE SPLINT INCLUDES A FELT PAD AND COTTON STRAP FOR ADDITIONAL COMFORT XX-LARGE SIZE
29558 | 4224150713000 | MOUTH SPLINT JOUGLARD’S MOUTH SPACER OR EQUIVALENT USED TO AVOID RETRACTION WHICH LEADS TO MICROSTOMIA IN THE LIPS AND THE AREA AROUND THE LIPS OF BURN PATIENTS THE SCREW ON THE MOUTH SPACER CAN TIGHTEN OR LOOSEN THE DEVICE PROVIDING IDEAL TENSION
29559 | 4224180705800 | GEL LINED DIGITAL CAPS ELASTIC DIGIT SHAPED TUBE WITH SEWN TOP ONE SIZE PACK
29560 | 4214280274702 | TOE CAP PROVIDES LIGHT TO MODERATE COMPRESSION FOR THE TOES ASSORTED SIZES.
29561 | 4225150202200 | ASSESSMENT TOOL HANDHELD TOOL (GRIPPABLE OR EQUIVALENT) USED FOR ASSESS GRIP AND RELEASE WRIST EXTENSION / FLEXION RADIAL / ULNAR DEVIATION AND PRONATION / SUPINATION ROM TOGETHER WITH REPETITIONS AND MINUTES OF TRAINING TRACKS FOUR KEY HAND MOVEMENTS CAN BE USED BY MOST PEOPLE EVEN THOSE WITH LIMITED GRIP OR MOVEMENT REAL-TIME FEEDBACK TO HELP BUILD MOTIVATION AND ENGAGEMENT
29562 | 4225150202300 | ASSESSMENT TOOLS BEERY-BUKTENICA DEVELOPMENTAL TEST OF VISUAL-MOTOR INTEGRATION (BEERY VMI OR EQUIVALENT) NON-VERBAL ASSESSMENT IN WHICH INDIVIDUALS ARE INSTRUCTED TO COPY ARRANGED DESIGNS THAT GET HARDER AS THE TEST PROGRESSED WITHOUT USING ERASER IT USED TO ASSESS VISUAL PERCEPTION FINE MOTOR SKILLS AND EYE-HAND COORDINATION
29563 | 4225150002300 | ASSESSMENT TOOLS INFANT DEVELOPMENT SCALE (BAYLEY SCALES OR EQUIVALENT) USED TO IDENTIFY DEVELOPMENTAL COMPETENCIES OF VERY YOUNG CHILDREN FROM ONE TO 42 MONTHS OF AGE ITS PURPOSE IS TO IDENTIFY DEFICITS IN CHILDREN AS EARLY AS POSSIBLE SO THAT INTERVENTION CAN BEGIN QUICKLY IT EVALUATES FIVE MAJOR DEVELOPMENTAL AREAS INCLUDING LANGUAGE MOTOR ADAPTIVE COGNITIVE AND SOCIAL-EMOTIONAL DEVELOPMENT
29564 | 4216160102800 | ADULT STANDER HEMODIALYSIS AS PER INTERNATIONAL PRESCRIPTION PRE-ESTABLISHED CENTERS AND UNITS INCLUDING:1- ADMISSION SEROLOGY AND RENAL PANEL ( CBC RENAL PROFILE ELECTROLYTES BONE PROFILE PTH )2- MEDICATION : * ANEMIA MANAGEMENT.1- SCREENING AND PREVENTION.2- TREATMENT * HYPERPARATHYROIDISM.1- SCREENING AND PREVENTION MEDICAL MANAGEMENT (MEDICATION)• VITAMIN D • VITAMIN D ANALOGUE I.V AND/OR ORAL • CALCIMIMETIC I.V AND/OR ORAL• REFERRAL FOR SURGICAL INTERVENTION TO PRIMARY SECTOR IN CASE OF REFRACTORY SECONDARY HYPERPARATHYROIDISM DESPITE THE OPTIMAL MEDICAL TREATMENT. * MINERAL BONE DISORDER .1- SCREENING AND PREVENTION MEDICAL TREATMENT OF HYPERPHOSPHATEMIA AND CALCIUM DISORDER (MEDICATION)2- PHOSPHATE BINDERS (CALCIUM AND/OR NON-CALCIUM) * UREMIC PRURITIS. 1- SCREENING AND PREVENTION MEDICAL TREATMENT.* I.V ANTIBIOTIC. FOR CLABSI MANAGEMENT 1- AS PER THE MOH GUIDELINES.2-HOWEVER IN CASE OF HEMODIALYSIS INSTABILITY OR INDICATION HEMODIALYSIS LINE REMOVAL THE PT SHOULD BE REFERRED TO THE PRIMARY SECTOR.* BLOOD PRESSURE MANAGEMENT ANTI-HYPERTENSIVE MEDICATION HYPOTENSION MEDICATION ( SUCH AS MIDODRINE )* SYSTEMATIC ANTICOAGULATION.3- CREATION AND MAINTENANCE OF VASCULAR ACCESS
29565 | 4216160102900 | ADULT STANDER HEMODIALYSIS AS PER INTERNATIONAL PRESCRIPTION PRE-ESTABLISHED CENTERS AND UNITS INCLUDING:1- ADMISSION SEROLOGY AND RENAL PANEL ( CBC RENAL PROFILE ELECTROLYTES BONE PROFILE PTH )2- MEDICATION : * ANEMIA MANAGEMENT.1- SCREENING AND PREVENTION.2- TREATMENT * HYPERPARATHYROIDISM.1- SCREENING AND PREVENTION MEDICAL MANAGEMENT (MEDICATION)• VITAMIN D • VITAMIN D ANALOGUE I.V AND/OR ORAL • CALCIMIMETIC I.V AND/OR ORAL• REFERRAL FOR SURGICAL INTERVENTION TO PRIMARY SECTOR IN CASE OF REFRACTORY SECONDARY HYPERPARATHYROIDISM DESPITE THE OPTIMAL MEDICAL TREATMENT. * MINERAL BONE DISORDER .1- SCREENING AND PREVENTION MEDICAL TREATMENT OF HYPERPHOSPHATEMIA AND CALCIUM DISORDER (MEDICATION)2- PHOSPHATE BINDERS (CALCIUM AND/OR NON-CALCIUM) * UREMIC PRURITIS. 1- SCREENING AND PREVENTION MEDICAL TREATMENT.* I.V ANTIBIOTIC. FOR CLABSI MANAGEMENT 1- AS PER THE MOH GUIDELINES.2-HOWEVER IN CASE OF HEMODIALYSIS INSTABILITY OR INDICATION HEMODIALYSIS LINE REMOVAL THE PT SHOULD BE REFERRED TO THE PRIMARY SECTOR.* BLOOD PRESSURE MANAGEMENT ANTI-HYPERTENSIVE MEDICATION HYPOTENSION MEDICATION ( SUCH AS MIDODRINE )* SYSTEMATIC ANTICOAGULATION.3-MAINTENANCE OF VASCULAR ACCESS
29566 | 4216160103000 | ADULT STANDER HEMODIALYSIS AS PER INTERNATIONAL PRESCRIPTION CENTERS TO BE ESTABLISHED INCLUDING:1- ADMISSION SEROLOGY AND RENAL PANEL ( CBC RENAL PROFILE ELECTROLYTES BONE PROFILE PTH )2- MEDICATION : * ANEMIA MANAGEMENT.1- SCREENING AND PREVENTION 2- TREATMENT * HYPERPARATHYROIDISM.1- SCREENING AND PREVENTION MEDICAL MANAGEMENT (MEDICATION)• VITAMIN D • VITAMIN D ANALOGUE I.V AND/OR ORAL• CALCIMIMETIC I.V AND/OR ORAL• REFERRAL FOR SURGICAL INTERVENTION TO PRIMARY SECTOR IN CASE OF REFRACTORY SECONDARY HYPERPARATHYROIDISM DESPITE THE OPTIMAL MEDICAL TREATMENT. * MINERAL BONE DISORDER .1- SCREENING AND PREVENTION MEDICAL TREATMENT OF HYPERPHOSPHATEMIA AND CALCIUM DISORDER (MEDICATION)2- PHOSPHATE BINDERS (CALCIUM AND/OR NON-CALCIUM) * UREMIC PRURITIS. 1- SCREENING AND PREVENTION MEDICAL TREATMENT.* I.V ANTIBIOTIC. FOR CLABSI MANAGEMENT 1- AS PER THE MOH GUIDELINES.2-HOWEVER IN CASE OF HEMODIALYSIS INSTABILITY OR INDICATION HEMODIALYSIS LINE REMOVAL THE PT SHOULD BE REFERRED TO THE PRIMARY SECTOR.* BLOOD PRESSURE MANAGEMENT ANTI-HYPERTENSIVE MEDICATION HYPOTENSION MEDICATION ( SUCH AS MIDODRINE )* SYSTEMATIC ANTICOAGULATION.3- CREATION AND MAINTENANCE OF VASCULAR ACCESS
29567 | 4216160103100 | ADULT STANDER HEMODIALYSIS AS PER INTERNATIONAL PRESCRIPTION CENTERS TO BE ESTABLISHED INCLUDING:1- ADMISSION SEROLOGY AND RENAL PANEL ( CBC RENAL PROFILE ELECTROLYTES BONE PROFILE PTH )2- MEDICATION : * ANEMIA MANAGEMENT.1- SCREENING AND PREVENTION 2- TREATMENT * HYPERPARATHYROIDISM.1- SCREENING AND PREVENTION MEDICAL MANAGEMENT (MEDICATION)• VITAMIN D • VITAMIN D ANALOGUE I.V AND/OR ORAL• CALCIMIMETIC I.V AND/OR ORAL• REFERRAL FOR SURGICAL INTERVENTION TO PRIMARY SECTOR IN CASE OF REFRACTORY SECONDARY HYPERPARATHYROIDISM DESPITE THE OPTIMAL MEDICAL TREATMENT. * MINERAL BONE DISORDER .1- SCREENING AND PREVENTION MEDICAL TREATMENT OF HYPERPHOSPHATEMIA AND CALCIUM DISORDER (MEDICATION)2- PHOSPHATE BINDERS (CALCIUM AND/OR NON-CALCIUM) * UREMIC PRURITIS. 1- SCREENING AND PREVENTION MEDICAL TREATMENT.* I.V ANTIBIOTIC. FOR CLABSI MANAGEMENT 1- AS PER THE MOH GUIDELINES.2-HOWEVER IN CASE OF HEMODIALYSIS INSTABILITY OR INDICATION HEMODIALYSIS LINE REMOVAL THE PT SHOULD BE REFERRED TO THE PRIMARY SECTOR.* BLOOD PRESSURE MANAGEMENT ANTI-HYPERTENSIVE MEDICATION HYPOTENSION MEDICATION ( SUCH AS MIDODRINE )* SYSTEMATIC ANTICOAGULATION.3- MAINTENANCE OF VASCULAR ACCESS
29568 | 4216160103200 | ADULT STANDER HEMODIALYSIS AS PER INTERNATIONAL PRESCRIPTION CENTERS UNDER THE AUTHORITY'S OWNERSHIP INCLUDING:1- ADMISSION SEROLOGY AND RENAL PANEL ( CBC RENAL PROFILE ELECTROLYTES BONE PROFILE PTH )2- MEDICATION : * ANEMIA MANAGEMENT.1- SCREENING AND PREVENTION.2- TREATMENT * HYPERPARATHYROIDISM.1- SCREENING AND PREVENTION MEDICAL MANAGEMENT (MEDICATION)• VITAMIN D • VITAMIN D ANALOGUE I.V AND/OR ORAL • CALCIMIMETIC I.V AND/OR ORAL• REFERRAL FOR SURGICAL INTERVENTION TO PRIMARY SECTOR IN CASE OF REFRACTORY SECONDARY HYPERPARATHYROIDISM DESPITE THE OPTIMAL MEDICAL TREATMENT. * MINERAL BONE DISORDER .1- SCREENING AND PREVENTION MEDICAL TREATMENT OF HYPERPHOSPHATEMIA AND CALCIUM DISORDER (MEDICATION)2- PHOSPHATE BINDERS (CALCIUM AND/OR NON-CALCIUM) * UREMIC PRURITIS. 1- SCREENING AND PREVENTION MEDICAL TREATMENT.* I.V ANTIBIOTIC. FOR CLABSI MANAGEMENT 1- AS PER THE MOH GUIDELINES.2-HOWEVER IN CASE OF HEMODIALYSIS INSTABILITY OR INDICATION HEMODIALYSIS LINE REMOVAL THE PT SHOULD BE REFERRED TO THE PRIMARY SECTOR.* BLOOD PRESSURE MANAGEMENT ANTI-HYPERTENSIVE MEDICATION HYPOTENSION MEDICATION ( SUCH AS MIDODRINE )* SYSTEMATIC ANTICOAGULATION.3- CREATION AND MAINTENANCE OF VASCULAR ACCESS
29569 | 4216160103300 | ADULT STANDER HEMODIALYSIS AS PER INTERNATIONAL PRESCRIPTION CENTERS UNDER THE AUTHORITY'S OWNERSHIP INCLUDING:1- ADMISSION SEROLOGY AND RENAL PANEL ( CBC RENAL PROFILE ELECTROLYTES BONE PROFILE PTH )2- MEDICATION : * ANEMIA MANAGEMENT.1- SCREENING AND PREVENTION 2- TREATMENT * HYPERPARATHYROIDISM.1- SCREENING AND PREVENTION MEDICAL MANAGEMENT (MEDICATION)• VITAMIN D • VITAMIN D ANALOGUE I.V AND/OR ORAL• CALCIMIMETIC I.V AND/OR ORAL• REFERRAL FOR SURGICAL INTERVENTION TO PRIMARY SECTOR IN CASE OF REFRACTORY SECONDARY HYPERPARATHYROIDISM DESPITE THE OPTIMAL MEDICAL TREATMENT. * MINERAL BONE DISORDER .1- SCREENING AND PREVENTION MEDICAL TREATMENT OF HYPERPHOSPHATEMIA AND CALCIUM DISORDER (MEDICATION)2- PHOSPHATE BINDERS (CALCIUM AND/OR NON-CALCIUM) * UREMIC PRURITIS. 1- SCREENING AND PREVENTION MEDICAL TREATMENT.* I.V ANTIBIOTIC. FOR CLABSI MANAGEMENT 1- AS PER THE MOH GUIDELINES.2-HOWEVER IN CASE OF HEMODIALYSIS INSTABILITY OR INDICATION HEMODIALYSIS LINE REMOVAL THE PT SHOULD BE REFERRED TO THE PRIMARY SECTOR.* BLOOD PRESSURE MANAGEMENT ANTI-HYPERTENSIVE MEDICATION HYPOTENSION MEDICATION ( SUCH AS MIDODRINE )* SYSTEMATIC ANTICOAGULATION.3- MAINTENANCE OF VASCULAR ACCESS
29570 | 4216160103400 | ADULT STANDER HEMODIALYSIS AS PER INTERNATIONAL PRESCRIPTION MOBILE DESALINATION PLANT INCLUDING:1- ADMISSION SEROLOGY AND RENAL PANEL ( CBC RENAL PROFILE ELECTROLYTES BONE PROFILE PTH )2- MEDICATION : * ANEMIA MANAGEMENT.1- SCREENING AND PREVENTION.2- TREATMENT * HYPERPARATHYROIDISM.1- SCREENING AND PREVENTION MEDICAL MANAGEMENT (MEDICATION)• VITAMIN D • VITAMIN D ANALOGUE I.V AND/OR ORAL • CALCIMIMETIC I.V AND/OR ORAL• REFERRAL FOR SURGICAL INTERVENTION TO PRIMARY SECTOR IN CASE OF REFRACTORY SECONDARY HYPERPARATHYROIDISM DESPITE THE OPTIMAL MEDICAL TREATMENT. * MINERAL BONE DISORDER .1- SCREENING AND PREVENTION MEDICAL TREATMENT OF HYPERPHOSPHATEMIA AND CALCIUM DISORDER (MEDICATION)2- PHOSPHATE BINDERS (CALCIUM AND/OR NON-CALCIUM) * UREMIC PRURITIS. 1- SCREENING AND PREVENTION MEDICAL TREATMENT.* I.V ANTIBIOTIC. FOR CLABSI MANAGEMENT 1- AS PER THE MOH GUIDELINES.2-HOWEVER IN CASE OF HEMODIALYSIS INSTABILITY OR INDICATION HEMODIALYSIS LINE REMOVAL THE PT SHOULD BE REFERRED TO THE PRIMARY SECTOR.* BLOOD PRESSURE MANAGEMENT ANTI-HYPERTENSIVE MEDICATION HYPOTENSION MEDICATION ( SUCH AS MIDODRINE )* SYSTEMATIC ANTICOAGULATION.3- CREATION AND MAINTENANCE OF VASCULAR ACCESS
29571 | 4216160103500 | ADULT STANDER HEMODIALYSIS AS PER INTERNATIONAL PRESCRIPTION MOBILE DESALINATION PLANT INCLUDING:1- ADMISSION SEROLOGY AND RENAL PANEL ( CBC RENAL PROFILE ELECTROLYTES BONE PROFILE PTH )2- MEDICATION : * ANEMIA MANAGEMENT.1- SCREENING AND PREVENTION 2- TREATMENT * HYPERPARATHYROIDISM.1- SCREENING AND PREVENTION MEDICAL MANAGEMENT (MEDICATION)• VITAMIN D • VITAMIN D ANALOGUE I.V AND/OR ORAL• CALCIMIMETIC I.V AND/OR ORAL• REFERRAL FOR SURGICAL INTERVENTION TO PRIMARY SECTOR IN CASE OF REFRACTORY SECONDARY HYPERPARATHYROIDISM DESPITE THE OPTIMAL MEDICAL TREATMENT. * MINERAL BONE DISORDER .1- SCREENING AND PREVENTION MEDICAL TREATMENT OF HYPERPHOSPHATEMIA AND CALCIUM DISORDER (MEDICATION)2- PHOSPHATE BINDERS (CALCIUM AND/OR NON-CALCIUM) * UREMIC PRURITIS. 1- SCREENING AND PREVENTION MEDICAL TREATMENT.* I.V ANTIBIOTIC. FOR CLABSI MANAGEMENT 1- AS PER THE MOH GUIDELINES.2-HOWEVER IN CASE OF HEMODIALYSIS INSTABILITY OR INDICATION HEMODIALYSIS LINE REMOVAL THE PT SHOULD BE REFERRED TO THE PRIMARY SECTOR.* BLOOD PRESSURE MANAGEMENT ANTI-HYPERTENSIVE MEDICATION HYPOTENSION MEDICATION ( SUCH AS MIDODRINE )* SYSTEMATIC ANTICOAGULATION.3- MAINTENANCE OF VASCULAR ACCESS
29572 | 4216160103600 | ADULT STANDER HEMODIALYSIS AS PER INTERNATIONAL PRESCRIPTION PRE-PREPARED DIALYSIS SOLUTIONS INCLUDING:1- ADMISSION SEROLOGY AND RENAL PANEL ( CBC RENAL PROFILE ELECTROLYTES BONE PROFILE PTH )2- MEDICATION : * ANEMIA MANAGEMENT.1- SCREENING AND PREVENTION.2- TREATMENT * HYPERPARATHYROIDISM.1- SCREENING AND PREVENTION MEDICAL MANAGEMENT (MEDICATION)• VITAMIN D • VITAMIN D ANALOGUE I.V AND/OR ORAL • CALCIMIMETIC I.V AND/OR ORAL• REFERRAL FOR SURGICAL INTERVENTION TO PRIMARY SECTOR IN CASE OF REFRACTORY SECONDARY HYPERPARATHYROIDISM DESPITE THE OPTIMAL MEDICAL TREATMENT. * MINERAL BONE DISORDER .1- SCREENING AND PREVENTION MEDICAL TREATMENT OF HYPERPHOSPHATEMIA AND CALCIUM DISORDER (MEDICATION)2- PHOSPHATE BINDERS (CALCIUM AND/OR NON-CALCIUM) * UREMIC PRURITIS. 1- SCREENING AND PREVENTION MEDICAL TREATMENT.* I.V ANTIBIOTIC. FOR CLABSI MANAGEMENT 1- AS PER THE MOH GUIDELINES.2-HOWEVER IN CASE OF HEMODIALYSIS INSTABILITY OR INDICATION HEMODIALYSIS LINE REMOVAL THE PT SHOULD BE REFERRED TO THE PRIMARY SECTOR.* BLOOD PRESSURE MANAGEMENT ANTI-HYPERTENSIVE MEDICATION HYPOTENSION MEDICATION ( SUCH AS MIDODRINE )* SYSTEMATIC ANTICOAGULATION.3- CREATION AND MAINTENANCE OF VASCULAR ACCESS
29573 | 4216160103700 | ADULT STANDER HEMODIALYSIS AS PER INTERNATIONAL PRESCRIPTION PRE-PREPARED DIALYSIS SOLUTIONS INCLUDING:1- ADMISSION SEROLOGY AND RENAL PANEL ( CBC RENAL PROFILE ELECTROLYTES BONE PROFILE PTH )2- MEDICATION : * ANEMIA MANAGEMENT.1- SCREENING AND PREVENTION 2- TREATMENT * HYPERPARATHYROIDISM.1- SCREENING AND PREVENTION MEDICAL MANAGEMENT (MEDICATION)• VITAMIN D • VITAMIN D ANALOGUE I.V AND/OR ORAL• CALCIMIMETIC I.V AND/OR ORAL• REFERRAL FOR SURGICAL INTERVENTION TO PRIMARY SECTOR IN CASE OF REFRACTORY SECONDARY HYPERPARATHYROIDISM DESPITE THE OPTIMAL MEDICAL TREATMENT. * MINERAL BONE DISORDER .1- SCREENING AND PREVENTION MEDICAL TREATMENT OF HYPERPHOSPHATEMIA AND CALCIUM DISORDER (MEDICATION)2- PHOSPHATE BINDERS (CALCIUM AND/OR NON-CALCIUM) * UREMIC PRURITIS. 1- SCREENING AND PREVENTION MEDICAL TREATMENT.* I.V ANTIBIOTIC. FOR CLABSI MANAGEMENT 1- AS PER THE MOH GUIDELINES.2-HOWEVER IN CASE OF HEMODIALYSIS INSTABILITY OR INDICATION HEMODIALYSIS LINE REMOVAL THE PT SHOULD BE REFERRED TO THE PRIMARY SECTOR.* BLOOD PRESSURE MANAGEMENT ANTI-HYPERTENSIVE MEDICATION HYPOTENSION MEDICATION ( SUCH AS MIDODRINE )* SYSTEMATIC ANTICOAGULATION.3- MAINTENANCE OF VASCULAR ACCESS
29574 | 4231220112000 | SUTURE POLYGLACTIN 910 MULTIFILAMENT RAPID ABSORPTION SIZE 3/0 20 MM 1/2 CIRCLE ROUND BODY NEEDLE 70-75 CM UNDYED STERILE
29575 | 4229290401400 | SUTURE KNOTLESS SPIRAL UNIDIRECTIONAL WITH FLEXIBLE LOOP POLIGLECAPRONE 25 ANTIBACTERIAL MONOFILAMENT ABSORBABLE SIZE 4/0 17 MM 1/2 CIRCLE TAPER POINT NEEDLE 30 CM UNDYED STERILE
29576 | 4231220229000 | SUTURE KNOTLESS SPIRAL UNIDIRECTIONAL WITH FLEXIBLE LOOP POLIGLECAPRONE 25 ANTIBACTERIAL MONOFILAMENT ABSORBABLE SIZE 2/0 26 MM 1/2 CIRCLE TAPER POINT NEEDLE 40-45 CM UNDYED STERILE
29577 | 4229498700200 | HYSTEROSCOPY MORCELLATION AND TISSUE REMOVAL DEVICE SIZE 1 1 HYSTEROSCOPE AND MORCELLATOR GENERATOR AND RELATED FLUID MANAGEMENT SYSTEM FREE OF CHARGE FOR ORDER OF 50
29578 | 4231220700800 | FLUID MANAGEMENT SYSTEM INFLOW TUBE SET
29579 | 4210000024600 | FLUID MANAGEMENT SYSTEM VACUUM TUBE SET
29580 | 4229498700100 | HYSTEROSCOPY MORCELLATION AND TISSUE REMOVAL DEVICE SIZE 2 1 HYSTEROSCOPE AND MORCELLATOR GENERATOR AND RELATED FLUID MANAGEMENT SYSTEM FREE OF CHARGE FOR ORDER OF 50
29581 | 4229498700000 | HYSTEROSCOPY MORCELLATION AND TISSUE REMOVAL DEVICE SIZE 3 1 HYSTEROSCOPE AND MORCELLATOR GENERATOR AND RELATED FLUID MANAGEMENT SYSTEM FREE OF CHARGE FOR ORDER OF 50
29582 | 4231220169200 | SUTURE POLYDIOXANONE MONOFILAMENT ABSORBABLE SIZE 3/0 20 MM ( +/- 1 MM ) 1/2 CIRCLE TAPER POINT NEEDLE 70-75 CM STERILE
29583 | 4231220109000 | SUTURE POLYGLACTIN 910 MULTIFILAMENT ABSORBABLE SIZE 2 45 MM ( +/- 1 MM ) 1/2 CIRCLE TAPER CUT NEEDLE 70-75 CM VIOLET STERILE
29584 | 4231220186000 | SUTURE POLYGLYCONATE OR POLYGLECAPRONE UNIDIRECTIONAL LOOP LOCK MONOFILAMENT ABSORBABLE SIZE 0 37 MM 1/2 CIRCLE TAPER POINT 60-65 CM GREEN STERILE
29585 | 4229290004000 | SUTURE POLYGLACTIN 910 MULTIFILAMENT ABSORBABLE SIZE 5/0 8 MM 1/4 CIRCLE SPATULATED REVERSE CUTTING DOUBLE ARM NEEDLE 45 CM VIOLET STERILE
29586 | 4231220140900 | SUTURE POLYPROPYLENE MONOFILAMENT NON-ABSORBABLE SIZE 8/0 8 MM 3/8 CIRCLE TUNGSTEN-RHENIUM ALLOY TAPER POINT DOUBLE ARM NEEDLE 60-65 CM BLUE STERILE
29587 | 4218301900100 | PROBE ENDOILLUMINATION STRAIGHT 23 GAUGE RFID SMOOTH ROUNDED DISTAL TIP STERILE SINGLE USE
29588 | 4218301900200 | ILLUMINATOR SAPPHIRE WIDE ANGLE 23GAUGE COMPATIBLE WITH HOSPITAL MACHINE STERILE SINGLE USE
29589 | 4229180253000 | FORCEPS MICRO INCISION CAPSULORHEXIS CURVED CYSTOTOME TIP FLAT CROSS ACTION HANDLE FIT IN 1.8 MM INCISION
29590 | 4229350400300 | CANNULA BISHOP HARMON 1.1 X 25MM (19G X1 IN)
29591 | 4229350400500 | CANNULA IRRIGATION LINDSTROM 0.5 X 22 MM (25G X 7/8IN) DISPOSABLE
29592 | 4229350401000 | CANNULA CAPSULE POLISHING KRATZ 0.80 X 22MM (21G X 7/8 IN) DISPOSABLE
29593 | 4229350402100 | CANNULA VISCOUS FLUID INJECTION CANNULA 7MM THIN WALL POLYIMIDE TIP 23 GAUGE 0.6MM DISPOSABLE
29594 | 4229350402500 | HANDPIECE FOR IRRIGATION/ASPIRATION COAXIAL FITS 2.2MM INCISION CURVED TIP 45 DEGREE COMPATIBLE WITH THE COMMERCIALLY AVAILABLE MACHINES DISPOSABLE
29595 | 4229350402600 | HANDPIECE FOR IRRIGATION/ASPIRATION COAXIAL (19G TO 21G) FITS 2.2MM INCISION STRAIGHT TIP COMPATIBLE WITH THE COMMERCIALLY AVAILABLE MACHINES DISPOSABLE
29596 | 4229450800700 | CANNULA OLIVE TIP POLISHER 0.60 X 25MM (23G X1 IN)
29597 | 4229450900100 | FORCEPS CAPSULORHEXIS CURVED CYSTOTOME TIP 11-12 MM LONG BEND FLAT HANDLE OVERALL LENGTH 100 MM DISPOSABLE
29598 | 4229511400800 | PACK VITRECTOMY STELLARIS ELITE POSTERIOR WITH AIR FORCE INFUSION (AFI) 23 GAUGE WITH FULL ACCESSORIES STERILE
29599 | 4229516000000 | BAG FOR FLUID COLLECTION WITH WICK 10CM X 15CM (+ / - 2CM) (100CC CAPACITY) ADHESIVE
29600 | 4229516333600 | ILLUMINATED LASERPROBE 23 GAUGE STEPPED FLEXIBLE CURVED DORC CONNECTOR WITH ILLUMINATED CONNECTOR STERILE
29601 | 4229516333800 | LASERPROBE 25 GAUGE DIRECTIONAL COMPATIBLE WITH DORC CONNECTOR STERILE /
29602 | 4229550501900 | CONCAVE TIRE 9.0MM 2.5MM GROOVE
29603 | 4229550506100 | IMPLANT FOR GLAUCOMA MICROSHUNT SYNTHETIC POLYMER OVER ALL LENGTH 8 5MM LUMEN SIZE 70 ΜM IMPLANT IN ANTERIOR CHAMBER LOWER HIGH PRESSURE STERILE
29604 | 4229550506600 | ASYMMETRICAL TIRE (SCLERAL BUCKLE) 7.0 MM 2.5 MM GROOVE
29605 | 5124113900200 | KIT : SILICON OIL INJECTION FOR STERALLIS MACHINE (DIFFERENT TIPS)
29606 | 5124113900300 | OIL HEAVY SILICONE HIGH DENSITY 1.02 - 1.06 G/CM 10 ML SYRINGE STERILE
29607 | 4229516302800 | PROBE ENDOLASER 23GA STRAIGHT COMPATIBLE WITH PUREPOINT MACHINE
29608 | 4229516303600 | LASERPROBE 23 GAUGE DIRECTIONAL COMPATIBLE WITH DORC CONNECTOR STERILE
29609 | 4229451200900 | EYE SHIELD PLASTIC PEDIATRIC SIZE CLEAR WITH HOLES STERILE INDIVIDUALLY PACKED
29610 | 4231220000500 | SUTURE POLYAMIDE MONOFILAMENT NON-ABSORBABLE SIZE 3/0 19 MM 3/8 CIRCLE PRIME REVERSE CUTTING NEEDLE 45 CM STERILE
29611 | 4218231800100 | ELECTRODES SUBDURAL GRID ELECTRODES PLATINUM 8 CONTACTS 2 X 4 CONFIGURATION WITH INTEGRATED CABLE DISPOSABLE STERILE
29612 | 4218231800200 | ELECTRODES SUBDURAL GRID ELECTRODES PLATINUM 20 CONTACTS 4 X 5 CONFIGURATION WITH INTEGRATED CABLE DISPOSABLE STERILE
29613 | 4218231900000 | ELECTRODES CUP FOR EEG SILVER 10 MM DISC WITH 2 MM HOLE REUSABLE ASSORTED LENGTHS
29614 | 4229610304600 | DURAL PATCH FOR NEURO SURGERY DURAL REPAIR SUTURABLE DERIVED FROM BOVINE SIZE: 4 X 7 INCH (+/- 1 INCH) STERILE
29615 | 4227200601200 | INTRODUCER SET PEEL AWAY FOR NEUROENDOSCOPY DISPOSABLE ASSORTED SIZES AS PER HOSPITAL REQUEST
29616 | 4214150102700 | COTTON BALLS WITH STRANDS ABSORBENT X-RAY DETECTABLE LARGE SIZE: 23-28 MM STERILE
29617 | 4214150102800 | COTTON BALLS WITH STRANDS ABSORBENT X-RAY DETECTABLE SMALL SIZE: 5-6 MM STERILE
29618 | 4214150102900 | COTTON BALLS WITH STRANDS ABSORBENT X-RAY DETECTABLE EXTRA SMALL SIZE: 2-3 MM STERILE
29619 | 4214150103000 | COTTON BALLS WITH STRANDS ABSORBENT X-RAY DETECTABLE MEDIUM SIZE: 12-15 MM STERILE
29620 | 4229540609900 | PATTIES FOR NEUROSURGERIES NON STICKY X-RAY DETECTABLE VERY SOFT AND HIGHLY ABSORBENT SIZE: 5 X 13 MM ( +/- 2 MM) DISPOSABLE STERILE
29621 | 4229540600300 | PATTIES FOR NEUROSURGERIES NON STICKY X-RAY DETECTABLE VERY SOFT AND HIGHLY ABSORBENT SIZE: 10 X 13 MM ( +/- 2 MM) DISPOSABLE STERILE
29622 | 4229540602200 | PATTIES FOR NEUROSURGERIES NON STICKY X-RAY DETECTABLE VERY SOFT AND HIGHLY ABSORBENT SIZE: 15 X 20 MM ( +/- 2 MM) DISPOSABLE STERILE
29623 | 4229540602000 | PATTIES FOR NEUROSURGERIES NON STICKY X-RAY DETECTABLE VERY SOFT AND HIGHLY ABSORBENT SIZE: 25 X 25 MM ( +/- 2 MM) DISPOSABLE STERILE
29624 | 4229540601900 | PATTIES FOR NEUROSURGERIES NON STICKY X-RAY DETECTABLE VERY SOFT AND HIGHLY ABSORBENT SIZE: 13 X 40 MM ( +/- 2 MM) DISPOSABLE STERILE
29625 | 4229540600200 | PATTIES FOR NEUROSURGERIES NON STICKY X-RAY DETECTABLE VERY SOFT AND HIGHLY ABSORBENT SIZE: 13 X 60 MM ( +/- 2 MM) DISPOSABLE STERILE
29626 | 4229540601600 | PATTIES FOR NEUROSURGERIES NON STICKY X-RAY DETECTABLE VERY SOFT AND HIGHLY ABSORBENT SIZE: 25 X 75 MM ( +/- 2 MM) DISPOSABLE STERILE
29627 | 4618160907100 | CUSTOM MADE 3/4 INSOLES ADULT FOR METATARSUS ADDUCTUS MADE OF PEDILIN 4MM + PLASTAZOTE 3MM + PERFORATED MATERIAL 2MM (PAIR)
29628 | 4618160906500 | CUSTOM MADE INSOLES WITH FILLER FOR FOOT AMPUTATION WITH MEDIAL ARCH SUPPORT + SOFT DIABETIC MATERIAL
29629 | 4618160907000 | CUSTOM MADE MORTON EXTENSION INSOLES WITH MEDIAL ARCH SUPPORT ADULT MADE OF PEDILIN 4MM + PLASTAZOTE 3MM + PERFORATED MATERIAL 2MM UNDER BIG TOE AND THE TRANSVERSE ARCH (PAIR)
29630 | 4618160907200 | CUSTOM MADE REGULAR INSOLES WITH ONLOADING AFFECTED AREAS ADULT MADE OF PEDILIN 4MM + PLASTAZOTE 3MM + PERFORATED MATERIAL 2MM (PAIR)
29631 | 4215169702000 | IMPRESSION GUIDE PINS 10 TO 20 MM FOR EXTRA ORAL IMPLANT
29632 | 4215169703400 | SILICONE HEAT CURING MICROWAVE-POLYMERIZING WIDE INDICATIONS (E.G. FOR OBTURATORS MOUTH GUARDS ETC.) FOR PROCESSING IN DENTAL L = ABORATORIES
29633 | 4215169703800 | OCULAR WAX
29634 | 4215247509600 | STAINLESS STEEL ROUND WIRE SIZE 0 025 20/STRAIGHT (20 / TUBE)
29635 | 4215247509700 | STAINLESS STEEL ROUND WIRE SIZE 0 028 20/STRAIGHT (20 / TUBE)
29636 | 4215247509800 | STAINLESS STEEL ROUND WIRE SIZE 0 030 20/STRAIGHT (20 / TUBE)
29637 | 4215247509900 | STAINLESS STEEL ROUND WIRE SIZE 0 032 20/STRAIGHT (20 / TUBE)
29638 | 4215247510100 | STAINLESS STEEL ROUND WIRE SIZE 0 040 20/STRAIGHT (20 / TUBE)
29639 | 4215247510200 | DENTAL EXPANSION SCREW FAN-TYPE
29640 | 4215247510300 | DENTAL HYRAX EXPANSION SCREWS
29641 | 4215247510400 | DENTAL TWO STAGE EXPANSION SCREWS
29642 | 4215247510500 | DENTAL MAXILLARY EXPANDER SIZE 8MM
29643 | 4215247510600 | DENTAL MAXILLARY EXPANDER BONDABLE TO ACRYLIC
29644 | 4215247510700 | DENTAL LATHAM APPLIANCE
29645 | 4215247515400 | FLUX FOR ORTHO SOLDERING
29646 | 4215248200100 | FINE INVESTMENT FOR CHROME COBALT WITH LIQUID
29647 | 4224150602900 | PLASTER OF PARIS FAST SET TYPE 2 WHITE COLOR WEIGHT +15 KGM
29648 | 4229330101500 | DISTRACTOR TITANIUM MICRO PLATE INTRAORAL DEVICE FOR VERTICAL ALVEOLAR RIDGE DISTRACTION MICRO PLATES AND SCREWS (5 7 9MM) LENGTH O F DISTRACTOR (10-15MM)
29649 | 4216150604500 | CATHETER PERITONEAL DIALYSIS PEDIATRIC SILICONE DOUBLE CUFF SWAN NECK COILED TIP 40-42CM
29650 | 4215150089400 | BIS ACRYLIC TEMPORISATION MATERIAL REFILL SHADE A2
29651 | 4215150302900 | CROWN ZIRCONIA PRIMARY UPPER CENTRAL RIGHT LIGHT SZ 0
29652 | 4215150303300 | CROWN ZIRCONIA PRIMARY UPPER CENTRAL RIGHT LIGHT SZ 4
29653 | 4215150303400 | CROWN ZIRCONIA PRIMARY UPPER CENTRAL RIGHT LIGHT SZ 5
29654 | 4215150304000 | CROWN ZIRCONIA PRIMARY UPPER LATERAL RIGHT LIGHT SZ 2
29655 | 4215150304200 | CROWN ZIRCONIA PRIMARY UPPER LATERAL RIGHT LIGHT SZ 4
29656 | 4215162077900 | ROTARYNITI FILE WITH TRIPLE - FLUTED ASYMMETRICAL PLACED RADIAL LANDS = POSITIVE RAKE ANGLE ASSORTED (15 - 40) 0.06 TAPER LENGTH 25 MM
29657 | 4215162301800 | FORCEPS DENTAL METAL SECTIONAL MATRIX RING
29658 | 4215200003400 | DIGITAL X-RAY SENSOR DISPOSABLE SLEEVES SIZE 0
29659 | 4215260200600 | COVER X-RAY HEAD APPROX. 15X26 INCH (38X66CM) PLASTIC DISPOSABLE
29660 | 4229420002100 | SET 4 TUNNELING TECHNIQUE SET DENTAL SETS MAIN SET
29661 | 4215150343200 | ZIRCONIA CROWN REFILL FOR UPPER LEFT PRIMARY SECOND MOLAR SIZE 2 OR EQUIVALENT
29662 | 4215150343300 | ZIRCONIA CROWN REFILL FOR LOWER RIGHT PRIMARY SECOND MOLAR SIZE 2 OR EQUIVALENT
29663 | 4215150343400 | ZIRCONIA CROWN REFILL FOR LOWER LEFT PRIMARY FIRST MOLAR SIZE 2 OR EQUIVALENT
29664 | 4215150343500 | SELF CURE BIS-ACRYLIC RESIN TEMPORARY CROWN AND BRIDGE MATERIAL SHADE A3 (AUTOMIX) FOR GUN TYPE WITH TIPS
29665 | 4215150343600 | ZIRCONIA CROWN REFILL FOR PRIMARY UPPER CUSPID (RIGHT OR LEFT) SIZE 2 OR EQUIVALENT
29666 | 4215150343700 | TEMPORARY CEMENT FOR CROWN AND BRIDGE CLEAR COLOR AUTOMIX PACKED IN SYRINGE
29667 | 4215150343800 | ZIRCONIA CROWN REFILL FOR PRIMARY UPPER LATERAL INCISORS (RIGHT OR LEFT) SIZE 1 OR EQUIVALENT
29668 | 4215150343900 | ZIRCONIA CROWN REFILL FOR PRIMARY UPPER CENTRAL INCISORS (RIGHT OR LEFT) SIZE 3 OR EQUIVALENT
29669 | 4215150344000 | ZIRCONIA CROWN REFILL FOR PRIMARY UPPER CUSPID (RIGHT OR LEFT) SIZE 1 OR EQUIVALENT
29670 | 4215150344100 | ZIRCONIA CROWN REFILL FOR PRIMARY UPPER LATERAL INCISORS (RIGHT OR LEFT) SIZE 5 OR EQUIVALENT
29671 | 4215150344200 | ZIRCONIA CROWN REFILL FOR PRIMARY UPPER LATERAL INCISORS (RIGHT OR LEFT) SIZE 3 OR EQUIVALENT
29672 | 4215150344300 | ZIRCONIA CROWN REFILL FOR PRIMARY UPPER LATERAL INCISORS (RIGHT OR LEFT) SIZE 6 OR EQUIVALENT
29673 | 4215150344400 | SELF CURE BIS-ACRYLIC RESIN TEMPORARY CROWN AND BRIDGE MATERIAL SHADE A1 (AUTOMIX) FOR GUN TYPE WITH TIPS
29674 | 4215150344500 | AUTOMIX GUN FOR 10:1 TEMPORARY CROWN AND BRIDGE MATERIAL
29675 | 4215150344600 | SELF CURE BIS-ACRYLIC RESIN TEMPORARY CROWN AND BRIDGE MATERIAL SHADE BLEACH (AUTOMIX) FOR GUN TYPE WITH TIPS
29676 | 4215150344700 | MIXING TIP FOR TEMPORARY CROWN AND BRIDGE MATERIAL RATIO 10:1
29677 | 4215150344800 | ZIRCONIA CROWN REFILL FOR PRIMARY UPPER CENTRAL INCISORS (RIGHT OR LEFT) SIZE 6 OR EQUIVALENT
29678 | 4215150344900 | GORDEN GORDON CROWN CONTOURING PLIER STAINLESS STEEL
29679 | 4215150345000 | ZIRCONIA CROWN REFILL FOR UPPER RIGHT PRIMARY FIRST MOLAR SIZE 1 OR EQUIVALENT
29680 | 4215150345100 | ZIRCONIA CROWN REFILL FOR UPPER RIGHT PRIMARY FIRST MOLAR SIZE 2 OR EQUIVALENT
29681 | 4215150345200 | ZIRCONIA CROWN REFILL FOR UPPER RIGHT PRIMARY FIRST MOLAR SIZE 3 OR EQUIVALENT
29682 | 4215150345300 | ZIRCONIA CROWN REFILL FOR UPPER RIGHT PRIMARY FIRST MOLAR SIZE 4 OR EQUIVALENT
29683 | 4215150345400 | ZIRCONIA CROWN REFILL FOR UPPER RIGHT PRIMARY FIRST MOLAR SIZE 5 OR EQUIVALENT
29684 | 4215150345500 | ZIRCONIA CROWN REFILL FOR UPPER RIGHT PRIMARY FIRST MOLAR SIZE 6 OR EQUIVALENT
29685 | 4215150345600 | ZIRCONIA CROWN REFILL FOR UPPER RIGHT PRIMARY FIRST MOLAR SIZE 7 OR EQUIVALENT
29686 | 4215150345700 | ZIRCONIA CROWN REFILL FOR UPPER LEFT PRIMARY FIRST MOLAR SIZE 1 OR EQUIVALENT
29687 | 4215150345800 | ZIRCONIA CROWN REFILL FOR UPPER LEFT PRIMARY FIRST MOLAR SIZE 2 OR EQUIVALENT
29688 | 4215150345900 | ZIRCONIA CROWN REFILL FOR UPPER LEFT PRIMARY FIRST MOLAR SIZE 3 OR EQUIVALENT
29689 | 4215150346000 | ZIRCONIA CROWN REFILL FOR UPPER LEFT PRIMARY FIRST MOLAR SIZE 4 OR EQUIVALENT
29690 | 4215150346100 | ZIRCONIA CROWN REFILL FOR UPPER LEFT PRIMARY FIRST MOLAR SIZE 5 OR EQUIVALENT
29691 | 4215150346200 | ZIRCONIA CROWN REFILL FOR UPPER LEFT PRIMARY FIRST MOLAR SIZE 6 OR EQUIVALENT
29692 | 4215150346300 | ZIRCONIA CROWN REFILL FOR UPPER LEFT PRIMARY FIRST MOLAR SIZE 7 OR EQUIVALENT
29693 | 4215150346400 | ZIRCONIA CROWN REFILL FOR LOWER RIGHT PRIMARY FIRST MOLAR SIZE 1 OR EQUIVALENT
29694 | 4215150346500 | ZIRCONIA CROWN REFILL FOR LOWER RIGHT PRIMARY FIRST MOLAR SIZE 2 OR EQUIVALENT
29695 | 4215150346600 | ZIRCONIA CROWN REFILL FOR LOWER RIGHT PRIMARY FIRST MOLAR SIZE 3 OR EQUIVALENT
29696 | 4215150346700 | ZIRCONIA CROWN REFILL FOR LOWER RIGHT PRIMARY FIRST MOLAR SIZE 4 OR EQUIVALENT
29697 | 4215150346800 | ZIRCONIA CROWN REFILL FOR LOWER RIGHT PRIMARY FIRST MOLAR SIZE 5 OR EQUIVALENT
29698 | 4215150346900 | ZIRCONIA CROWN REFILL FOR LOWER RIGHT PRIMARY FIRST MOLAR SIZE 6 OR EQUIVALENT
29699 | 4215150347000 | ZIRCONIA CROWN REFILL FOR LOWER RIGHT PRIMARY FIRST MOLAR SIZE 7 OR EQUIVALENT
29700 | 4215150347100 | ZIRCONIA CROWN REFILL FOR LOWER LEFT PRIMARY FIRST MOLAR SIZE 1 OR EQUIVALENT
29701 | 4215150347200 | ZIRCONIA CROWN REFILL FOR LOWER LEFT PRIMARY FIRST MOLAR SIZE 3 OR EQUIVALENT
29702 | 4215150347300 | ZIRCONIA CROWN REFILL FOR LOWER LEFT PRIMARY FIRST MOLAR SIZE 4 OR EQUIVALENT
29703 | 4215150347400 | ZIRCONIA CROWN REFILL FOR LOWER LEFT PRIMARY FIRST MOLAR SIZE 5 OR EQUIVALENT
29704 | 4215150347500 | ZIRCONIA CROWN REFILL FOR LOWER LEFT PRIMARY FIRST MOLAR SIZE 6 OR EQUIVALENT
29705 | 4215150347600 | ZIRCONIA CROWN REFILL FOR LOWER LEFT PRIMARY FIRST MOLAR SIZE 7 OR EQUIVALENT
29706 | 4215150347700 | ZIRCONIA CROWN REFILL FOR UPPER RIGHT PRIMARY SECOND MOLAR SIZE 1 OR EQUIVALENT
29707 | 4215150347800 | ZIRCONIA CROWN REFILL FOR UPPER RIGHT PRIMARY SECOND MOLAR SIZE 2 OR EQUIVALENT
29708 | 4215150347900 | ZIRCONIA CROWN REFILL FOR UPPER RIGHT PRIMARY SECOND MOLAR SIZE 3 OR EQUIVALENT
29709 | 4215150348000 | ZIRCONIA CROWN REFILL FOR UPPER RIGHT PRIMARY SECOND MOLAR SIZE 4 OR EQUIVALENT
29710 | 4215150348100 | ZIRCONIA CROWN REFILL FOR UPPER RIGHT PRIMARY SECOND MOLAR SIZE 5 OR EQUIVALENT
29711 | 4215150348200 | ZIRCONIA CROWN REFILL FOR UPPER RIGHT PRIMARY SECOND MOLAR SIZE 6 OR EQUIVALENT
29712 | 4215150348300 | ZIRCONIA CROWN REFILL FOR UPPER RIGHT PRIMARY SECOND MOLAR SIZE 7 OR EQUIVALENT
29713 | 4215150348400 | ZIRCONIA CROWN REFILL FOR UPPER LEFT PRIMARY SECOND MOLAR SIZE 1 OR EQUIVALENT
29714 | 4215150348500 | ZIRCONIA CROWN REFILL FOR UPPER LEFT PRIMARY SECOND MOLAR SIZE 3 OR EQUIVALENT
29715 | 4215150348600 | ZIRCONIA CROWN REFILL FOR UPPER LEFT PRIMARY SECOND MOLAR SIZE 4 OR EQUIVALENT
29716 | 4215150348700 | ZIRCONIA CROWN REFILL FOR UPPER LEFT PRIMARY SECOND MOLAR SIZE 5 OR EQUIVALENT
29717 | 4215150348800 | ZIRCONIA CROWN REFILL FOR UPPER LEFT PRIMARY SECOND MOLAR SIZE 6 OR EQUIVALENT
29718 | 4215150348900 | ZIRCONIA CROWN REFILL FOR UPPER LEFT PRIMARY SECOND MOLAR SIZE 7 OR EQUIVALENT
29719 | 4215150349000 | ZIRCONIA CROWN REFILL FOR LOWER RIGHT PRIMARY SECOND MOLAR SIZE 1 OR EQUIVALENT
29720 | 4215150349100 | ZIRCONIA CROWN REFILL FOR LOWER RIGHT PRIMARY SECOND MOLAR SIZE 3 OR EQUIVALENT
29721 | 4215150349200 | ZIRCONIA CROWN REFILL FOR LOWER RIGHT PRIMARY SECOND MOLAR SIZE 4 OR EQUIVALENT
29722 | 4215150349300 | ZIRCONIA CROWN REFILL FOR LOWER RIGHT PRIMARY SECOND MOLAR SIZE 5 OR EQUIVALENT
29723 | 4215150349400 | ZIRCONIA CROWN REFILL FOR LOWER RIGHT PRIMARY SECOND MOLAR SIZE 6 OR EQUIVALENT
29724 | 4215150349500 | ZIRCONIA CROWN REFILL FOR LOWER RIGHT PRIMARY SECOND MOLAR SIZE 7 OR EQUIVALENT
29725 | 4215150349600 | ZIRCONIA CROWN REFILL FOR LOWER LEFT PRIMARY SECOND MOLAR SIZE 1 OR EQUIVALENT
29726 | 4215150349700 | ZIRCONIA CROWN REFILL FOR LOWER LEFT PRIMARY SECOND MOLAR SIZE 2 OR EQUIVALENT
29727 | 4215150349800 | ZIRCONIA CROWN REFILL FOR LOWER LEFT PRIMARY SECOND MOLAR SIZE 3 OR EQUIVALENT
29728 | 4215150349900 | ZIRCONIA CROWN REFILL FOR LOWER LEFT PRIMARY SECOND MOLAR SIZE 4 OR EQUIVALENT
29729 | 4215150350000 | ZIRCONIA CROWN REFILL FOR LOWER LEFT PRIMARY SECOND MOLAR SIZE 5 OR EQUIVALENT
29730 | 4215150350100 | ZIRCONIA CROWN REFILL FOR LOWER LEFT PRIMARY SECOND MOLAR SIZE 6 OR EQUIVALENT
29731 | 4215150350200 | ZIRCONIA CROWN REFILL FOR LOWER LEFT PRIMARY SECOND MOLAR SIZE 7 OR EQUIVALENT
29732 | 4215150350300 | ZIRCONIA CROWN REFILL FOR PRIMARY UPPER CUSPID (RIGHT OR LEFT) SIZE 0 OR EQUIVALENT
29733 | 4215150350400 | ZIRCONIA CROWN REFILL FOR PRIMARY UPPER CUSPID (RIGHT OR LEFT) SIZE 3 OR EQUIVALENT
29734 | 4215150350500 | ZIRCONIA CROWN REFILL FOR PRIMARY UPPER CUSPID (RIGHT OR LEFT) SIZE 4 OR EQUIVALENT
29735 | 4215150350600 | ZIRCONIA CROWN REFILL FOR PRIMARY UPPER CUSPID (RIGHT OR LEFT) SIZE 5 OR EQUIVALENT
29736 | 4215150350700 | ZIRCONIA CROWN REFILL FOR PRIMARY UPPER CUSPID (RIGHT OR LEFT) SIZE 6 OR EQUIVALENT
29737 | 4215161492200 | DIAMOND PERIODONTAL CROWN LENGTHENING BUR KIT ALUMINUM BUR BLOCK SUPER COARSE ROUND DIAMOND (2 DIFFERENT SIZES) COARSE NEEDLE DIAMOND MEDIUM WHEEL DIAMOND MEDIUM BARREL DIAMOND COARSE FOOTBALL DIAMOND MEDIUM END-CUTTING DIAMOND (3 DIFFERENT SIZES) FG SURGICAL SUPER COARSE ROUND DIAMOND (2 DIFFERENT SIZES)FG ROUND CARBIDE (2 DIFFERENT SIZES)FG SURGICAL ROUND CARBIDE ( 2 DIFFERENT SIZES)
29738 | 4215161492300 | BUR DIAMOND FG FINE ACORN SHAPE HEAD SIZE (2.7- 2.9- 3.1 MM) PACKED IN SET
29739 | 4215161492400 | MANDREL FOR FINISHING AND POLISHING ROUND DISC RA POP ON SQUARE HEAD.
29740 | 4215161492500 | MANDREL FOR FINISHING AND POLISHING ROUND DISC RA POP ON ROUND HEAD.
29741 | 4215161492600 | DEGRANULATION BURS KIT FOR EFFICIENT TISSUE REMOVAL
29742 | 4215161706200 | PILOT DRILL FOR MEMBRANE FIXATION TACKS ASSORTED SIZE
29743 | 4215162406200 | HANDPIECE HEADS FIT NITI ROTARY FILES RECIPROCATING MOTION AND HAND FILES VERTICAL RECIPROCATING MOTION COMPATIBLE WITH EACH HOSPITAL SYSTEM
29744 | 4215162406300 | ELECTRIC STRAIGHT HANDPIECE WITH FIBER OPTIC LIGHT ISO INTERFACE GEAR RATIO (1:1) HP TYPE ANGLED FOR EASY ACCESS CAN BE DISMANTLED CERAMIC BALL BEARING EXTERNAL AIR/WATER COOLANT LEVER CHUCK PORT SPRAY 1-3 HOLES.
29745 | 4215180608900 | UNIVERSAL CLEANING PASTE CLEAN BONDING SURFACE AFTER TRY IN PACKED IN BOTTLE
29746 | 4215180609000 | DENTAL MODEL TRIMMER WITH ABRASIVE CARBORUNDUM DISC WHEEL HIGH-PERFORMANCE WET WITH ADJUSTABLE ANGLE TABLE. ROTATION SPEED 2800 RPM ABSORBED POWER 800 W TILL 1000 W WITH EXTRA CARBORUNDUM DISC
29747 | 4215180609100 | DENTAL MODEL TRIMMER WITH ABRASIVE DIAMOND DISC WHEEL HIGH-PERFORMANCE WET WITH ADJUSTABLE ANGLE TABLE. ROTATION SPEED 2800 -3000 RPM ABSORBED POWER 800 W TILL 1000 W
29748 | 4215180609200 | INTERPROXIMAL STRIP SYSTEM STRIP THICKNESS 0.06 MM STRIP WIDTH 4 MM FINE DIAMOND SINGLE SIDED
29749 | 4215180609300 | INTERPROXIMAL STRIP SYSTEM STRIP THICKNESS 0.05 MM STRIP WIDTH 4 MM EXTRA FINE DIAMOND SINGLE SIDED DOUBLE SERRATED
29750 | 4215180609400 | ⁠INTERPROXIMAL STRIP SYSTEM STRIP THICKNESS 0.035 MM STRIP WIDTH 4 MM FOR CEMENT CLEANER NO DIAMOND DOUBLE SERRATED
29751 | 4215180609500 | ⁠INTERPROXIMAL STRIP SYSTEM STRIP THICKNESS 0.065 MM STRIP WIDTH 4 MM FOR HEAVY DUTY DENTAL USES NO DIAMOND DOUBLE SERRATED
29752 | 4215181300300 | KIT RESIN INFILTRATION FOR INTERPROXIMAL SURFACE CARIES LESIONS
29753 | 4215181300400 | COMPLETE KIT. CHAIR SIDE SOFT DENTURE RELINE MATERIAL SOFT CONSISTENCY WITH IMPROVED FLOW RATE TO ACHIEVE PROPER THICKNESS (POWDER AND LIQUED)
29754 | 4215181300500 | UNIVERSAL PRESSING PLUNGERS FOR ALL CERAMIC INGOTS COMPATIBLE WITH CENTER MACHINE (REUSABLE) FOR SIZE 100 AND 200
29755 | 4215181300600 | SEPARATING AGENT (POWDER) FOR ALL CERAMIC INGOTS AND PLUNGER APPROXIMATELY 200 MG
29756 | 4215181300700 | GLASS IONOMER LIGHT CURE LINER AND BASE MATERIAL PASTE AUTO DISPENSER
29757 | 4215181300800 | COMPOSITE RESIN FILLING MATERIAL LIGHT CURED HIGHLY ESTHETIC FOR LAYERING TECHNIQUE NANOFILLERS TYPE MINIMUM OF 8 SHADES KIT (ENAMEL DENTIN OPAQUE)
29758 | 4215181300900 | BONDING 5TH GENERATION LIGHT CURE BONDING MATERIAL REFILL BOTTLE
29759 | 4215181301000 | BONDING 5TH GENERATION LIGHT CURE BONDING MATERIAL SINGLE DOSE
29760 | 4215181301100 | UNIVERSAL NANO COMPOSITE RESTORATIVE MATERIAL FOR ANTERIOR AND POSTERIOR 20 - 0.2G CAPSULE REFILL - A2 BODY
29761 | 4215181301200 | UNIVERSAL NANO COMPOSITE RESTORATIVE MATERIAL FOR ANTERIOR AND POSTERIOR 20 - 0.2G CAPSULE REFILL - A3 BODY
29762 | 4215181301300 | UNIVERSAL NANO COMPOSITE RESTORATIVE MATERIAL FOR ANTERIOR AND POSTERIOR 20 - 0.2G CAPSULE REFILL - A3.5 BODY
29763 | 4215181301400 | UNIVERSAL NANO COMPOSITE RESTORATIVE MATERIAL FOR ANTERIOR AND POSTERIOR 20 - 0.2G CAPSULE REFILL - A4 BODY
29764 | 4215181301500 | UNIVERSAL NANO COMPOSITE RESTORATIVE MATERIAL FOR ANTERIOR AND POSTERIOR 20 - 0.2G CAPSULE REFILL - B1 BODY
29765 | 4215181301600 | UNIVERSAL NANO COMPOSITE RESTORATIVE MATERIAL FOR ANTERIOR AND POSTERIOR 20 - 0.2G CAPSULE REFILL - B2 BODY
29766 | 4215181301700 | UNIVERSAL NANO COMPOSITE RESTORATIVE MATERIAL FOR ANTERIOR AND POSTERIOR 20 - 0.2G CAPSULE REFILL - A1 BODY
29767 | 4215181301800 | CALCIUM HYDROXIDE LINER LIGHT CURED CONTAINING UDMA RADIOPAQUE SYRINGE AND DISPENSER TIPS
29768 | 4215181301900 | DISPENSING TIP FOR FLOWABLE COMPOSITE
29769 | 4215181302000 | BULK FILL FLOWABLE COMPOSITE ONE UNIVERSAL SHADE POSTERIOR HIGH DEPTH OF CURE UP TO 4 MM PACKED IN CAPSULE FORM
29770 | 4215181302100 | ALL SURFACE LIGHT CURE BONDING PRIMER AND ENHANCER ADHESION BOOSTER
29771 | 4215181302200 | LUTING MATERIAL DUAL CURING RESIN BASED REFILL - NEUTRAL SHADE
29772 | 4215181302300 | COMPLETE KIT. CHAIR SIDE HARD DENTURE RELINE MATERIAL HARD CONSISTENCY WITH IMPROVED FLOW RATE TO ACHIEVE PROPER THICKNESS PACK IN INJECTABLE CARTRIDGE
29773 | 4215248004200 | POLYETHER IMPRESSION MATERIAL HEAVY - BODIED CONSISTENCY - HYDROPHILIC - REGULAR SET - AUTO MIX FOR PENTAMIX MACHINE
29774 | 4215248004300 | POLYETHER IMPRESSION MATERIAL LIGHT - BODIED CONSISTENCY - HYDROPHILIC - REGULAR SET - AUTO MIX IN CARTRIDGE
29775 | 4215248004400 | "VINYL POLYSILOXANE IMPRESSION MATERIAL PUTTY CONSISTENCY HYDROPHILIC FAST SETTING TIME ONE EACH (EA) = ONE (1) PACK"
29776 | 4215248004500 | VINYL POLYSILOXANE IMPRESSION MATERIAL, HEAVY BODY (AUTO MIX), SYRINGES, FAST SET, SUPPLIED WITH NOT LESS THAN 6 MIXING TIPS AND 10 PIECES INTRA - ORAL TIPS , ONE EACH (EA) = ONE (1) SET
29777 | 4215248004600 | "VINYL POLYSILOXANE IMPRESSION MATERIAL LIGHT BODY COMPATIBLE WITH PENTAMIX MACHINE FAST SET
29778 | 4215248004700 | "VINYL POLYSILOXANE IMPRESSION MATERIAL LIGHT BODY COMPATIBLE WITH PENTAMIX MACHINE REGULAR SET
29779 | 4215248004800 | "VINYL POLYSILOXANE IMPRESSION MATERIAL HEAVY BODY COMPATIBLE WITH PENTAMIX MACHINE FAST SET
29780 | 4215248004900 | "VINYL POLYSILOXANE IMPRESSION MATERIAL HEAVY BODY COMPATIBLE WITH PENTAMIX MACHINE REGULAR SET
29781 | 4215248005000 | "VINYL POLYSILOXANE IMPRESSION MATERIAL REGULAR BODY COMPATIBLE WITH PENTAMIX MACHINE REGULAR SET
29782 | 4215248005100 | "VINYL POLYSILOXANE IMPRESSION MATERIAL REGULAR BODY COMPATIBLE WITH PENTAMIX MACHINE FAST SET
29783 | 4215250100100 | MOUTH MIRROR NON-MAGNIFYING FRONT SURFACE CONE SOCKET AUTOCLAVABLE RADIUM COATED SIZE 4
29784 | 4215250100200 | MOUTH MIRROR NON-MAGNIFYING FRONT SURFACE CONE SOCKET AUTOCLAVABLE RADUIM COATED SIZE 5
29785 | 4215250100300 | MOUTH MIRROR HANDLE SOLID CONE SOCKET
29786 | 4215250100400 | DISPOSABLE SCREEN CUSPIDOR BOWL COMPATIBLE WITH EACH HOSPITAL SYSTEM
29787 | 4215250100500 | DISPOSABLE DENTAL TRAP FOR SUCTION LINE COMPATIBLE WITH EACH HOSPITAL SYSTEM
29788 | 4215250100600 | DISPOSABLE SHIELD FOR LIGHT-CURE TIP COVER SIZE (4.33" X 2.95")
29789 | 4215250100700 | BITE BLOCK SLEEVE FOR PANORAMA SENSOR SIZE (60MM X 35MM)
29790 | 4215250100800 | DISPOSABLE SHIELD FOR LIGHT HAND T-BAR SIZE (110MM X 75MM)
29791 | 4215250100900 | DISPOSABLE HEADREST COVER FOR DENTAL CHAIR APPROXIMATE SIZE (10.5" X 14")
29792 | 4215250101000 | DISPOSABLE COVER FOR HALF DENTAL CHAIR APPROXIMATE SIZE (27.5" X 24")
29793 | 4215250101100 | SURGICAL ASPIRATOR TIPS PLASTIC DIAMETER 1/10 INCHES
29794 | 4215250101200 | MICROTIP COTTON AND BRUSH APPLICATORS FINE SIZE
29795 | 4215250101300 | MICROTIP COTTON AND BRUSH APPLICATORS CYLINDER SIZE
29796 | 4215250802700 | ASPIRATING DENTAL SYRINGE FOR ANESTHETIC CARPULE STAINLESS STEEL MATTE FINISH WITH TWO ADAPTORS ONE FOR NON-METRIC (INCH THREAD) SYSTEM 1.8ML
29797 | 4215250802800 | ASPIRATING DENTAL SYRINGE FOR ANESTHETIC CARPULE STAINLESS STEEL MATTE FINISH WITH TWO ADAPTERS ONE FOR NON- METRIC(INCH THREAD) SYSTEM 2.2 ML
29798 | 4215250802900 | DENTAL LONG NEEDLE NON-METRIC (INCH THREAD) GAUGE 27 (0.40 X 35MM) STERILE LONG 100/BOX
29799 | 4215250803000 | DENTAL SHORT NEEDLE NON-METRIC (INCH THREAD) GAUGE 27 (0.40 X 21 MM) STERILE 100 /BOX
29800 | 4215250803100 | DENTAL SHORT NEEDLE NON-METRIC (INCH THREAD) GAUGE 27 (0.30 X 21 MM) STERILE 100 /BOX
29801 | 4215250803200 | DENTAL X-SHORT NEEDLE NON-METRIC (INCH THREAD) GAUGE 30 (0.30 X 11 MM) STERILE 100 /BOX
29802 | 4215250803300 | DENTAL X-SHORT NEEDLE METRIC GAUGE 30 (0.30 X 12 MM) STERILE 100 /BOX
29803 | 4215260601100 | INSTRUMENTATION COMPLETE SET INCLUDING HAND AND MACHINE OPERATED PARTS FOR BONE FIXATION
29804 | 4215260601200 | STAINLESS STEEL CHAIN WITH BONDABLE EYELET FOR CANINE TRACTION
29805 | 4215271102400 | BONE FIXATION SCREW ASSORTED SIZE AND DIAMETER
29806 | 4215271102500 | MEMBRANE TENTING SCREW INTRA ORAL ASSORTED SIZE AND DIMETER
29807 | 4215271102600 | SCREW FOR MEMBRANE FIXATION TACK ASSORTED SIZE
29808 | 4215271220500 | REFILL SECTIONAL MATRIX SYSTEM ANATOMICALLY SHAPED MATRIX BANDS SIZE 3.5 MM
29809 | 4215271220600 | REFILL SECTIONAL MATRIX SYSTEM ANATOMICALLY SHAPED MATRIX BANDS SIZE 4.5 MM
29810 | 4215271220700 | REFILL SECTIONAL MATRIX SYSTEM ANATOMICALLY SHAPED MATRIX BANDS SIZE 5.5 MM
29811 | 4215271220800 | REFILL SECTIONAL MATRIX SYSTEM ANATOMICALLY SHAPED MATRIX BANDS SIZE 6.5 MM
29812 | 4215271220900 | SECTIONAL MATRIX SYSTEM ANATOMICALLY SHAPED MATRIX BANDS REFILL SIZE 7.5 MM
29813 | 4215271221000 | STAINLESS STEEL BAND FOR LOWER PRIMARY MOLAR ANATOMICALLY CONTOURED PRE - WELDED WITH RETAINER TUBE SIZE 23 - 23.5 OR EQUIVALENT
29814 | 4215271221100 | STAINLESS STEEL BAND FOR LOWER PRIMARY MOLAR ANATOMICALLY CONTOURED PRE - WELDED WITH RETAINER TUBE SIZE 24 - 24.5 OR EQUIVALENT
29815 | 4215271221200 | STAINLESS STEEL BAND FOR LOWER PRIMARY MOLAR ANATOMICALLY CONTOURED PRE - WELDED WITH RETAINER TUBE SIZE 25 - 25.5 OR EQUIVALENT
29816 | 4215271221300 | STAINLESS STEEL BAND FOR LOWER PRIMARY MOLAR ANATOMICALLY CONTOURED PRE - WELDED WITH RETAINER TUBE SIZE 26 - 26.5 OR EQUIVALENT
29817 | 4215271221400 | STAINLESS STEEL BAND FOR LOWER PRIMARY MOLAR ANATOMICALLY CONTOURED PRE - WELDED WITH RETAINER TUBE SIZE 27 - 27.5 OR EQUIVALENT
29818 | 4215271221500 | STAINLESS STEEL BAND FOR LOWER PRIMARY MOLAR ANATOMICALLY CONTOURED PRE - WELDED WITH RETAINER TUBE SIZE 28 - 28.5 OR EQUIVALENT
29819 | 4215271221600 | STAINLESS STEEL BAND FOR LOWER PRIMARY MOLAR ANATOMICALLY CONTOURED PRE - WELDED WITH RETAINER TUBE SIZE 29 - 29.5 OR EQUIVALENT
29820 | 4215271221700 | STAINLESS STEEL BAND FOR LOWER PRIMARY MOLAR ANATOMICALLY CONTOURED PRE - WELDED WITH RETAINER TUBE SIZE 30 - 30.5 OR EQUIVALENT
29821 | 4215271221800 | STAINLESS STEEL BAND FOR LOWER PRIMARY MOLAR ANATOMICALLY CONTOURED PRE - WELDED WITH RETAINER TUBE SIZE 31 - 31.5 OR EQUIVALENT
29822 | 4215271221900 | STAINLESS STEEL BAND FOR LOWER PRIMARY MOLAR ANATOMICALLY CONTOURED PRE - WELDED WITH RETAINER TUBE SIZE 32 - 32.5 OR EQUIVALENT
29823 | 4215271222000 | STAINLESS STEEL BAND FOR LOWER PRIMARY MOLAR ANATOMICALLY CONTOURED PRE - WELDED WITH RETAINER TUBE SIZE 33 -33.5 OR EQUIVALENT
29824 | 4215271222100 | STAINLESS STEEL BAND FOR LOWER PRIMARY MOLAR ANATOMICALLY CONTOURED PRE - WELDED WITH RETAINER TUBE SIZE 34 - 34.5 OR EQUIVALENT
29825 | 4215271222200 | STAINLESS STEEL BAND FOR LOWER PRIMARY MOLAR ANATOMICALLY CONTOURED PRE - WELDED WITH RETAINER TUBE SIZE 35 - 35.5 OR EQUIVALENT
29826 | 4215271222300 | STAINLESS STEEL BAND FOR LOWER PRIMARY MOLAR ANATOMICALLY CONTOURED PRE - WELDED WITH RETAINER TUBE SIZE 36 - 36.5 OR EQUIVALENT
29827 | 4215271222400 | STAINLESS STEEL BAND FOR LOWER PRIMARY MOLAR ANATOMICALLY CONTOURED PRE - WELDED WITH RETAINER TUBE SIZE 37 - 37.5 OR EQUIVALENT
29828 | 4215271222500 | STAINLESS STEEL BAND FOR LOWER PRIMARY MOLAR ANATOMICALLY CONTOURED PRE - WELDED WITH RETAINER TUBE SIZE 38 - 38.5 OR EQUIVALENT
29829 | 4215271222600 | STAINLESS STEEL BAND FOR LOWER PRIMARY MOLAR ANATOMICALLY CONTOURED PRE - WELDED WITH RETAINER TUBE SIZE 39 - 39.5 OR EQUIVALENT
29830 | 4215271222700 | STAINLESS STEEL BAND FOR LOWER PRIMARY MOLAR ANATOMICALLY CONTOURED PRE - WELDED WITH RETAINER TUBE SIZE 40 - 40.5 OR EQUIVALENT
29831 | 4215271222800 | STAINLESS STEEL BAND FOR LOWER PRIMARY MOLAR ANATOMICALLY CONTOURED PRE - WELDED WITH RETAINER TUBE SIZE 41 - 41.5 OR EQUIVALENT
29832 | 4215271222900 | STAINLESS STEEL BAND FOR LOWER PRIMARY MOLAR ANATOMICALLY CONTOURED PRE - WELDED WITH RETAINER TUBE SIZE 42 OR EQUIVALENT
29833 | 4215271223000 | STAINLESS STEEL BAND FOR UPPER PRIMARY MOLAR ANATOMICALLY CONTOURED PRE - WELDED WITH RETAINER TUBE SIZE 23 - 23.5 OR EQUIVALENT
29834 | 4215271223100 | STAINLESS STEEL BAND FOR UPPER PRIMARY MOLAR ANATOMICALLY CONTOURED PRE - WELDED WITH RETAINER TUBE SIZE 24 - 24.5 OR EQUIVALENT
29835 | 4215271223200 | STAINLESS STEEL BAND FOR UPPER PRIMARY MOLAR ANATOMICALLY CONTOURED PRE - WELDED WITH RETAINER TUBE SIZE 25 - 25.5 OR EQUIVALENT
29836 | 4215271223300 | STAINLESS STEEL BAND FOR UPPER PRIMARY MOLAR ANATOMICALLY CONTOURED PRE - WELDED WITH RETAINER TUBE SIZE 26 - 26.5 OR EQUIVALENT
29837 | 4215271223400 | STAINLESS STEEL BAND FOR UPPER PRIMARY MOLAR ANATOMICALLY CONTOURED PRE - WELDED WITH RETAINER TUBE SIZE 27 - 27.5 OR EQUIVALENT
29838 | 4215271223500 | STAINLESS STEEL BAND FOR UPPER PRIMARY MOLAR ANATOMICALLY CONTOURED PRE - WELDED WITH RETAINER TUBE SIZE 28 - 28.5 OR EQUIVALENT
29839 | 4215271223600 | STAINLESS STEEL BAND FOR UPPER PRIMARY MOLAR ANATOMICALLY CONTOURED PRE - WELDED WITH RETAINER TUBE SIZE 29 - 29.5 OR EQUIVALENT
29840 | 4215271223700 | STAINLESS STEEL BAND FOR UPPER PRIMARY MOLAR ANATOMICALLY CONTOURED PRE - WELDED WITH RETAINER TUBE SIZE 30 - 30.5 OR EQUIVALENT
29841 | 4215271223800 | STAINLESS STEEL BAND FOR UPPER PRIMARY MOLAR ANATOMICALLY CONTOURED PRE - WELDED WITH RETAINER TUBE SIZE 31 - 31.5 OR EQUIVALENT
29842 | 4215271223900 | STAINLESS STEEL BAND FOR UPPER PRIMARY MOLAR ANATOMICALLY CONTOURED PRE - WELDED WITH RETAINER TUBE SIZE 32 - 32.5 OR EQUIVALENT
29843 | 4215271224000 | STAINLESS STEEL BAND FOR UPPER PRIMARY MOLAR ANATOMICALLY CONTOURED PRE - WELDED WITH RETAINER TUBE SIZE 33 -33.5 OR EQUIVALENT
29844 | 4215271224100 | STAINLESS STEEL BAND FOR UPPER PRIMARY MOLAR ANATOMICALLY CONTOURED PRE - WELDED WITH RETAINER TUBE SIZE 34 - 34.5 OR EQUIVALENT
29845 | 4215271224200 | STAINLESS STEEL BAND FOR UPPER PRIMARY MOLAR ANATOMICALLY CONTOURED PRE - WELDED WITH RETAINER TUBE SIZE 35 - 35.5 OR EQUIVALENT
29846 | 4215271224300 | STAINLESS STEEL BAND FOR UPPER PRIMARY MOLAR ANATOMICALLY CONTOURED PRE - WELDED WITH RETAINER TUBE SIZE 36 - 36.5 OR EQUIVALENT
29847 | 4215271224400 | STAINLESS STEEL BAND FOR UPPER PRIMARY MOLAR ANATOMICALLY CONTOURED PRE - WELDED WITH RETAINER TUBE SIZE 37 - 37.5 OR EQUIVALENT
29848 | 4215271224500 | STAINLESS STEEL BAND FOR UPPER PRIMARY MOLAR ANATOMICALLY CONTOURED PRE - WELDED WITH RETAINER TUBE SIZE 38 - 38.5 OR EQUIVALENT
29849 | 4215271224600 | STAINLESS STEEL BAND FOR UPPER PRIMARY MOLAR ANATOMICALLY CONTOURED PRE - WELDED WITH RETAINER TUBE SIZE 39 - 39.5 OR EQUIVALENT
29850 | 4215271224700 | STAINLESS STEEL BAND FOR UPPER PRIMARY MOLAR ANATOMICALLY CONTOURED PRE - WELDED WITH RETAINER TUBE SIZE 40 - 40.5 OR EQUIVALENT
29851 | 4215271224800 | STAINLESS STEEL BAND FOR UPPER PRIMARY MOLAR ANATOMICALLY CONTOURED PRE - WELDED WITH RETAINER TUBE SIZE 41 - 41.5 OR EQUIVALENT
29852 | 4215271224900 | STAINLESS STEEL BAND FOR UPPER PRIMARY MOLAR ANATOMICALLY CONTOURED PRE - WELDED WITH RETAINER TUBE SIZE 42 OR EQUIVALENT
29853 | 4215280100900 | KIRKLAND CHISEL KIRKLAND CHISEL STAINLESS STEEL DOUBLE ENDED BLADES APPROXIMATE (4-5 MM)
29854 | 4215280810100 | LANGER 17/18 CURETTE AND SPECIAL ROUND STAINLESS STEEL HOLLOW HANDLE PROVIDE A STRESS FREE GRIP GRADE 440 SERIES STAINLESS STEEL (HIGH CARBON CONTENT AND A CERTAIN PERCENTAGE OF CHROMIUM) TRIPLE TEMPERED FOR GREATER RIGIDITY SATIN FINISHED LIGHT WEIGHT HANDLE
29855 | 4215290204500 | RETAINER TOFFLEMIRE MATRIX STRAIGHT CONTRA-ANGLE STAINLESS STEEL
29856 | 4215290204600 | SECTIONAL MATRIX SYSTEM NICKEL TITANIUM STANDARD RING REFILL
29857 | 4215290204700 | SECTIONAL MATRIX SYSTEM NICKEL TITANIUM NARROW RING REFILL
29858 | 4215290204800 | SECTIONAL MATRIX SYSTEM ADAPTIVE SELF - GUIDING WEDGE SIZE SMALL REFILL
29859 | 4215290204900 | SECTIONAL MATRIX SYSTEM ADAPTIVE SELF - GUIDING WEDGE SIZE MEDIUM REFILL
29860 | 4215290205000 | SECTIONAL MATRIX SYSTEM ADAPTIVE SELF - GUIDING WEDGE SIZE LARGE REFILL
29861 | 4215290205100 | SECTIONAL MATRIX SYSTEM PIN TWEEZERS
29862 | 4215290205200 | SECTIONAL MATRIX SYSTEM ADAPTIVE SELF - GUIDING WEDGE GUARD SIZE SMALL REFILL
29863 | 4215290205300 | SECTIONAL MATRIX SYSTEM ADAPTIVE SELF - GUIDING WEDGE GUARD SIZE LARGE REFILL
29864 | 4216150500700 | BAG CAPD DRAINAGE PERITONEAL FLUID PATH MANUAL NONPYROGENIC APPROXIMATELY 3 LITERS BAXTER OR EQUIVALENT
29865 | 4216163201000 | RENAL DIALYSIS (RD) (PERITONEAL DIALYSIS SET FOR HOME CHOICE MACHINE) CYCLE MACHINE HOME CHOICE CASSETTE LINE 4 PRONGS LUER LOCK MINICAP WITH POVIDONE TITANIUM ADAPTER TRANSFER SET WITH TWIST CLAMP THE DIALYSATE BAG CONTAINS 2.27-2.5 % DEXTROSE 3000 ML LOW CALCIUM
29866 | 4216150719800 | SOLUTION POTASSIUM 1 WITH CALCIUM 1.25-1.5 FOR MOBILE HEMODIALYSIS AND CRRT INTRAVENOUS USE ONLY 5000 ML
29867 | 4216160803100 | SOLUTION BICARBONATE FOR (CRRT) K4 CALCIUM FREE 5000ML
29868 | 4216160803200 | SOLUTION BICARBONATE FOR (CRRT) K2 CALCIUM FREE 5000ML
29869 | 4216165911500 | CATHETER PERMANENT JUGULAR VEIN FOR CHILDREN CONSISTING OF: DUAL LUMEN SILICONE RUBBER CATHETER AND CLEAR SILICONE EXTENSION TUBES TERMINATING WITH END CAPES 18 CM FROM TIP TO CUFF (9 FR X 23 CM) GUIDEWIRE SHEATH DILATOR TUNNELING STYLET INTRODUCER NEEDLE AND 10 CC LUER LOCK SYRINGE SCALPEL DISPOSABLE STERILE
29870 | 4220342406400 | CLOSURE DEVICE, FOR ATRIAL SEPTAL DEFECT ( ASD ), EPTFE, WITH DELIVERY SYSTEM, ASSORTED SIZES AS PER HOSPITAL REQUEST