## NUPCO's MS Catalogue
NUPCO's Medical Supplies Catalogue
SN | NUPCO GENERIC CODE | NUPCO ITEM DESCRIPTION
1 | 4010151200000 | TUBE VENTILATION T-TUBE ANTIMICROBIAL MATERIAL SILICONE SIZE INNER FLANGE 8.2 MM LENGTH 12.5 MM
2 | 4010151230000 | VENTILATION TUBE WITH 2EYELETS (FLANGES)OD 4.80MM / ID 1.50MM
3 | 4014160000000 | VALVE ONE WAY FOR POCKET MASK COMPATIBLE WITH LAERDAL OR EQUIVALENT LATEX FREE DISPOSABLE
4 | 4014176400200 | TRU CUFF HOSE ASSEMBLY ADULT SINGLE TUBE COMPATIBLE WITH MAQUET ANESTHESIA MACHINE OR EQUIVALENT REUSABLE
5 | 4014200200000 | HOSE NIBP AIR DUAL TUBING MATED ADULT PEAD 3.6 M COMPATIBLE WITH GE MONITOR SYSTEM OR EQUIVALENT LATEX FREE REUSABLE
6 | 4014200900000 | NIBP HOSE ADULT COMPATIBILITY WITH PATIENT MONITORING SYSTEM DRAEGER REUSABLE
7 | 4015150000000 | SET PCA PUMP MEDICATION DELIVERY DISPOSABLE LATEX FREE COMPATIBILITY: WITH B - BRAUN
8 | 4016150000000 | DUST FILTER CO2 ABSORBER FOR ANESTHESIA DELIVERY SYSTEM REUSABLE COMPATIBLE WITH MAQUET FLOW I ANESTHESIA MACHINE OR EQUIVALENT
9 | 4016150000100 | DUST FILTER CO2 ABSORBER COMPATIBLE WITH GE ANESTHESIA MACHINE OR EQUIVALENT
10 | 4016160200000 | HYDROGEN PEROXIDE 7% CARTRIDGE FOR AIR DECONTAMINATION SIZE 500-1000 ML COMPATIBLE WITH FUMIGATION MACHINE NOTE: MSDS SHOULD BE PROVIDED IN SOFT COPY
11 | 4016160200100 | HYDROGEN PEROXIDE 6% DISINFECTANT 900-1000 ML COMPATIBLE WITH FUMIGATION MACHINE NOTE: MSDS SHOULD BE PROVIDED IN SOFT COPY
12 | 4016180900000 | SPECTRUM WOUND POLYPROPYLENE 5 MICRON 10 (SWP5-10) SEDIMENT FILTER (SWP5-10 FOR HYDRO 2/9CS 665062)
13 | 4018301000000 | SPRINKLER PRESSURE FLEXIBLE HOSE NICKEL BRUSHED HAND CONTROL WITH FULL ACCESSORIES FOR INSTALLATION.
14 | 4018310900000 | ADAPTER STRAIGHT/WITH FEMALE LUER LOCK CONNECTOR/DISPOSABLE
15 | 4110151500000 | JUG MEASURING WATER POLYPROPYLENE 1 LITER AUTOCLAVABLE
16 | 4110170800100 | STONE POLISHER MOUNTED FOR ACRYLIC GRINDING ASSORTED ROUGHNESS AND SHAPE
17 | 4110180400000 | THROUGH THE SCOPE (TTS) FULLY COVERED SELF EXPANDING COLONIC METALLIC STENT ASSORTED SIZES AND DIAMETERS
18 | 4110180400100 | THROUGH THE SCOPE (TTS) PARTIALLY COVERED SELF EXPANDING COLONIC METALLIC STENT ASSORTED SIZES AND DIAMETERS
19 | 4110180400200 | THROUGH THE SCOPE (TTS) UNCOVERED SELF EXPANDING COLONIC METALLIC STENT ASSORTED SIZES AND DIAMETERS
20 | 4110180400300 | RADIOFREQUENCY ABLATION (RFA) CATHETER 90 DEGREE OVER THE SCOPE (OTS) PROBE FOR FOCAL ABLATION OF BARRETT'S ESOPHAGUS SET OF CATHETER AND ELECTRODE
21 | 4110180400400 | RADIOFREQUENCY ABLATION (RFA) CATHETER 60 DEGREE OVER THE SCOPE (OTS) PROBE FOR FOCAL ABLATION OF BARRETT'S ESOPHAGUS SET OF CATHETER AND ELECTRODE
22 | 4110180400500 | RADIOFREQUENCY ABLATION (RFA) CATHETER RECTANGULAR THROUGH THE SCOPE (TTS) FOR BARRETT'S ESOPHAGUS
23 | 4110180400600 | DISTAL ATTACHMENT CAP (TRANSPARENT) BOUGIE ASSORTED LENGTH ASSORTED CAP OUTER DIAMETER ASSORTED SCOPE TIP OUTER DIAMETER
24 | 4110180400700 | REUSABLE STAINLESS STEEL COIL SHEATH(USED WITH MECHANICAL LITHOTRIPTER HANDLE) FOR CRUSHING STONE OUTSIDE THE SCOPE
25 | 4110180400800 | SINGLE USE ACCESS AND DELIVERY CATHETER DIRECT VISUALIZATION SYSTEM OF PERCUTANEOUS TRANSHEPATIC CHOLANGIOSCOPE PTC (THE SCOPE)
26 | 4110180400900 | REMOVAL SYSTEM FOR OVER THE SCOPE CLIP (OTSC) COMPLETE SET ASSORTED SIZES ASSORTED WORKING LENGTH ONE (1) EACH = ONE (1) SET
27 | 4110180401000 | CHANNEL PLUG TO BLOCK AIR/WATER/BIOPSY CHANNELS PORTS OF EUS SCOPE REUSABLE
28 | 4110180401100 | WASHING ADAPTER TUBE FOR SUCTION CHANNEL OF THE SCOPE CLEANING AND DISINFECTION REUSABLE
29 | 4110180401200 | WASHING ADAPTOR TUBE FOR ALL CHANNEL IRRIGATOR TO FLUSH WATER/CHEMICALS THROUGH SCOPE CHANNELS FOR SCOPE CLEANING AND DISINFECTION SINGLE USE
30 | 4110180401300 | WASHING ADAPTER TUBE FOR SUCTION CHANNEL OF THE SCOPE CLEANING AND DISINFECTION SINGLE USE
31 | 4110180401400 | BIOPSY VALVE FOR THERAPEUTIC GASTROSCOPE SINGLE USE
32 | 4110180401500 | SUCTION TUBE TO BE CONNECTED TO SUCTION PORT OF THE SCOPE SINGLE USE
33 | 4110180401600 | AUXILIARY WATER CONNECTOR TO CONNECT AUXILIARY WATER PORT OF THE SCOPE TO IRRIGATION TUBE SINGLE USE
34 | 4110180401700 | AIR/WATER SPRAY GUN FOR CLEANING AND RINSING FLEXIBLE SCOPE
35 | 4110180401800 | CLEANING BRUSH FOR SCOPE SUCTION/AIR WATER PORTS REUSABLE ASSORTED SIZES
36 | 4110180401900 | CLEANING BRUSH FOR SCOPE SUCTION/AIR WATER PORTS SINGLE USE ASSORTED SIZES
37 | 4110180402000 | CLEANING BRUSH WITH BALL TIP FOR SCOPE CHANNEL REUSABLE ASSORTED SIZES
38 | 4110180402100 | CLEANING BRUSH FOR AIR/WATER CHANNEL OF EUS SCOPE REUSABLE
39 | 4110180402200 | CLEANING BRUSH FOR AIR/WATER CHANNEL OF EUS SCOPE SINGLE USE
40 | 4110180402400 | ALCOHOL 70% ISOPROPYL SOLUTION FOR ALCOHOL FLUSH TO PROMOTE SCOPE CHANNELS DRYING 5 LITERS
41 | 4110180402500 | HOOKUP AUTOMATED ENDOSCOPIC REPROCESSING (AER) LEAK TEST BRONCHOSCOPE ADAPTER COMPATIBLE WITH EACH HOSPITAL MACHINE
42 | 4110180402600 | HOOKUP ULTRASOUND BRONCHOSCOPE COMPATIBLE WITH EACH HOSPITAL MACHINE
43 | 4110303000100 | "BAG PLASTIC ZIP LOCK TRANSPARENT 30 CM X 45 CM DISPOSABLE"
44 | 4110410000800 | COLLECTOR SINUS SECRETION
45 | 4110410200700 | LAP CYSTECTOMY PACK; 1 TABLE COVER 150X190CM REINFORCED 4 HAND TOWEL 47 X 38 CM WHITE 2 SURGICAL GOWNS UNIVERSAL L SP BNS 1 MAYO STAND COVER 79 X 145 CM 1 SURGICAL GOWN UNIVERSAL XL SP BNS 1 URINE DRAINAGE BAG 4000 ML 1 UNDER-BUTTOCKS DRAPE 85 X 120 CM WITH POUCH 2 INSTRUMENT BAG 30 X 50 CM 4 OP TOWEL 65 X 42 CM XRD 5 GAUZE SWAB 10 X 10 CM 16 P XRD 10 GAUZE ROUND N°5 1 PLASTIC BAG 20 X 30 CM ZIPLOCK 1 ANTI FOG SOLUTION 1 NEEDLE COUNTER 3 SYRINGE 10 ML L/L 1 SYRINGE 20 ML L/L 1 SCALPEL N°11 SS BLADE PROTECTION 1 SKIN MARKER MODERN REGULAR TIP 1 VERESS NEEDLE 120 MM 4 POST OP DRESSING 6 X 7 CM 2 SKIN CLOSURE STRIP 12.0 X 100 MM 2 KIDNEY BOWL 800 ML 1 TROCAR SITE SKIN CLOSURE 1 ULTRASOUND GEL FOIL POUCH 20 GAUZE 1 BOWL 500 ML 2 BOWL 250 ML 1 BOWL 1000 ML POLYPROPYLENE BLUE 1 SUTURE BAG 16.5 X 30.5 CM 1 CATHETER FOLEY SILICONE 2W 41 CMB 10 ML CHANNEL 14 5 GAUZE LAP 45 X 45 CM 6 P XRD 1 COVER CAMERA 18 X 244 CM WITH CARD TRANSP 1 BOWL 2500 ML POLYPROPYLENE
46 | 4110410200800 | LAPAROTOMY OB/GYN PACK 1 BACK TABLE COVER REINFORCED 140X190 CM 1 MAYO STAND COVER REINFORCED 75X145 CM 2 LEGGING 110X75 CM 1 UTILITY BAG 1 REINFORCED UNDER BUTTOCK DRAPE 85X105 CM 1 PERINEAL DRAPE 100 X100 CM WITH TRIANGULAR FENESTRATION 15X15X15 CM WITH POUCH WITH SUCTION PORT/S 1 NEEDLE COUNTER 1 UPPER DRAPE 180 X 180 CM 1 SURGICAL GOWN XL SIZE 1 SURGICAL GOWN L SIZE ABSORBENT TOWEL 2X STERILE
47 | 4110410201000 | NEEDLE INSULIN FOR PEN 31 G X 8 MM DISPOSABLE STERILE
48 | 4110410300200 | HEEL PROTECTOR CUSHION FOR OFFLOADING PRESSURE ADJUSTABLE FOR ANKLE POSITION FREE SIZE
49 | 4110410300400 | HEMOSTASIS 100% MICROFIBRILLAR COLLAGEN FOR LAPAROSCOPIC WITH AN APPLICATOR LENGTH 42 CM AND DIAMETER 10 MM DISPOSABLE STERILE
50 | 4110410400700 | TOURNIQUET EMERGENCY AND MILITARY TOURNIQUET FOR BLEEDING CONTROL IN BOTH UPPER AND LOWER LIMBS RAPIDLY CONTROL THE END BLEEDING OR ARTERIAL BLEEDING WITH ONE HAND COMPOSITE BUCKLES USED TO RESIST BREAKING FROM IMPACT DURING COLD WEATHER REGULAR SIZE
51 | 4110410502400 | BAG PLASTIC ZIP LOCK TRANSPARENT 17 CM X 12 CM DISPOSABLE
52 | 4110410503100 | BAG CHEMOTHERAPY DRUG TRANSPORT BAG 4 MIL THICK ZIP-LOCK CLOSURE YELLOW AND BLACK CHEMOTHERAPY LABEL PROVIDES EASY IDENTIFICATION DURING SHIPPING SIZE 12 X 15 INCH
53 | 4110410503400 | "CATHETER UMBILICAL DOUBLE LUMEN 5 FR TRANSPARENT POLYURETHANE LENGTH 40 CM FLOW RATE (PROXIMAL LUMEN 9 ML/MIN FLOW RATE DISTAL LUMEN 7 ML/MIN) RADIOPAQUE WITH NUMERICAL GRADUATIONS BY CM FROM DISTAL TIP PROXIMAL WITH 2 DISTAL OPENINGS EXTENSION TUBES (PUR) LENGTH : 5 CM WITH CLAMPS DISPOSABLE STERILE"
54 | 4110410503700 | TRANSPORTATION BOX FOR DELIVERING DIRTY INSTRUMENT PROPYLENE PLASTIC MATERIAL FREE LID LOCKABLE ATTACHED TO BOTH SIDES COLOR RED WASHABLE UP TO 95 DEGREE DURABLE SIZE 50 X 40 X 30 CM
55 | 4110410503800 | TRANSPORTATION BOX FOR DELIVERING DIRTY INSTRUMENT PROPYLENE PLASTIC MATERIAL FREE LID LOCKABLE ATTACHED TO BOTH SIDES AND WELL SECURED COLOR RED WASHABLE UP TO 95 DEGREE DURABLE EXTERNAL SIZE 30 CM X 20 CM X 12 CM
56 | 4110410504200 | TRANSPORTATION BOX FOR DELIVERING DIRTY INSTRUMENT PROPYLENE PLASTIC MATERIAL FREE LID LOCKABLE ATTACHED TO BOTH SIDES AND WELL SECURED COLOR RED WASHABLE UP TO 95 DEGREE DURABLE EXTERNAL SIZE 80 X 60 X 60 CM
57 | 4110410504300 | BAG ISOLATION DRAPE 50 X 50 CM (+/- 3) FOR ORGAN TRANSPLANT STERILE
58 | 4110410504400 | BAG PLASTIC ZIP LOCK TRANSPARENT 12.5 X 22.5 CM DISPOSABLE
59 | 4110410504500 | BAG PLASTIC ZIP LOCK TRANSPARENT 15 CM X 10 CM DISPOSABLE
60 | 4110410504600 | BAG PLASTIC ZIP LOCK TRANSPARENT 22 CM X 15 CM DISPOSABLE
61 | 4110410504700 | BAG PLASTIC ZIP LOCK TRANSPARENT 25 CM X 28 CM DISPOSABLE
62 | 4110410504900 | "HOLDER UMBILICAL CATHETER FOR NEWBORN SMALL HYDROCOLLOID UNIQUE SHAPE FLAPS ACCOMMODATES TWO CATHETERS PHTHALATE / DEHP BPA FREE EXTREME PRETERM INDIVIDUALLY PACKED DISPOSABLE STERILE"
63 | 4110410505400 | BAG PLASTIC ZIP LOCK TRANSPARENT 5 CM X 7 CM DISPOSABLE
64 | 4110410505500 | BAG PLASTIC ZIP LOCK TRANSPARENT 7 CM X 10 CM DISPOSABLE
65 | 4110410508000 | BAG ULTRAVIOLET PROTECTION ZIP LOCK 10 X 10 CM (+/- 1 CM)
66 | 4110410706400 | TUBE SILICONE G - VACUUM OR EQUIVALENT FLEXIBLE SIZE: 10 - 24
67 | 4110411201600 | UROLOGY ENDO PACK 1 CREPE PAPER 100 X 100 CM 1 REINFORCED TABLE COVER 150 X 190 WRAPPING 20 NON - WOVEN SWAB 10 X 10 CM 4 P 1 GALLIPOT 120 ML 2 GALLIPOT 60 ML 1 TRAY 28 X 25 X 5 CM 3150 ML POLYPROPYLENE BLUE 1 SPONGE FORCEPS 24.7 CM LOCKING OCEAN BLUE 1 CREPE PAPER 75 X 75 CM 1 SA LABEL 16 X 50 MM GREEN BLANK 1 NON - WOVEN ROUND N° 5 XRD 1 SYRINGE 20 ML L/S 3 PARTS ECCENTRIC 1 BNS TUR DRAPE 175/270 X 180 CM AP. 8 AND 5 C 1 CYSTOSCOPY SYSTEM DOUBLE 1 PLASTIC BAG 25 X 46 CM ZIPLOCK TRANSP. 1 HAND TOWEL 18 X 25 CM 1 OP - TAPE 9 X 49 CM 1 OP SHEET 90 X 150 CM FOLDED/BULK 1 CAMERA DRAPE 12 X 250 CM PERFORATED TIP INSERT TAPE
68 | 4110411201900 | URINAL MALE PULP OPAQUE 1000 ML WITH RESEALABLE CAP
69 | 4110411500100 | FILTER NON-PYROGENIC FLUID PATH NYLON 1.2 MICRON FOR FAT EMULSION STERILE
70 | 4110411601400 | SWAB FOR CULTURE AEROBIC WITH BACTERIAL TRANSPORT MEDIUM STERILE
71 | 4110411601500 | SWAB FOR CULTURE ANAEROBIC WITH BACTERIAL TRANSPORT MEDIUM STERILE
72 | 4110411801700 | "BEDPAN PANS PLASTIC MEASURING CONTAINER URINE/STOOL SIZE: 800-1000 ML"
73 | 4110411801800 | CONTAINER FOR SURGICAL SPECIMEN 250 ML PUSH AND TURN CAP TRANSPARENT DISPOSABLE NON-STERILE
74 | 4110411801900 | CONTAINER FOR SURGICAL SPECIMEN 500 ML PUSH AND TURN CAP TRANSPARENT DISPOSABLE NON-STERILE
75 | 4110411802600 | CONTAINER FOR SURGICAL SPECIMEN 5 LITER WITH SEALED CAP WHITE DISPOSABLE NON-STERILE
76 | 4110411803100 | CONTAINER SPECIMEN 120 ML/150 ML WITH PRINTED LABEL AND METAL CAP
77 | 4110411803200 | CONTAINER SPECIMEN POLYETHYLENE CAP WITH LID SIZE: 4.5-5 LITER
78 | 4110411803400 | CONTAINER SPECIMEN PLASTIC TRANSPARENT WITH SCREW CAP 100 ML
79 | 4110411803800 | GALLIPOTS 70 ML POLY WHITE PLASTIC CONTAINER USED FOR ALIQUOTES INDIVIDUALLY PACKED DISPOSABLE STERILE
80 | 4110411900100 | BONE COLLECTOR SINGLE USE MICRO - BLADES MINIMALLY INVASIVE AUTOGENOUS BONE COLLECTOR
81 | 4110412500300 | CONTAINER SAFE FOR BIOPSY WITH SEALED CAP PREFILLED WITH 10% FORMALIN PROTECTED BY A MEMBRANE BREAKS AUTOMATICALLY ONLY AFTER CLOSURE SUPPORTED BY SAFETY RING TO PREVENT ACCIDENTAL CLOSURE FORMALIN VOLUME 1800-2400 ML
82 | 4110412500500 | CONTAINER SAFE FOR BIOPSY WITH SEALED CAP PREFILLED WITH 10 ML FORMALIN 20% PROTECTED BY A MEMBRANE BREAKS AUTOMATICALLY ONLY AFTER CLOSURE SUPPORTED BY SAFETY RING TO PREVENT ACCIDENTAL CLOSURE SIZE: 20 ML (10 ML SALINE + 10 ML FORMALIN)
83 | 4110413700200 | BLOOD GAS SAMPLING MICRO CAPILLARY TUBING HEPARINIZED SINGLE USE STERILE
84 | 4110413800300 | STRAP RESTRAINT FOR LIMBS CUFF DIMENSIONS: 13 INCHES LENGTH X 3 INCHES WIDTH CUFF THICKNESS: 3/8 INCH STRAP LENGTH: 53 INCHES MATERIAL: FOAM WRIST CLOSURE: D-RING WRIST SIZES: 4 TO 12 INCHES IN CIRCUMFERENCE
85 | 4110420100000 | DISINFECTANT TABLET 0.5G CHLORINE NADCC NOT LESS THAN 100 TABLET THE INSTRUCTION SHOULD BE LABELLED NOTE: MSDS SHOULD BE PROVIDED IN SOFT COPY
86 | 4110420100100 | DISINFECTANT TABLET 2.5G CHLORINE NADCC NOT MORE THAN 100 TABLET THE INSTRUCTION SHOULD BE LABELLED NOTE: MSDS SHOULD BE PROVIDED IN SOFT COPY
87 | 4110420100200 | DISINFECTANT TABLET 1.7G CHLORINE NADCC NOT MORE THAN 100 TABLET THE INSTRUCTION SHOULD BE LABELLED NOTE: MSDS SHOULD BE PROVIDED IN SOFT COPY
88 | 4110420703200 | WATER ANALYSIS SAMPLING KIT WITH CONNECTOR FEMALE FIT TO LOOP VALVE STERILE DISPOSABLE
89 | 4110430602800 | ADAPTOR FOR DISPOSABLE HOMOGENIZER PROBES COMPATIBLE WITH STUART
90 | 4110492200600 | "DISC FLUID HIGH FLOW FILTER WITH MALE AND FEMALE LUER LOCK STERILE"
91 | 4110532411600 | TEST CUP AND PIN COMPATIBILITY: ROTEM MACHINE
92 | 4111171300400 | DIGITAL MAGNIFYING GLASS WITH LIGHT
93 | 4111171300500 | MAGNIFIER HAND-HELD ILLUMINATED FEATURE BRIGHT LED ILLUMINATION
94 | 4111171300600 | MAGNIFIER HIGH-PERFORMANCE ILLUMINATED STAND PROVIDES 3X (12D) MAGNIFICATION
95 | 4111171500100 | TELESCOPE FORWARD OBLIQUE 30 DEGREE ENLARGE VIEW DIAMETER 4 MM LENGTH 18 CM AUTOCLAVABLE WITH CONNECTION FOR THE FIBER OPTIC LIGHT CABLE ON THE UPPER SIDE OF THE SCOPE
96 | 4111171500200 | TELESCOPE FORWARD-OBLIQUE 30 DEGREE ENLARGED VIEW DIAMETER= 5MM LENGTH= 29CM AUTOCLAVABLE FIBEROPTIC LIGHT TRANSMISSION INCORPORATED REUSABLE
97 | 4111171500400 | BRIDGE TELESCOPE BRIDGE DIFFERENT SIZES REUSABLE
98 | 4111171500800 | TELESCOPE FORWARD OBLIQUE 45 DEGREE ENLARGE VIEW DIAMETER 4 MM LENGTH 18 CM AUTOCLAVABLE WITH CONNECTION FOR THE FIBER OPTIC LIGHT CABLE ON THE UPPER SIDE OF THE SCOPE
99 | 4111171501000 | TELESCOPE LATERAL 70 DEGREE ENLARGE VIEW DIAMETER 4 MM LENGTH 18 CM AUTOCLAVABLE WITH CONNECTION FOR THE FIBER OPTIC LIGHT CABLE ON THE UPPER SIDE OF THE SCOPE
100 | 4111171501600 | TELESCOPE BRIDGE FOR FIXED POSITION BETWEEN HOPKINS TELESCOPE (OR EQUIVALENT) REUSABLE
101 | 4111171501700 | TELESCOPE BRIDGE FOR FIXED POSITION BETWEEN BRONCHOSCOPE AND TELESCOPE REUSABLE
102 | 4111171501800 | DEFLECTING DEVICE WITH TELESCOPE GUIDING TUBE FROM PROXIMAL TO DISTAL END (OR EQUIVALENT) REUSABLE
103 | 4111171501900 | TELESCOPE BRIDGE W/ONE INSTRUMENT CHANNEL (OR EQUIVALENT) REUSABLE
104 | 4111173600000 | DRAPE SURGICAL MICROSCOPE 137 X 381 CM FOR LEICA OR EQUIVALENT STERILE
105 | 4111173600100 | "CAPS HANDLE FOR MICROSCOPE ZEISS LUMERA 700 OR ANY EQUIVALENT REUSABLE 8 PIECES"
106 | 4111173600200 | CAPS HANDLE FOR LUXOR MICROSCOPE 8 PIECES REUSABLE
107 | 4111173600300 | MICROSCOPE DRAPES ZEISS 65MM SIZE 115 X 300
108 | 4111192400600 | OXYGEN (O2) SENSOR COMPATIBLE WITH MX 300 AND MX 300-I OR EQUIVALENT REUSABLE.
109 | 4111192400700 | OXYGEN (O2) SENSOR OXYTRACE VE COMPATIBLE WITH SAVINA VENTILATOR OR EQUIVALENT
110 | 4111192400800 | OXYGEN (O2) SENSOR OXYTRACE INCU COMPATIBLE WITH DRAEGER CALEO INCUBATOR OR EQUIVALENT
111 | 4111192400900 | OXYGEN (O2) SENSOR OXYCELL COMPATIBLE WITH DRAEGER BABYLEO TN500 INCUBATOR OR EQUIVALENT
112 | 4111193100400 | FLOW SENSOR REUSABLE COMPATIBLE WITH GE VENTILATOR CARESCAPE R860 AND ENGSTROM MODELS OR EQUIVALENT
113 | 4111193100500 | FLOW SENSOR DISPOSABLE COMPATIBLE WITH NEWPORT VENTILATOR HT70 PLUS MODELS OR EQUIVALENT
114 | 4111193100600 | FLOW SENSOR DISPOSABLE COMPATIBLE WITH GE VENTILATOR CARESCAPE R860 AND ENGSTROM MODELS OR EQUIVALENT
115 | 4111193100700 | FLOW SENSOR WITH HOUSING NEONATAL SIZE STRAIGHT DESIGN DISPOSABLE COMPATIBLE WITH ACUTRONIC MODEL FABIAN OR EQUIVALENT
116 | 4111193100800 | FLOW SENSOR HOUSING STRAIGHT DESIGN REUSABLE COMPATIBLE WITH DRAEGER VENTILATOR MODEL VN500 OR EQUIVALENT
117 | 4111193100900 | FLOW SENSOR COMPATIBLE WITH HAMILTON VENTILATOR OR EQUIVALENT SIZE ADULT AND PEDIATRIC NOT LESS THAN 3.3 M LENGTH DISPOSABLE
118 | 4111197000100 | PROBE TEMPERATURE RECTAL ADULT LENGTH NOT LESS THAN 1.6M DISPOSABLE (SHOULD BE COMPATIBLE WITH DRAEGER MACHINE OR EQUIVALENT )
119 | 4111197000200 | TEMPERATURE SENSOR SKIN 400 SERIES LATEX FREE DISPOSABLE
120 | 4111211000000 | PRESSURE TRANSDUCER HOLDER FOR INVASIVE MONITORING CAN BE USED WITH IV STAND (CAN FIT NOT LESS THAN 4 LINES) FITTING WITH TRANSDUCER
121 | 4111220600100 | ELECTRODE THERMOCOUPLE 15 CM LENGTH DISPOSABLE STERILE
122 | 4111220600200 | ELECTRODES EEG GOLD PLATED SIZE 10 MM DISC 2MM HOLE 48-72 INCH LENGTH RE-USABLE
123 | 4111220600700 | ENDOSCOPIC BIPOLAR USED FOR ENDOSCOPIC MICROSURGERY KEYHOLE SURGERY TIP DIAMETER 0.5 MM STRAIGHT TIPS UPWARD DISPOSABLE STERILE
124 | 4111220600800 | EVACUATOR ELECTROSURGERY SMOKE EVACUATION ATTACHMENT ACCEPTS MOST ENERGY BASED DEVICES HAND SWITCHING PENCILS
125 | 4111250100100 | FLOW METER OXYGEN MEDICAL GAS LOW FLOW RANGE FROM 0.25-3 LPM WITH REMOVABLE NIPPLE COLOR CODED WITH GREEN OR WHITE LABELED WITH OXYGEN OR O2. BRITISH STANDARD.
126 | 4111250100200 | FLOW METER DUAL OUTPUT OXYGEN MEDICAL GAS REGULAR FLOW RANGE FROM 1-15 LPM REMOVABLE NIPPLE COLOR CODED WITH GREEN OR WHITE LABELED WITH OXYGEN OR O2 BRITISH STANDARD.
127 | 4111303300000 | ASSESSMENT TOOLS VOLUMETERS - DIMENSIONS 7 W X 8 D X 30 IN H (18 X 20 X 76 CM) OPTION BASELINE ARM LATEX FREE MADE OF LUCITE WITH LEAK-PROOF JOINTS EASY-TO-READ CYLINDERS
128 | 4111551100100 | WAX EAR COUPLER SEALING PUTTY FOR TESTING CUSTOM HEARING AIDS
129 | 4111571500400 | NEEDLE ORO-TRACHEAL INJECTION 27GA DISPOSABLE
130 | 4111580610000 | PRINTING PAPER ROLL THERMAL SIZE 57 MM COMPATIBLE WITH SECTORS MACHINE
131 | 4111582700200 | ADJUSTABLE INTRAGASTRIC BALLOON FLUID FILLED (≥6 MONTHS DURABILITY)
132 | 4111585700000 | PLASMA MAX WAND USED IN ENT SURGERIES- PROCISE MAX
133 | 4111600469300 | CLEAR PROTECTIVE EYE GLASSES
134 | 4111600470700 | MULTI TAPER SINGLE RECIPROCATING ENDO FILE SYSTEM IN GOLD WIRE COMES IN DIFFERENT SIZES (PRIMARY SIZE) LENGTH 31MM
135 | 4111600470800 | MULTI TAPER SINGLE RECIPROCATING ENDO FILE SYSTEM IN GOLD WIRE COMES IN DIFFERENT SIZES (SMALL SIZE) LENGTH 31MM
136 | 4111600470900 | MULTI TAPER SINGLE RECIPROCATING ENDO FILE SYSTEM IN GOLD WIRE COMES IN DIFFERENT SIZES (SMALL SIZE) LENGTH 25MM
137 | 4111600476700 | CASSETTE HYDROGEN PEROXIDE STERILANT FOR STERRAD 100 NX STERILIZER PLASMA WITH AN EXTERNAL LEAK MONITOR FOR 5 CYCLES.
138 | 4111600716700 | ANALYZER FOR UREA BREATH TEST (13C NON-RADIOACTIVE ISOTOPE)
139 | 4111610501300 | ALCOHOL ETHYL 99.5% CHROMATOGRAPHY HPLC IN DARK CONTAINER 1 LITER NOTE: MSDS SHOULD BE PROVIDED IN SOFT COPY
140 | 4111612004800 | TISSUE HELIX 165CM LENGTH 2.8 OD FOR OVERSTITCH SYSTEM 6/BOX
141 | 4111613801100 | TEST STRIPS USE AS SECOND LINE DIAGNOSTIC TOOL FOR DIFFICULT CASES RUPTURE OF MEMBRANES
142 | 4111616430900 | HIGH LEVEL DISINFECTANT TEST STRIPS COMPATIBLE WITH SOLUTION.
143 | 4111616431100 | RAPID UREASE TEST FOR HELICOBACTER PYLORI
144 | 4111620000700 | CONTAINER SPECIMEN 2000 ML SCREW CAP UNLABELED NON-STERILE TRANSLUCENT
145 | 4111620000800 | APPLICATOR CHLORHEXIDINE CLEAR GLUCONATE WITH CHLORHEXIDINE GLUCONATE 0.5 % WITH AND 70 % V/V ISOPROPYL ALCOHOL LATEX FREE DEHP FREE SIZE: 3ML FOR PATIENTS PRE-OPERATIVE SKIN PREPARATION INDIVIDUALLY PACKED DISPOSABLE STERILE
146 | 4111620000900 | APPLICATOR CHLORHEXIDINE CLEAR GLUCONATE WITH CHLORHEXIDINE GLUCONATE 1 % WITH AND 70 % V/V ISOPROPYL ALCOHOL LATEX FREE DEHP FREE SIZE: 3ML FOR PATIENTS PRE-OPERATIVE SKIN PREPARATION INDIVIDUALLY PACKED DISPOSABLE STERILE
147 | 4111620001100 | BAG SPECIMEN LAB BIOHAZARD DOCUMENT POCKET WITH FLAP SIZE: 14 X 16 CM
148 | 4111620001300 | BRA THERAPORT POST-SURGICAL BRA ADJUSTABLE STRAP SIZE MEDIUM
149 | 4111620001400 | WOUND SOLUTION HYPOTONIC WOUND SOLUTION NAOCL SODIUM HYPOCHLORITE AND HOCL HYPOCHLOROUS ACID NEUTRAL NON CYTO-TOXIC PH 7.4 ATOMIZER PACK 250 ML (WOUND AND OSTOMY CARE)
150 | 4111620001500 | WOUND SOLUTION HYPOTONIC WOUND SOLUTION NAOCL SODIUM HYPOCHLORITE AND HOCL HYPOCHLOROUS ACID NEUTRAL NON CYTO-TOXIC PH 7.4 ATOMIZER PACK 500 ML (WOUND AND OSTOMY CARE)
151 | 4111620001600 | "BEAKER MEASURING PLASTIC LATEX FREE TRANSPARENT GRADUATED 300-350 ML DISPOSABLE"
152 | 4111620001700 | "CTG FETAL MONITORING BELT ABDOMINAL BUTTON HOLES COLOR CODED MADE FROM A SOFT BELT MATERIAL 1-1.5 M"
153 | 4111620002100 | EVACUATED CONTAINER EMPTY IV EVACUATED GLASS JAR CLEAR 500 ML STERILE
154 | 4111620002200 | FACE MASK 3-LAYERS BLACK WITH EAR LOOP
155 | 4111620002300 | EXTENSION GASTROSTOMY BOLUS FEEDING EXTENSION SET WITH CATH TIP SECURE-LOC STRAIGHT CONNECTOR AND CLAMP 12 INCH DISPOSABLE STERILE
156 | 4111620002400 | WOUND SPRAY HYPOCHLOROUS ACID (95% OF THE FREE CHLORINE SPECIES) 100 ML (WOUND AND OSTOMY CARE)
157 | 4111620002500 | "I.V. PUMP BLOOD SET Y-TUBING 170-210 MICRON FILTER NON PVC LATEX FREE NEEDLE FREE NON DEHP SPLIT SEPTUM PORTS NO PORTS BELOW FILTER COMPATABLE WITH HOSPITAL MACHINE STERILE. DISPOSABLE"
158 | 4111620003600 | "GEL SPRAY HYPOTONIC WOUND GEL SPRAY NAOCL SODIUM HYPOCHLORITE AND HOCL HYPOCHLOROUS ACID WITH SILICA NEUTRAL PH 7.4 PACK 100 -150 GM (WOUND AND OSTOMY CARE)"
159 | 4111620003700 | WOUND HYPOTONIC GEL SPRAY NAOCL SODIUM HYPOCHLORITE AND HOCL HYPOCHLOROUS ACID WITH SILICA NEUTRAL PH 7.4 PACK 250 GM (WOUND AND OSTOMY CARE)
160 | 4111620003800 | WOUND GEL NAOCL SODIUM HYPOCHLORITE AND HOCL HYPOCHLOROUS ACID NEUTRAL PH 7.4 WITH ROTATING CAP LOCK 50 G (WOUND AND OSTOMY CARE)
161 | 4111620003900 | WOUND GEL CONTAINS OCTENIDINE DIHYDROCHLORIDE HCL 0.1% FOR COVERING MOISTENING AND CLEANSING OF ENCRUSTED CONTAMINATED AND CHRONIC WOUNDS AS WELL AS BURN WOUNDS 20ML NON STERILE (WOUND AND OSTOMY CARE)
162 | 4111620004000 | NEEDLE BUTTERFLY SIZE 25G X 3/4 INCH WITH TUBE 6-8 INCH RETRACTABLE NEEDLE DISPOSABLE STERILE
163 | 4111620004100 | NEEDLE BUTTERFLY SIZE 25G X 3/4 INCH WITH TUBE 10-14 INCH RETRACTABLE NEEDLE DISPOSABLE STERILE
164 | 4111620004200 | FOLEY CATHETER TRAY CONSISTENT OF: FOLEY CATHETER 2-WAYS PURE SILICON CH 18 30-50 CM LONG WITH TWO LATERAL EYES BALLOON SIZE: 5-15 ML WITH VALVE SUITABLE TO BE USED WITH SYRINGE LUER LOCK URINE DRAINAGE BAG 2000 ML CAPACITY WITH DOUBLE PLASTIC HANGER AND ABOUT ON E METER LONG TUBE (CLEAR AND FIXED NUMERICAL GRADUATION WITH ANTI-REFLUX VALVE) PACKET POVIDONE-IODINE SWABSTICKS 2 DRY SWABS 10CC SYRINGE (PRE-FILLED WITH STERILE WATER) LATEX-FREE AND POWDER-FREE GLOVES REGULAR SIZE LUBE JELLY SECUREMENT DEVICE UNDERPAD STERILE
165 | 4111620004400 | COAXIAL BIOPSY NEEDLE DEVICE AUTOMATIC CORE BIOPSY NEEDLE SIZE: 16G X 15 CM PENETRATION DEPTH 11 MM DISPOSABLE STERILE.
166 | 4111620004500 | "DRESSING NON ADHERENT CONTACT LAYER SOFT SILICONE SIZE 10 X 18 CM (+/- 2 CM) STERILE (WOUND AND OSTOMY CARE)"
167 | 4111620004700 | SUTURE POLYDIOXANONE ANTIBACTERIAL (COATED TRICLOSAN) MONOFILAMENT ABSORBABLE SIZE 2/0 21-22 MM 1/2 CIRCLE ROUND BODY NEEDLE 70-75 CM VIOLET STERILE
168 | 4111620004800 | SUTURE POLYBUTESTER UNIDIRECTIONAL DUAL ANGLE CUT LOOP LOCK MONOFILAMENT NON-ABSORBABLE SIZE 0 27-28 MM 1/2 CIRCLE TAPER POINT NEEDLE 45-50 CM BLUE STERILE
169 | 4111620500700 | KIT REPAIR ACTION PAD USED TO REPAIR GEL POSITIONING AIDS 36 X 4 INCH
170 | 4111620500800 | SHOWER BATH KIT PRE OPERATIVE CONTAINS: BOTTLE CHLORHEXIDINE GLUCONATE 4% 100ML 2PES SURGICAL DRY SPONGES NOTE: MSDS SHOULD BE PROVIDED IN SOFT COPY
171 | 4111620501000 | KIT SPECIMEN COLLECTION MID-STREAM URINE MUST CONTAIN DISINFECTANT WIPE FUNNEL AND SPECULUM CUP STERILE
172 | 4111620501100 | "KIT SPILL CHEMO SAFETY FOR CYTOTOXICS DRUGS CONTAINS: 2 PAIR OF CHEMO GLOVES 1 CHEMO GOWN SAFETY GOGGLES 1 FACE MASK CHEMO WASTE BAG 1 PAIR OF SHOE COVER (WATER RESISTANT) CHEMO ABSORBENT PADS 1 SCOOP WITH DETACHABLE SCRAPER 1 CHEMO SPILL WARNING SIGN TIE WRAP FOR SINGLE TIME USE"
173 | 4111620501200 | KIT START UP FOR INTRAVASCULAR TEMPERATURE MANAGEMENT MACHINE DISPOSABLE STERILE
174 | 4111620501300 | KIT TEST GASTRIC PH
175 | 4111640100100 | DENTAL LABORATORY HAMMER
176 | 4112160001800 | FILTER DUST DISPOSABLE FOR AISYS MACHINE OR EQUIVALENT
177 | 4112170900200 | TUBE PLASTIC MICRO CAPILLARY FOR BLOOD GAS WITH HEPARINIZED 50-70 IU/ML 0.1 ML WITH CAP FOR BOTH END.
178 | 4112180600600 | MEDICINE DROPPER PLASTIC 15 ML
179 | 4112180600700 | VIAL MEDICINE EMPTY SEALED 10 ML CLEAR PYROGEN FREE STERILE
180 | 4112181302100 | "VENOUS CDI CUVETTE ASSORTED SIZES ACCORDING TO HOSPITAL REQUEST COMPATIBLE WITH HOSPITAL MACHINE DISPOSABLE STERILE"
181 | 4112181802900 | BOTTLE EMPTY BODY OIL BOTTLE 50 ML
182 | 4112240501000 | PLASTER CUTTING FORCEPS 20CM
183 | 4112310100100 | BLOOD LINE TUBING SET COMPATIBLE WITH GAMBRO AK96 OR EQUIVALENT SET CONSISTS OF ARTERIAL LINE AND VENOUS LINE MADE OF MEDICAL GRADE BIOCOMPATIBILITY PVC ANTI-KINKING DESIGN DOES NOT ALLOW CONTACT BETWEEN BLOOD AND COLORED COMPONENTS HAS EXTRACORPOREAL BLOOD VOLUME OF: ARTERIAL LINE 59 CC VENOUS LINE 71 CC PUMP SEGMENT OF 7.9 MM DIAMETER MADE OF VERY SOFT PVC PUMP SEGMENT SHOULD HAVE PAIR OF ROLLERS TP PREVENT SEGMENT OCCLUSION/TWISTING DOUBLE MEMBRANES TRANSDUCER PROTECTION FOR VENOUS P. TRANSDUCER AS A LAST DEFENSE LINE TO PREVENT RISK OF BLOOD CONTAMINATION 2 LITERS DRAINAGE BAG SPIKE AND RECIRCULATION CONNECTOR PRESSURE TRANSDUCER PROTECTOR AND PRESSURE PILLOW FOR NEGATIVE PRESSURE PROTECTION 45 INCHES ANGLED HEPARIN LINE TO AVOID RE-FLOW LARGE LATEX-FREE RUBBER INJECTION PORT CALIBRATED BVS CUVETTE ON ARTERIAL LINE VENOUS CHAMBER SHOULD HAV ANTIFOAM DESIGN WITH SIDE BLOOD ENTRY TO REDUCE TURBULENCE VENOUS CHAMBER SHOULD HAVE INTEGRATED
184 | 4112310100200 | TUBE EXTENSION FOR PERITONEAL DIALYSIS CATHETER LUER-LOCK 25 CM COMPATIBLE WITH FRESENIUS MACHINE
185 | 4112310300100 | CASSETTE AUTOMATED PERITONEAL DIALYSIS 8 PRONGS STERILE
186 | 4112310300200 | CASSETTE AUTOMATED PERITONEAL DIALYSIS 6 PRONGS STERILE
187 | 4112340300800 | BOTTLE PLASTIC WHITE NON - TRANSPARENT 15 ML WITH DROPPER DISPOSABLE
188 | 4113170400100 | CARTRIDGES ACT (ACTIVATED CLOTTING TIME) PROVIDE MACHINES FREE WITH DISPOSABLES ASSORTED ACCORDING TO HOSPITAL REQUEST
189 | 4113172100700 | TEST HEMOSTASIS ROTATION THROMBOELASTOMETRY/FIB-TEM S COMPATIBILITY: ROTEM MACHINE
190 | 4113172100800 | TEST HEMOSTASIS ROTATION THROMBOELASTOMETRY/HEP-TEM S COMPATIBILITY: ROTEM MACHINE
191 | 4113190100000 | BLEEDING DETECTOR CAPSULE
192 | 4115000032900 | TOURNIQUET UNIVERSAL ADULT AND CHILD
193 | 4115000036900 | DETECTION ENDOSCOPY PROTEIN 1.7MM
194 | 4115000037000 | DETECTION FOR ENDOSCOPY PROTEIN 2.8MM
195 | 4115000037200 | SINGLE USE INTEGRATED INFLATION DEVICE(HANDLE) FOR ACHALASIA (PNEUMATIC) BALLOON INFLATION
196 | 4115161100000 | SPECTRO COLORIMETER DIGITAL SKIN MATCHING INSTRUMENT WITH LCD SCREEN. STORE UP TO 100 MEASUREMENTS BUILT IN MICROPHONE TO RECORD FOR EACH COLOR SAMPLE REVIEWING BEFORE MEASUREMENT AND ZOOM MANUALLY TO SPECIFIC SKIN AREA PORTABLE AND POWERED WITH A USB RECHARGEABLE BATTERY 5V @500 MA AND 3 DIFFERENT MEASUREMENT AREA SIZES 8MM 4MM AND 2MM
197 | 4115174700500 | ORTHODONTIC VECTORTAS MODULAR SCREW DRIVER
198 | 4115174700600 | ORTHODONTIC MINI SCREW VECTORTAS SYSTEM SIZE 10MM
199 | 4115174700700 | ORTHODONTIC MINI SCREW VECTORTAS SYSTEM SIZE 12MM
200 | 4115174700800 | ORTHODONTIC MINI SCREW VECTORTAS SYSTEM SIZE 6MM
201 | 4115174700900 | ORTHODONTIC MINI SCREW VECTORTAS SYSTEM SIZE 8MM
202 | 4118161000000 | INSOLE VISCO ELASTIC GEL DESIGNED WITH MEDICAL GRADE GEL AND ALOE VERA ESSENCE ITS DESIGN ALLOWS THE BREATHABILITY OF THE GEL AND FACILITATES THE FLOW OF AIR WITH EACH STEP AVOIDING THE WINDY EFFECT LINED WITH TECHNICAL FABRIC WITH PERMANENT EFFECT ANTIBACTERIAL 100% BREATHABLE ABSORBENT ANTI - ODOR ANTI - MITE AND THERMOREGULATOR FOR ALL SKIN TYPES HOMOGENEOUS DISTRIBUTION OF LOADS ON THE FOOT DAMPING OF THE IMPACT OF THE FOOT AGAINST THE GROUND PAIN RELIEF ALONG THE CHAIN OF IMPACT PROTECTS OVERLOAD ON THE FEET KNEES AND COLUMN PLANTAR PAIN OVERLOAD SPORT PRACTICE PEOPLE WHO REMAIN LONG STANDING TO CUT ACCORDING TO SHOE SIZE
203 | 4119150200000 | "CORNEAL STORAGE JAR OR BOTTLE FOR CORNEA DONOR DISPOSABLE"
204 | 4120200000000 | REAGENT RAPID COMPATIBLE WITH TEG ACT MACHINE OR EQUIVALENT
205 | 4213150100000 | HAIR COVER FOR HEAD AND NOSE MOUTH BEARD HOOD TYPE SUITABLE FOR FEMALES WEARING HIJAB AND BEARDED MALES SOFT BREATHABLE TISSUE EASY TO BE TIED AROUND THE NECK DISPOSABLE NON-STERILE
206 | 4213150100800 | BIB DENTAL PATIENT PROTECTION DISPOSABLE/THREE PLIES OF UPPER AND LOWER LAYERS OF FACIAL QUALITY PLUS AN INTERMEDIATE LAYER OF POLYETHYLENE FILM SIZE: 13.0INCHX19.0INCH PACKAGING: 600 PER CASE FOR ADULT
207 | 4213150101200 | COVER FOR NOSE CHEEKS MOUTH AND CHIN SMS POLYPROPYLENE LEVEL 2 FLUID RESISTANCE NFPA LEVEL I SOFT AND BREATHABLE MATERIAL UNIVERSAL SIZE DISPOSABLE NON - STERILE
208 | 4213150200000 | HAIR CAP FOR PATIENT ADJUSTABLE FITS ALL SIZES WHITE
209 | 4213150200100 | TOWEL NON-WOVEN LARGE SIZE: ABOUT 30 X 30 CM OR EQUIVALENT DISPOSABLE NON-STERILE
210 | 4213150404900 | COVERALL GENERAL PROTECTION WHITE T-STYLE DESIGN MADE FROM NON-WOVEN SMS MATERIALS WITH BARRIER TO BLOOD AND BODY FLUIDS BREATHABLE AND COMFORTABLE IGNITION RESISTANCE WHEN DISPOSING SHOULD BE ENVIRONMENTAL FRIENDLY LOW IN LINT GENERATION GENEROUS SIZING WITH ELASTIC CUFFS ANKLE HOOD AND WAIST QUALITY ZIPPER WITH FLAP COVERED XX-LARGE SIZE MEETING OSHA RECOMMENDATION FOR THE PPE SAFETY USE WITHIN THE HEALTHCARE SETTING DISPOSABLE
211 | 4213150405000 | COVERS FOR BILI BLANKET PLUS HIGH OUTPUT PHOTOTHERAPY SYS DISPOSABLE
212 | 4213150405100 | CREAM ELECTRODE ELECTROCARDIOGRAM CONDUCTIVE 100-150 GM TUBE
213 | 4213150405200 | CREAM ELECTRODE ELECTROENCEPHALOGRAM 200-250 G
214 | 4213150405300 | COVERALL GENERAL PROTECTION WHITE T - STYLE DESIGN MADE FORM NON - WOVEN SMS MATERIALS WITH BARRIER TO BLOOD AND BODY FLUIDS BREATHABLE AND COMFORTABLE IGNITION RESISTANCE WHEN DISPOSING SHOULD BE ENVIRONMENTAL FRIENDLY LOW IN LINT GENERATION GENEROUS SIZING WITH ELASTIC CUFFS ANKLE HOOD AND WAIST QUALITY ZIPPER WITH FLAP COVERED X - LARGE SIZE . MEETING OSHA RECOMMENDATION FOR THE PPE SAFETY USE WITHIN THE HEALTH CARE SETTING DISPOSABLE
215 | 4213150405400 | COVERALL GENERAL PROTECTION WHITE T - STYLE DESIGN MADE FROM NON - WOVEN SMS MATERIALS WITH BARRIER TO BLOOD AND BODY FLUIDS BREATHABLE AND COMFORTABLE IGNITION RESISTANCE WHEN DISPOSING SHOULD BE ENVIRONMENTAL FRIENDLY LOW IN LINT GENERATION GENEROUS SIZING WITH ELASTIC CUFFS ANKLE HOOD AND WAIST QUALITY ZIPPER WITH FLAP COVERED LARGE SIZE MEETING OSHA RECOMMENDATION FOR THE SAFETY USE IN THE HEALTHCARE SETTING DISPOSABLE
216 | 4213150405500 | COVERALL GENERAL PROTECTION WHITE T-STYLE DESIGN MADE FROM NON-WOVEN SMS MATERIALS WITH BARRIER TO BLOOD AND BODY FLUIDS BREATHABLE AND COMFORTABLE IGNITION RESISTANCE WHEN DISPOSING SHOULD BE ENVIRONMENTAL FRIENDLY LOW IN LINT GENERATION GENEROUS SIZING WITH ELASTIC CUFFS ANKLE HOOD AND WAIST QUALITY ZIPPER WITH FLAP COVERED MEDIUM SIZE MEETING OSHA RECOMMENDATION FOR THE PPE SAFETY USE WITHIN THE HEALTHCARE SETTING DISPOSABLE
217 | 4213150405600 | COVERALL GENERAL PROTECTION WHITE T-STYLE DESIGN MADE FROM NON-WOVEN SMS MATERIALS WITH BARRIER TO BLOOD AND BODY FLUIDS BREATHABLE AND COMFORTABLE IGNITION RESISTANCE WHEN DISPOSING SHOULD BE ENVIRONMENTAL FRIENDLY LOW IN LINT GENERATION GENEROUS SIZING WITH ELASTIC CUFFS ANKLE HOOD AND WAIST QUALITY ZIPPER WITH FLAP COVERED SMALL SIZE MEETING OSHA RECOMMENDATION FOR THE PPE SAFETY USE WITHIN THE HEALTHCAR E SETTING DISPOSABLE
218 | 4213150501000 | CLOTHES PREEMIE TINY BOYS BABY ONE-PIECE BODYSUIT VEST FOR NICU BLUE COLOR 100 % COTTON ALL SEASONS SHORT SLEEVE BUTTON DOWNTHE FRONT WITH NICKLE FREE POPPERS UP TO 1.5 LBS MACHINE WASHABLE AT 40 DEGREES
219 | 4213150501100 | CLOTHES PREEMIE TINY GIRLS BABY ONE-PIECE BODYSUIT VEST FOR NICU PINK COLOR 100 % COTTON ALL SEASONS SHORT SLEEVE BUTTON DOWN THE FRON T WITH NICKLE FREE POPPERS UP TO 1.5 LBS MACHINE WASHABLE AT 40 DEGREES
220 | 4213150709100 | SHOES ANTI-SLIPPERY WATER PROOF PUNCTURE RESISTANT ANTISTATIC COVERING THE FEET AND TOES WITH REINFORCEMENT HEEL LATERAL VENTILATION PORTS COMFORTABLE ERGONOMIC DESIGN TO RELIEVE TENSION IN FEET AND LOWER BACK LIGHT WEIGHT (NOT MORE THAN 80G PER PIECE) EASY TO CLEAN AND DISINFECT SIZE 43/44 BLUE
221 | 4213151000000 | "PANTS NET ELASTIC LARGE FOR KEEPING INCONTINENT PADS IN PLACE"
222 | 4213151200000 | BABY HAT (WHITE IN COLOR) ONE SIZE FITS MOST 5.0 OZ. 100 % COMBED RING SPUN COTTON 1 X 1 BABY RIB BEANIE STYLE CONSTRUCTION WITHFOLDED EDGE SUPER SOFT MATERIAL FOR SENSITIVE SKIN
223 | 4213151200100 | BONNET INFANT HEADCOVER TO KEEP THE PREMATURE AND NEWBORN WARM
224 | 4213151400500 | "DIAPER WRAP AROUND WAIST SIZE: APPROXIMATELY 20 X 31 INCH ADULT SMALL HIGHLY ABSORBENT ASSURES DRY SURFACE READJUSTABLE ADHESIVE TAPE PACKING WRAPPED IN A PLASTIC PACK"
225 | 4213151400600 | "DIAPER WRAP AROUND WAIST SIZE: APPROXIMATELY 32 X 44 INCH ADULT MEDIUM HIGHLY ABSORBENT ASSURES DRY SURFACE READJUSTABLE ADHESIVE TAPE ANTI LEAK BARRIER PACKING WRAPPED IN A PLASTIC PACK"
226 | 4213151400700 | "GARMENT RETENTION VEST WITH MITTEN TWO WAY STRETCH NON-TOXIC NON-IRRITATING 6 - 24 MONTHS OLD WET/DRY WRAPPING IT CAN BE WASHABLE SUITABLE FOR EB PATIENTS (WOUND AND OSTOMY CARE)"
227 | 4213151400800 | "GARMENT RETENTION VEST TWO WAY STRETCH NON-TOXIC NON-IRRITATING 2 - 5 YEARS OLD WET/DRY WRAPPING IT CAN BE WASHABLE SUITABLE FOR EB PATIENTS (WOUND AND OSTOMY CARE)"
228 | 4213151400900 | "GARMENT RETENTION VEST TWO WAY STRETCH NON-TOXIC NON-IRRITATING 5 - 8 YEARS OLD WET/DRY WRAPPING IT CAN BE WASHABLE SUITABLE FOR EB PATIENTS (WOUND AND OSTOMY CARE)"
229 | 4213151401000 | "GARMENT RETENTION VEST TWO WAY STRETCH NON-TOXIC NON-IRRITATING 8 - 11 YEARS OLD WET/DRY WRAPPING IT CAN BE WASHABLE SUITABLE FOR EB PATIENTS (WOUND AND OSTOMY CARE)"
230 | 4213151401100 | "GARMENT RETENTION VEST TWO WAY STRETCH NON-TOXIC NON-IRRITATING 11 - 14 YEARS OLD WET/DRY WRAPPING IT CAN BE WASHABLE SUITABLE FOR EB PATIENTS (WOUND AND OSTOMY CARE)"
231 | 4213151401200 | "GARMENT RETENTION TIGHTS TWO WAY STRETCH NON-TOXIC NON-IRRITATING 6 - 24 MONTHS OLD WET/DRY WRAPPING IT CAN BE WASHABLE SUITABLE FOR EB PATIENTS (WOUND AND OSTOMY CARE)"
232 | 4213151401300 | "GARMENT RETENTION LEGGINGS TWO WAY STRETCH NON-TOXIC NON-IRRITATING 2 - 5 YEARS OLD WET/DRY WRAPPING IT CAN BE WASHABLE SUITABLE FOR EB PATIENTS (WOUND AND OSTOMY CARE)"
233 | 4213151401400 | "GARMENT RETENTION LEGGINGS TWO WAY STRETCH NON-TOXIC NON-IRRITATING 5 - 8 YEARS OLD WET/DRY WRAPPING IT CAN BE WASHABLE SUITABLE FOR EB PATIENTS (WOUND AND OSTOMY CARE)"
234 | 4213151401500 | "GARMENT RETENTION LEGGINGS TWO WAY STRETCH NON-TOXIC NON-IRRITATING 8 - 11 YEARS OLD WET/DRY WRAPPING IT CAN BE WASHABLE SUITABLE FOR EB PATIENTS (WOUND AND OSTOMY CARE)"
235 | 4213151401600 | "GARMENT RETENTION LEGGINGS TWO WAY STRETCH NON-TOXIC NON-IRRITATING 11 - 14 YEARS OLD WET/DRY WRAPPING IT CAN BE WASHABLE SUITABLE FOR EB PATIENTS (WOUND AND OSTOMY CARE)"
236 | 4213151403000 | PANTY GIRDLE HIP READY-MADE PRESSURE GARMENT TO BE USED DURING IMMEDIATE STAGE OF WOUND HEALING AND FOR SCAR MANAGEMENT EASY FITTING SOFT AND SMOOTH DESIGN FOR A SHORT USE UNTIL WOUND IS COMPLETELY HEALED HI-TECH YARN WITH PERMANENT ODOR NEUTRALITY. ALLOWS THE SKIN TO BREATH AND STAY COOL. PATENTED KNIT ENSURES RAPID MOISTURE TRANSPORTATION AND TEMPERATURE HYPO-ALLERGENIC AND LATEX-FREE ANTIBACTERIAL FABRIC COMPOSITION 20% -30% ELASTANE 70 AND -80% POLYAMIDE SIZE 19X22IN/ 48-56 CM
237 | 4213151403100 | PANTY GIRDLE HIP READY-MADE PRESSURE GARMENT TO BE USED DURING IMMEDIATE STAGE OF WOUND HEALING AND FOR SCAR MANAGEMENT EASY FITTING SOFT AND SMOOTH DESIGN FOR A SHORT USE UNTIL WOUND IS COMPLETELY HEALED HI-TECH YARN WITH PERMANENT ODOR NEUTRALITY. ALLOWS THE SKIN TO BREATH AND STAY COOL. PATENTED KNIT ENSURES RAPID MOISTURE TRANSPORTATION AND TEMPERATURE HYPO-ALLERGENIC AND LATEX-FREE ANTIBACTERIAL FABRIC COMPOSITION 20% -30% ELASTANE 70 AND -80% POLYAMIDE SIZE: 21X24IN /53-61 CM
238 | 4213151403200 | PANTY GIRDLE HIP READY-MADE PRESSURE GARMENT TO BE USED DURING IMMEDIATE STAGE OF WOUND HEALING AND FOR SCAR MANAGEMENT EASY FITTING SOFT AND SMOOTH DESIGN FOR A SHORT USE UNTIL WOUND IS COMPLETELY HEALED HI-TECH YARN WITH PERMANENT ODOR NEUTRALITY. ALLOWS THE SKIN TO BREATH AND STAY COOL. PATENTED KNIT ENSURES RAPID MOISTURE TRANSPORTATION AND TEMPERATURE HYPO-ALLERGENIC AND LATEX-FREE ANTIBACTERIAL FABRIC COMPOSITION 20% -30% ELASTANE 70 AND -80% POLYAMIDE SIZE: 23X27IN 58-69 CM
239 | 4213151403300 | PANTY GIRDLE HIP READY-MADE PRESSURE GARMENT TO BE USED DURING IMMEDIATE STAGE OF WOUND HEALING AND FOR SCAR MANAGEMENT EASY FITTING SOFT AND SMOOTH DESIGN FOR A SHORT USE UNTIL WOUND IS COMPLETELY HEALED HI-TECH YARN WITH PERMANENT ODOR NEUTRALITY. ALLOWS THE SKIN TO BREATH AND STAY COOL. PATENTED KNIT ENSURES RAPID MOISTURE TRANSPORTATION AND TEMPERATURE HYPO-ALLERGENIC AND LATEX-FREE ANTIBACTERIAL FABRIC COMPOSITION 20% -30% ELASTANE 70 AND -80% POLYAMIDE SIZE: 26X31IN /66-79 CM
240 | 4213151403400 | PANTY GIRDLE HIP READY-MADE PRESSURE GARMENT TO BE USED DURING IMMEDIATE STAGE OF WOUND HEALING AND FOR SCAR MANAGEMENT EASY FITTING SOFT AND SMOOTH DESIGN FOR A SHORT USE UNTIL WOUND IS COMPLETELY HEALED HI-TECH YARN WITH PERMANENT ODOR NEUTRALITY. ALLOWS THE SKIN TO BREATH AND STAY COOL. PATENTED KNIT ENSURES RAPID MOISTURE TRANSPORTATION AND TEMPERATURE HYPO-ALLERGENIC AND LATEX-FREE ANTIBACTERIAL FABRIC COMPOSITION 20% -30% ELASTANE 70 AND -80% POLYAMIDE SIZE: 29X35IN/ 74-89 CM
241 | 4213151403500 | PANTY GIRDLE HIP READY-MADE PRESSURE GARMENT TO BE USED DURING IMMEDIATE STAGE OF WOUND HEALING AND FOR SCAR MANAGEMENT EASY FITTING SOFT AND SMOOTH DESIGN FOR A SHORT USE UNTIL WOUND IS COMPLETELY HEALED HI-TECH YARN WITH PERMANENT ODOR NEUTRALITY. ALLOWS THE SKIN TO BREATH AND STAY COOL. PATENTED KNIT ENSURES RAPID MOISTURE TRANSPORTATION AND TEMPERATURE HYPO-ALLERGENIC AND LATEX-FREE ANTIBACTERIAL FABRIC COMPOSITION 20% -30% ELASTANE 70 AND -80% POLYAMIDE SIZE: 41X50IN /104- 127 CM
242 | 4213151403600 | PANTY GIRDLE HIP READY-MADE PRESSURE GARMENT TO BE USED DURING IMMEDIATE STAGE OF WOUND HEALING AND FOR SCAR MANAGEMENT EASY FITTING SOFT AND SMOOTH DESIGN FOR A SHORT USE UNTIL WOUND IS COMPLETELY HEALED HI-TECH YARN WITH PERMANENT ODOR NEUTRALITY. ALLOWS THE SKIN TO BREATH AND STAY COOL. PATENTED KNIT ENSURES RAPID MOISTURE TRANSPORTATION AND TEMPERATURE HYPO-ALLERGENIC AND LATEX-FREE ANTIBACTERIAL FABRIC COMPOSITION 20% -30% ELASTANE 70 AND -80% POLYAMIDE SIZE: 33X39IN/ 84-99 CM
243 | 4213151403700 | PANTY GIRDLE HIP READY-MADE PRESSURE GARMENT TO BE USED DURING IMMEDIATE STAGE OF WOUND HEALING AND FOR SCAR MANAGEMENT EASY FITTING SOFT AND SMOOTH DESIGN FOR A SHORT USE UNTIL WOUND IS COMPLETELY HEALED HI-TECH YARN WITH PERMANENT ODOR NEUTRALITY. ALLOWS THE SKIN TO BREATH AND STAY COOL. PATENTED KNIT ENSURES RAPID MOISTURE TRANSPORTATION AND TEMPERATURE HYPO-ALLERGENIC AND LATEX-FREE ANTIBACTERIAL FABRIC COMPOSITION 20% -30% ELASTANE 70 AND -80% POLYAMIDE SIZE: 38X43IN/ 96-109 CM
244 | 4213151403800 | PRESSURE GARMENT CUSTOM MADE FOR SCAR MANAGEMENT BODY CHILD LONG SLEEVES ULTRAVIOLET PROTECTION (NOT LESS THAN 98%) BREATHABLE HYPOALLERGENIC AND LATEX-FREE COMPOSITION-HIGH QUALITY SOFT ANTI-BACTERIAL MEDICAL GRADE COMPOSITION AVAILABLE IN TWO WASHABLE FABRICS: STRONG AND MEDIUM PRESSURE BASED ON PATIENT NEEDS
245 | 4213151403900 | PRESSURE GARMENT CUSTOM MADE FOR SCAR MANAGEMENT BODY CHILD SHORT LEGS (ADDITIONS TO PREVIOUS BODY CHILD) ULTRAVIOLET PROTECTION (NOT LESS THAN 98%) BREATHABLE HYPOALLERGENIC AND LATEX-FREE COMPOSITION-HIGH QUALITY SOFT ANTI-BACTERIAL MEDICAL GRADE COMPOSITION AVAILABLE IN TWO WASHABLE FABRICS: STRONG AND MEDIUM PRESSURE BASED ON PATIENT NEEDS
246 | 4213151404000 | PRESSURE GARMENT CUSTOM MADE FOR SCAR MANAGEMENT BODY CHILD SHORT SLEEVES ULTRAVIOLET PROTECTION (NOT LESS THAN 98%) BREATHABLE HYPOALLERGENIC AND LATEX-FREE COMPOSITION-HIGH QUALITY SOFT ANTI-BACTERIAL MEDICAL GRADE COMPOSITION AVAILABLE IN TWO WASHABLE FABRICS: STRONG AND MEDIUM PRESSURE BASED ON PATIENT NEEDS
247 | 4213151404100 | PRESSURE GARMENT CUSTOM MADE FOR SCAR MANAGEMENT BODY CHILD SLEEVELESS ULTRAVIOLET PROTECTION (NOT LESS THAN 98%) BREATHABLE HYPOALLERGENIC AND LATEX-FREE COMPOSITION-HIGH QUALITY SOFT ANTI-BACTERIAL MEDICAL GRADE COMPOSITION AVAILABLE IN TWO WASHABLE FABRICS: STRONG AND MEDIUM PRESSURE BASED ON PATIENT NEEDS
248 | 4213151404200 | PRESSURE GARMENT CUSTOM MADE FOR SCAR MANAGEMENT BODY WOMEN LONG AND SHORT SLEEVES ULTRAVIOLET PROTECTION (NOT LESS THAN 98%) BREATHABLE HYPOALLERGENIC AND LATEX-FREE COMPOSITION-HIGH QUALITY SOFT ANTI-BACTERIAL MEDICAL GRADE COMPOSITION AVAILABLE IN TWO WASHABLE FABRICS: STRONG AND MEDIUM PRESSURE BASED ON PATIENT NEEDS
249 | 4213151404300 | PRESSURE GARMENT CUSTOM MADE FOR SCAR MANAGEMENT BODY WOMEN LONG SLEEVES ULTRAVIOLET PROTECTION (NOT LESS THAN 98%) BREATHABLE HYPOALLERGENIC AND LATEX-FREE COMPOSITION-HIGH QUALITY SOFT ANTI-BACTERIAL MEDICAL GRADE COMPOSITION AVAILABLE IN TWO WASHABLE FABRICS: STRONG AND MEDIUM PRESSURE BASED ON PATIENT NEEDS
250 | 4213151404400 | PRESSURE GARMENT CUSTOM MADE FOR SCAR MANAGEMENT BODY WOMEN SHORT LEGS (ADDITIONS TO PREVIOUS BODY WOMEN) ULTRAVIOLET PROTECTION (NOT LESS THAN 98%) BREATHABLE HYPOALLERGENIC AND LATEX-FREE COMPOSITION-HIGH QUALITY SOFT ANTI-BACTERIAL MEDICAL GRADE COMPOSITION AVAILABLE IN TWO WASHABLE FABRICS: STRONG AND MEDIUM PRESSURE BASED ON PATIENT NEEDS
251 | 4213151404500 | PRESSURE GARMENT CUSTOM MADE FOR SCAR MANAGEMENT BODY WOMEN SHORT SLEEVES ULTRAVIOLET PROTECTION (NOT LESS THAN 98%) BREATHABLE HYPOALLERGENIC AND LATEX-FREE COMPOSITION-HIGH QUALITY SOFT ANTI-BACTERIAL MEDICAL GRADE COMPOSITION AVAILABLE IN TWO WASHABLE FABRICS: STRONG AND MEDIUM PRESSURE BASED ON PATIENT NEEDS
252 | 4213151404600 | PRESSURE GARMENT CUSTOM MADE FOR SCAR MANAGEMENT BODY WOMEN SLEEVELESS ULTRAVIOLET PROTECTION (NOT LESS THAN 98%) BREATHABLE HYPOALLERGENIC AND LATEX-FREE COMPOSITION-HIGH QUALITY SOFT ANTI-BACTERIAL MEDICAL GRADE COMPOSITION AVAILABLE IN TWO WASHABLE FABRICS: STRONG AND MEDIUM PRESSURE BASED ON PATIENT NEEDS
253 | 4213151404700 | PANTY 1 LEG
254 | 4213151404800 | PRESSURE GARMENT CUSTOM MADE FOR SCAR MANAGEMENT PANTY GIRDLE ABOVE KNEE CLOSED PUBIS COMPOSITION-HIGH QUALITY SOFT MULTI-DIRECTIONAL STRETCH ANATOMICAL FIT ANTI-BACTERIAL BREATHABLE ODOR NEUTRALITY HYPOALLERGENIC AND LATEX-FREE MEDICAL GRADE COMPOSITION PRESSURE BASED ON PATIENT NEEDS
255 | 4213151404900 | PRESSURE GARMENT CUSTOM MADE FOR SCAR MANAGEMENT PANTY GIRDLE BELOW KNEE CLOSED PUBIS COMPOSITION-HIGH QUALITY SOFT MULTI-DIRECTIONAL STRETCH ANATOMICAL FIT ANTI-BACTERIAL BREATHABLE ODOR NEUTRALITY HYPOALLERGENIC AND LATEX-FREE MEDICAL GRADE COMPOSITION PRESSURE BASED ON PATIENT NEEDS
256 | 4213151405000 | PRESSURE GARMENT CUSTOM MADE FOR SCAR MANAGEMENT PANTY GIRDLE BELOW KNEE OPEN PUBIS COMPOSITION-HIGH QUALITY SOFT MULTI-DIRECTIONAL STRETCH ANATOMICAL FIT ANTI-BACTERIAL BREATHABLE ODOR NEUTRALITY HYPOALLERGENIC AND LATEX-FREE MEDICAL GRADE COMPOSITION PRESSURE BASED ON PATIENT NEEDS
257 | 4213151405100 | PRESSURE GARMENT CUSTOM MADE FOR SCAR MANAGEMENT PANTY GIRDLE ABOVE KNEE TWO LEGS OPEN PUBIS COMPOSITION-HIGH QUALITY SOFT MULTI-DIRECTIONAL STRETCH ANATOMICAL FIT ANTI-BACTERIAL BREATHABLE ODOR NEUTRALITY HYPOALLERGENIC AND LATEX-FREE MEDICAL GRADE COMPOSITION PRESSURE BASED ON PATIENT NEEDS
258 | 4213151405200 | THERA-TOG SUIT OR EQUIVALENT TO IMPROVE ALIGNMENT AND STABILIZATION OF THE BODY CONTAINS THE CORE STRENGTHENING SET WITH ABDOMINAL ASSIST SIZE LARGE
259 | 4213151405300 | THERA-TOG SUIT OR EQUIVALENT TO IMPROVE ALIGNMENT AND STABILIZATION OF THE BODY CONTAINS THE CORE STRENGTHENING SET WITH ABDOMINAL ASSIST SIZE MEDIUM
260 | 4213151405400 | THERA-TOG SUIT OR EQUIVALENT TO IMPROVE ALIGNMENT AND STABILIZATION OF THE BODY CONTAINS THE CORE STRENGTHENING SET WITH ABDOMINAL ASSIST SIZE SMALL
261 | 4213151405500 | THERA-TOG SUIT OR EQUIVALENT TO IMPROVE ALIGNMENT AND STABILIZATION OF THE BODY CONTAINS THE CORE STRENGTHENING SET WITH ABDOMINAL ASSIST SIZE X-LARGE
262 | 4213151405600 | THERA-TOG SUIT OR EQUIVALENT TO IMPROVE ALIGNMENT AND STABILIZATION OF THE BODY CONTAINS THE CORE STRENGTHENING SET WITH ABDOMINAL ASSIST SIZE X-SMALL
263 | 4213151405700 | THERA-TOG SUIT OR EQUIVALENT TO IMPROVE ALIGNMENT AND STABILIZATION OF THE BODY CONTAINS THE CORE STRENGTHENING SET WITH KNEE FLEXION OR EXTENSION ASSIST SIZE LARGE
264 | 4213151405800 | THERA-TOG SUIT OR EQUIVALENT TO IMPROVE ALIGNMENT AND STABILIZATION OF THE BODY CONTAINS THE CORE STRENGTHENING SET WITH KNEE FLEXION OR EXTENSION ASSIST SIZE MEDIUM
265 | 4213151405900 | THERA-TOG SUIT OR EQUIVALENT TO IMPROVE ALIGNMENT AND STABILIZATION OF THE BODY CONTAINS THE CORE STRENGTHENING SET WITH KNEE FLEXION OR EXTENSION ASSIST SIZE SMALL
266 | 4213151406000 | THERA-TOG SUIT OR EQUIVALENT TO IMPROVE ALIGNMENT AND STABILIZATION OF THE BODY CONTAINS THE CORE STRENGTHENING SET WITH KNEE FLEXION OR EXTENSION ASSIST SIZE X-LARGE
267 | 4213151406100 | THERA-TOG SUIT OR EQUIVALENT TO IMPROVE ALIGNMENT AND STABILIZATION OF THE BODY CONTAINS THE CORE STRENGTHENING SET WITH KNEE FLEXION OR EXTENSION ASSIST SIZE X-SMALL
268 | 4213151406200 | THERA-TOG SUIT OR EQUIVALENT TO IMPROVE ALIGNMENT AND STABILIZATION OF THE BODY CONTAINS THE CORE STRENGTHENING SET WITH SCAPULAR AND SHOULDER RETRACTION SIZE LARGE
269 | 4213151406300 | THERA-TOG SUIT OR EQUIVALENT TO IMPROVE ALIGNMENT AND STABILIZATION OF THE BODY CONTAINS THE CORE STRENGTHENING SET WITH SCAPULAR AND SHOULDER RETRACTION SIZE MEDIUM
270 | 4213151406400 | THERA-TOG SUIT OR EQUIVALENT TO IMPROVE ALIGNMENT AND STABILIZATION OF THE BODY CONTAINS THE CORE STRENGTHENING SET WITH SCAPULAR AND SHOULDER RETRACTION SIZE SMALL
271 | 4213151406500 | THERA-TOG SUIT OR EQUIVALENT TO IMPROVE ALIGNMENT AND STABILIZATION OF THE BODY CONTAINS THE CORE STRENGTHENING SET WITH SCAPULAR AND SHOULDER RETRACTION SIZE X-LARGE
272 | 4213151406600 | THERA-TOG SUIT OR EQUIVALENT TO IMPROVE ALIGNMENT AND STABILIZATION OF THE BODY CONTAINS THE CORE STRENGTHENING SET WITH SCAPULAR AND SHOULDER RETRACTION SIZE X-SMALL
273 | 4213151406700 | PRESSURE GARMENT CUSTOM MADE FOR SCAR MANAGEMENT WAIST HEIGHT ONE LEG PANTY CLOSED PUBIS COMPOSITION-HIGH QUALITY SOFT MULTI-DIRECTIONAL STRETCH ANATOMICAL FIT ANTI-BACTERIAL BREATHABLE ODOR NEUTRALITY HYPOALLERGENIC AND LATEX-FREE MEDICAL GRADE COMPOSITION PRESSURE BASED ON PATIENT NEEDS
274 | 4213151406800 | PRESSURE GARMENT CUSTOM MADE FOR SCAR MANAGEMENT WAIST HEIGHT ONE LEG PANTY OPEN PUBIS COMPOSITION-HIGH QUALITY SOFT MULTI-DIRECTIONAL STRETCH ANATOMICAL FIT ANTI-BACTERIAL BREATHABLE ODOR NEUTRALITY HYPOALLERGENIC AND LATEX-FREE MEDICAL GRADE COMPOSITION PRESSURE BASED ON PATIENT NEEDS
275 | 4213151406900 | UNDERWEAR FEMALE LARGE DISPOSABLE
276 | 4213151407000 | UNDERWEAR FEMALE MEDIUM DISPOSABLE
277 | 4213151407100 | UNDERWEAR FEMALE X-LARGE DISPOSABLE
278 | 4213151407200 | BRA WITH 2 POCKETS SEAMLESS CUPS SOFT PADDED WIDE ADJUSTABLE STRAPS WIDER AND CLOSE-FITTING UNDER BUST BAND NUDE/WHITE COLOR ASSORTED CUPS FROM A TO F AND ASSORTED SIZES FROM 70 - 120 (LYMPHEDEMA)
279 | 4213160100000 | APRON POLYTHENE WHITE 760 X 1220 MM WITH DISPENSER DISPOSABLE
280 | 4213160100300 | "APRON LAMINATED PLASTIC SIZE: 70 X 120 CM (+/- 5 CM) DISPOSABLE"
281 | 4213160400000 | HAIR CAP FOR NURSE BOUFFANT HEAD NON-WOVEN ADJUSTABLE 18-20 GSM FITS ALL SIZES BLUE OR GREEN DISPOSABLE
282 | 4213160500000 | BOOTS FULL COVERAGE DISPOSABLE ANTI SLIPPERY
283 | 4213160500100 | "COVER BOOT COVER FULL UNIVERSAL GENEROUS SIZING MADE OF HIGH-QUALITY THREE LAYER SMS HEAVY-DUTY THICK COMPLETE BARRIER TO BLOOD AND BOD Y FLUIDS BREATHABLE KNEE HIGH PRESENTED IN SMALL CARTOON DISPENSERS CAN TAKE UP TO 50 PCS PER DISPENSER."
284 | 4213160701300 | JACKET WARM-UP KNIT CUFF COLLAR MULTI LAYER LATEX FREE BLUE LARGE DISPOSABLE
285 | 4213160701400 | JACKET WARM-UP KNIT CUFF COLLAR MULTI LAYER LATEX FREE BLUE MEDIUM DISPOSABLE
286 | 4213160701500 | JACKET WARM-UP KNIT CUFF COLLAR MULTI LAYER LATEX FREE BLUE SMALL DISPOSABLE
287 | 4213160701600 | JACKET WARM-UP KNIT CUFF COLLAR MULTI LAYER LATEX FREE BLUE X-LARGE DISPOSABLE
288 | 4213160800000 | SCRUB SUIT (SHIRT AND PANTS) FOR MALE SIZES MEDIUM WITH COMFORT FIT DESIGN AND SHORT SLEEVES V SHAPE COLLAR TIES AROUND THE WASTE AND HIGH RESISTANCE TO MICROBIAL PENETRATION DRY AND CAN REPLACE LAMINAR AIR FLOW (COTTON/ POLYESTER ) RESISTANCE TO TENSILE AND BURST WET AND DRY CLEAN (NON-STERILE) SHOULD BEFLAME RESISTANCE BLUE COLOR NOT SEE THROUGH MATERIALS SINGLE PACK SINGLE USE
289 | 4213160800100 | SCRUB SUIT (SHIRT AND PANTS) FOR MALE SIZES LARGE WITH COMFORT FIT DESIGN AND SHORT SLEEVES V SHAPE COLLAR TIES AROUND THE WASTE AND HIGH RESISTANCE TO MICROBIAL PENETRATION DRY AND CAN REPLACE LAMINAR AIR FLOW (COTTON/ POLYESTER ) RESISTANCE TO TENSILE AND BURST WET AND DRY CLEAN (NON-STERILE) SHOULD BEFLAME RESISTANCE BLUE COLOR NOT SEE THROUGH MATERIALS SINGLE PACK SINGLE USE
290 | 4213160800200 | SCRUB SUIT (SHIRT AND PANTS) FOR MALE SIZES X- LARGE WITH COMFORT FIT DESIGN AND SHORT SLEEVES V SHAPE COLLAR TIES AROUND THE WASTE AND HIGH RESISTANCE TO MICROBIAL PENETRATION DRY AND CAN REPLACE LAMINAR AIR FLOW (COTTON/ POLYESTER ) RESISTANCE TO TENSILE AND BURST WET AND DRY CLEAN (NON-STERILE) SHOULD BEFLAME RESISTANCE BLUE COLOR NOT SEE THROUGH MATERIALS SINGLE PACK SINGLE USE
291 | 4213160800300 | SCRUB SUIT (SHIRT AND PANTS) FOR MALE SIZES XX- LARGE WITH COMFORT FIT DESIGN AND SHORT SLEEVES V SHAPE COLLAR TIES AROUND THE WASTE AND HIGH RESISTANCE TO MICROBIAL PENETRATION DRY AND CAN REPLACE LAMINAR AIR FLOW (COTTON/ POLYESTER ) RESISTANCE TO TENSILE AND BURST WET AND DRY CLEAN (NON-STERILE) SHOULD BEFLAME RESISTANCE BLUE COLOR NOT SEE THROUGH MATERIALS SINGLE PACK SINGLE USE
292 | 4213160800400 | SCRUB SUIT (SHIRT AND PANTS) FOR MALE SIZES XXX- LARGE WITH COMFORT FIT DESIGN AND SHORT SLEEVES V SHAPE COLLAR TIES AROUND THE WASTE AND HIGH RESISTANCE TO MICROBIAL PENETRATION DRY AND CAN REPLACE LAMINAR AIR FLOW (COTTON/ POLYESTER ) RESISTANCE TO TENSILE AND BURST WET AND DRY CLEAN (NON-STERILE) SHOULD BEFLAME RESISTANCE BLUE COLOR NOT SEE THROUGH MATERIALS SINGLE PACK SINGLE USE
293 | 4213160800500 | SCRUB SUIT (SHIRT AND PANTS) FOR FEMALE SIZES SMALL WITH COMFORT FIT DESIGN AND SHORT SLEEVES ROUND SHAPE COLLAR WITH BACK NECK SNAP BUTTONS TIES AROUND THE WASTE RESISTANCE TO MICROBIAL PENETRATION DRY RESISTANCE TO TENSILE AND BURST WET AND DRY CLEAN (NON-STERILE) SHOULD BEFLAME RESISTANCE BLUE COLOR NOT SEE THROUGH MATERIALS SINGLE PACK SINGLE USE
294 | 4213160800600 | SCRUB SUIT (SHIRT AND PANTS) FOR FEMALE SIZES XXXL WITH COMFORT FIT DESIGN AND SHORT SLEEVES ROUND SHAPE COLLAR WITH BACK NECK SNAP BUTTONS TIES AROUND THE WASTE RESISTANCE TO MICROBIAL PENETRATION DRY RESISTANCE TO TENSILE AND BURST WET AND DRY CLEAN (NON-STERILE) SHOULD BEFLAME RESISTANCE BLUE COLOR NOT SEE THROUGH MATERIALS SINGLE PACK SINGLE USE
295 | 4213160800700 | SCRUB SUIT (SHIRT AND PANTS) FOR FEMALE SIZES MEDIUM WITH COMFORT FIT DESIGN AND SHORT SLEEVES ROUND SHAPE COLLAR WITH BACK NECK SNAP BUTTONS TIES AROUND THE WASTE RESISTANCE TO MICROBIAL PENETRATION DRY RESISTANCE TO TENSILE AND BURST WET AND DRY CLEAN (NON-STERILE) SHOULD BEFLAME RESISTANCE BLUE COLOR NOT SEE THROUGH MATERIALS SINGLE PACK SINGLE USE
296 | 4213160800800 | SCRUB SUIT (SHIRT AND PANTS) FOR FEMALE SIZES LARGE WITH COMFORT FIT DESIGN AND SHORT SLEEVES ROUND SHAPE COLLAR WITH BACK NECK SNAP BUTTONS TIES AROUND THE WASTE RESISTANCE TO MICROBIAL PENETRATION DRY RESISTANCE TO TENSILE AND BURST WET AND DRY CLEAN (NON-STERILE) SHOULD BEFLAME RESISTANCE BLUE COLOR NOT SEE THROUGH MATERIALS SINGLE PACK SINGLE USE
297 | 4213160800900 | SCRUB SUIT (SHIRT AND PANTS) FOR FEMALE SIZES XL WITH COMFORT FIT DESIGN AND SHORT SLEEVES ROUND SHAPE COLLAR WITH BACK NECK SNAP BUTTONS TIES AROUND THE WASTE RESISTANCE TO MICROBIAL PENETRATION DRY RESISTANCE TO TENSILE AND BURST WET AND DRY CLEAN (NON-STERILE) SHOULD BE FLAME RESISTANCE BLUE COLOR NOT SEE THROUGH MATERIALS SINGLE PACK SINGLE USE
298 | 4213160801000 | SCRUB SUIT (SHIRT AND PANTS) FOR FEMALE SIZES XXL WITH COMFORT FIT DESIGN AND SHORT SLEEVES ROUND SHAPE COLLAR WITH BACK NECK SNAP BUTTONS TIES AROUND THE WASTE RESISTANCE TO MICROBIAL PENETRATION DRY RESISTANCE TO TENSILE AND BURST WET AND DRY CLEAN (NON-STERILE) SHOULD BE FLAME RESISTANCE BLUE COLOR NOT SEE THROUGH MATERIALS SINGLE PACK SINGLE USE
299 | 4213161100000 | HAIR CAP FOR SURGEON WITH TIES FITS ALL SIZE BLUE OR GREEN DISPOSABLE
300 | 4213161100200 | HAIR CAP FOR SURGEON HOOD TYPE WITH TIES FITS ALL SIZES BLUE OR GREEN DISPOSABLE
301 | 4213161100400 | CAP INJECTION SEALING WITH MALE LUER LOCK TO FIT WITH SUBCLAVIAN OR FEMORAL CATHETER AND FEMALE LUER LOCK ADAPTER SUITABLE LENGTH ABOUT 2 CM
302 | 4213161200300 | "GOWN CHEMOTHERAPY SERVE AS BARRIER AGAINST WATER AND CHEMICAL PROOF AND PERFORATED OPEN BACK DESIGN SIZE MEDIUM NON STERILE"
303 | 4213161200400 | "GOWN CHEMOTHERAPY SERVE AS BARRIER AGAINST WATER AND CHEMICAL PROOF AND PERFORATED OPEN BACK DESIGN SIZE LARGE NON STERILE"
304 | 4213161200600 | "GOWN CHEMOTHERAPY SERVE AS BARRIER AGAINST WATER AND CHEMICAL PROOF AND PERFORATED OPEN BACK DESIGN SIZE SMALL NON STERILE"
305 | 4213161200900 | LIP RETRACTOR PLASTIC SMALL SIZE C SHAPE AUTOCLAVABLE
306 | 4213170100000 | DRAPE MOISTURE VAPOR PERMEABLE ADHESIVE SIZE: 30 X 28 CM DISPOSABLE STERILE
307 | 4213170100100 | ACK U-SHAPED (BREAST / CHEST) : CONTENTS: 1 BACK TABLE COVER REINFORCED 140X190 CM; 1 MAYO STAND COVER REINFORCED 75X145 CM ; 4 UTILITY DRAPES WITH ADHESIVE TAPE 75X50 CM ; 2 EXTRA DRAPES 125 X 100 CM WITH ADHESIVE TAPE ; 1 NEEDLE COUNTER ; 2 ADHESIVE TAPE 10 X 50 CM 1 ; 1 BAR SHEET 270 X 155 CM WITH ISO-SEAL POSITIONING TAPE AND PE 75X50 CM ; 1 BREAST / CHEST U-DRAPE 195 X 300CM WITH 20 X 55 CM SPLIT WITH ISO-SEAL POSITIONING TAPE AND FABRIC REINFORCEMENT AND TUBE HOLDERS ; 1 BAR SHEET 270 X 155 CM WITH ISO-SEAL POSITIONING TAPE ; 1 UTILITY BAG ; 1SURGICAL GOWN XL SIZE ; 1SURGICAL GOWN L SIZE ; ABSORBENT TOWEL 2IN (ACCORDING TO THE ATTACHED FABRIC SPECIFICATION)
308 | 4213170100400 | DRAPE FABRIC REINFORCEMENT 76 X 75 INCH (+/- 5 INCH) DISPOSABLE STERILE
309 | 4213170100500 | DRAPE SHEET LAPAROSCOPY FABRIC REINFORCEMENT 104 X 75 X 120 INCH ( +/- 2 INCH) DISPOSABLE STERILE
310 | 4213170100600 | DRAPE FENESTRATED FABRIC REINFORCEMENT 4 X 12 INCH ( +/- 1 INCH ) DISPOSABLE STERILE
311 | 4213170100700 | DRAPE STERILE-ALL PURPOSE MAKING STERILE FIELD FOR ANY PROCEDURE WITH STICKY CENTRAL HOLE 10 X 10 CM ( +/- 2 CM ) SIZES 50 X 60 CM ( +/- 5 CM) STICKY ON THE UPPER EDGE DISPOSABLE STERILE INDIVIDUAL PACKAGING
312 | 4213170100900 | PACK ULTRA UNIVERSAL : CONTENTS : BACK TABLE COVER REINFORCED 140X 190 CM 1 MAYO STAND COVER REINFORCED 75X145 CM 4 UTILITY DRAPES WITH ADHESIVE TAPE 75X50 CM 1 UTILITY BAG 1 UPPER PART DRAPE REINFORCED WITH ADHESIVE TAPE 125 X150 CM WITH TUBE HOLDER 1 LOWER DRAPE REINFORCED 125 X 170CM WITH ADHESIVE TAPE WITH TUBE HOLDER 2 SIDE DRAPE REINFORCED 120 X80CM WITH ADHESIVE TAPE 2 EXTRA DRAPES 125 X 100 CM WITH ADHESIVE TAPE 1 NEEDLE COUNTER AND. 2 ADHESIVE TAPE 10 X 50 CM. 4 UTILITY DRAPES WITH ADHESIVE TAPE 75X50 CM. 1 UTILITY BAG. 1 UPPER PART DRAPE REINFORCED WITH ADHESIVE TAPE 125 X150 CM WITH TUBE HOLDER. 1 LOWER DRAPE REINFORCED 125 X 170CM WITH ADHESIVE TAPE WITH TUBE HOLDER. 2 SIDE DRAPE REINFORCED 120 X80CM WITH ADHESIVE TAPE. 2 EXTRA DRAPES 125X100 CM WITH ADHESIVE TAPE. 1 NEEDLE COUNTER . 2 ADHESIVE TAPE (STERI -TAPE )10 X 50 CM. SURGICAL GOWN XL SIZE. 1 SURGICAL GOWN L SIZE. 2 ABSORBENT TOWEL. (ACCORDING TO THE ATTACHED FABRIC SPECIFICATION)
313 | 4213170101000 | PACK MINOR SURGERY : CONTENTS: 1 BACK TABLE COVER REINFORCED 100 X 100 CM ; 4 UTILITY DRAPES WITH ADHESIVE TAPE 75X50 CM ; 1 UTILITY BAG (ACCORDING TO THE ATTACHED FABRIC SPECIFICATION)
314 | 4213170101100 | PACK LAPAROSCOPIC CHOLECYSTECTOMY : CONTENTS: 1 BACK TABLE COVER REINFORCED 140 X 190 CM ; 1 MAYO STAND COVER REINFORCED 75 X145 CM ; 4 UTILITY DRAPES WITH ADHESIVE TAPE 75X50 CM ; 1 UTILITY BAG ; 1 WHOLE BODY DRAPE T SHAPED 255 X 285 X180 CM FENESTRATED WITH CONTROL FABRIC REINFORCEMENT 30 X 30CM ; 1 LOWER DRAPE REINFORCED 125 X 170CM WITH ADHESIVE TAPE WITH TUBE HOLDER ; 1 EASY APPLICABLE CAMERA CABLE COVER(RING SHAPED) ; 2 ADHESIVE TAPE 10 X 50 CM AND LAPAROSCOPIC INSTRUMENTS POUCH WITH ADHESIVE CAPABILITY TO BE FIXED TO DRAPE; SURGICAL GOWN XL SIZE. 1 ; SURGICAL GOWN L SIZE. 1 ; ABSORBENT TOWEL 2 INCH (ACCORDING TO THE ATTACHED FABRIC SPECIFICATION)
315 | 4213170101200 | PACK ULTRA MAJOR SURGICAL : CONTENTS: 1 BACK TABLE COVER REINFORCED 140 X 190 CM ; 1 MAYO STAND COVER REINFORCED 75X145 CM ; 4 UTILITY DRAPES WITH ADHESIVE TAPE 75X50 CM ; 1 UTILITY BAG ; 1 WHOLE BODY DRAPE T SHAPED 255 X 285 X180 CM FENESTRATED WITH CONTROL FABRIC REINFORCEMENT 30 X 30CM WITH TUBE HOLDER ; 1 LOWER DRAPE REINFORCED 125 X 170CM WITH ADHESIVE TAPE ; 2 LEGGING 110 X 75 CM 2 ADHESIVE TAPE 10 X 50 CM ; 1 NEEDLE COUNTER ; SURGICAL GOWN XL SIZE. 1 ; SURGICAL GOWN L SIZE. 1 ; ABSORBENT TOWEL 2 INCH (ACCORDING TO THE ATTACHED FABRIC SPECIFICATION)
316 | 4213170101300 | PACK HEMORRHOIDECTOMY : CONTENTS : 1 BACK TABLE COVER REINFORCED 140 X 190 CM ; 1 MAYO STAND COVER REINFORCED 75X145 CM ; 1 UTILITY TOP DRAPE WITH TUBE HOLDER 100X80 CM ; 1 UTILITY BAG ; 2 LEGGING 110 X 75 CM ; 1 UNDER BUTTOCK DRAPE REINFORCED WITH ADHESIVE TAPE 80 X 105 CM ; SURGICAL GOWN XL SIZE. 1 ; SURGICAL GOWN L SIZE. 1 ; ABSORBENT TOWEL 2 INCH (ACCORDING TO THE ATTACHED FABRIC SPECIFICATION) 1 PLASTIC POUCH
317 | 4213170101500 | PACK ENDO-UROLOGIC : CONTENTS : 1 BACK TABLE COVER REINFORCED 140X190 CM ; 1 MAYO STAND COVER REINFORCED 75X145 CM ; 1 REINFORCED PERINEAL DRAPE SPECIALIZED FOR ENDOUROLOGICAL OPERATIONS 75 X180 CM FENESTRATED 12 X12X12 CM WITH FLUID COLLECTION POUCH WITH SUCTION PORT/S AND TUBE HOLDER IN BOTH SIDES ; 2 ADHESIVE TAPE 10 X 50 CM ; 1 UPPER DRAPE 110 X 170 CM ; 2 LEGGING 110 X 75 CM ; 1 EASY APPLICABLE CAMERA CABLE COVER ; SURGICAL GOWN XL SIZE. 1 ; SURGICAL GOWN L SIZE. 1 ; ABSORBENT TOWEL 2 INCH (ACCORDING TO THE ATTACHED FABRIC SPECIFICATION)
318 | 4213170101600 | PACK DELIVERY : CONTENTS : 1 BACK TABLE COVER REINFORCED 140X190 CM ; 1 MAYO STAND COVER REINFORCED 75X145 CM ; 2 LEGGING 110X75 CM ; 1 UTILITY BAG ;1 UNDER BUTTOCK DRAPE 85 X105 CM REINFORCED WITH POUCH WITH SUCTION PORT/S ; 1 IMPERVIOUS U SHAPED DRAPE 150 X 175 CM ; 1 PERINEAL DRAPE 100 X100 CM WITH TRIANGULAR FENESTRATION 25X25X25 CM ; 1 NEEDLE COUNTER ; 2 UMBILICAL CORD CLAMPS ; 1 BABY BLANKET 80 X75 CM ; 2 ADHESIVE TAPE 10 X 50 CM ; 1 PLACENTA BASIN AND 1 NASAL SUCTION BULB SYRINGE ; SURGICAL GOWN XL SIZE. 1 ; SURGICAL GOWN L SIZE. 1 ; ABSORBENT TOWEL 2 INCH (ACCORDING TO THE ATTACHED FABRIC SPECIFICATION)
319 | 4213170101700 | PACK CESAREAN SECTION CONTENTS : 1 BACK TABLE COVER REINFORCED 140X 190 CM ; 1 MAYO STAND COVER REINFORCED 75X145 CM ; 4 UTILITY DRAPES WITH ADHESIVE TAPE 75X50 CM; 1 UTILITY BAG ; 1 WHOLE BODY DRAPE T SHAPED 255 X300 X190 CM FENESTRATED WITH CONTROL FABRIC REINFORCEMENT 30 X30 CM WITH TUBE HOLDER ON BOTH SIDES WITH FLUID COLLECTION POUCH WITH SUCTION PORT/S ; 1 NEEDLE COUNTER; 2 ADHESIVE TAPE 10 X 50 CM ; 2 UMBILICAL CORD CLAMP ; 1 BABY BLANKET 80 X75 CM ; 1 PLACENTA BASIN AND 1 NASAL SUCTION BULB SYRINGE ; 1 SURGICAL GOWN XL SIZE ; 1 SURGICAL GOWN L SIZE ; 2 ABSORBENT TOWEL 2INCH (ACCORDING TO THE ATTACHED FABRIC SPECIFICATION)
320 | 4213170101800 | PACK ADULT ENT : CONTENTS: 1 BACK TABLE COVER REINFORCED 140X190 CM ; 1 MAYO STAND COVER REINFORCED 75X145 CM ; 4 UTILITY DRAPES WITH ADHESIVE TAPE 75X50 CM ; 1 UTILITY BAG ; 1 HEAD DRAPE DOUBLE LAYER 130X90 CM WITH ADHESIVE TAPE; 1 ENT SPLIT SHEET 80X200 CM WITH 7 X 55 CM SPLIT OPENING WITH ADHESIVE TAPE AND TUBE HOLDER; 2 ADHESIVE TAPE 10 X 50 CM AND 1 NEEDLE COUNTER ; 1 SURGICAL GOWN XL SIZE ; 1 SURGICAL GOWN L SIZE ; 2 ABSORBENT TOWEL (ACCORDING TO THE ATTACHED FABRIC SPECIFICATION)
321 | 4213170101900 | PACK SURGICAL EYE ( OPHTHALMOLOGY ) : CONTENTS : 1 BACK TABLE COVER REINFORCED 140X190 CM 40X65 CM ; 1 MAYO STAND COVER REINFORCED 75X145 CM ; 1 NEEDLE COUNTER ; 1 FULL BODY OPHTHALMIC DRAPE 180 X290 WITH 5 X 4 CM EYE FENESTRATION;10 WEEKSEL (K- SPONGE) ; 1 UTILITY BAG AND MEDICATION LABELS ; 1 DEXAMETHASONE(WHITE) 1 GENTAMICIN (WHITE) 1 MICHOL (WHITE) 1 AVASTIN INJECTION (WHITE) ; SURGICAL GOWN XL SIZE. 1 ; SURGICAL GOWN L SIZE. 1 ; ABSORBENT TOWEL 2 INCH (ACCORDING TO THE ATTACHED FABRIC SPECIFICATION)
322 | 4213170102000 | PACK CRANIOTOMY : CONTENTS : 1 BACK TABLE COVER REINFORCED 140X190 CM ; 1 MAYO STAND COVER REINFORCED 75X145 CM; 4 UTILITY DRAPES WITH ADHESIVE TAPE 75X50 CM ; 1 REINFORCED CRANIOTOMY DRAPE 230 X 290 CM WITH FLUID COLLECTION POUCH WITH SUCTION PORT/S AND TUBE HOLDER ; 2 DRAPES 150X150 CM WITH ADHESIVE TAPE ; 1 NEEDLE COUNTER ; 1 UTILITY BAG AND 2 ADHESIVE TAPE 10 X 50 CM; DISPOSABLE MEDICAL MARKER PEN ; 1 SURGICAL GOWN XL SIZE ; 1 SURGICAL GOWN L SIZE ; 2 ABSORBENT TOWEL 2 INCH (ACCORDING TO THE ATTACHED FABRIC SPECIFICATION)
323 | 4213170102100 | PACK UPPER EXTREMITY : CONTENTS : 1 BACK TABLE COVER REINFORCED 140X190 CM ; 1 MAYO STAND COVER REINFORCED 75X145 CM ; 1 HAND TABLE DRAPE REINFORCED ABSORBING FLUID 120X120CM ; 1 UTILITY BAG ; 1 SPLIT DRAPE 150X180CM U SHAPED SPLIT 12X60 CM WITH ADHESIVE TAPE ; 2 ADHESIVE TAPE 10 X 50 CM ; 1 WHOLE BODY DRAPE 300X195 CM FENESTRATED ELASTIC FENESTRATION WITH TUBE HOLDER ; 1 NEEDLE COUNTER ; 1 IMPERVIOUS STOCKINETTE MEDIUM SIZED ; SURGICAL GOWN XL SIZE. 1 ; SURGICAL GOWN L SIZE. 1 ; ABSORBENT TOWEL 2 INCH (ACCORDING TO THE ATTACHED FABRIC SPECIFICATION).
324 | 4213170102300 | PACK ARTHROSCOPY : CONTENTS : 1 BACK TABLE COVER REINFORCED 140X190 CM ; 1 MAYO STAND COVER REINFORCED 75X145 CM ; 1 EXTRA DRAPE REINFORCED 120X120CM ; 1 UTILITY BAG ; 1 SPLIT REINFORCED DRAPE 150X180CM U SHAPED SPLIT 18X80 CM WITH ADHESIVE TAPE ; 1 IMPERVIOUS U SHAPED DRAPE 150 X 175 CM ; 5 ADHESIVE TAPE 10 X 50 CM ; 1 WHOLE BODY DRAPE T SHAPED 255 X 285 X180 CM FENESTRATED WITH CONTROL FABRIC REINFORCEMENT ELASTIC FENESTRATION WITH TUBE HOLDER ; 1 NEEDLE COUNTER ; 1 IMPERVIOUS STOCKINETTE LARGE SIZED AND 1 EASY APPLICABLE CAMERA CABLE COVER(RING SHAPED) ; 1 SURGICAL GOWN XL SIZE ; 1 SURGICAL GOWN L SIZE ; 2 ABSORBENT TOWEL (ACCORDING TO THE ATTACHED FABRIC SPECIFICATION)
325 | 4213170102400 | PACK LOWER EXTREMITY : CONTENTS : 1 BACK TABLE COVER REINFORCED 140X190 CM ; 1 MAYO STAND COVER REINFORCED 75X145 CM ; 1 EXTRA DRAPE REINFORCED 120X120CM ; 1 UTILITY BAG ;1 SPLIT DRAPE 150X180 CM U SHAPED SPLIT REINFORCED WITH ADHESIVE TAPE 18X80 CM ; 5 ADHESIVE TAPE 10X50 CM ; 1 WHOLE BODY DRAPE 300X195 CM FENESTRATED ELASTIC FENESTRATION WITH TUBE HOLDER WITH FLUID COLLECTION POUCH WITH SUCTION PORT/S ; 1 NEEDLE COUNTER AND 1 IMPERVIOUS STOCKINETTE LARGE SIZE ; SURGICAL GOWN XL SIZE. 1 ; SURGICAL GOWN L SIZE. 1 ; ABSORBENT TOWEL 2 INCH (ACCORDING TO THE ATTACHED FABRIC SPECIFICATION)
326 | 4213170102500 | PACK PEDIATRIC ENT : CONTENTS : 1 BACK TABLE COVER REINFORCED 140X190 CM ; 1 MAYO STAND COVER REINFORCED 75X145 CM ; UTILITY DRAPES WITH ADHESIVE TAPE 75X50 CM ; 1 NEEDLE COUNTER ; 1 HEAD DRAPE DOUBLE LAYER 130X90 CM WITH ADHESIVE TAPE ; 1 ENT SPLIT SHEET 80X120 CM WITH 5X45 CM SPLIT OPENING WITH ADHESIVE TAPE AND TUBE HOLDER ; 1 UTILITY BAG ; SURGICAL GOWN XL SIZE. 1 ; SURGICAL GOWN L SIZE. 1 ; ABSORBENT TOWEL 2 INCH (ACCORDING TO THE ATTACHED FABRIC SPECIFICATION)
327 | 4213170102600 | PACK HIP : CONTENTS : 1 BACK TABLE COVER REINFORCED 140X190 CM ; 1 MAYO STAND COVER REINFORCED 75X145 CM ; 1 DRAPE REINFORCED 120X120CM ; 4 UTILITY DRAPES WITH ADHESIVE TAPE 75X50 CM ; 1 IMPERVIOUS U SHAPED DRAPE 150 X 175 CM ; 1 HEAVY DUTY REINFORCED 150X180CM U SHAPED SPLIT DRAPE WITH ADHESIVE TAPE 18X80 CM ; 5 ADHESIVE TAPE 10X50 CM ; 1 WHOLE BODY DRAPE 300X195 CM FENESTRATED ELASTIC FENESTRATION WITH TUBE HOLDER WITH 2 FLUID COLLECTION POUCH ON RT AND L T SIDES WITH SUCTION PORTS ; 1 NEEDLE COUNTER ; 1 IMPERVIOUS STOCKINET LARGE SIZED ; 1 UTILITY BAG ; 1 HAND TABLE DRAPE REINFORCED 120X120CM ; 4 UTILITY DRAPES WITH ADHESIVE TAPE 75X50 CM ; 1 HEAVY DUTY REINFORCED150X180CM U SHAPED ; SURGICAL GOWN XL SIZE. 1 ; SURGICAL GOWN L SIZE. 1 ; ABSORBENT TOWEL 2 INCH (ACCORDING TO THE ATTACHED FABRIC SPECIFICATION).
328 | 4213170102800 | SURGICAL TABLE SHEET : NON WOVEN WITH SUPER ABSORBENT LAYER RUNS ENTIRE LENGTH OF SHEET HEAVY DUTY HEAVY ABSORBENT (NOT LESS THAN 3 LITER) CAN BEAR PATIENT WEIGHT DURING SHIFTING OF PATIENT FROM OR TABLE TO TROLLEY. SIZE 250X150CM NON -STERILE INDIVIDUALLY PACKED
329 | 4213170102900 | PACK SPINAL SURGERY : CONTENT : 1 BACK TABLE COVER REINFORCED 140X190 CM 2 MAYO STAND COVER REINFORCED 75X145 CM 4 UTILITY DRAPES WITH ADHESIVE TAPE 75X50 CM 1 IMPERVIOUS U SHAPED DRAPE 150 X 175 CM 1 HEAVY DUTY REINFORCED U-SHAPED DRAPE 220 X 275 CM 1 TOP BAR DRAPE 250 X 150 CM WITH TUBE HOLDER AND HEAVY ABSORBENT MATERIAL 1 UTILITY BAG AND 1 NEEDLE COUNTER . 1 SURGICAL GOWN XL SIZE. 1 SURGICAL GOWN L SIZE. 2 ABSORBENT TOWEL. (ACCORDING TO THE ATTACHED FABRIC SPECIFICATION ).
330 | 4213170103000 | PAD MAGNETIC FOR INSTRUMENT SIZE: 25 CM X 40 CM (+/-5CM) DISPOSABLE STERILE
331 | 4213170103100 | DRAPE MAYO STAND COVER SIZE: 20-25 X 50-55 INCH STERILE
332 | 4213170104000 | DRAPE CRANIOTOMY WITH TRINGALED POUCH SURGICAL 220-240 X NOT LESS THAN 295 CM DISPOSABLE STERILE
333 | 4213170105400 | TRAY SPECIAL PROCEDURE "ANGIO SET" OR PACK INCLUDING: (1) 18GA NEEDLE ; (1) ABSORBENT PAD ; (1) NEEDLE COUNTER ; (1) NEEDLE BLUE 25GA X 1.5 ; (1) NEEDLE GREEN 21GA X 1.5 ; (1) NEEDLE BLACK 22GA X 1.5 ; (2) BOWL 250CC ; (1) BOWL 500CC ; (1) FLOW SWITCH ; (1) BACK TABLE COVER ; (2) ABSORBENT TOWEL ; (1) BACK TABLE COVER FOLDED ; (1) FEMORAL ANGIOGRAPHY DRAPE ; (1) FLUORO COVER SIZE X-LARGE ; (4) HUCK TOWELS ; (1) FLUORO COVER SIZE LARGE ; (1) ABSORBENT UTILITY DRAPE ; (4) OR CLOTH TOWEL BLUE ; (1) SCREEN COVER ; (40) GAUZE SWABS 4 INCH X4 INCH 16 PLY NXRD ; (5) SYRINGE 20ML L/L ; (5) GLASS SYRINGE 10ML YELLOW COLORED ; (1) GLASS SYRINGE 10ML RED COLORED ; (5) GLASS SYRINGE 3ML BLUE COLORED ; (1) INTRODUCER NEEDLE 18G X 7CM ; (1) NEEDLE COUNTER FOAM MAGNETIC 20 COUNT RED ; (1) MEDICATION LABEL SHEET ; (1) BLUNT FILL NEEDLE WITH FILTER ; (4) TOWEL CLAMPS ; (1) SCALPEL BLADE #11 ; (1) MOSQUITO FORCEPS 5 INCH STRAIGHT ; (1) MOSQUITO FORCEPS 5 INCH CURVED ; (10 OPERATING SCISSOR BI/SH 5 INCH STRAIGHT ; (1) BOWL 2500CC ; (1) MEDIUM PLATFORM TRAY.
334 | 4213170105600 | DRAPE DUAL REFRACTIVE PLASTIC TRANSPARENT APERTURE ( DUAL REFRACTIVE ) SIZE 8-18 CM ( +/2 CM ) OVERALL SIZE: 40 CM X 25 CM ( +/- 3 CM ) STERILE
335 | 4213170105800 | DRAPE WITH ADHESIVE SINGLE HOLE APERTURE DIAMETER SIZE 5-7 CM FABRIC REINFORCEMENT OVERALL LENGTH 105 X 115 CM (+/- 5 CM ) DISPOSABLE STERILE
336 | 4213170106200 | DRAPE SURGICAL INCISE ADHESIVE SIZE: 15 X 26 CM (+/- 2 CM) DISPOSABLE STERILE
337 | 4213170106300 | DRAPE SURGICAL INCISE ADHESIVE SIZE: 30 X 26 CM (+/- 2 CM) DISPOSABLE STERILE
338 | 4213170107300 | DRAPE FENESTRATED SIZE 122 CM X 132 CM ( +/- 5 CM ) WITH FENESTRATION SIZE 20 CM X 36 CM AND INCISE DRAPE DISPOSABLE STERILE
339 | 4213170107900 | TOWEL SURGICAL HAND ABSORBENT LINT FREE NON-WOVEN 30 X 45 CM (+/- 3 CM) 2/PK STERILE
340 | 4213170108000 | DRAPE UTILITY SURGICAL SIZE: 26 INCH X 15 INCH WITH TAPE DISPOSABLE STERILE
341 | 4213170108700 | DRAPE WITH ADHESIVE SINGLE HOLE APERTURE DIAMETER SIZE 5-7 CM FABRIC REINFORCEMENT OVERALL LENGTH 75 X 75 CM (+/- 5 CM ) DISPOSABLE STERILE
342 | 4213170109400 | SLEEVE FOR SURGEON'S ARM DISPOSABLE STERILE
343 | 4213170109500 | DRAPE U - SHEET SIZE 76 INCH X 120 INCH WITH 4 X 40 INCH SPLIT TUBE HOLDERS FABRIC REINFORCEMENT DISPOSABLE STERILE
344 | 4213170110300 | BLADE MINI SHARP ALL AROUND 180 DEGREE CUTTING SURFACE DOUBLE BEVEL BLADE STRAIGHT DISPOSABLE STERILE
345 | 4213170111200 | DRAPE USED TO AID IN MAINTAINING ASEPTIC CONDITIONS WITHIN LIFE PORT KIDNEY TRANSPORTER PERFUSION CIRCUIT DISPOSABLE STERILE
346 | 4213170112100 | CUSTOMIZED OPHTHALMIC SURGICAL PACK CONTAINS: 1 REINFORCED BACK TABLE COVER 140 X 190 CM 40 X 65 CM 1 REINFORCED MAYO STAND COVER 75 X 145 CM 1 NEEDLE COUNTER (HAS FOAM AND MAGNET) 1 FULL BODY OPHTHALMIC DRAPE 180 X 290 WITH 5 X 4 CM EYE FENESTRATION 10 WECKCELS LINT-FREE 1 UTILITY BAG 2 SURGICAL GOWNS (X-LARGE AND LARGE) 2 ABSORBENT TOWEL 10 COTTON TIPPED APPLICATORS 10 BLANK WATERPROOF MEDICATION LABELS WITH MARKING PEN FOR THEM WRAPPED WITH TWO DOUBLE SHEET COVER ALL THE PACK 120CMX100CM STERILE
347 | 4213170112500 | DRAPE ANGIOGRAPHY FEMORAL LOWER PORTION TRANSPARENT 77 X 100 INCH (+/- 5 INCH) DISPOSABLE STERILE
348 | 4213170112600 | DRAPE APERTURE ADHESIVE FENESTRATED 60 X 45 CM (+/- 5 CM) DISPOSABLE STERILE
349 | 4213170112700 | DRAPE WITH ADHESIVE SINGLE HOLE APERTURE OVERALL LENGTH 90 X 75 CM (+/- 5 CM ) DISPOSABLE STERILE
350 | 4213170112800 | DRAPE SURGICAL INCISE ADHESIVE SIZE: 30 X 55 CM (+/- 3 CM) DISPOSABLE STERILE
351 | 4213170112900 | DRAPE INCISE DRAPE PLASTIC TRANSPARENT SIZE: 90 CM X 45 CM DISPOSABLE STERILE
352 | 4213170113000 | DRAPE LEGGING LITHOTOMY 70 X 120 CM (+/- 5 CM) 2/ PK DISPOSABLE STERILE
353 | 4213170113100 | DRAPE MAYO STAND COVER FLUID REPELLANT TEAR/SLIP RESISTANT NON-WOVEN 20-25 X 50-55 INCH STERILE
354 | 4213170113200 | DRAPE MAYO STAND COVER WITH PAD 73 X 142 CM X-LARGE STERILE
355 | 4213170113300 | DRAPE PACK SURGICAL LAPAROTOMY UNIVERSAL COMPONENTS: 1 BACK TABLE COVER REINFORCED 140 X 190 CM 1 MAYO STAND COVER REINFORCED 75X145 CM 4 UTILITY DRAPES WITH ADHESIVE TAPE 75X50 CM 1 UTILITY BAG 1 WHOLE BODY DRAPE T SHAPED 255 X 285 X180 CM FENESTRATED WITH CONTROL FABRIC REINFORCEMENT 30 X 30CM WITH TUBE HOLDER 1 LOWER DRAPE REINFORCED 125 X 170CM WITH ADHESIVE TAPE 2 LEGGING 110 X 75 CM 2 ADHESIVE TAPE 10 X 50 CM 1 NEEDLE COUNTER SURGICAL GOWN XL SIZE. 1 SURGICAL GOWN L SIZE. 1 ABSORBENT TOWEL 2X STERILE
356 | 4213170113400 | DRAPE PACK SURGICAL OPHTHALMOLOGY 1 BACK TABLE COVER REINFORCED 140X190 CM 40X65 CM 1 MAYO STAND COVER REINFORCED 75X145 CM 1 NEEDLE COUNTER 1 FULL BODY OPHTHALMIC DRAPE 180 X290 WITH 5 X 4 CM EYE FENESTRATION 10 WEEKSEL (K- SPONGE) 1 UTILITY BAG AND MEDICATION LABELS: 1 DEXAMETHAZONE (WHITE) 1 GENTAMYCINE (WHITE) 1 MICHOL (WHITE) 1 AVASTINE INJECTION (WHITE) SURGICAL GOWN XL SIZE 1 SURGICAL GOWN L SIZE ABSORBENT TOWEL 2X STERILE
357 | 4213170113500 | DRAPE SHEET SURGICAL WITH ADHESIVE TAPE 135 X 200 CM ( +/- 10 CM ) DISPOSABLE STERILE
358 | 4213170113600 | DRAPE SHEET 105 X 115 CM (+/- 5 CM) WITH ADHERENT INCISE WINDOW STERILE
359 | 4213170113700 | TOWEL SURGICAL HAND ABSORBENT LINT FREE NON-WOVEN 30 X 58 CM (+/- 3 CM) 2/PK STERILE
360 | 4213170113800 | DRAPE SURGICAL EYE WITH POUCH LENGTH 105 X 105 CM (+/- 5 CM) DISPOSABLE
361 | 4213170113900 | PACK SURGICAL FOR T.U.R INCLUDES T.U.R DRAPE WITH POUCH SIZE: 200 X 260 CM (+/- 30 CM) LEGGINGS SURGICAL TABLE COVER 150 X 190 CM (+/- 10 CM) ADHESIVE TAPE STERILE
362 | 4213170114000 | DRAPE SURGICAL INCISE ANTIMICROBIAL ADHESIVE SIZE: 60 X 45 CM (+/- 5 CM) STERILE
363 | 4213170114100 | DRAPE SURGICAL INCISE DRAPE ANTIMICROBIAL ADHESIVE SIZE: 90 X 85 CM (+/- 5 CM) STERILE
364 | 4213170114200 | DRAPE SURGICAL INCISE ANTIMICROBIAL ADHESIVE SIZE: 35 X 35 CM (+/- 5 CM) STERILE
365 | 4213170114300 | DRAPE SURGICAL INCISE ADHESIVE SIZE: 15 X 20 CM (+/- 2 CM) DISPOSABLE STERILE
366 | 4213170114400 | DRAPE SURGICAL MICROSCOPE 109 X 300 CM TYPE #71 FOR ZEISS OPMIVARIO DISPOSABLE STERILE
367 | 4213170114600 | DRAPE SURGICAL U-SHEET SPLIT REINFORCEMENT TUBE HOLDERS WITH ADHESIVE 195 X 300 (+/- 10 CM ) STERILE
368 | 4213170114700 | DRAPE SURGICAL W/ ADHESIVE CLEAR PLASTIC WOUND EDGE PROTECTOR AND INCISE DRAPE AT FENESTRATION SIZE 120 X 130 CM (+/- 5 CM) STERILE
369 | 4213170114800 | DRAPE TAPE STRIP ADHESIVE WIDTH 10 X 50 CM LENGTH (+/- 2 CM) DISPOSABLE STERILE
370 | 4213170114900 | DRAPE HALF DRAPE WITH ADHESIVE TAPE 110 X 150 CM (+/- 5 CM) STERILE
371 | 4213170115000 | DRAPE UTILITY NON-STICKY TAPES SIZE 70 X 50 CM (+/- 5 CM) DISPOSABLE STERILE
372 | 4213170115800 | CUSTOMIZED EFFICIENCY GENERAL LAPAROSCOPY 1 ; 1 LAPAROSCOPY DRAPE 200/250 X340 CM 1 CREPE PAPER 60X60CM 1 REINFORCED TABLE COVER 150 X 190 WRAPPING 1 MAYO STAND COVER REINFORCED 79X145CM 4 OP TOWEL 75X50CM 1 SCALPEL BLADE N#11 1 PAPER BAG 11X1 9CM 1 SYRINGE 5ML L/L 3PARTS CONC . 1 NEEDLE HYPODERMIC 18G 40MM PINK 1 NEEDLE HYPODERMIC 22G 40MM BLACK 1 SYRINGE 20ML L/L 3PARTS CONC. 2 BOWL 1000ML 2 SUCTION AND DIATHERMY BAG 40X35 CM 1 ANTI FOG SOLUTION 2 TUBE HOLDER 5X15CM 4 MEPILEX BORDER POST-OP 6X8CM PAD 3X5CM 1 COVER CA MERA 18X244CM W/CARD TRANSP 10 GAUZE SWAB 10X10CM 16P XRD 1 NEEDLE COUNTER 20-COUNT DOUBLE MAGNET 2 BOWL 250ML 1 BNS SURGICAL GOWN UL SP L WITH HAND TOWELS 47X38CM 2 BNS SURGICAL GOWN UL SP XL WITH HAND TOWELS 47X38CM 2 KIDNEY BOWL 800ML 5 GAUZE LAP 30X30CM 20TH6P XRD 5PCS 1 VERESS NEEDLE 120MM 2 COTTON APPLICATOR. (EACH)
373 | 4213170116000 | DRAPE SURGICAL INCISE ADHESIVE SIZE: 40 X 40 CM (+/- 3 CM) DISPOSABLE STERILE
374 | 4213170116100 | DRAPE SURGICAL INCISE ADHESIVE SIZE: 45 X 55 CM (+/- 3 CM) DISPOSABLE STERILE
375 | 4213170116200 | DRAPE SURGICAL INCISE ADHESIVE SIZE: 45 X 26 CM (+/- 3 CM) DISPOSABLE STERILE
376 | 4213170116300 | DRAPE SURGICAL INCISE ADHESIVE SIZE: 56 X 80 CM (+/- 4 CM) DISPOSABLE STERILE
377 | 4213170116500 | DRAPE STOCKINETTE EXTREMITY VOLUME SMALL IMPERVIOUS WITH PLASTIC COVERING DISPOSABLE STERILE
378 | 4213170116600 | DRAPE SURGICAL SIZE: X-LARGE 200 CM X 255 CM (+/- 10 CM) DISPOSABLE STERILE
379 | 4213170116700 | PACK ADULT ENT : CONTENTS 1 BACK TABLE COVER REINFORCED 140X190 CM 1 MAYO STAND COVER REINFORCED 75X145 CM 4 UTILITY DRAPES WITH ADHESIVE TA PE 75X50 CM 1 UTILITY BAG 1 HEAD DRAPE DOUBLE LAYER 130X90 CM WITH ADHESIVE TAPE 1 ENT SPLIT SHEET 80X200 CM WITH 7 X55CM SPLIT OPENING WIT H ADHESIVE TAPE AND TUBE HOLDER 2 ADHESIVE TAPE 10 X 50 CM AND 1 NEEDLE COUNTER 1 SURGICAL GOWN XL SIZE. 1SURGICAL GOWN L SIZE. 2 ABSORBENT T OWEL (ACCORDING TO THE ATTACHED FABRIC SPECIFICATION) (EACH)
380 | 4213170116800 | PACK GYNECOLOGY OPERATION : CONTENTS 1 BACK TABLE COVER REINFORCED 140X190 CM 1 MAYO STAND COVER REINFORCED 75X145 CM 2 LEGGING 110X75 CM 1 UTILITY BAG 1 REINFORCED UNDER BUTTOCK DRAPE 85X105 CM 1 PERINEAL DRAPE 100 X100CM WITH TRIANGULAR FENESTRATION 15X15X15 CM WITH POUCH WITH SUCTION PORT/S 1 NEEDLE COUNTER AND 1 UPPER DRAPE 180 X 180 CM SURGICAL GOWN XL SIZE. 1 SURGICAL GOWN LSIZE. 1 ABSORBENT TOWEL 2 (ACCORDING TO THE ATTACHED FABRIC SPECIFICATION) (EACH)
381 | 4213170116900 | DRAPE REINFORCED FOR SHOULDER ARTHROSCOPIC PROCEDURES
382 | 4213170117300 | DRAPE UNIVERSAL ORTHOPEDIC
383 | 4213170118000 | DRAPE THEATER ADHESIVE STERILE 75X75CM
384 | 4213170200000 | SURGICAL GOWN DOUBLE WRAPPED BLUE COLOR ZONED-IMPERVIOUS REINFORCED FROM CHEST TO DOWN ABDOMINAL AND ARMS TILL ELBOW EXCELLENT MICROBIAL BARRIER ANTISTATIC BREATHABLE FABRIC FLUID REPELLENT LIGHT WEIGHT MATERIAL RESISTANT TO TEARING COMFORTABLE LONG SLEEVES WITH CLOSING OF 7 CM ELASTIC STOCKINET CUFF DISPOSABLE STERILE MEDIUM SIZE WITH TWO ABSORBENT TOWEL
385 | 4213170201000 | SURGICAL GOWN DOUBLE WRAPPED BLUE COLOR ZONED-IMPERVIOUS REINFORCED FROM CHEST TO DOWN ABDOMINAL AND ARMS TILL ELBOW EXCELLENT MICROBIAL BARRIER ANTISTATIC BREATHABLE FABRIC FLUID REPELLENT LIGHT WEIGHT MATERIAL RESISTANT TO TEARING COMFORTABLE LONG SLEEVES WITH CLOSING OF 7 CM ELASTIC STOCKINET CUFF DISPOSABLE STERILE SMALL SIZE WITH TWO ABSORBENT TOWEL
386 | 4213170201300 | PROTECTIVE GOWN REINFORCED LAYER WITH CUFF MINIMUM 60 MM NON-WOVEN MATERIAL LENGTH FROM MIDDLE OF NECKLINE TO BOTTOM LEVEL 4 OF PROTECTION AND PERMEABILITY TO LIQUIDS CHEMO RESISTANCE TEAR RESISTANCE OPEN BACK DESIGN NON STERILE DISPOSABLE BLUE COLOR SIZE X- SMALL.
387 | 4213170201500 | PROTECTIVE GOWN REINFORCED LAYER WITH CUFF MINIMUM 60 MM NON-WOVEN MATERIAL LENGTH FROM MIDDLE OF NECKLINE TO BOTTOM LEVEL 4 OF PROTECTION AND PERMEABILITY TO LIQUIDS CHEMO RESISTANCE TEAR RESISTANCE OPEN BACK DESIGN NON STERILE DISPOSABLE BLUE COLOR SIZE XX-LARGE.
388 | 4213170202000 | "GOWN CHEMOTHERAPY SERVE AS BARRIER AGAINST WATER AND CHEMICAL PROOF AND PERFORATED OPEN BACK DESIGN SIZE XL NON STERILE"
389 | 4213170203200 | PROTECTIVE GOWN REINFORCED LAYER WITH CUFF MINIMUM 60 MM NON-WOVEN MATERIAL LENGTH FROM MIDDLE OF NECKLINE TO BOTTOM LEVEL 4 OF PROTECTION AND PERMEABILITY TO LIQUIDS CHEMO RESISTANCE TEAR RESISTANCE OPEN BACK DESIGN NON STERILE DISPOSABLE BLUE COLOR SIZE X-LARGE.
390 | 4213170203300 | PROTECTIVE GOWN REINFORCED LAYER WITH CUFF MINIMUM 60 MM NON-WOVEN MATERIAL LENGTH FROM MIDDLE OF NECKLINE TO BOTTOM LEVEL 4 OF PROTECTION AND PERMEABILITY TO LIQUIDS CHEMO RESISTANCE TEAR RESISTANCE OPEN BACK DESIGN NON STERILE DISPOSABLE BLUE COLOR SIZE LARGE.
391 | 4213170203400 | PROTECTIVE GOWN REINFORCED LAYER WITH CUFF MINIMUM 60 MM NON-WOVEN MATERIAL LENGTH FROM MIDDLE OF NECKLINE TO BOTTOM LEVEL 4 OF PROTECTION AND PERMEABILITY TO LIQUIDS CHEMO RESISTANCE TEAR RESISTANCE OPEN BACK DESIGN NON STERILE DISPOSABLE BLUE COLOR SIZE MEDIUM.
392 | 4213170203500 | PROTECTIVE GOWN REINFORCED LAYER WITH CUFF MINIMUM 60 MM NON-WOVEN MATERIAL LENGTH FROM MIDDLE OF NECKLINE TO BOTTOM LEVEL 4 OF PROTECTION AND PERMEABILITY TO LIQUIDS CHEMO RESISTANCE TEAR RESISTANCE OPEN BACK DESIGN NON STERILE DISPOSABLE BLUE COLOR SIZE SMALL.
393 | 4213170203600 | SURGICAL GOWN DOUBLE WRAPPED BLUE COLOR EXCELLENT MICROBIAL BARRIER ANTISTATIC BREATHABLE FABRIC FLUID REPELLENT LIGHT WEIGHT MATERIAL RESISTANT TO TEARING COMFORTABLE LONG SLEEVES WITH CLOSING OF 7 CM ELASTIC STOCKINET CUFF DISPOSABLE STERILE LARGE SIZE WITH TWO ABSORBENT TOWEL
394 | 4213170203700 | SURGICAL GOWN DOUBLE WRAPPED BLUE COLOR EXCELLENT MICROBIAL BARRIER ANTISTATIC BREATHABLE FABRIC FLUID REPELLENT LIGHT WEIGHT MATERIAL RESISTANT TO TEARING COMFORTABLE LONG SLEEVES WITH CLOSING OF 7 CM ELASTIC STOCKINET CUFF DISPOSABLE STERILE X-LARGE SIZE WITH TWO ABSORBENT TOWEL
395 | 4213170203800 | SURGICAL GOWN DOUBLE WRAPPED BLUE COLOR EXCELLENT MICROBIAL BARRIER ANTISTATIC BREATHABLE FABRIC FLUID REPELLENT LIGHT WEIGHT MATERIAL RESISTANT TO TEARING COMFORTABLE LONG SLEEVES WITH CLOSING OF 7 CM ELASTIC STOCKINET CUFF DISPOSABLE STERILE XX-LARGE SIZE WITH TWO ABSORBENT TOWEL
396 | 4213170203900 | GOWN FOR PATIENT DARK BLUE WITH NECK AND BACK TIES LONG SLEEVES WITH CUFF LENGTH: BELOW KNEE STANDARD SIZE DISPOSABLE
397 | 4213170204000 | SURGICAL GOWN DOUBLE WRAPPED BLUE COLOR ZONED-IMPERVIOUS REINFORCED FROM CHEST TO DOWN ABDOMINAL AND ARMS TILL ELBOW EXCELLENT MICROBIAL BARRIER ANTISTATIC BREATHABLE FABRIC FLUID REPELLENT LIGHT WEIGHT MATERIAL RESISTANT TO TEARING COMFORTABLE LONG SLEEVES WITH CLOSING OF 7 CM ELASTIC STOCKINET CUFF DISPOSABLE STERILE XX- LARGE SIZE WITH TWO ABSORBENT TOWEL
398 | 4213170204100 | SURGICAL GOWN DOUBLE WRAPPED BLUE COLOR ZONED-IMPERVIOUS REINFORCED FROM CHEST TO DOWN ABDOMINAL AND ARMS TILL ELBOW EXCELLENT MICROBIAL BARRIER ANTISTATIC BREATHABLE FABRIC FLUID REPELLENT LIGHT WEIGHT MATERIAL RESISTANT TO TEARING COMFORTABLE LONG SLEEVES WITH CLOSING OF 7 CM ELASTIC STOCKINET CUFF DISPOSABLE STERILE X- LARGE SIZE WITH TWO ABSORBENT TOWEL
399 | 4213170204200 | SURGICAL GOWN DOUBLE WRAPPED BLUE COLOR ZONED-IMPERVIOUS REINFORCED FROM CHEST TO DOWN ABDOMINAL AND ARMS TILL ELBOW EXCELLENT MICROBIAL BARRIER ANTISTATIC BREATHABLE FABRIC FLUID REPELLENT LIGHT WEIGHT MATERIAL RESISTANT TO TEARING COMFORTABLE LONG SLEEVES WITH CLOSING OF 7 CM ELASTIC STOCKINET CUFF DISPOSABLE STERILE LARGE SIZE WITH TWO ABSORBENT TOWEL
400 | 4213170204800 | SURGICAL GOWN DOUBLE WRAPPED BLUE COLOR EXCELLENT MICROBIAL BARRIER ANTISTATIC BREATHABLE FABRIC FLUID REPELLENT LIGHT WEIGHT MATERIAL RESISTANT TO TEARING COMFORTABLE LONG SLEEVES WITH CLOSING OF 7 CM ELASTIC STOCKINET CUFF DISPOSABLE STERILE MEDIUM SIZE WITH TWO ABSORBENT TOWEL
401 | 4213170204900 | SURGICAL GOWN DOUBLE WRAPPED BLUE COLOR EXCELLENT MICROBIAL BARRIER ANTISTATIC BREATHABLE FABRIC FLUID REPELLENT LIGHT WEIGHT MATERIAL RESISTANT TO TEARING COMFORTABLE LONG SLEEVES WITH CLOSING OF 7 CM ELASTIC STOCKINET CUFF DISPOSABLE STERILE SMALL SIZE WITH TWO ABSORBENT TOWEL
402 | 4213170400800 | "TOWEL PACK OF 2 PCS ABSORBENT COTTON TOWEL SIZE 50X50CM DISPOSABLE STERILE"
403 | 4213170402500 | TOWEL NON - ABSORBENT W/ STICKY TAPES 19.5 X 23.5 INCH OR 50 CM X 60 CM DISPOSABLE STERILE
404 | 4213170402600 | DRAPE NON-ABSORBENT WITH ADHESIVE TAPE SIZE 70 X 50 CM (+/- 5 CM) DISPOSABLE STERILE
405 | 4213170402700 | TOWEL OPERATING ROOM LATEX SAFE PREWASHED AND DELINTED S.U.D WITH TAIL 65 X 40 CM ( +/- 5 CM ) PACK OF 10 DISPOSABLE STERILE
406 | 4213170402800 | TOWEL OPERATING ROOM LATEX SAFE PREWASHED AND DELINTED S.U.D WITH TAIL 25 X 15 CM ( +/- 2 CM ) PACK OF 10 DISPOSABLE STERILE
407 | 4213170402900 | TOWEL OPERATING ROOM LATEX SAFE PREWASHED AND DELINTED S.U.D WITH TAIL 35 X 25 CM ( +/- 5 CM ) PACK OF 10 DISPOSABLE STERILE
408 | 4213170403200 | CLOTH TOWEL 40X60CM NON-LINTING NON-RAYTEC NON-STERILE DISPOSABLE
409 | 4213170403300 | CLOTH TOWEL 60X80 CM NON-LINTING NON-RAYTEC NON-STERILE DISPOSABLE
410 | 4213170700000 | "COVER HEAD COTTON BASE PEDIATRIC DISPOSABLE"
411 | 4213171300400 | MASK FACE MASK SURGICAL FOUR-LAYERS PFE TIE-ON 50/BOX
412 | 4213171600000 | "COVER OVER SHOE NON - WOVEN FITS ALL SIZE S BREATHABLE FABRIC TEAR/SLIP RESISTANT DISPOSABLE"
413 | 4213171700000 | INTERIM AND LIGHT OR EQUIVALENT PRESSURE GARMENT CHILDREN SLEEVE SCAR MANAGEMENT 80% -90% POLYAMIDE 10% -20% ELASTANE LIGHT FABRIC THICKNESS 0.48MM-0.52MM PRESSURE LEVEL 10-18 MMHG THERAPEUTIC ITEM L LATEX FREE ANTIBACTERIAL BREATHABLE HIGH UV PROTECTION COTTON FREE AND NON-ALLERGENIC RUBBER FREE AND MACHINE WASHABLE. SIZES: 4: 6.4-7.2 IN (16-18 CM) (CIRCUMFERENCE OF WIDEST POINT OF UPPER ARM)
414 | 4213171700100 | INTERIM AND LIGHT OR EQUIVALENT PRESSURE GARMENT CHILDREN SLEEVE SCAR MANAGEMENT 80% -90% POLYAMIDE 10% -20% ELASTANE LIGHT FABRIC THICKNESS 0.48MM-0.52MM PRESSURE LEVEL 10-18 MMHG THERAPEUTIC ITEM L LATEX FREE ANTIBACTERIAL BREATHABLE HIGH UV PROTECTION COTTON FREE AND NON-ALLERGENIC RUBBER FREE AND MACHINE WASHABLE. SIZES: 3: 5.6-6.4 IN (14-16 CM) (CIRCUMFERENCE OF WIDEST POINT OF UPPER ARM)
415 | 4213171700200 | INTERIM AND LIGHT OR EQUIVALENT PRESSURE GARMENT CHILDREN SLEEVE SCAR MANAGEMENT 80% -90% POLYAMIDE 10% -20% ELASTANE LIGHT FABRIC THICKNESS 0.48MM-0.52MM PRESSURE LEVEL 10-18 MMHG THERAPEUTIC ITEM L LATEX FREE ANTIBACTERIAL BREATHABLE HIGH UV PROTECTION COTTON FREE AND NON-ALLERGENIC RUBBER FREE AND MACHINE WASHABLE. SIZES: 2: 4.8-5.6 IN (12-14 CM) (CIRCUMFERENCE OF WIDEST POINT OF UPPER ARM)
416 | 4213171700300 | INTERIM AND LIGHT OR EQUIVALENT PRESSURE GARMENT CHILDREN SLEEVE SCAR MANAGEMENT 80% -90% POLYAMIDE 10% -20% ELASTANE LIGHT FABRIC THICKNESS 0.48MM-0.52MM PRESSURE LEVEL 10-18 MMHG THERAPEUTIC ITEM L LATEX FREE ANTIBACTERIAL BREATHABLE HIGH UV PROTECTION COTTON FREE AND NON-ALLERGENIC RUBBER FREE AND MACHINE WASHABLE. SIZES: 5: 7.2-8 IN (18-20 CM) (CIRCUMFERENCE OF WIDEST POINT OF UPPER ARM)
417 | 4213171700400 | INTERIM AND LIGHT OR EQUIVALENT PRESSURE GARMENT CHILDREN SLEEVE SCAR MANAGEMENT 80% -90% POLYAMIDE 10% -20% ELASTANE LIGHT FABRIC THICKNESS 0.48MM-0.52MM PRESSURE LEVEL 10-18 MMHG THERAPEUTIC ITEM L LATEX FREE ANTIBACTERIAL BREATHABLE HIGH UV PROTECTION COTTON FREE AND NON-ALLERGENIC RUBBER FREE AND MACHINE WASHABLE. SIZES: 1: 4-4.4 IN (10-12 CM) (CIRCUMFERENCE OF WIDEST POINT OF UPPER ARM)
418 | 4213171700500 | INTERIM AND LIGHT OR EQUIVALENT PRESSURE GARMENT ADULT SLEEVE SCAR MANAGEMENT 80% -90% POLYAMIDE 10% -20% ELASTANE LIGHT FABRIC THICKNESS 0.48MM-0.52MM PRESSURE LEVEL 10-18 MMHG THERAPEUTIC ITEM LATEX FREE ANTIBACTERIAL BREATHABLE HIGH UV PROTECTION COTTON FREE AND NON-ALLERGENIC RUBBER FREE AND MACHINE WASHABLE. SIZES: 6: 11.2-12 IN (28-30 CM) (CIRCUMFERENCE OF WIDEST POINT OF UPPER ARM)
419 | 4213171700600 | INTERIM AND LIGHT OR EQUIVALENT PRESSURE GARMENT ADULT SLEEVE SCAR MANAGEMENT 80% -90% POLYAMIDE 10% -20% ELASTANE LIGHT FABRIC THICKNESS 0.48MM-0.52MM PRESSURE LEVEL 10-18 MMHG THERAPEUTIC ITEM LATEX FREE ANTIBACTERIAL BREATHABLE HIGH UV PROTECTION COTTON FREE AND NON-ALLERGENIC RUBBER FREE AND MACHINE WASHABLE. SIZES: 5: 10.4-11.2 IN (26-28 CM) (CIRCUMFERENCE OF WIDEST POINT OF UPPER ARM)
420 | 4213171700700 | INTERIM AND LIGHT OR EQUIVALENT PRESSURE GARMENT ADULT SLEEVE SCAR MANAGEMENT 80% -90% POLYAMIDE 10% -20% ELASTANE LIGHT FABRIC THICKNESS 0.48MM-0.52MM PRESSURE LEVEL 10-18 MMHG THERAPEUTIC ITEM LATEX FREE ANTIBACTERIAL BREATHABLE HIGH UV PROTECTION COTTON FREE AND NON-ALLERGENIC RUBBER FREE AND MACHINE WASHABLE. SIZES: 4: 9.6-10.4 IN (24-26 CM) (CIRCUMFERENCE OF WIDEST POINT OF UPPER ARM)
421 | 4213171700800 | INTERIM AND LIGHT OR EQUIVALENT PRESSURE GARMENT ADULT SLEEVE SCAR MANAGEMENT 80% -90% POLYAMIDE 10% -20% ELASTANE LIGHT FABRIC THICKNESS 0.48MM-0.52MM PRESSURE LEVEL 10-18 MMHG THERAPEUTIC ITEM LATEX FREE ANTIBACTERIAL BREATHABLE HIGH UV PROTECTION COTTON FREE AND NON-ALLERGENIC RUBBER FREE AND MACHINE WASHABLE. SIZES: 7: 12-12.8 IN (30-32 CM) (CIRCUMFERENCE OF WIDEST POINT OF UPPER ARM)
422 | 4213171700900 | INTERIM AND LIGHT OR EQUIVALENT PRESSURE GARMENT ADULT SLEEVE SCAR MANAGEMENT 80% -90% POLYAMIDE 10% -20% ELASTANE LIGHT FABRIC THICKNESS 0.48MM-0.52MM PRESSURE LEVEL 10-18 MMHG THERAPEUTIC ITEM LATEX FREE ANTIBACTERIAL BREATHABLE HIGH UV PROTECTION COTTON FREE AND NON-ALLERGENIC RUBBER FREE AND MACHINE WASHABLE. SIZES: 3: 8.8-9.6 IN (22-24 CM) (CIRCUMFERENCE OF WIDEST POINT OF UPPER ARM)
423 | 4213171701000 | INTERIM AND LIGHT OR EQUIVALENT PRESSURE GARMENT ADULT SLEEVE SCAR MANAGEMENT 80% -90% POLYAMIDE 10% -20% ELASTANE LIGHT FABRIC THICKNESS 0.48MM-0.52MM PRESSURE LEVEL 10-18 MMHG THERAPEUTIC ITEM LATEX FREE ANTIBACTERIAL BREATHABLE HIGH UV PROTECTION COTTON FREE AND NON-ALLERGENIC RUBBER FREE AND MACHINE WASHABLE. SIZES: 8: 12.8-13.6 IN (32-34 CM) (CIRCUMFERENCE OF WIDEST POINT OF UPPER ARM)
424 | 4213171701100 | INTERIM AND LIGHT OR EQUIVALENT PRESSURE GARMENT ADULT SLEEVE SCAR MANAGEMENT 80% -90% POLYAMIDE 10% -20% ELASTANE LIGHT FABRIC THICKNESS 0.48MM-0.52MM PRESSURE LEVEL 10-18 MMHG THERAPEUTIC ITEM LATEX FREE ANTIBACTERIAL BREATHABLE HIGH UV PROTECTION COTTON FREE AND NON-ALLERGENIC RUBBER FREE AND MACHINE WASHABLE. SIZES: 2: 8-8.8 IN (20-22 CM) (CIRCUMFERENCE OF WIDEST POINT OF UPPER ARM)
425 | 4213171701200 | INTERIM AND LIGHT OR EQUIVALENT PRESSURE GARMENT ADULT SLEEVE SCAR MANAGEMENT 80% -90% POLYAMIDE 10% -20% ELASTANE LIGHT FABRIC THICKNESS 0.48MM-0.52MM PRESSURE LEVEL 10-18 MMHG THERAPEUTIC ITEM LATEX FREE ANTIBACTERIAL BREATHABLE HIGH UV PROTECTION COTTON FREE AND NON-ALLERGENIC RUBBER FREE AND MACHINE WASHABLE. SIZES: 9: 13.6-14.4 IN (34-36 CM) (CIRCUMFERENCE OF WIDEST POINT OF UPPER ARM)
426 | 4213171701300 | INTERIM AND LIGHT OR EQUIVALENT PRESSURE GARMENT ADULT SLEEVE SCAR MANAGEMENT 80% -90% POLYAMIDE 10% -20% ELASTANE LIGHT FABRIC THICKNESS 0.48MM-0.52MM PRESSURE LEVEL 10-18 MMHG THERAPEUTIC ITEM LATEX FREE ANTIBACTERIAL BREATHABLE HIGH UV PROTECTION COTTON FREE AND NON-ALLERGENIC RUBBER FREE AND MACHINE WASHABLE. SIZES: 1: 7.2-8 IN (18-20 CM) (CIRCUMFERENCE OF WIDEST POINT OF UPPER ARM)
427 | 4213171701400 | INTERIM AND LIGHT OR EQUIVALENT PRESSURE GARMENT ADULT SLEEVE SCAR MANAGEMENT 80% -90% POLYAMIDE 10% -20% ELASTANE LIGHT FABRIC THICKNESS 0.48MM-0.52MM PRESSURE LEVEL 10-18 MMHG THERAPEUTIC ITEM LATEX FREE ANTIBACTERIAL BREATHABLE HIGH UV PROTECTION COTTON FREE AND NON-ALLERGENIC RUBBER FREE AND MACHINE WASHABLE. SIZES: 10: 14.4-15.2 IN (36-38 CM) (CIRCUMFERENCE OF WIDEST POINT OF UPPER ARM)
428 | 4213171701500 | INTERIM AND LIGHT OR EQUIVALENT PRESSURE GARMENT ADULT SLEEVE SCAR MANAGEMENT 80% -90% POLYAMIDE 10% -20% ELASTANE LIGHT FABRIC THICKNESS 0.48MM-0.52MM PRESSURE LEVEL 10-18 MMHG THERAPEUTIC ITEM LATEX FREE ANTIBACTERIAL BREATHABLE HIGH UV PROTECTION COTTON FREE AND NON-ALLERGENIC RUBBER FREE AND MACHINE WASHABLE. SIZES: 11: 15.2-16 IN (38-40 CM) (CIRCUMFERENCE OF WIDEST POINT OF UPPER ARM)
429 | 4213171701600 | SLEEVE FOREARM READY-MADE PRESSURE GARMENT TO BE USED DURING IMMEDIATE STAGE OF WOUND HEALING AND FOR SCAR MANAGEMENT EASY FITTING SOFT AND SMOOTH DESIGN FOR A SHORT USE UNTIL WOUND IS COMPLETELY HEALED HI-TECH YARN WITH PERMANENT ODOR NEUTRALITY. ALLOWS THE SKIN TO BREATH AND STAY COOL. PATENTED KNIT ENSURES RAPID MOISTURE TRANSPORTATION AND TEMPERATURE HYPO-ALLERGENIC AND LATEX-FREE ANTIBACTERIAL FABRIC COMPOSITION 20% -30% ELASTANE 70 AND -80% POLYAMIDE SIZE: 10X12.5IN/25.5-30.5 CM
430 | 4213171701700 | SLEEVE FOREARM READY-MADE PRESSURE GARMENT TO BE USED DURING IMMEDIATE STAGE OF WOUND HEALING AND FOR SCAR MANAGEMENT EASY FITTING SOFT AND SMOOTH DESIGN FOR A SHORT USE UNTIL WOUND IS COMPLETELY HEALED HI-TECH YARN WITH PERMANENT ODOR NEUTRALITY. ALLOWS THE SKIN TO BREATH AND STAY COOL. PATENTED KNIT ENSURES RAPID MOISTURE TRANSPORTATION AND TEMPERATURE HYPO-ALLERGENIC AND LATEX-FREE ANTIBACTERIAL FABRIC COMPOSITION 20% -30% ELASTANE 70 AND -80% POLYAMIDE SIZE: 5X6.5IN /13-16.5 CM
431 | 4213171701800 | SLEEVE FOREARM READY-MADE PRESSURE GARMENT TO BE USED DURING IMMEDIATE STAGE OF WOUND HEALING AND FOR SCAR MANAGEMENT EASY FITTING SOFT AND SMOOTH DESIGN FOR A SHORT USE UNTIL WOUND IS COMPLETELY HEALED HI-TECH YARN WITH PERMANENT ODOR NEUTRALITY. ALLOWS THE SKIN TO BREATH AND STAY COOL. PATENTED KNIT ENSURES RAPID MOISTURE TRANSPORTATION AND TEMPERATURE HYPO-ALLERGENIC AND LATEX-FREE ANTIBACTERIAL FABRIC COMPOSITION 20% -30% ELASTANE 70 AND -80% POLYAMIDE SIZE: 6X7.5IN /15-19 CM
432 | 4213171701900 | PRESSURE GARMENT CUSTOM MADE FOR SCAR MANAGEMENT ADULT (TO AXILLA) SLEEVE GAUNTLET THUMB CLOSE ULTRAVIOLET PROTECTION (NOT LESS THAN 98%) BREATHABLE HYPOALLERGENIC AND LATEX-FREE COMPOSITION-HIGH QUALITY SOFT ANTI-BACTERIAL MEDICAL GRADE COMPOSITION AVAILABLE IN TWO WASHABLE FABRICS: STRONG AND MEDIUM PRESSURE BASED ON PATIENT NEEDS
433 | 4213171702000 | PRESSURE GARMENT CUSTOM MADE FOR SCAR MANAGEMENT ADULT (TO AXILLA) SLEEVE GAUNTLET THUMB OPEN ULTRAVIOLET PROTECTION (NOT LESS THAN 98%) BREATHABLE HYPOALLERGENIC AND LATEX-FREE COMPOSITION-HIGH QUALITY SOFT ANTI-BACTERIAL MEDICAL GRADE COMPOSITION AVAILABLE IN TWO WASHABLE FABRICS: STRONG AND MEDIUM PRESSURE BASED ON PATIENT NEEDS
434 | 4213171702100 | PRESSURE GARMENT CUSTOM MADE FOR SCAR MANAGEMENT ADULT (TO AXILLA) SLEEVE GLOVE TIPS CLOSE ULTRAVIOLET PROTECTION (NOT LESS THAN 98%) BREATHABLE HYPOALLERGENIC AND LATEX-FREE COMPOSITION-HIGH QUALITY SOFT ANTI-BACTERIAL MEDICAL GRADE COMPOSITION AVAILABLE IN TWO WASHABLE FABRICS: STRONG AND MEDIUM PRESSURE BASED ON PATIENT NEEDS
435 | 4213171702200 | PRESSURE GARMENT CUSTOM MADE FOR SCAR MANAGEMENT ADULT (TO AXILLA) SLEEVE GLOVE TIPS OPEN ULTRAVIOLET PROTECTION (NOT LESS THAN 98%) BREATHABLE HYPOALLERGENIC AND LATEX-FREE COMPOSITION-HIGH QUALITY SOFT ANTI-BACTERIAL MEDICAL GRADE COMPOSITION AVAILABLE IN TWO WASHABLE FABRICS: STRONG AND MEDIUM PRESSURE BASED ON PATIENT NEEDS
436 | 4213171702300 | PRESSURE GARMENT CUSTOM MADE FOR SCAR MANAGEMENT ADULT (TO ELBOW) SLEEVE GAUNTLET THUMB ULTRAVIOLET PROTECTION (NOT LESS THAN 98%) BREATHABLE HYPOALLERGENIC AND LATEX-FREE COMPOSITION-HIGH QUALITY SOFT ANTI-BACTERIAL MEDICAL GRADE COMPOSITION AVAILABLE IN TWO WASHABLE FABRICS: STRONG AND MEDIUM PRESSURE BASED ON PATIENT NEEDS
437 | 4213171702400 | PRESSURE GARMENT CUSTOM MADE FOR SCAR MANAGEMENT ADULT (TO ELBOW) SLEEVE GAUNTLET THUMB OPEN ULTRAVIOLET PROTECTION (NOT LESS THAN 98%) BREATHABLE HYPOALLERGENIC AND LATEX-FREE COMPOSITION-HIGH QUALITY SOFT ANTI-BACTERIAL MEDICAL GRADE COMPOSITION AVAILABLE IN TWO WASHABLE FABRICS: STRONG AND MEDIUM PRESSURE BASED ON PATIENT NEEDS
438 | 4213171702500 | PRESSURE GARMENT CUSTOM MADE FOR SCAR MANAGEMENT ADULT (TO ELBOW) SLEEVE GLOVE TIPS CLOSE ULTRAVIOLET PROTECTION (NOT LESS THAN 98%) BREATHABLE HYPOALLERGENIC AND LATEX-FREE COMPOSITION-HIGH QUALITY SOFT ANTI-BACTERIAL MEDICAL GRADE COMPOSITION AVAILABLE IN TWO WASHABLE FABRICS: STRONG AND MEDIUM PRESSURE BASED ON PATIENT NEEDS
439 | 4213171702600 | PRESSURE GARMENT CUSTOM MADE FOR SCAR MANAGEMENT ADULT GAUNTLET THUMB CLOSE ULTRAVIOLET PROTECTION (NOT LESS THAN 98%) BREATHABLE HYPOALLERGENIC AND LATEX-FREE COMPOSITION-HIGH QUALITY SOFT ANTI-BACTERIAL MEDICAL GRADE COMPOSITION AVAILABLE IN TWO WASHABLE FABRICS: STRONG AND MEDIUM PRESSURE BASED ON PATIENT NEEDS
440 | 4213171702700 | PRESSURE GARMENT CUSTOM MADE FOR SCAR MANAGEMENT ADULT GAUNTLET THUMB OPEN ULTRAVIOLET PROTECTION (NOT LESS THAN 98%) BREATHABLE HYPOALLERGENIC AND LATEX-FREE COMPOSITION-HIGH QUALITY SOFT ANTI-BACTERIAL MEDICAL GRADE COMPOSITION AVAILABLE IN TWO WASHABLE FABRICS: STRONG AND MEDIUM PRESSURE BASED ON PATIENT NEEDS
441 | 4213171702800 | PRESSURE GARMENT CUSTOM MADE FOR SCAR MANAGEMENT ARM SLEEVE AND GAUNTLET COMPOSITION-HIGH QUALITY SOFT MULTI-DIRECTIONAL STRETCH ANATOMICAL FIT ANTI-BACTERIAL BREATHABLE ODOR NEUTRALITY HYPOALLERGENIC AND LATEX-FREE MEDICAL GRADE COMPOSITION PRESSURE BASED ON PATIENT NEEDS
442 | 4213171702900 | PRESSURE GARMENT CUSTOM MADE FOR SCAR MANAGEMENT CHILD (ELBOW-AXILLA) SLEEVE ULTRAVIOLET PROTECTION (NOT LESS THAN 98%) BREATHABLE HYPOALLERGENIC AND LATEX-FREE COMPOSITION-HIGH QUALITY SOFT ANTI-BACTERIAL MEDICAL GRADE COMPOSITION AVAILABLE IN TWO WASHABLE FABRICS: STRONG AND MEDIUM PRESSURE BASED ON PATIENT NEEDS
443 | 4213171703000 | PRESSURE GARMENT CUSTOM MADE FOR SCAR MANAGEMENT CHILD (TO AXILLA) SLEEVE GAUNTLET THUMB CLOSE ULTRAVIOLET PROTECTION (NOT LESS THAN 98%) BREATHABLE HYPOALLERGENIC AND LATEX-FREE COMPOSITION-HIGH QUALITY SOFT ANTI-BACTERIAL MEDICAL GRADE COMPOSITION AVAILABLE IN TWO WASHABLE FABRICS: STRONG AND MEDIUM PRESSURE BASED ON PATIENT NEEDS
444 | 4213171703100 | PRESSURE GARMENT CUSTOM MADE FOR SCAR MANAGEMENT CHILD (TO AXILLA) SLEEVE GAUNTLET THUMB OPEN ULTRAVIOLET PROTECTION (NOT LESS THAN 98%) BREATHABLE HYPOALLERGENIC AND LATEX-FREE COMPOSITION-HIGH QUALITY SOFT ANTI-BACTERIAL MEDICAL GRADE COMPOSITION AVAILABLE IN TWO WASHABLE FABRICS: STRONG AND MEDIUM PRESSURE BASED ON PATIENT NEEDS
445 | 4213171703200 | PRESSURE GARMENT CUSTOM MADE FOR SCAR MANAGEMENT CHILD (TO AXILLA) SLEEVE GLOVE TIPS CLOSE ULTRAVIOLET PROTECTION (NOT LESS THAN 98%) BREATHABLE HYPOALLERGENIC AND LATEX-FREE COMPOSITION-HIGH QUALITY SOFT ANTI-BACTERIAL MEDICAL GRADE COMPOSITION AVAILABLE IN TWO WASHABLE FABRICS: STRONG AND MEDIUM PRESSURE BASED ON PATIENT NEEDS
446 | 4213171703300 | PRESSURE GARMENT CUSTOM MADE FOR SCAR MANAGEMENT CHILD (TO AXILLA) SLEEVE GLOVE TIPS OPEN ULTRAVIOLET PROTECTION (NOT LESS THAN 98%) BREATHABLE HYPOALLERGENIC AND LATEX-FREE COMPOSITION-HIGH QUALITY SOFT ANTI-BACTERIAL MEDICAL GRADE COMPOSITION AVAILABLE IN TWO WASHABLE FABRICS: STRONG AND MEDIUM PRESSURE BASED ON PATIENT NEEDS
447 | 4213171703400 | PRESSURE GARMENT CUSTOM MADE FOR SCAR MANAGEMENT CHILD (TO ELBOW) SLEEVE GAUNTLET THUMB CLOSE ULTRAVIOLET PROTECTION (NOT LESS THAN 98%) BREATHABLE HYPOALLERGENIC AND LATEX-FREE COMPOSITION-HIGH QUALITY SOFT ANTI-BACTERIAL MEDICAL GRADE COMPOSITION AVAILABLE IN TWO WASHABLE FABRICS: STRONG AND MEDIUM PRESSURE BASED ON PATIENT NEEDS
448 | 4213171703500 | PRESSURE GARMENT CUSTOM MADE FOR SCAR MANAGEMENT CHILD (TO ELBOW) SLEEVE GAUNTLET THUMB OPEN ULTRAVIOLET PROTECTION (NOT LESS THAN 98%) BREATHABLE HYPOALLERGENIC AND LATEX-FREE COMPOSITION-HIGH QUALITY SOFT ANTI-BACTERIAL MEDICAL GRADE COMPOSITION AVAILABLE IN TWO WASHABLE FABRICS: STRONG AND MEDIUM PRESSURE BASED ON PATIENT NEEDS
449 | 4213171703600 | PRESSURE GARMENT CUSTOM MADE FOR SCAR MANAGEMENT CHILD (TO ELBOW) SLEEVE GLOVE TIPS CLOSE ULTRAVIOLET PROTECTION (NOT LESS THAN 98%) BREATHABLE HYPOALLERGENIC AND LATEX-FREE COMPOSITION-HIGH QUALITY SOFT ANTI-BACTERIAL MEDICAL GRADE COMPOSITION AVAILABLE IN TWO WASHABLE FABRICS: STRONG AND MEDIUM PRESSURE BASED ON PATIENT NEEDS
450 | 4213171703700 | PRESSURE GARMENT CUSTOM MADE FOR SCAR MANAGEMENT CHILD (TO ELBOW) SLEEVE GLOVE TIPS OPEN ULTRAVIOLET PROTECTION (NOT LESS THAN 98%) BREATHABLE HYPOALLERGENIC AND LATEX-FREE COMPOSITION-HIGH QUALITY SOFT ANTI-BACTERIAL MEDICAL GRADE COMPOSITION AVAILABLE IN TWO WASHABLE FABRICS: STRONG AND MEDIUM PRESSURE BASED ON PATIENT NEEDS
451 | 4213171703800 | PRESSURE GARMENT CUSTOM MADE FOR SCAR MANAGEMENT CHILD (WRIST-AXILLA) SLEEVE ULTRAVIOLET PROTECTION (NOT LESS THAN 98%) BREATHABLE HYPOALLERGENIC AND LATEX-FREE COMPOSITION-HIGH QUALITY SOFT ANTI-BACTERIAL MEDICAL GRADE COMPOSITION AVAILABLE IN TWO WASHABLE FABRICS: STRONG AND MEDIUM PRESSURE BASED ON PATIENT NEEDS
452 | 4213171703900 | PRESSURE GARMENT CUSTOM MADE FOR SCAR MANAGEMENT CHILD (WRIST-ELBOW) SLEEVE ULTRAVIOLET PROTECTION (NOT LESS THAN 98%) BREATHABLE HYPOALLERGENIC AND LATEX-FREE COMPOSITION-HIGH QUALITY SOFT ANTI-BACTERIAL MEDICAL GRADE COMPOSITION AVAILABLE IN TWO WASHABLE FABRICS: STRONG AND MEDIUM PRESSURE BASED ON PATIENT NEEDS
453 | 4213171704000 | PRESSURE GARMENT CUSTOM MADE FOR SCAR MANAGEMENT CHILD CLOSE TOES STOCKING (ANKLE-HIGH) ULTRAVIOLET PROTECTION (NOT LESS THAN 98%) BREATHABLE HYPOALLERGENIC AND LATEX-FREE COMPOSITION-HIGH QUALITY SOFT ANTI-BACTERIAL MEDICAL GRADE COMPOSITION AVAILABLE IN TWO WASHABLE FABRICS: STRONG AND MEDIUM PRESSURE BASED ON PATIENT NEEDS
454 | 4213171704100 | PRESSURE GARMENT CUSTOM MADE FOR SCAR MANAGEMENT CHILD GAUNTLET THUMB CLOSE ULTRAVIOLET PROTECTION (NOT LESS THAN 98%) BREATHABLE HYPOALLERGENIC AND LATEX-FREE COMPOSITION-HIGH QUALITY SOFT ANTI-BACTERIAL MEDICAL GRADE COMPOSITION AVAILABLE IN TWO WASHABLE FABRICS: STRONG AND MEDIUM PRESSURE BASED ON PATIENT NEEDS
455 | 4213171704200 | PRESSURE GARMENT CUSTOM MADE FOR SCAR MANAGEMENT CHILD LEG (ANKLE-KNEE) ULTRAVIOLET PROTECTION (NOT LESS THAN 98%) BREATHABLE HYPOALLERGENIC AND LATEX-FREE COMPOSITION-HIGH QUALITY SOFT ANTI-BACTERIAL MEDICAL GRADE COMPOSITION AVAILABLE IN TWO WASHABLE FABRICS: STRONG AND MEDIUM PRESSURE BASED ON PATIENT NEEDS
456 | 4213171704300 | CHILD OPEN TOES STOCKING (ANKLE-HIGH) CUSTOM-MADE PRESSURE GARMENT. SKIN MEDICAL PRESSURE GARMENTS ARE TIGHT PIECES OF FLAT KNITTED WARP KNIT CLOTHING USED FOR SCAR MANAGEMENT POST BURN SKIN GRAFTS AND SURGERIES. AVAILABLE IN TWO WASHABLE FABRICS: STRONG FABRIC (P91 - 61% PSTRONG FABRIC (60% -65% POLYAMIDE AND 38% -42% ELASTANE - MATERIAL THICKNESS 0.64 MM-0.68 MM) AND MEDIUM FABRIC (53% -57% POLYAMIDE AND 45% -49% ELASTANE - MATERIAL THICKNESS 0.57 MM-61 MM) DOES NOT CONTAIN COTTON RUBBER OR ALLERGENS. PRESSURE LEVEL 23-30 MMHG. FASTENING: NONE HOOKS OR ZIPPER. UPPER EDGE SIL 1 UPPER EDGE IN THIGH HIGH SIL 4. LOWER EDGE TIP OPEN ELA 2. BY REQUEST: WAIST STRAP FOR THIGH HIGH MODEL: 4 CM ELASTANE STRAP. UPF 50+ ULTRAVIOLET PROTECTION 98%. HIGH BREATHABILITY. PRODUCTS ARE AVAILABLE WITH VARIETY OF COLORS. PRODUCTS HAVE A WARRANTY OF 4 MONTHS AND PRESSURE GUARANTEE 6 MONTHS INCLUDING MANUFACTURE AND MATERIAL DEFECTS.
457 | 4213171704400 | CHILD OPEN TOES STOCKING (KNEE-HIGH) CUSTOM-MADE PRESSURE GARMENT. SKIN MEDICAL PRESSURE GARMENTS ARE TIGHT PIECES OF FLAT KNITTED WARP KNIT CLOTHING USED FOR SCAR MANAGEMENT POST BURN SKIN GRAFTS AND SURGERIES. AVAILABLE IN TWO WASHABLE FABRICS: STRONG FABRIC (60% -65% POLYAMIDE AND 38% -42% ELASTANE - MATERIAL THICKNESS 0.64 MM-0.68 MM) AND MEDIUM FABRIC (53% -57% POLYAMIDE AND 45% -49% ELASTANE - MATERIAL THICKNESS 0.57 MM-61 MM) DOES NOT CONTAIN COTTON RUBBER OR ALLERGENS. PRESSURE LEVEL 23-30 MMHG. FASTENING: NONE HOOKS OR ZIPPER. UPPER EDGE SIL 1 UPPER EDGE IN THIGH HIGH SIL 4. LOWER EDGE TIP OPEN ELA 2. BY REQUEST: WAIST STRAP FOR THIGH HIGH MODEL: 4 CM ELASTANE STRAP. UPF 50+ ULTRAVIOLET PROTECTION 98%. HIGH BREATHABILITY. PRODUCTS ARE AVAILABLE WITH VARIETY OF COLORS. PRODUCTS HAVE A WARRANTY OF 4 MONTHS AND PRESSURE GUARANTEE 6 MONTHS INCLUDING MANUFACTURE AND MATERIAL DEFECTS.
458 | 4213171704500 | CHILD OPEN TOES STOCKING (THIGH-HIGH) CUSTOM-MADE PRESSURE GARMENT. SKIN MEDICAL PRESSURE GARMENTS ARE TIGHT PIECES OF FLAT KNITTED WARP KNIT CLOTHING USED FOR SCAR MANAGEMENT POST BURN SKIN GRAFTS AND SURGERIES. AVAILABLE IN TWO WASHABLE FABRICS: STRONG FABRIC (60% -65% POLYAMIDE AND 38% -42% ELASTANE - MATERIAL THICKNESS 0.64 MM-0.68 MM) AND MEDIUM FABRIC (53% -57% POLYAMIDE AND 45% -49% ELASTANE - MATERIAL THICKNESS 0.57 MM-61 MM) DOES NOT CONTAIN COTTON RUBBER OR ALLERGENS. PRESSURE LEVEL 23-30 MMHG. FASTENING: NONE HOOKS OR ZIPPER. UPPER EDGE SIL 1 UPPER EDGE IN THIGH HIGH SIL 4. LOWER EDGE TIP OPEN ELA 2. BY REQUEST: WAIST STRAP FOR THIGH HIGH MODEL: 4 CM ELASTANE STRAP. UPF 50+ ULTRAVIOLET PROTECTION 98%. HIGH BREATHABILITY. PRODUCTS ARE AVAILABLE WITH VARIETY OF COLORS. PRODUCTS HAVE A WARRANTY OF 4 MONTHS AND PRESSURE GUARANTEE 6 MONTHS INCLUDING MANUFACTURE AND MATERIAL DEFECTS.
459 | 4213171704600 | PRESSURE GARMENT CUSTOM MADE FOR SCAR MANAGEMENT DETACHABLE GAUNTLET COMPOSITION-HIGH QUALITY SOFT MULTI-DIRECTIONAL STRETCH ANATOMICAL FIT ANTI-BACTERIAL BREATHABLE ODOR NEUTRALITY HYPOALLERGENIC AND LATEX-FREE MEDICAL GRADE COMPOSITION PRESSURE BASED ON PATIENT NEEDS
460 | 4213171704700 | PRESSURE GARMENT CUSTOM MADE FOR SCAR MANAGEMENT ADULT (TO ELBOW) SLEEVE GLOVE TIPS OPEN ULTRAVIOLET PROTECTION (NOT LESS THAN 98%) BREATHABLE HYPOALLERGENIC AND LATEX-FREE COMPOSITION-HIGH QUALITY SOFT ANTI-BACTERIAL MEDICAL GRADE COMPOSITION AVAILABLE IN TWO WASHABLE FABRICS: STRONG AND MEDIUM PRESSURE BASED ON PATIENT NEEDS
461 | 4213171704800 | PRESSURE GARMENT CUSTOM MADE FOR SCAR MANAGEMENT FOREARM SLEEVE AND GAUNTLET COMPOSITION-HIGH QUALITY SOFT MULTI-DIRECTIONAL STRETCH ANATOMICAL FIT ANTI-BACTERIAL BREATHABLE ODOR NEUTRALITY HYPOALLERGENIC AND LATEX-FREE MEDICAL GRADE COMPOSITION PRESSURE BASED ON PATIENT NEEDS
462 | 4213171704900 | PRESSURE GARMENT CUSTOM MADE FOR SCAR MANAGEMENT FOREARM SLEEVE WRIST TO ELBOW COMPOSITION-HIGH QUALITY SOFT MULTI-DIRECTIONAL STRETCH ANATOMICAL FIT ANTI-BACTERIAL BREATHABLE ODOR NEUTRALITY HYPOALLERGENIC AND LATEX-FREE MEDICAL GRADE COMPOSITION PRESSURE BASED ON PATIENT NEEDS
463 | 4213172100300 | WIPES IS A HIGH LEVEL DISINFECTANT SINGLE STEP CLEANING AND DISINFECTION IT IS BASED AROUND THE QUATERNARY AMMONIUM COMPOUNDS DIDECYLDIMETHYLAMMONIUM CHLORIDE (DDAC) AND BENZALKONIUM CHLORIDE (BAC) IT KILLS GREATER THAN 99.99% PATHOGENS AND INHIBITS BACTERIAL SPORES AND IS OSHA BLOOD-BORNE PATHOGEN COMPLIANT DESTROYERS VIRUSES ERADICATES MOULDS/ FUNGI/ YEAST WITH AN ADJUVANT EFFECT TO ENHANCE ITS ANTIMICROBIAL EFFICACY PROLONGED ANTIMICROBIAL PROTECTION TO REDUCE THE NEED FOR MULTIPLE CLEANING AND DISINFECTING APPLICATIONS FRAGRANCE FREE CHLORINE FREE ALCOHOL FREE AND EXHIBIT THE FOLLOWING KEY QUALITIES WHEN IN USE NON-CORROSIVE NON-IRRITANT NON-TOXIC FOOD SAFE EASY TO USE (MATCH WITH EN STANDARD) PACK OF 100-150 WIPES MUTIBAL TO EASY DISPENSING PACKAGE NON MOVEN WIPES NOTE: MSDS SHOULD BE PROVIDED IN SOFT COPY
464 | 4213210100100 | "UNDERPAD INCONTINENCE ABSORBENT CELLULOSE WATERPROOF STRONG AND CLEAR IMPOSING ASSURE DRY SURFACE SIZE: 30 X 30 CM ( +/- 2 CM ) PACKING: WRAPPED IN A PLASTIC PACK"
465 | 4213210100500 | "UNDERPAD INCONTINENCE ABSORBENT CELLULOSE WATERPROOF STRONG AND CLEAR IMPOSING ASSURE DRY SURFACE SIZE: 60 X 90 CM ( +/- 2 CM ) PACKING: WRAPPED IN A PLASTIC PACK"
466 | 4213210100600 | UNDERPAD WATERPROOF ABSORBENT 60 X 80 CM
467 | 4213210100700 | "UNDERPAD INCONTINENCE ABSORBENT CELLULOSE WATERPROOF STRONG AND CLEAR IMPOSING ASSURE DRY SURFACE SIZE: 40 X 60 CM ( +/- 2 CM ) PACKING: WRAPPED IN A PLASTIC PACK"
468 | 4213210100800 | "UNDERPAD INCONTINENCE ABSORBENT CELLULOSE WATERPROOF STRONG AND CLEAR IMPOSING ASSURE DRY SURFACE SIZE: 50 X 75 CM ( +/- 2 CM ) PACKING: WRAPPED IN A PLASTIC PACK"
469 | 4213210100900 | UNDERPAD WATERPROOF ABSORBENT 40 X 60 CM
470 | 4213210300000 | "SHEET ABSORBENT BABY RECEIVING BLANKET FOR USE WITH C - SECTIONS DOUBLE LAYER 52 X 70 INCH OR 132 X 178 CM 1 PER PACKAGE DISPOSABLE STERILE"
471 | 4213211200200 | BAG LAUNDRY SOLUBLE IN WATER APPROX. 36 X 39 INCH
472 | 4213220100000 | COTTON ROLL DISPENSER WITH LID DISPENSES ONE ROLL WITH SIMPLE MOVEMENT ADJUSTABLE FOR DIFFERENT SIZE S OF ROLLS COMPACT AND STABLE MADE OF STERILIZABLE MATERIAL PREFERABLY CHROME NICKEL STEEL (ST. ST) TO BE AUTOCLAVED OR CHEMICLAVED
473 | 4213220302000 | GLOVES EXAMINATION NITRILE NON - POWDERED NON - STERILE SIZE SMALL MINIMUM LENGTH 300 - 350 MM 100 PCS/BOX
474 | 4213220302100 | GLOVES EXAMINATION NITRILE NON - POWDERED NON - STERILE SIZE MEDIUM MINIMUM LENGTH 300 - 350 MM 100 PCS/BOX
475 | 4213220302200 | GLOVES EXAMINATION NITRILE NON - POWDERED NON - STERILE SIZE LARGE MINIMUM LENGTH 300 - 350 MM 100 PCS/BOX
476 | 4213220302300 | HEAVY DUTY GLOVES MEDICAL GRADE NITRILE OR NATURAL RUBBER LATEX POWDER FREE FINGER THICKNESS 15 MIL PALM THICKNESS 13 MIL LONG CUFFS 30-35CM FROM THE INDEX FINGER PUNCTURE RESISTANT CHEMO RESISTANT SINGLE USE NON-STERILE LARGE.
477 | 4213220302400 | GLOVES CHEMOTHERAPY EXTRA LONG CUFF HEAVY DUTY LATEX POWDER FREE CHEMOTHERAPY CAUTION SIZE: SMALL
478 | 4213220302500 | GLOVES CHEMOTHERAPY EXTRA LONG CUFF HEAVY DUTY LATEX POWDER FREE CHEMOTHERAPY CAUTION SIZE: MEDIUM
479 | 4213220304000 | GLOVES EXAMINATION LATEX SIZE: SMALL (6 - 6.5) PACKING: INDIVIDUALLY WRAPPED IN INNER PACK 100 PIECES / PACKET DISPOSABLE
480 | 4213220304100 | "GLOVES MEDICAL ETHYLENE COPOLYMER NON - POWDERED SIZE: LARGE 100 PIECES / PACKET"
481 | 4213220304200 | "GLOVES MEDICAL ETHYLENE COPOLYMER NON - POWDERED SIZE: MEDIUM 100 PIECES / PACKET"
482 | 4213220304300 | "GLOVES MEDICAL ETHYLENE COPOLYMER NON - POWDERED SIZE: SMALL 100 PIECES / PACKET"
483 | 4213220304400 | GLOVES LINER FOR LATEX ALLERGIES UNIVERSAL SIZE STERILE
484 | 4213220304700 | "GLOVES EXAMINATION VINYL NON-POWDERED SIZE: LARGE PACKING: 100 PIECES / PACKET)"
485 | 4213220304800 | "GLOVES EXAMINATION VINYL NON-POWDERED SIZE: MEDIUM PACKING: 100 PIECES / PACKET)"
486 | 4213220304900 | "GLOVES EXAMINATION VINYL NON-POWDERED SIZE: SMALL PACKING: 100 PIECES / PACKET)"
487 | 4213220305800 | "GLOVES EXAMINATION LATEX NON - POWDER THICK (13 MIL THICKNESS) LONG CUFFS (MORE THAN 290 MM FROM THE INDEX FINGER) SIZE: LARGE DISPOSABLE NON - STERILE (PACKET)"
488 | 4213220306200 | "GLOVES EXAMINATION LATEX NON - POWDERED THICK (13 MIL THICKNESS) LONG CUFFS (MORE THAN 290 MM FROM THE INDEX FINGER) SIZE: SMALL DISPOSABLE NON - STERILE (PACKET)"
489 | 4213220306300 | "GLOVES EXAMINATION LATEX NON - POWDERED THICK (13 MIL THICKNESS) LONG CUFFS (MORE THAN 290 MM FROM THE INDEX FINGER) SIZE: MEDIUM DISPOSABLE NON - STERILE (PACKET)"
490 | 4213220306400 | "GLOVES EXAMINATION NITRILE NON-POWDERED LONG SLEEVE WITH MINIMUM LENGTH 300-350 MM SIZE: MEDIUM (PACKET)"
491 | 4213220306500 | "GLOVES EXAMINATION NITRILE NON-POWDERED LONG SLEEVE WITH MINIMUM LENGTH 300-350 MM SIZE: SMALL (PACKET)"
492 | 4213220306600 | "GLOVES EXAMINATION NITRILE NON-POWDERED LONG SLEEVE WITH MINIMUM LENGTH 300-350 MM SIZE: LARGE (PACKET)"
493 | 4213220306700 | "GLOVES EXAMINATION NITRILE NON-POWDERED LONG SLEEVE WITH MINIMUM LENGTH 300-350 MM SIZE: EXTRA LARGE (PACKET)"
494 | 4213220502800 | GLOVES SURGICAL NON-POWDERED MADE FROM POLYISOPRENE LATEX-FREE HYPOALLERGENIC PEEL PACK SIZE: 6 INDIVIDUALLY WRAPPED IN INNER PACK DISPOSABLE STERILE
495 | 4213220504200 | GLOVES SURGICAL LATEX NON-POWDERED PEEL PACK PAIR SIZE: 6.5 INDIVIDUALLY WRAPPED IN INNER PACK DISPOSABLE STERILE ; ONE (1) PIECE = ONE (1) PAIR
496 | 4213220504400 | GLOVES SURGICAL LATEX NON-POWDERED PEEL PACK PAIR SIZE: 8.5 INDIVIDUALLY WRAPPED IN INNER PACK DISPOSABLE STERILE ; ONE (1) PIECE = ONE (1) PAIR
497 | 4213220505800 | GLOVES SURGICAL NON-POWDERED MADE FROM POLYISOPRENE LATEX-FREE HYPOALLERGENIC PEEL PACK SIZE: 8.5 INDIVIDUALLY WRAPPED IN INNER PACK DISPOSABLE STERILE ; ONE (1) EACH = ONE (1) PAIR
498 | 4213220506400 | GLOVES SURGICAL NON - POWDERED MICRO THIN PEEL PACK SIZE: 7.5 INDIVIDUALLY WRAPPED IN INNER PACK DISPOSABLE STERILE ; ONE (1) EACH = ONE (1) PAIR
499 | 4213220507400 | GLOVES SURGICAL LATEX NON-POWDERED PEEL PACK PAIR SIZE: 5.5 INDIVIDUALLY WRAPPED IN INNER PACK DISPOSABLE STERILE ; ONE (1) EACH = ONE (1) PAIR
500 | 4213220507500 | GLOVES SURGICAL LATEX THICK WALL NON-POWDERED BROWN COLOR FOR ORTHOPEDIC PROCEDURE HYPOALLERGENIC PEEL PACK SIZE: 6.5 PACKING: INDIVIDUALLY WRAPPED IN INNER PACK 50 PAIRS / BOX DISPOSABLE STERILE ; ONE (1) EACH = ONE (1) PAIR
501 | 4213220507600 | GLOVES SURGICAL NON - POWDERED MICRO THIN PEEL PACK SIZE: 6.5 INDIVIDUALLY WRAPPED IN INNER PACK DISPOSABLE STERILE ; ONE (1) EACH = ONE (1) PAIR
502 | 4213220507700 | GLOVES SURGICAL NON - POWDERED MICRO THIN PEEL PACK SIZE: 7.0 INDIVIDUALLY WRAPPED IN INNER PACK DISPOSABLE STERILE ; ONE (1) EACH = ONE (1) PAIR
503 | 4213220507800 | GLOVES SURGICAL NON - POWDERED SIZE: 7 WITH SYNTHETIC COATING MICRO ROUGH LATEX FREE STERILE
504 | 4213220507900 | GLOVES BATHING PREMOISTENED MICROWAVABLE ALCOHOL FREE FRAGRANCE FREE 8-12 GLOVES PER PACK DISPOSABLE
505 | 4213220508000 | GLUE SURGICAL TISSUE ADHESIVE SYNTHETIC 1 ML STERILE
506 | 4213220508200 | GLOVES SURGICAL NON-POWDERED MADE FROM POLYISOPRENE LATEX-FREE HYPOALLERGENIC PEEL PACK SIZE: 7 INDIVIDUALLY WRAPPED IN INNER PACK DISPOSABLE STERILE ; ONE (1) PACKET = ONE (1) PAIR
507 | 4213220508300 | GLOVES SURGICAL NON-POWDERED MADE FROM POLYISOPRENE LATEX-FREE HYPOALLERGENIC PEEL PACK SIZE: 7.5 INDIVIDUALLY WRAPPED IN INNER PACK DISPOSABLE STERILE ; ONE (1) PACKET = ONE (1) PAIR
508 | 4213220508500 | GLOVES SURGICAL LATEX NON-POWDERED PEEL PACK PAIR SIZE: 7.5 INDIVIDUALLY WRAPPED IN INNER PACK DISPOSABLE STERILE ; ONE (1) EACH = ONE (1) PAIR
509 | 4213220508700 | GLOVES SURGICAL NON - POWDERED MADE FROM POLYISOPRENE LATEX - FREE HYPOALLERGENIC PEEL PACK SIZE: 6.5 INDIVIDUALLY WRAPPED IN INNER PACK DISPOSABLE STERILE ; ONE (1) EACH = ONE (1) PAIR
510 | 4213220508800 | GLOVES SURGICAL NON - POWDERED MADE FROM POLYISOPRENE LATEX - FREE HYPOALLERGENIC PEEL PACK SIZE: 8 INDIVIDUALLY WRAPPED IN INNER PACK DISPOSABLE STERILE ; ONE (1) EACH = ONE (1) PAIR
511 | 4213220508900 | HEAVY DUTY GLOVES MEDICAL GRADE NITRILE OR NATURAL RUBBER LATEX POWDER FREE FINGER THICKNESS 15 MIL PALM THICKNESS 13 MIL LONG CUFFS 30-35CM FROM THE INDEX FINGER PUNCTURE RESISTANT CHEMO RESISTANT SINGLE USE NON-STERILE SMALL.
512 | 4213220509100 | GLOVES SILICONE HEAT RESISTANT UP TO 134 DEGREE WATER RESISTANCE REUSABLE
513 | 4213220509200 | GLOVES SURGICAL NON LATEX NON-POWDERED PEEL PACK PAIR SIZE: 8.5 INDIVIDUALLY WRAPPED IN INNER PACK DISPOSABLE STERILE ; ONE (1) EACH = ONE (1) PAIR
514 | 4213220509300 | GLOVES SURGICAL LATEX THICK WALL NON-POWDERED BROWN COLOR FOR ORTHOPEDIC PROCEDURE HYPOALLERGENIC PEEL PACK SIZE: 7 PACKING: INDIVIDUALLY WRAPPED IN INNER PACK 50 PAIRS / BOX DISPOSABLE STERILE ; ONE (1) EACH = ONE (1) PAIR
515 | 4213220509400 | GLOVES SURGICAL LATEX THICK WALL NON-POWDERED BROWN COLOR FOR ORTHOPEDIC PROCEDURE HYPOALLERGENIC PEEL PACK SIZE: 7.5 PACKING: INDIVIDUALLY WRAPPED IN INNER PACK 50 PAIRS / BOX DISPOSABLE STERILE ; ONE (1) EACH = ONE (1) PAIR
516 | 4213220509500 | GLOVES SURGICAL LATEX THICK WALL NON-POWDERED BROWN COLOR FOR ORTHOPEDIC PROCEDURE HYPOALLERGENIC PEEL PACK SIZE: 8 PACKING: INDIVIDUALLY WRAPPED IN INNER PACK 50 PAIRS/ BOX DISPOSABLE STERILE ; ONE (1) EACH = ONE (1) PAIR
517 | 4213220509600 | GLOVES SURGICAL LATEX THICK WALL NON-POWDERED BROWN COLOR FOR ORTHOPEDIC PROCEDURE HYPOALLERGENIC PEEL PACK SIZE: 8.5 PACKING: INDIVIDUALLY WRAPPED IN INNER PACK 50 PAIRS / BOX DISPOSABLE STERILE (PACKET) ; ONE (1) PACKET = ONE (1) PAIR
518 | 4213220509700 | GLOVES SURGICAL NON LATEX NON-POWDERED PEEL PACK PAIR SIZE: 6 INDIVIDUALLY WRAPPED IN INNER PACK DISPOSABLE STERILE ; ONE (1) EACH = ONE (1) PAIR
519 | 4213220509800 | GLOVES SURGICAL NON LATEX NON-POWDERED PEEL PACK PAIR SIZE: 6.5 INDIVIDUALLY WRAPPED IN INNER PACK DISPOSABLE STERILE ; ONE (1) EACH = ONE (1) PAIR
520 | 4213220509900 | GLOVES SURGICAL NON LATEX NON-POWDERED PEEL PACK PAIR SIZE: 7 INDIVIDUALLY WRAPPED IN INNER PACK DISPOSABLE STERILE ; ONE (1) EACH = ONE (1) PAIR
521 | 4213220510000 | GLOVES SURGICAL NON LATEX NON-POWDERED PEEL PACK PAIR SIZE: 7.5 INDIVIDUALLY WRAPPED IN INNER PACK DISPOSABLE STERILE ; ONE (1) EACH = ONE (1) PAIR
522 | 4213220510100 | GLOVES SURGICAL NON LATEX NON-POWDERED PEEL PACK PAIR SIZE: 8 INDIVIDUALLY WRAPPED IN INNER PACK DISPOSABLE STERILE ; ONE (1) EACH = ONE (1) PAIR
523 | 4213220510200 | GLOVES SURGICAL LATEX NON-POWDERED PEEL PACK PAIR SIZE: 6 INDIVIDUALLY WRAPPED IN INNER PACK DISPOSABLE STERILE ; ONE (1) EACH = ONE (1) PAIR
524 | 4213220510400 | GLOVES SURGICAL LATEX NON-POWDERED PEEL PACK PAIR SIZE: 8 INDIVIDUALLY WRAPPED IN INNER PACK DISPOSABLE STERILE ; ONE (1) EACH = ONE (1) PAIR
525 | 4213220512100 | DOUBLE GLOVES SURGICAL LATEX FREE POWDER FREE HYPOALLERGENIC SIZE 5.5 (PAIR IS EQUIVALENT TO PAIR OF 2)
526 | 4213220512200 | DOUBLE GLOVES SURGICAL LATEX FREE POWDER FREE HYPOALLERGENIC SIZE 6 (PAIR IS EQUIVALENT TO PAIR OF 2)
527 | 4213220512300 | DOUBLE GLOVES SURGICAL LATEX FREE POWDER FREE HYPOALLERGENIC SIZE 6.5 (PAIR IS EQUIVALENT TO PAIR OF 2)
528 | 4213220512400 | DOUBLE GLOVES SURGICAL LATEX FREE POWDER FREE HYPOALLERGENIC SIZE 7 (PAIR IS EQUIVALENT TO PAIR OF 2)
529 | 4213220512500 | DOUBLE GLOVES SURGICAL LATEX FREE POWDER FREE HYPOALLERGENIC SIZE 7.5 (PAIR IS EQUIVALENT TO PAIR OF 2)
530 | 4213220512600 | DOUBLE GLOVES SURGICAL LATEX FREE POWDER FREE HYPOALLERGENIC SIZE 8 (PAIR IS EQUIVALENT TO PAIR OF 2)
531 | 4213220512700 | DOUBLE GLOVES SURGICAL LATEX FREE POWDER FREE HYPOALLERGENIC SIZE 8.5 (PAIR IS EQUIVALENT TO PAIR OF 2)
532 | 4213220512800 | GLOVES SURGICAL NON-POWDERED MICRO THIN PEEL PACK SIZE: 6 INDIVIDUALLY WRAPPED IN INNER PACK DISPOSABLE STERILE ONE (1) EACH = ONE (1) PAIR
533 | 4213220512900 | GLOVES SURGICAL NON-POWDERED MICRO THIN PEEL PACK SIZE: 8 INDIVIDUALLY WRAPPED IN INNER PACK DISPOSABLE STERILE
534 | 4213220513000 | GLOVES SURGICAL NON-POWDERED MICRO THIN PEEL PACK SIZE: 8.5 INDIVIDUALLY WRAPPED IN INNER PACK DISPOSABLE STERILE
535 | 4213220600100 | POWDER TRANSFORMING POWDER DRESSING 0.5-1 G STERILE (WOUND AND OSTOMY)
536 | 4214000011700 | CONTAINER CONTAMINATED SHARPS POLYPROPYLENE 12 LITERS STACKABLE
537 | 4214000012100 | CONNECTOR CABLE TRUNK 3-LEAD FOR ECG IT SHOULD BE COMPATIBLE WITH THE HOSPITAL MACHINE
538 | 4214000063100 | BASKET STAINLESS STEEL FOR CSSD WASHERS MESH ON ALL SIDES FINE MESH MAXIMUM OPENING 4 MM ROUND EDGES SIZE 25.4 X 25.4 X 7.62 CM
539 | 4214000063200 | BASKET STAINLESS STEEL FOR CSSD WASHERS MESH ON ALL SIDES FINE MESH MAXIMUM OPENING 4 MM ROUND EDGES SIZE 50.8 X 25.4 X 7.62 CM
540 | 4214000063300 | BASKET STAINLESS STEEL FOR CSSD WASHERS MESH ON ALL SIDES FINE MESH MAXIMUM OPENING 4 MM ROUND EDGES SIZE 53.34 X 25.4 X 3.81 CM
541 | 4214000063400 | BASKET STAINLESS STEEL FOR CSSD WASHER WITH SECURE LID MESH TOP AND BOTTOM SOLID SIDES "LAP TOP" 18 X 14 X 3 CM
542 | 4214000063500 | BASKET STAINLESS STEEL FOR CSSD WASHER WITH SECURE LID MESH TOP AND BOTTOM SOLID SIDES "LAP TOP" 23 X 18 X 3 CM
543 | 4214000063600 | BASKET STAINLESS STEEL FOR CSSD WASHERS MESH ON ALL SIDES FINE MESH MAXIMUM OPENING 4 MM ROUND EDGES SIZE 25.4 X 25.4 X 3.81 CM
544 | 4214000063900 | SEAL TAMPER PROOF PLASTIC SURGICAL CONTAINERS BLUE UNIVERSAL SINGLE USE.
545 | 4214000064500 | CAP TIP LUER SLIP DISPOSABLE STERILE
546 | 4214000064600 | DRESSING BREAST PADS POLYMERIC MEMBRANE NON-ADHESIVE THERAPEUTIC DIAMETER 6.5 (+/- 1CM) (WOUND AND OSTOMY CARE)
547 | 4214000065000 | SHEATH RENAL O.D. 34 FR (11.5 MM) I.D. 30 FR (10.1 MM) 17 CM LENGTH FOR PERCUTANEOUS EXTRACTION OF KIDNEY STONE STERILE
548 | 4214000065100 | SET SHEATH URETERAL ACCESS 12/14 FRENCH 35 CM (+/- 2CM)
549 | 4214000065200 | SET SHEATH URETERAL ACCESS 12/14 FRENCH 45 CM (+/- 2CM)
550 | 4214000065400 | PACIFIER NEONATE ORAL PLASTIC WITH SILICONE TEAT MEDIUM
551 | 4214000065500 | SHEATH INCONTINENCE 1-1/4 INCH WITH RUBBER STRAP LATEX FREE LARGE (APPROXIMATELY 35 MM) INDIVIDUAL PACK STERILE
552 | 4214150000200 | COTTON PELLET REFILL SIZE 0.5 SUPER SOFT EXTREMELY ABSORBENT
553 | 4214150000300 | PELLET COTTON PELLET SIZE 1
554 | 4214150000400 | COTTON DAMS SIZE 3 DISPOSABLE OR EQUIVALENT
555 | 4214150000500 | COTTON DAMS SIZE 4 DISPOSABLE OR EQUIVALENT
556 | 4214150000600 | DISPENSER COTTON PELLET ALUMINIUM FOR DENTAL
557 | 4214150000700 | COTTON DAMS SIZE 1 DISPOSABLE OR EQUIVALENT
558 | 4214150000800 | ROLL COTTON SALIVA ABSORPTION SIZE: 2 FOR DENTAL
559 | 4214150000900 | COTTON ABSORBENT DENTAL ROLL SIZE: 3 (40 MM LONG X 12 MM DIAMETER)
560 | 4214150001000 | APPLICATOR COTTON TIP 3 INCH 2 PIECES / PACK IN PEEL BACK WRAPPER STERILE
561 | 4214150100000 | COTTON BALL 100% COTTON SOFT AND ABSORBENT 5 PIECES/PACK STERILE
562 | 4214150102200 | COTTON BALL 100% COTTON SOFT AND ABSORBENT 250 GM ABOUT 1GM/BALL NON STERILE
563 | 4214150102400 | COTTON MEDICAL ABSORBENT WITH ENTER LEAF NET WEIGHT OF ROLL WITHOUT INTERLEAF 500GM PACKING: INDIVIDUALLY IN PLASTIC BAG RIGID OUTER PACKI NG CONTAINERS OF SUITABLE SIZE
564 | 4214150102600 | COTTON DAMS SIZE 5 DISPOSABLE OR EQUIVALENT
565 | 4214150200500 | ORAL SWABS FOAM ADDED DENTIFRICE TOOTHETTES WRAPPED INDIVIDUALLY DISPOSABLE
566 | 4214150201100 | APPLICATOR FIBER TIPPED WELL PADDED COTTON/ PACK
567 | 4214150201200 | APPLICATOR GENERAL COTTON TIP UNSTERILE LENGTH: 6.0INCH
568 | 4214150201300 | APPLICATOR SPRAY FLEXIBLE FOR LAPAROSCOPIC PROCEDURES FOR HEMOSTATIC POWDER 14 CM (+/- 2 CM) DISPOSABLE STERILE
569 | 4214150201400 | APPLICATOR SPRAY FLEXIBLE FOR LAPAROSCOPIC PROCEDURES FOR HEMOSTATIC POWDER 38 CM (+/- 2 CM) DISPOSABLE STERILE
570 | 4214150201500 | APPLICATOR WOODEN 6 INCH WITH COTTON TIP NOT LESS THAN 100 PIECES / PACKET NON-STERILE
571 | 4214150300200 | WIPES BARRIER PROTECTION CLOTH FOR THE SKIN FROM BODILY FLUIDS(URINE AND FECES) 10% ACTIVE INGREDIENTS(4% DIMETHICONE AND 6% LIQUID PARAFFIN) CLOTH PROVIDE SOAP AND WATER FREE CLEANSING SOOTHING MOISTURIZING ANTI-PRURITIC ANTI-BACTERIAL AND DEODORIZING BENEFITS TO THE SKIN. CLOTH CONTAINS GLYCERIN WITCH HAZEL AND CHAMOMILE EXTRACTS. WIPES ARE PARABEN MIT ALCOHOL AND LANOLIN FREE. BALANCED TO SKIN PH 5.5 CAN BE USED BY MALES AND FEMALES FROM AGE OF 3 MONTHS. EACH WIPE NOT LESS THAN 20 X 30 CM. PACK OF 25 WIPES. NOTE: MSDS SHOULD BE PROVIDED IN SOFT COPY
572 | 4214150300300 | WIPES FOR CLEANSING AND PROVIDING A HIGH LEVEL OF BARRIER PROTECTION FOR THE SKIN FROM BODILY FLUIDS (URINE AND FECES) WIPE CONTAINS NOT LESS THAT 4% BARRIER PROTECTION ACTIVE INGREDIENT DIMETHICONE SOAP FREE CLEANSING THE WIPE MUST PROVIDE ALSO SOOTHING MOISTURIZING CLEANSING DEODORIZING PARABEN AND MIT FREE BALANCED TO SKIN EACH WIPE NOT LESS THAN 20 X 20 CM
573 | 4214150300400 | "WIPES PREMOISTENED FOR PERINEAL AREA CLEANING SINGLE PATIENT USE 20-25 PER PACK (WOUND AND OSTOMY CARE)"
574 | 4214150300600 | "WIPES DRESSING DRY WIPES NON - WOVEN SINGLE - USE DRY WIPES NON - STERILE EACH WIPE MADE OF PROPYLENE 85% AND VISCOSE 15% MATERIAL THAT ARE THERMALLY BONDED EACH WIPE 30 X 35 CM (+\ - 2 CM ) MSDS SHOULD BE PROVIDED IN SOFT COPY (WOUND AND OSTOMY CARE)"
575 | 4214150400000 | "SWABS TONSIL X-RAY DETECTABLE MADE OF 16 PLY. OF NOT LESS THAN 20 THREAD/CM FOLDED AND STITCHED DOUBLE WRAPPED SIZE: 2.0 X 15 CM PACKING: 5 PIECES/PACK STERILE"
576 | 4214150400500 | APPLICATOR CHLORHEXIDINE CLEAR GLUCONATE WITH CHLORHEXIDINE GLUCONATE 2 % WITH 70 % V/V ISOPROPYL ALCOHOL LATEX FREE DEHP FREE SIZE: 1 ML FOR PATIENTS PRE-OPERATIVE SKIN PREPARATION INDIVIDUALLY PACKED DISPOSABLE STERILE
577 | 4214150401200 | SWAB STICKS 10% POVIDONE-IODINE 3 PER PACK COTTON TIP NOTE: MSDS SHOULD BE PROVIDED IN SOFT COPY
578 | 4214150402400 | APPLICATOR CHLORHEXIDINE CLEAR GLUCONATE WITH CHLORHEXIDINE GLUCONATE 2 % WITH AND 70 % V/V ISOPROPYL ALCOHOL LATEX FREE DEHP FREE SIZE: 6 ML FOR PATIENTS PRE-OPERATIVE SKIN PREPARATION INDIVIDUALLY PACKED DISPOSABLE STERILE
579 | 4214150402500 | APPLICATOR CHLORHEXIDINE CLEAR GLUCONATE WITH CHLORHEXIDINE GLUCONATE 2 % WITH AND 70 % V/V ISOPROPYL ALCOHOL LATEX FREE DEHP FREE SIZE: 26 ML FOR PATIENTS PRE-OPERATIVE SKIN PREPARATION INDIVIDUALLY PACKED DISPOSABLE STERILE
580 | 4214150402700 | ANTISEPTIC SOLUTION APPLICATOR FOR PREOPERATIVE SKIN PREPARATION CONTAIN 2 GALS AMP OF 2% CHG W/V 70% IPA V/V WITH SPONGE THICKNESS LESS THAN 2 CM WITH 2 WINGS TRIGGER 26 ML DISPOSABLE STERILE
581 | 4214150402800 | APPLICATOR CHLORHEXIDINE CLEAR GLUCONATE WITH CHLORHEXIDINE GLUCONATE 2 % WITH AND 70 % V/V ISOPROPYL ALCOHOL LATEX FREE DEHP FREE SIZE: 3 ML FOR PATIENTS PRE-OPERATIVE SKIN PREPARATION INDIVIDUALLY PACKED DISPOSABLE STERILE
582 | 4214150402900 | SWAB STICKS IMPREGNATED WITH 70% ISOPROPYL AND 2% CHLORHEXIDINE TINTED FOR CENTRAL LINE INSERTION : SWAB STICKS ARE A WETTED NON - WOVEN PAD ADHERED TO A PLASTIC STICK WHICH IS USED TO SANITIZE THE SKIN IMPREGNATED WITH 70% ISOPROPYL AND 2% CHLORHEXIDINE INDIVIDUALLY SEALED IN EASY - TEAR PACKETS DISPOSABLE STERILE
583 | 4214150404500 | APPLICATOR CHLORHEXIDINE TINTED GLUCONATE WITH CHLORHEXIDINE GLUCONATE 2 % WITH AND 70 % V/V ISOPROPYL ALCOHOL LATEX FREE DEHP FREE SIZE: 10.5 ML FOR PATIENTS PRE-OPERATIVE SKIN PREPARATION INDIVIDUALLY PACKED DISPOSABLE STERILE
584 | 4214150404600 | APPLICATOR CHLORHEXIDINE TINTED GLUCONATE WITH CHLORHEXIDINE GLUCONATE 2 % WITH AND 70 % V/V ISOPROPYL ALCOHOL LATEX FREE DEHP FREE SIZE: 3 ML FOR PATIENTS PRE-OPERATIVE SKIN PREPARATION INDIVIDUALLY PACKED DISPOSABLE STERILE
585 | 4214150404700 | APPLICATOR WITH IODINE 10 % AND 70 % V/V ISOPROPYL ALCOHOL LATEX FREE DEHP FREE SIZE: 3 ML FOR PATIENTS PRE-OPERATIVE SKIN PREPARATION INDIVIDUALLY PACKED DISPOSABLE STERILE
586 | 4214150405100 | APPLICATOR 1% CHG AND 70% IPA PREP 10 ML ORANGE
587 | 4214150405200 | APPLICATOR 0.5% CHG AND 70% IPA PREP 6 ML ORANGE
588 | 4214150405300 | APPLICATOR 0.5% CHG AND 70% IPA PREP 26 ML ORANGE
589 | 4214150405400 | STICKS SILVER NITRATE FOR NOSE
590 | 4214150405500 | APPLICATOR CHLORHEXIDINE CLEAR GLUCONATE WITH CHLORHEXIDINE GLUCONATE 0.5 % WITH AND 70 % V/V ISOPROPYL ALCOHOL LATEX FREE DEHP FREE SIZE: 10.5ML FOR PATIENTS PRE-OPERATIVE SKIN PREPARATION INDIVIDUALLY PACKED DISPOSABLE STERILE
591 | 4214150405600 | APPLICATOR CHLORHEXIDINE CLEAR GLUCONATE WITH CHLORHEXIDINE GLUCONATE 0.5 % WITH AND 70 % V/V ISOPROPYL ALCOHOL LATEX FREE DEHP FREE SIZE: 6 ML FOR PATIENTS PRE-OPERATIVE SKIN PREPARATION INDIVIDUALLY PACKED DISPOSABLE STERILE
592 | 4214150405700 | APPLICATOR CHLORHEXIDINE CLEAR GLUCONATE WITH CHLORHEXIDINE GLUCONATE 1% WITH AND 70 % V/V ISOPROPYL ALCOHOL LATEX FREE DEHP FREE SIZE: 10.5ML FOR PATIENTS PRE-OPERATIVE SKIN PREPARATION INDIVIDUALLY PACKED DISPOSABLE STERILE
593 | 4214150405800 | APPLICATOR CHLORHEXIDINE CLEAR GLUCONATE WITH CHLORHEXIDINE GLUCONATE 1% WITH AND 70 % V/V ISOPROPYL ALCOHOL LATEX FREE DEHP FREE SIZE: 6 ML FOR PATIENTS PRE-OPERATIVE SKIN PREPARATION INDIVIDUALLY PACKED DISPOSABLE STERILE
594 | 4214150405900 | APPLICATOR CHLORHEXIDINE TINTED GLUCONATE WITH CHLORHEXIDINE GLUCONATE 2 % WITH AND 70 % V/V ISOPROPYL ALCOHOL LATEX FREE DEHP FREE SIZE: 6 ML FOR PATIENTS PRE-OPERATIVE SKIN PREPARATION INDIVIDUALLY PACKED DISPOSABLE STERILE
595 | 4214150406000 | APPLICATOR IODINE WITH 10 % WITH AND 70 % V/V ISOPROPYL ALCOHOL LATEX FREE DEHP FREE SIZE: 10.5 ML FOR PATIENTS PRE-OPERATIVE SKIN PREPARATION INDIVIDUALLY PACKED DISPOSABLE STERILE
596 | 4214150406100 | APPLICATOR IODINE WITH 10 % WITH AND 70 % V/V ISOPROPYL ALCOHOL LATEX FREE DEHP FREE SIZE: 6 ML FOR PATIENTS PRE-OPERATIVE SKIN PREPARATION INDIVIDUALLY PACKED DISPOSABLE STERILE
597 | 4214150500100 | APPLICATOR WOODEN 3 INCH WITH COTTON TIP NOT LESS THAN 100 PIECES / PACKET NON-STERILE
598 | 4214150500200 | APPLICATOR PROCTOLOGY COTTON TIP 16-18 INCH DISPOSABLE NON - STERILE
599 | 4214160101300 | COMB PLASTIC FINE TOOTHED
600 | 4214160101500 | "DIAPER FROM APPROXIMATELY 25 TO 32 KG HIGHLY ABSORBENT ASSURES DRY SURFACE RE-ADJUSTABLE ADHESIVE TAPE PACKING: WRAPPED IN A PLASTIC PACK"
601 | 4214160101800 | DIAPER EXTRA SMALL LESS THAN 700 GM HIGHLY ABSORBENT ASSURES DRY SURFACE RE-ADJUSTABLE ADHESIVE TAPE ANTI-LEAK BARRIER PACKING: WRAPPED IN A PLASTIC PACK
602 | 4214160101900 | PACIFIER INFANT ORAL PLASTIC WITH SILICONE TEAT LARGE
603 | 4214160102000 | TOOTHBRUSH SOFT BRISTLES FOR ADULT
604 | 4214160102100 | TOOTHBRUSH SOFT BRISTLES SIZE: PEDIATRIC
605 | 4214160102200 | TOOTHPASTE WHITE REGULAR 10 ML TUBE
606 | 4214160102300 | "PANTY NET ELASTIC MEDIUM FOR KEEPING INCONTINENT PADS IN PLACE"
607 | 4214160102500 | KIT ENEMA CONTAINS: 50-60 INCH TUBING WITH PRELUBRICATED TIP ADJUSTABLE CLAMP BAG 1500-2000 ML UNDERPAD CASTILE SOAP PACKET
608 | 4214160103400 | KIT PREP O.R. SCRUB WITH CSR WRAPPED 2 BLOTTING TOWELS 2 ABSORBENT TOWELS 2 COTTON TIP APPLICATORS 6 WING SCRUB SPONGES 3 8 INCHES LOLLIPOP SPONGES 1 (4 OUNCE) T POVIDONE/IODINE SOLUTION 7.5% 1 (4 OUNCE) T POVIDONE / IODINE SCRUB10% 3 COMP TRAY STERILE NOTE: MSDS SHOULD BE PROVIDED IN SOFT COPY
609 | 4214160103500 | BABY BATH HYPOALLERGENIC PH-NEUTRAL PARABENS ALCOHOL FREE 400 - 500 ML BOTTLE
610 | 4214160103600 | DISINFECTANT CAP WITH 2% CHLORHEXIDINE AND 70% ALCOHOL FOR DISINFECTION OF HUBS AND CONNECTION PORTS INDIVIDUALLY PACKAGED STERILE NOTE: MSDS SHOULD BE PROVIDED IN SOFT COPY
611 | 4214160103700 | CAP WASH CONTAINS OCTENIDINE HCL 0.1% FOR DECONTAMINATION (WOUND AND OSTOMY CARE)
612 | 4214160103800 | CREAM HAND FOR EXTRA DRY SKIN TREATMENT WITH DISPENSER 500 ML
613 | 4214160104000 | "LOTION BABY HAND AND BODY 150-200 ML BOTTLES FREE FROM FRAGRANCE AND ALCOHOL DISPOSABLE"
614 | 4214160105000 | KIT EBOLA SMALL SIZE: CONTAINS: TWO PAIRS POWDER FREE NITRILE GLOVES SMALL MASK N95 SMALL COVERALLS SMALL PAIR FULL COVERAGE BOOT FACE SHIELD ANTIFOG SURGICAL MASK QACS OR ALCOHOL WIPES NOTE: MSDS SHOULD BE PROVIDED IN SOFT COPY
615 | 4214160105100 | KIT PATIENT CARE (COMB LOTION POWDER NAIL CUTTER)
616 | 4214160105200 | PREMIUM PACIFIER DESIGNED SOOTHIE NOTCHED OR EQUIVALENT WITHOUT TEETH VANILLA SCENT FOR NEWBORN
617 | 4214160105400 | GENERAL PATIENT CARE KIT 1 TRANSPARENT BAG WITH THE LOGO ON THE SIDE IT CONTAINS: A LOOFAH WITH A BACK STRAP OF RUBBER SHAMPOO AND CONDITIONER 20 ML CONTAINS SODIUM CHLORIDE AND COCONUT DIETHANOL SHOWER GEL 20 ML CONTAINS GLYCERIN AND SODIUM CHLORIDE AND CITRIC ACID BODY CREAM 20 ML CONTAINS LIQUID PARAFFIN AND GLYCERIN AND TRIETHANOLAMINE ROUND AND WRAPPED SOAP 30 GM CONTAINING SODIUM PALM AND GLYCERIN AND SODIUM CHLORIDE DENTAL CARE SUPPLIES (A SOFT BRUSH AND TOOTHPASTE 10 GM) WIDE BRUSH COMB WITH HANDLE ALL COVERED WITH SNOW COVER VANITY KIT (EARBUDS ROUND COTTON BALLS AND A SMALL WOODEN NAIL FILE).ALL ITEMS CONTAIN THE ORGANIZATION'S LOGO.
618 | 4214160105600 | ORAL CARE KIT CONTAINS: 3 YANKAUER 1 "Y" CONNECTOR 1 SUCTION HANDLE 4 SUCTION SWABS - 6 EMPTY SOLUTION CUP - 2 SUCTION TOOTHBRUSH - 6 ORAL SWABS
619 | 4214160200000 | BEDPAN FRACTURE FEMALE
620 | 4214160200100 | BEDPAN REGULAR PLASTIC DISPOSABLE
621 | 4214160300200 | BASIN KIDNEY PAPER PULP 500 ML DISPOSABLE
622 | 4214160300500 | BASIN PLASTIC 6000 ML GRADUATED STERILE
623 | 4214160300800 | BASIN 18/8G STAINLESS SHINY 290 X 125CM 6 LITER (MUST MEASURE OUTER DIMENSION INCLUDING THE TIP) REUSABLE
624 | 4214160300900 | BASIN PLASTIC GRADUATED KIDNEY SHAPED 750-1000 ML
625 | 4214160301000 | BASIN PLASTIC GRADUATED KIDNEY SHAPED 500-700 ML
626 | 4214160301100 | BAG VOMIT WITH RING POST CHEMOTHERAPY 1-1.5 LITER (FIT TO METAL HOLDER)
627 | 4214160500400 | GALLIPOTS 250-300 ML POLYETHYLENE PLASTIC CONTAINER NON STERILE
628 | 4214160600000 | BASIN ROUND PLASTIC FOR WASHING IS A SIMPLE DURABLE 12 INCH DIAMETER POLYPROPYLENE WASHABLE BETWEEN USAGE FOR SINGLE PATIENT
629 | 4214160600700 | BASIN PLASTIC 6 - 10 LITER NON-STERILE
630 | 4214160600800 | BOWL ROUND PLASTIC 500 ML STERILE
631 | 4214160601000 | GALLIPOT POLYPROPYLENE 280ML AUTOCLAVABLE UP TO 134 DEGREES CELSIUS REUSABLE
632 | 4214160601100 | BASIN PAPER PULP 4000-6000 ML DISPOSABLE
633 | 4214160601200 | BASIN PULP 750 - 1000 ML
634 | 4214160601300 | BASIN KIDNEY PAPER PULP 600-800 ML DISPOSABLE
635 | 4214160700000 | URINAL MALE HARD TRANSPARENT PLASTIC 1000 ML CAPACITY GRADUATED WITH HANGING FACILITY AND FLAT BOTTOM DISPOSABLE
636 | 4214160700100 | URINAL FEMALE HARD TRANSPARENT PLASTIC 1000 ML CAPACITY GRADUATED WITH HANGING FACILITY AND FLAT BOTTOM DISPOSABLE
637 | 4214160700300 | URINAL MALE COMPRESSED CARDBOARD PULP 800-1000 ML DISPOSABLE
638 | 4214161100200 | BAG PATIENT SET-UP PRINTED TRANSPARENT WITH DRAWSTRING SIZE: 12 INCH X 15 INCH (+/- 2 INCH)
639 | 4214161100300 | "BAG PLASTIC BIG MOUTH PILL CRUSHER DISPOSABLE"
640 | 4214161100400 | BAG PLASTIC WITH HANDLE HEAVY DUTY 60 MICRON WHITE SIZE: 40 X 59 CM MUST BE WITH (PATIENT BELONGINGS) WRITING ON THE BAG
641 | 4214161100500 | RESPIRATORY SETUP BAG TRANSPARENT PRINTED LABEL SPACE SIZE APPROXIMATELY 12 X 14 INCHES WITH DRAW STRING
642 | 4214170000000 | HEEL PRESSURE RELIEF CUSHION AIR DECUBITUS HEAL PAD FLAME RETARDANT BLACK NEOPRENE AIR FILLED MULTICELL DRY FLOATATION CUSHION INCLUDING PUMP AND PUNCTURE REPAIR KIT
643 | 4214170000100 | WHEELCHAIR ACCESSORIES CUSHION AIR DECUBITUS FLAME RETARDANT BLACK NEOPRENE AIR FILLED MULTICELL SINGLE COMPARTMENT DRY FLOATATION CUSHION HIGH PROFILE INCLUDING NON-SLIP CUSHION COVER WITH TWO WAY STRETCH TOP PUMP PUNCTURE REPAIR KIT AND MANUAL SIZE CELL HEIGHT 4 INCHES CUSHION WIDTH 16 INCHES CUSHION DEPTH 16 INCHES
644 | 4214170000200 | WHEELCHAIR ACCESSORIES CUSHION AIR DECUBITUS FLAME RETARDANT BLACK NEOPRENE AIR FILLED MULTICELL SINGLE COMPARTMENT DRY FLOATATION CUSHION HIGH PROFILE INCLUDING NON-SLIP CUSHION COVER WITH TWO WAY STRETCH TOP PUMP PUNCTURE REPAIR KIT AND MANUAL SIZE CELL HEIGHT 2 INCHES CUSHION WIDTH 16 INCHES CUSHION DEPTH 16 INCHES
645 | 4214170000300 | WHEELCHAIR ACCESSORIES CUSHION AIR DECUBITUS FLAME RETARDANT BLACK NEOPRENE AIR FILLED MULTICELL SINGLE COMPARTMENT DRY FLOATATION CUSHION HIGH PROFILE INCLUDING NON-SLIP CUSHION COVER WITH TWO WAY STRETCH TOP PUMP PUNCTURE REPAIR KIT AND MANUAL SIZE CELL HEIGHT 4 INCHES CUSHION WIDTH 18 INCHES CUSHION DEPTH 16 INCHES
646 | 4214170000400 | WHEELCHAIR ACCESSORIES CUSHION AIR DECUBITUS FLAME RETARDANT BLACK NEOPRENE AIR FILLED MULTICELL SINGLE COMPARTMENT DRY FLOATATION CUSHION HIGH PROFILE INCLUDING NON-SLIP CUSHION COVER WITH TWO WAY STRETCH TOP PUMP PUNCTURE REPAIR KIT AND MANUAL SIZE CELL HEIGHT 2 INCHES CUSHION WIDTH 18 INCHES CUSHION DEPTH 16 INCHES
647 | 4214170000500 | WHEELCHAIR ACCESSORIES CUSHION AIR DECUBITUS FLAME RETARDANT BLACK NEOPRENE AIR FILLED MULTICELL SINGLE COMPARTMENT DRY FLOATATION CUSHION HIGH PROFILE INCLUDING NON-SLIP CUSHION COVER WITH TWO WAY STRETCH TOP PUMP PUNCTURE REPAIR KIT AND MANUAL SIZE CELL HEIGHT 4 INCHES CUSHION WIDTH 20 INCHES CUSHION DEPTH 18 INCHES
648 | 4214170000600 | WHEELCHAIR ACCESSORIES CUSHION AIR DECUBITUS FLAME RETARDANT BLACK NEOPRENE AIR FILLED MULTICELL SINGLE COMPARTMENT DRY FLOATATION CUSHION HIGH PROFILE INCLUDING NON-SLIP CUSHION COVER WITH TWO WAY STRETCH TOP PUMP PUNCTURE REPAIR KIT AND MANUAL SIZE CELL HEIGHT 2 INCHES CUSHION WIDTH 20 INCHES CUSHION DEPTH 18 INCHES
649 | 4214170000700 | WHEELCHAIR ACCESSORIES CUSHION AIR DECUBITUS FLAME RETARDANT BLACK NEOPRENE AIR FILLED MULTICELL SINGLE COMPARTMENT DRY FLOATATION CUSHION HIGH PROFILE INCLUDING NON-SLIP CUSHION COVER WITH TWO WAY STRETCH TOP PUMP PUNCTURE REPAIR KIT AND MANUAL SIZE CELL HEIGHT 4 INCHES CUSHION WIDTH 22 INCHES CUSHION DEPTH 18 INCHES
650 | 4214170000800 | ORTHOSIS ANTI DECUBITUS HEEL FOR POSITIONING OF LOWER LIMB EASY PLACEMENT HEEL ANTI DECUBITUS COMFORTABLE CUSHIONS FOR THE PATIENT VERY SOFT MATERIAL THAT DECREASES THE PRESSURE EXTERNAL SEAMS TO AVOID FRICTION VELCRO ADJUSTMENT OR EQUIVALENT IT PREVENTS THE SORES ON THE HEEL THE MALLEUS AND THE RUBBING EFFECTS ON THE AREA REDUCES FRICTION AND SHEARING FORCES KEEPS THE SKIN CLEAN AND DRY THANKS TO ITS BREATHABILITY CONTROLS EXCESS MOISTURE IT FACILITATES BETTER PROPHYLACTIC AND THERAPEUTIC CARE PREVENTION OF ULCERS AND SORES IN PATIENTS WHO REMAIN FOR LONG PERIODS OF TIME IN THE SAME POSITION
651 | 4214170000900 | "HEEL OFF-LOADING ORTHOSIS ULCER PREVENTION EASY PLACEMENT COMFORTABLE BREATHABLE RELEASES HEEL MALLEUS AND POSSIBLE PRESSURE ON TOES SOFT STRAPS WITH D-RING/HOOK CLOSURES EXTRA FOAM PIECE WITH ADHESIVE CAN BE ATTACHED TO SIDE OF BOOT TO PREVENT FOOT ROTATION"
652 | 4214170500900 | COVER PRONE PLUS POSITIONING AID WITH KNOT LARGE
653 | 4214170501000 | "COVER PRONE PLUS POSITIONING AID WITH KNOT MEDIUM"
654 | 4214170501100 | COVER PRONE PLUS POSITIONING AID WITH KNOT SMALL
655 | 4214170501200 | POSITIONING AID WIPEABLE WITH COVERS REUSABLE FREDERICK T FROG
656 | 4214170501400 | "PILLOW POSITIONING PILLOW FOR MULTI PURPOSE POSITIONING FOAM (TRIANGULAR SHAPE) ADULT MEDIUM"
657 | 4214170502400 | PATIENT TRANSFER FLAT SLIDE SHEET WITH HANDLES TURNING AND REPOSITIONING IN BED SIZE 200 X 120 CM (+/- 10 CM) WEIGHT CAPACITY 150 KG REUSABLE
658 | 4214170502500 | GEL POSITIONER CLOSED HEAD RING ADULT
659 | 4214170502700 | GEL POSITIONER CONTOURED ARM BOARD PAD LARGE
660 | 4214170502800 | GEL POSITIONER CONTOURED ARM BOARD PAD MEDIUM
661 | 4214170503300 | WHEELCHAIR ACCESSORIES CUSHION PEDIATRIC DUAL LAYERED SOFT FOAM BASE WITH FIRMNESS INCREASING WITH CUSHION WIDTH. INNER COVER LYCRA COATED WATER RESISTANT WITH AQUAGUARD ZIPPER AND ANTI WICKING THREAD. STRETCH OUTER COVER WATER RESISTANT AND ANTI MICROBIAL THERAPEUTIC ITEM. SIZE: 10X10X2.75IN
662 | 4214170503400 | WHEELCHAIR ACCESSORIES CUSHION PEDIATRIC DUAL LAYERED SOFT FOAM BASE WITH FIRMNESS INCREASING WITH CUSHION WIDTH. INNER COVER LYCRA COATED WATER RESISTANT WITH AQUAGUARD ZIPPER AND ANTI WICKING THREAD. STRETCH OUTER COVER WATER RESISTANT AND ANTI MICROBIAL THERAPEUTIC ITEM. SIZE: 10X8X2.75IN
663 | 4214170503500 | WHEELCHAIR ACCESSORIES CUSHION PEDIATRIC DUAL LAYERED SOFT FOAM BASE WITH FIRMNESS INCREASING WITH CUSHION WIDTH. INNER COVER LYCRA COATED WATER RESISTANT WITH AQUAGUARD ZIPPER AND ANTI WICKING THREAD. STRETCH OUTER COVER WATER RESISTANT AND ANTI MICROBIAL THERAPEUTIC ITEM. SIZE: 12X10X2.75IN
664 | 4214170503600 | WHEELCHAIR ACCESSORIES CUSHION PEDIATRIC DUAL LAYERED SOFT FOAM BASE WITH FIRMNESS INCREASING WITH CUSHION WIDTH. INNER COVER LYCRA COATED WATER RESISTANT WITH AQUAGUARD ZIPPER AND ANTI WICKING THREAD. STRETCH OUTER COVER WATER RESISTANT AND ANTI MICROBIAL THERAPEUTIC ITEM. SIZE: 12X8X2.75IN
665 | 4214170503700 | WHEELCHAIR ACCESSORIES CUSHION PEDIATRIC DUAL LAYERED SOFT FOAM BASE WITH FIRMNESS INCREASING WITH CUSHION WIDTH. INNER COVER LYCRA COATED WATER RESISTANT WITH AQUAGUARD ZIPPER AND ANTI WICKING THREAD. STRETCH OUTER COVER WATER RESISTANT AND ANTI MICROBIAL THERAPEUTIC ITEM. SIZE: 14X10X2.75IN
666 | 4214170503800 | WHEELCHAIR ACCESSORIES CUSHION PEDIATRIC DUAL LAYERED SOFT FOAM BASE WITH FIRMNESS INCREASING WITH CUSHION WIDTH. INNER COVER LYCRA COATED WATER RESISTANT WITH AQUAGUARD ZIPPER AND ANTI WICKING THREAD. STRETCH OUTER COVER WATER RESISTANT AND ANTI MICROBIAL THERAPEUTIC ITEM. SIZE: 8X8X2.75IN
667 | 4214170503900 | WHEELCHAIR ACCESSORIES CUSHION BARIATRIC PRE-CONTOURED FOAM BASE WITH VISCO MEMORY FOAM INSERTS FOR SUPERIOR SKIN PROTECTION. MILD LEG TROUGH CUTOUTS AND MEDIAL THIGH SUPPORTS TO ENCOURAGE PROPER POSITIONING OF THE PELVIS AND THIGHS. ANTERIOR SLOPE FOR A MORE UPRIGHT POSTURE. MOISTURE INCONTINENCE RESISTANT COVER FOR LOW RISK OF SKIN BREAKDOWN URETHANE INNER COVER WHICH IS EASY TO WIPE OFF AND CLEAN PROTECTS THE FOAM BASE FROM MOISTURE BUILD UP. THERAPEUTIC ITEM. SIZE: 20X18X3.5IN. WEIGHT CAPACITY 295KG APPROXIMATELY
668 | 4214170504000 | WHEELCHAIR ACCESSORIES CUSHION BARIATRIC PRE-CONTOURED FOAM BASE WITH VISCO MEMORY FOAM INSERTS FOR SUPERIOR SKIN PROTECTION. MILD LEG TROUGH CUTOUTS AND MEDIAL THIGH SUPPORTS TO ENCOURAGE PROPER POSITIONING OF THE PELVIS AND THIGHS. ANTERIOR SLOPE FOR A MORE UPRIGHT POSTURE. MOISTURE INCONTINENCE RESISTANT COVER FOR LOW RISK OF SKIN BREAKDOWN URETHANE INNER COVER WHICH IS EASY TO WIPE OFF AND CLEAN PROTECTS THE FOAM BASE FROM MOISTURE BUILD UP. THERAPEUTIC ITEM. SIZE: 22X18X3.5IN. WEIGHT CAPACITY 295KG APPROXIMATELY
669 | 4214170504100 | WHEELCHAIR ACCESSORIES CUSHION BARIATRIC. PRE-CONTOURED FOAM BASE WITH VISCO MEMORY FOAM INSERTS FOR SUPERIOR SKIN PROTECTION. MILD LEG TROUGH CUTOUTS AND MEDIAL THIGH SUPPORTS TO ENCOURAGE PROPER POSITIONING OF THE PELVIS AND THIGHS. ANTERIOR SLOPE FOR A MORE UPRIGHT POSTURE. MOISTURE INCONTINENCE RESISTANT COVER FOR LOW RISK OF SKIN BREAKDOWN URETHANE INNER COVER WHICH IS EASY TO WIPE OFF AND CLEAN PROTECTS THE FOAM BASE FROM MOISTURE BUILD UP. THERAPEUTIC ITEM. SIZE: 24X18X3.5IN. WEIGHT CAPACITY 295KG APPROXIMATELY
670 | 4214170504200 | WHEELCHAIR ACCESSORIES CUSHION BARIATRIC. PRE-CONTOURED FOAM BASE WITH VISCO MEMORY FOAM INSERTS FOR SUPERIOR SKIN PROTECTION. MILD LEG TROUGH CUTOUTS AND MEDIAL THIGH SUPPORTS TO ENCOURAGE PROPER POSITIONING OF THE PELVIS AND THIGHS. ANTERIOR SLOPE FOR A MORE UPRIGHT POSTURE. MOISTURE INCONTINENCE RESISTANT COVER FOR LOW RISK OF SKIN BREAKDOWN URETHANE INNER COVER WHICH IS EASY TO WIPE OFF AND CLEAN PROTECTS THE FOAM BASE FROM MOISTURE BUILD UP. THERAPEUTIC ITEM. SIZE: 24X20X3.5IN. WEIGHT CAPACITY 295KG APPROXIMATELY
671 | 4214170504300 | WHEELCHAIR ACCESSORIES CUSHION BARIATRIC. PRE-CONTOURED FOAM BASE WITH VISCO MEMORY FOAM INSERTS FOR SUPERIOR SKIN PROTECTION. MILD LEG TROUGH CUTOUTS AND MEDIAL THIGH SUPPORTS TO ENCOURAGE PROPER POSITIONING OF THE PELVIS AND THIGHS. ANTERIOR SLOPE FOR A MORE UPRIGHT POSTURE. MOISTURE INCONTINENCE RESISTANT COVER FOR LOW RISK OF SKIN BREAKDOWN URETHANE INNER COVER WHICH IS EASY TO WIPE OFF AND CLEAN PROTECTS THE FOAM BASE FROM MOISTURE BUILD UP. THERAPEUTIC ITEM. SIZE: 26X22X3.5IN. WEIGHT CAPACITY 295KG APPROXIMATELY
672 | 4214170504400 | WHEELCHAIR ACCESSORIES CUSHION BARIATRIC PRE-CONTOURED FOAM BASE WITH FLUID PAD FOR SUPERIOR SKIN PROTECTION. MILD LEG TROUGH CUTOUTS AND MEDIAL THIGH SUPPORTS TO ENCOURAGE PROPER POSITIONING OF THE PELVIS AND THIGHS. ANTERIOR SLOPE FOR A MORE UPRIGHT POSTURE. AIR EXCHANGE COVER FOR HIGH RISK OF SKIN BREAKDOWN PROMOTES AIRFLOW AND DISSIPATES HEAT AND MOISTURE TO KEEP CLIENT CLEAN AND DRY. THERAPEUTIC ITEM 20X18X3.5IN. WEIGHT CAPACITY 295KG APPROXIMATELY
673 | 4214170504500 | WHEELCHAIR ACCESSORIES CUSHION BARIATRIC PRE-CONTOURED FOAM BASE WITH FLUID PAD FOR SUPERIOR SKIN PROTECTION. MILD LEG TROUGH CUTOUTS AND MEDIAL THIGH SUPPORTS TO ENCOURAGE PROPER POSITIONING OF THE PELVIS AND THIGHS. ANTERIOR SLOPE FOR A MORE UPRIGHT POSTURE. AIR EXCHANGE COVER FOR HIGH RISK OF SKIN BREAKDOWN PROMOTES AIRFLOW AND DISSIPATES HEAT AND MOISTURE TO KEEP CLIENT CLEAN AND DRY. THERAPEUTIC ITEM 22X18X3.5IN. WEIGHT CAPACITY 295KG APPROXIMATELY
674 | 4214170504600 | WHEELCHAIR ACCESSORIES CUSHION BARIATRIC PRE-CONTOURED FOAM BASE WITH FLUID PAD FOR SUPERIOR SKIN PROTECTION. MILD LEG TROUGH CUTOUTS AND MEDIAL THIGH SUPPORTS TO ENCOURAGE PROPER POSITIONING OF THE PELVIS AND THIGHS. ANTERIOR SLOPE FOR A MORE UPRIGHT POSTURE. AIR EXCHANGE COVER FOR HIGH RISK OF SKIN BREAKDOWN PROMOTES AIRFLOW AND DISSIPATES HEAT AND MOISTURE TO KEEP CLIENT CLEAN AND DRY. THERAPEUTIC ITEM 24X18X3.5IN. WEIGHT CAPACITY 295KG APPROXIMATELY
675 | 4214170504700 | WHEELCHAIR ACCESSORIES CUSHION BARIATRIC PRE-CONTOURED FOAM BASE WITH FLUID PAD FOR SUPERIOR SKIN PROTECTION. MILD LEG TROUGH CUTOUTS AND MEDIAL THIGH SUPPORTS TO ENCOURAGE PROPER POSITIONING OF THE PELVIS AND THIGHS. ANTERIOR SLOPE FOR A MORE UPRIGHT POSTURE. AIR EXCHANGE COVER FOR HIGH RISK OF SKIN BREAKDOWN PROMOTES AIRFLOW AND DISSIPATES HEAT AND MOISTURE TO KEEP CLIENT CLEAN AND DRY. THERAPEUTIC ITEM 24X20X3.5IN. WEIGHT CAPACITY 295KG APPROXIMATELY
676 | 4214170504800 | WHEELCHAIR ACCESSORIES CUSHION BARIATRIC PRE-CONTOURED FOAM BASE WITH FLUID PAD FOR SUPERIOR SKIN PROTECTION. MILD LEG TROUGH CUTOUTS AND MEDIAL THIGH SUPPORTS TO ENCOURAGE PROPER POSITIONING OF THE PELVIS AND THIGHS. ANTERIOR SLOPE FOR A MORE UPRIGHT POSTURE. AIR EXCHANGE COVER FOR HIGH RISK OF SKIN BREAKDOWN PROMOTES AIRFLOW AND DISSIPATES HEAT AND MOISTURE TO KEEP CLIENT CLEAN AND DRY. THERAPEUTIC ITEM 26X22X3.5IN. WEIGHT CAPACITY 295KG APPROXIMATELY
677 | 4214170504900 | WHEELCHAIR ACCESSORIES CUSHION TO ENCOURAGE PROPER POSITIONING OF THE PELVIS AND THIGHS. HIGH RESILIENCY CONTOURED FOAM BASE WITH FLUID TRIPAD INSERT WHICH CONFORMS TO THE CLIENTS SITTING WITH FLUID UNDER THE BONY PROMINENCES PROTECTS THE SKIN FROM BREAKDOWN. MOISTURE RESISTANT COVER WITH NON SLIP BOTTOM 14X14X3IN. WEIGHT CAPACITY 113KG APPROXIMATELY
678 | 4214170505000 | WHEELCHAIR ACCESSORIES CUSHION TO ENCOURAGE PROPER POSITIONING OF THE PELVIS AND THIGHS. HIGH RESILIENCY CONTOURED FOAM BASE WITH FLUID TRIPAD INSERT WHICH CONFORMS TO THE CLIENTS SITTING WITH FLUID UNDER THE BONY PROMINENCES PROTECTS THE SKIN FROM BREAKDOWN. MOISTURE RESISTANT COVER WITH NON SLIP BOTTOM 16X16X3IN. WEIGHT CAPACITY 113KG APPROXIMATELY
679 | 4214170505100 | WHEELCHAIR ACCESSORIES CUSHION TO ENCOURAGE PROPER POSITIONING OF THE PELVIS AND THIGHS. HIGH RESILIENCY CONTOURED FOAM BASE WITH FLUID TRIPAD INSERT WHICH CONFORMS TO THE CLIENTS SITTING WITH FLUID UNDER THE BONY PROMINENCES PROTECTS THE SKIN FROM BREAKDOWN. MOISTURE RESISTANT COVER WITH NON SLIP BOTTOM 18X16X3IN. WEIGHT CAPACITY 113KG APPROXIMATELY
680 | 4214170505200 | WHEELCHAIR ACCESSORIES CUSHION TO ENCOURAGE PROPER POSITIONING OF THE PELVIS AND THIGHS. HIGH RESILIENCY CONTOURED FOAM BASE WITH FLUID TRIPAD INSERT WHICH CONFORMS TO THE CLIENTS SITTING WITH FLUID UNDER THE BONY PROMINENCES PROTECTS THE SKIN FROM BREAKDOWN. MOISTURE RESISTANT COVER WITH NON SLIP BOTTOM 18X18X3IN. WEIGHT CAPACITY 113KG APPROXIMATELY
681 | 4214170505300 | WHEELCHAIR ACCESSORIES CUSHION TO ENCOURAGE PROPER POSITIONING OF THE PELVIS AND THIGHS. HIGH RESILIENCY CONTOURED FOAM BASE WITH FLUID TRIPAD INSERT WHICH CONFORMS TO THE CLIENTS SITTING WITH FLUID UNDER THE BONY PROMINENCES PROTECTS THE SKIN FROM BREAKDOWN. MOISTURE RESISTANT COVER WITH NON SLIP BOTTOM 20X18X3IN. WEIGHT CAPACITY 113KG APPROXIMATELY
682 | 4214170505400 | WHEELCHAIR ACCESSORIES CUSHION TO ENCOURAGE PROPER POSITIONING OF THE PELVIS AND THIGHS. HIGH RESILIENCY CONTOURED FOAM BASE WITH FLUID TRIPAD INSERT WHICH CONFORMS TO THE CLIENTS SITTING WITH FLUID UNDER THE BONY PROMINENCES PROTECTS THE SKIN FROM BREAKDOWN. MOISTURE RESISTANT COVER WITH NON SLIP BOTTOM 22X18X3IN. WEIGHT CAPACITY 113KG APPROXIMATELY
683 | 4214170505500 | WHEELCHAIR ACCESSORIES CUSHION TO ENCOURAGE PROPER POSITIONING OF THE PELVIS AND THIGHS. HIGH RESILIENCY CONTOURED FOAM BASE WITH FLUID TRIPAD INSERT WHICH CONFORMS TO THE CLIENTS SITTING WITH FLUID UNDER THE BONY PROMINENCES PROTECTS THE SKIN FROM BREAKDOWN. MOISTURE RESISTANT COVER WITH NON SLIP BOTTOM 24X18X3IN. WEIGHT CAPACITY 113KG APPROXIMATELY
684 | 4214170505600 | WHEELCHAIR ACCESSORIES CUSHION TO ENCOURAGE PROPER POSITIONING OF THE PELVIS AND THIGHS. HIGH RESILIENCY CONTOURED FOAM BASE WITH FLUID TRIPAD INSERT WHICH CONFORMS TO THE CLIENTS SITTING WITH FLUID UNDER THE BONY PROMINENCES PROTECTS THE SKIN FROM BREAKDOWN. MOISTURE RESISTANT COVER WITH NON SLIP BOTTOM 24X20X3IN. WEIGHT CAPACITY 113KG APPROXIMATELY
685 | 4214170505700 | WHEELCHAIR ACCESSORIES CUSHION FOAM MILDLY CONTOURED DUAL LAYERED FOAM WITH FIRM BOTTOM LAYER AND SOFT TOP LAYER WITH MILD CONTOURING FOR ADDITIONAL SUPPORT. LYCRA CUSHION COVER MOISTURE RESISTANT ANTI-MICROBIAL 4 WAY STRETCH WITH AQUA-GUARD ZIPPER TO PROTECT FOAM FROM LIQUIDS. THERAPEUTIC ITEM 14X14X3IN WEIGHT CAPACITY 136KG APPROXIMATELY
686 | 4214170505800 | WHEELCHAIR ACCESSORIES CUSHION FOAM MILDLY CONTOURED DUAL LAYERED FOAM WITH FIRM BOTTOM LAYER AND SOFT TOP LAYER WITH MILD CONTOURING FOR ADDITIONAL SUPPORT. LYCRA CUSHION COVER MOISTURE RESISTANT ANTI-MICROBIAL 4 WAY STRETCH WITH AQUA-GUARD ZIPPER TO PROTECT FOAM FROM LIQUIDS. THERAPEUTIC ITEM 16X16X3IN WEIGHT CAPACITY 136KG APPROXIMATELY
687 | 4214170505900 | WHEELCHAIR ACCESSORIES CUSHION FOAM MILDLY CONTOURED DUAL LAYERED FOAM WITH FIRM BOTTOM LAYER AND SOFT TOP LAYER WITH MILD CONTOURING FOR ADDITIONAL SUPPORT. LYCRA CUSHION COVER MOISTURE RESISTANT ANTI-MICROBIAL 4 WAY STRETCH WITH AQUA-GUARD ZIPPER TO PROTECT FOAM FROM LIQUIDS. THERAPEUTIC ITEM 18X16X3IN WEIGHT CAPACITY 136KG APPROXIMATELY
688 | 4214170506000 | WHEELCHAIR ACCESSORIES CUSHION FOAM MILDLY CONTOURED DUAL LAYERED FOAM WITH FIRM BOTTOM LAYER AND SOFT TOP LAYER WITH MILD CONTOURING FOR ADDITIONAL SUPPORT. LYCRA CUSHION COVER MOISTURE RESISTANT ANTI-MICROBIAL 4 WAY STRETCH WITH AQUA-GUARD ZIPPER TO PROTECT FOAM FROM LIQUIDS. THERAPEUTIC ITEM 18X18X3IN WEIGHT CAPACITY 136KG APPROXIMATELY
689 | 4214170506100 | WHEELCHAIR ACCESSORIES CUSHION FOAM MILDLY CONTOURED DUAL LAYERED FOAM WITH FIRM BOTTOM LAYER AND SOFT TOP LAYER WITH MILD CONTOURING FOR ADDITIONAL SUPPORT. LYCRA CUSHION COVER MOISTURE RESISTANT ANTI-MICROBIAL 4 WAY STRETCH WITH AQUA-GUARD ZIPPER TO PROTECT FOAM FROM LIQUIDS. THERAPEUTIC ITEM 20X18X3IN WEIGHT CAPACITY 136KG APPROXIMATELY
690 | 4214170506200 | WHEELCHAIR ACCESSORIES CUSHION FOAM MILDLY CONTOURED DUAL LAYERED FOAM WITH FIRM BOTTOM LAYER AND SOFT TOP LAYER WITH MILD CONTOURING FOR ADDITIONAL SUPPORT. LYCRA CUSHION COVER MOISTURE RESISTANT ANTI-MICROBIAL 4 WAY STRETCH WITH AQUA-GUARD ZIPPER TO PROTECT FOAM FROM LIQUIDS. THERAPEUTIC ITEM 22X18X3IN WEIGHT CAPACITY 136KG APPROXIMATELY
691 | 4214170506300 | WHEELCHAIR ACCESSORIES CUSHION FOAM MILDLY CONTOURED DUAL LAYERED FOAM WITH FIRM BOTTOM LAYER AND SOFT TOP LAYER WITH MILD CONTOURING FOR ADDITIONAL SUPPORT. LYCRA CUSHION COVER MOISTURE RESISTANT ANTI-MICROBIAL 4 WAY STRETCH WITH AQUA-GUARD ZIPPER TO PROTECT FOAM FROM LIQUIDS. THERAPEUTIC ITEM 22X20X3IN WEIGHT CAPACITY 136KG APPROXIMATELY
692 | 4214170506400 | WHEELCHAIR ACCESSORIES CUSHION FOAM MILDLY CONTOURED DUAL LAYERED FOAM WITH FIRM BOTTOM LAYER AND SOFT TOP LAYER WITH MILD CONTOURING FOR ADDITIONAL SUPPORT. LYCRA CUSHION COVER MOISTURE RESISTANT ANTI-MICROBIAL 4 WAY STRETCH WITH AQUA-GUARD ZIPPER TO PROTECT FOAM FROM LIQUIDS. THERAPEUTIC ITEM 24X20X3IN WEIGHT CAPACITY 136KG APPROXIMATELY
693 | 4214170506500 | WHEELCHAIR ACCESSORIES CUSHION FOAM MILDLY CONTOURED DUAL LAYERED FOAM WITH FIRM BOTTOM LAYER AND SOFT TOP LAYER WITH MILD CONTOURING FOR ADDITIONAL SUPPORT. LYCRA CUSHION COVER MOISTURE RESISTANT ANTI-MICROBIAL 4 WAY STRETCH WITH AQUA-GUARD ZIPPER TO PROTECT FOAM FROM LIQUIDS. THERAPEUTIC ITEM 24X22X3IN WEIGHT CAPACITY 136KG APPROXIMATELY
694 | 4214170508400 | FACE PILLOW FOR PRONE POSITIONING WHITE FOAM WITH MIRROR FACE CUSHION USES SOFT POLYURETHANE FOAM TO PROTECT THE PATIENT’S FACE DURING PRONE SURGERY FULLY ADJUSTABLE DISPOSABLE
695 | 4214170508500 | FOAM RUBBER PAD FOR LYMPHEDEMA USE KIDNEY SHAPE SMALL
696 | 4214170508600 | FOAM RUBBER PAD FOR LYMPHEDEMA USE OVAL SHAPE
697 | 4214170508700 | PAD FOAM FOR LYMPHEDEMA USE TRAPEZOID SHAPE (LYMPHEDEMA)
698 | 4214170508800 | "PILLOW POSITIONING PILLOW FOR MULTI PURPOSE POSITIONING FOAM (TRIANGULAR SHAPE) ADULT SMALL"
699 | 4214180200100 | "ELECTRODE FOR SUCTION SOCKET"
700 | 4214180200200 | SELF-ADHESIVE ELECTRODES USED FOR TENS AND ELECTROTHERAPY WITH PRE-ATTACHED LEAD SQUARE-SHAPE SIZE: 40 X 90 MM PACK OF 4 EACH
701 | 4214180200300 | SELF - ADHESIVE ELECTRODES USED FOR TENS AND ELECTROTHERAPY WITH PRE - ATTACHED LEAD SQUARE - SHAPE SIZE: 50 X 50 MM PACK OF 4 EACH
702 | 4214180200400 | SELF - ADHESIVE ELECTRODES USED FOR TENS AND ELECTROTHERAPY WITH PRE - ATTACHED LEAD ROUND - SHAPE SIZE: 50 MM PACK OF 4 EACH
703 | 4214180200500 | SELF - ADHESIVE ELECTRODES USED FOR TENS AND ELECTROTHERAPY WITH PRE - ATTACHED LEAD ROUND - SHAPE SIZE: 32 MM PACK OF 4 EACH
704 | 4214180202500 | ELECTRODE PERIODIC STIMULATION COMPATIBLE WITH END USER MACHINE
705 | 4214180300000 | NIBP NEONATAL MRI COMPATIBILITY 6 M COMPATIBLE WITH GE PATIENT MONITOR OR EQUIVALENT LATEX FREE REUSABLE
706 | 4214180300100 | NIBP CABLE ASSY DUAL COMPATIBLE WITH GE PATIENT MONITOR OR EQUIVALENT LATEX FREE REUSABLE
707 | 4214180300300 | TEMPERATURE PROBE CABLE COMPATIBLE WITH MAQUET ANESTHESIA MACHINE OR EQUIVALENT REUSABLE
708 | 4214180300400 | ECG TRULINK SHIELDED CABLE 5 LEADS EA GREEN USED COMPATIBLE WITH MAQUET ANESTHESIA MACHINE OR EQUIVALENT REUSABLE
709 | 4214180800100 | CAUTERY DIATHERMY PENCIL LATE WITH NEEDLE STRAIGHT TIP DISPOSABLE STERILE
710 | 4214180800500 | CAUTERY DIATHERMY WITH PUSH - BUTTON SWITCH HANDLE AND BLADE ELECTRODE 10 FT CABLE WITH SAFETY HOLE DISPOSABLE STERILE
711 | 4214180800600 | ELECTROSURGERY DIATHERMY PENCILLATE DETACHABLE 15 FT CABLE DISPOSABLE STERILE (UNIVERSAL PLUG TO FIT ALL TYPES OF ELECTROSURGERY MACHINES MUST BE PROVIDED FOC WHENEVER NECESSARY)
712 | 4214180800700 | CAUTERY EXTENSION STAINLESS STEEL 16-18 CM WITH NON - INSULATED SELF CLEANING BLADE TIP DISPOSABLE STERILE
713 | 4214180800900 | PENCIL ACE MEGADYNE OR EQUIVALENT DISPOSABLE STERILE
714 | 4214180801000 | ENDO DIATHERMY HANDLE WITH STRAIGHT POINTED TIP 20 GAUGE REUSABLE
715 | 4214180801100 | ENDO DIATHERMY HANDLE WITH STRAIGHT POINTED TIP 25 GAUGE REUSABLE
716 | 4214180801200 | ENDO DIATHERMY HANDLE WITH STRAIGHT POINTED TIP 27 GAUGE 6 MM REUSABLE
717 | 4214180803300 | TIP BLADE ELECTROSURGICAL STANDARD SIZE 2.75 INCH STERILE
718 | 4214180803500 | "CAUTERY TIP INSULATED BLADE ELECTRODE SIZE RANGE 7CM TO 15 CM ASSORTED AS PER HOSPITAL REQUEST DISPOSABLE STERILE"
719 | 4214180803600 | NEEDLE ELECTRODE BLUNT MODIFIED WITH PTFE COATED SIZE 2.75 INCH STERILE
720 | 4214182400700 | ELECTRODE PRE-PADS DISPOSABLE OR EQUIVALENT
721 | 4214190400200 | BARIUM SULFATE MEAL 12 OUNCE OZ CUP
722 | 4214210000300 | PACK COLD INSTANT ICE COMPRESS 15 X 28 CM (+/- 2 CM)
723 | 4214210000400 | PACK COLD/HOT GEL REUSABLE SIZE 15 X 25 CM (+/- 3 CM)
724 | 4214210000600 | PACK INSTANT WARM MEDIUM DISPOSABLE
725 | 4214210000800 | MOIST HEAT PACK REUSABLE LATEX FREE SIZE: 10 INCHES X 18 INCHES STANDARD
726 | 4214210001100 | AN INSTANT COLD PACK IS A DEVICE THAT CONSISTS OF TWO BAGS; ONE CONTAINING WATER INSIDE A BAG CONTAINING AMMONIUM NITRATE CALCIUM AMMONIUM NITRATE OR UREA. WHEN THE INNER BAG OF WATER IS BROKEN BY SQUEEZING THE PACKAGE IT DISSOLVES THE SOLID IN AN ENDOTHERMIC PROCESS. INSTANT COLD PACK IS INSTANTLY READY TO BE USED AS FIRST AID IN INJURIES TO PREVENT HEMORRHAGE AND TO MANAGE PAIN INFLAMMATION AND SWELLING.
727 | 4214210100000 | COVER FOR MOIST HEAT PACK VINYL TERRY SIZE: 24 INCHES X 35 INCHES (+/- 2 INCHES)
728 | 4214210100100 | COVER FOR MOIST HEAT PACK SIZE: 9 INCHES X 24 INCHES (+/- 2 INCHES)
729 | 4214210100200 | COVER FOR MOIST HEAT PACK VINYL TERRY SIZE: 20 INCHES X 24 INCHES (+/- 2 INCHES)
730 | 4214210603900 | BLANKET ALUMINUM COATED 140 CM X 220 CM (+/- 20 CM) FOR ADULT
731 | 4214210604000 | BLANKET ALUMINUM COATED PLASTIC FILM WITH HOOD SPACE 90 CM X 120 CM (+/- 10 CM) FOR BABY
732 | 4214210802200 | COLD PACK SOFT PLIABLE REFREEZABLE LATEX FREE SIZE: 11 INCHES X 14 INCHES STANDARD
733 | 4214210802300 | COLD PACK SOFT PLIABLE REFREEZABLE LATEX FREE SIZE: 6 INCHES X 23 INCHES NECK CONTOUR
734 | 4214210802400 | COLD PACK SOFT PLIABLE REFREEZABLE LATEX FREE SIZE: 7 INCHES X 11 INCHES HALF - SIZE
735 | 4214210802500 | COLD PACK SOFT PLIABLE REFREEZABLE LATEX FREE SIZE: 5 INCHES X 7 INCHES QUARTER - SIZE
736 | 4214210802600 | COLD PACK SOFT PLIABLE REFREEZABLE LATEX FREE SIZE: 3 INCHES X 11 INCHES THROAT - SIZE
737 | 4214210802700 | COLD PACK SOFT PLIABLE REFREEZABLE LATEX FREE SIZE: 11 INCHES X 21 INCHES OVERSIZE
738 | 4214210803600 | GEL POSITIONER HEEL PAD (LARGE)
739 | 4214210803900 | GEL POSITIONER HEEL PAD (SMALL)
740 | 4214211100000 | BILATERAL FACIAL ICE PACK FOR DENTAL AND MAXILLOFACIAL PROCEDURES 5 IN X 12 IN
741 | 4214212800100 | THERAPEUTIC WAX PARAFFIN UNSCENTED THERABATH REFILL BEADS OPTIMAL BENEFITS FOR PEOPLE SUFFERING FROM ARTHRITIS BURSITIS SPRAINS TENDONITIS AND JOINT STIFFNESS HAS A SOOTHING EFFECT WHICH RELIEVES JOINT PAIN QUICKLY AND EFFECTIVELY MELTING POINT BETWEEN 48-52 C BOX OF 6 X 0.454 KG BLOCKS
742 | 4214212800500 | THERAPEUTIC WAX PARAFFIN REFILLS PREMIXED WITH OIL ECONOMY 454 GM BLOCK UNSCENTED (MEDICAL GRADE) PACK OF 6
743 | 4214212800600 | THERAPEUTIC WAX PARAFFIN REFILLS PREMIXED WITH OIL ECONOMY 454 GM BLOCK GREEN (MEDICAL GRADE) PACK OF 6
744 | 4214212800700 | THERAPEUTIC WAX PARAFFIN REFILLS PREMIXED WITH OIL ECONOMY 454 GM BLOCK CITRUS (MEDICAL GRADE) PACK OF 6
745 | 4214212800800 | THERAPEUTIC WAX PARAFFIN REFILLS PREMIXED WITH OIL ECONOMY 454 GM BLOCK LAVENDER (MEDICAL GRADE) PACK OF 6
746 | 4214213000000 | E-EYE PROTECTIVE SHELL FOR PATIENTS COMPATIBLE WITH INTENSE PULSED LIGHT (IPL) THAT AVAILABLE DISPOSABLE
747 | 4214213100000 | MOIST HEAT PACK REUSABLE LATEX FREE SIZE: 10 INCHES X 12 INCHES STANDARD
748 | 4214213100100 | MOIST HEAT PACK REUSABLE LATEX FREE SIZE: 5 INCHES X 12 INCHES HALF - SIZE
749 | 4214213100200 | MOIST HEAT PACK REUSABLE LATEX FREE SIZE: 6.5 INCHES X 24 INCHES CONTOUR CERVICAL
750 | 4214213100300 | MOIST HEAT PACK REUSABLE LATEX FREE SIZE: 10 INCHES X 20 INCHES KNEE/SHOULDER SIZE
751 | 4214213100500 | MOIST HEAT PACK REUSABLE LATEX FREE SIZE: 10 INCHES X 24 INCHES SPINE LARGE SIZE
752 | 4214213100600 | MOIST HEAT PACK REUSABLE LATEX FREE SIZE: 15 INCHES X 24 INCHES OVERSIZE
753 | 4214230100000 | LABELS BLANK PACKAGED AS ROLL WHITE SELF ADHESIVE ALL PURPOSE DISPOSABLE
754 | 4214230102600 | LABEL HEPATITIS RISK BIOHAZARD AND LOGO RED ON YELLOW
755 | 4214230102800 | LABEL URGENT SPECIMEN RECEPTION PURPLE LETTERS PRINTED ON BLUE
756 | 4214230102900 | "LABEL WHITE 3 IN X 1 - 1/2 IN ROLL"
757 | 4214230300300 | BRACELET ID BAND PATIENT IDENTIFICATION ADULT / PEDIATRIC PLASTIC GREEN COLOR WITH CARD DISPOSABLE
758 | 4214230300400 | BRACELET ID BAND PATIENT IDENTIFICATION ADULT / PEDIATRIC PLASTIC RED COLOR WITH CARD DISPOSABLE
759 | 4214230301300 | BAND WRIST FOR NEWLY BORN BABIES IDENTIFICATION BLUE WITH LABEL CONTAINS THE FOLLOWING INFORMATION (PATIENT NAME/FILE NO/AGE / SEX)
760 | 4214230301500 | BAND WRIST FOR NEWLY BORN BABIES IDENTIFICATION PINK WITH LABEL CONTAINS THE FOLLOWING INFORMATION (PATIENT NAME/FILE NO/AGE/ SEX)
761 | 4214230301800 | BAND WRIST IDENTIFICATION PURPLE ADULT ULTRA SOFT
762 | 4214230302200 | BAND WRIST FOR PATIENT IDENTIFICATION FOR PATIENTS LESS THAN 10KG LATEX FREE MUST BE COMPATIBLE WITH THERMAL PRINTER AND BEST CARE CONFIGURATION
763 | 4214230302300 | BAND WRIST FOR PATIENT IDENTIFICATION RED FOR BLOOD TYPING
764 | 4214230302400 | BAND WRIST IDENTIFICATION RED ADULT WITH ALLERGIES
765 | 4214230302500 | BAND WRIST IDENTIFICATION RED PEDIATRIC WITH ALLERGIES
766 | 4214230302600 | BAND RESPIRATORY TEST FOR ADULT
767 | 4214230302700 | BRACELET ID BAND PATIENT IDENTIFICATION ADULT PLASTIC BLUE COLOR WITH CARD DISPOSABLE
768 | 4214230302800 | TAG FOR MOTHER REUSABLE MUST BE COMPATIBLE WITH RFID SYSTEM
769 | 4214230302900 | BAND WRIST FOR ADULT IDENTIFICATION WHITE WITH LABEL CONTAINS THE FOLLOWING INFORMATION (PATIENT NAME/FILE NO./ AGE / SEX.)
770 | 4214230303100 | BAND WRIST IDENTIFICATION YELLOW FALL RISK NOT LESS THAN 50 /PACKET ADULT
771 | 4214230303200 | BAND WRIST IDENTIFICATION YELLOW FALL RISK PEDIATRIC
772 | 4214230303300 | BRACELET ID BAND IDENTIFICATION MOTHER / INFANT WITH INSERT CARD (3 BRACELETS)
773 | 4214230303700 | BAND WRIST DIRECT THERMAL WITH ADHESIVE CLOSURE ADULT GREEN COMPATIBLE WITH THE HOSPITAL MACHINE
774 | 4214230303800 | BAND WRIST DIRECT THERMAL WITH ADHESIVE CLOSURE ADULT YELLOW COMPATIBLE WITH THE HOSPITAL MACHINE
775 | 4214230303900 | BAND WRIST DIRECT THERMAL WITH ADHESIVE CLOSURE PEDIATRIC WHITE COMPATIBLE WITH THE HOSPITAL MACHINE
776 | 4214230304000 | BAND WRIST DIRECT THERMAL WITH ADHESIVE CLOSURE ADULT RED COMPATIBLE WITH THE HOSPITAL MACHINE
777 | 4214230304100 | "BAND WRIST DIRECT THERMAL WITH ADHESIVE CLOSURE ADULT BLUE COMPATIBLE WITH THE HOSPITAL MACHINE (ONE MACHINE PER 10000 BAND WRIST DIRECT THERMAL MUST BE PROVIDED FREE OF CHARGE)"
778 | 4214230304200 | BAND WRIST DIRECT THERMAL WITH ADHESIVE CLOSURE PEDIATRIC BLUE COMPATIBLE WITH THE HOSPITAL MACHINE
779 | 4214230304300 | BAND WRIST DIRECT THERMAL WITH ADHESIVE CLOSURE PEDIATRIC RED COMPATIBLE WITH THE HOSPITAL MACHINE
780 | 4214230501200 | MARKER BLUE AND BLACK STERILE
781 | 4214230504200 | MARKER FINE TIP PERMANENT INK MUST BE WITH STAND STEAM AND PLASMA STERILIZATION BLACK NON STERILE.
782 | 4214240100000 | BAG FOR VOMITING SUPER ABSORBENT PAD ABILITY TO CONVERT LIQUID INTO SOLID GEL POLYETHYLENE BAG WITH SECURE CLOSURE SHOULD PROVIDE BEDSIDE WALL HOLDER CAPACITY NOT LESS THAN 500 ML DISPOSABLE
783 | 4214240300100 | BAG FOR BOTTLE OF CENTRAL SUCTION 1400 ML (ENOUGH BOTTLES 1400 ML FOR CENTRAL SUCTION WITH HOOK AND WALL HOLDER MUST BE PROVIDED FREE OF CHARGE) DISPOSABLE
784 | 4214240300200 | INNER LINER FOR SUCTION CANISTER 2.0 LITER (IT SHOULD BE COMPATIBLE WITH EXISTING SUCTION SYSTEM) (ONE CANISTER DELIVERED FREE OF CHARGE WITH EVERY 20 PIECES)
785 | 4214240301100 | INNER SHEATH SIZE 4.3 MM WITH WORKING CHANNEL FOR SEMIRIGID 5 FR OPERATING INSTRUMENTS CONSISTING OF : INNER SHEATH LUER - LOCK TUBE CONNECTOR
786 | 4214240301200 | INSTRUMENT TIP BABCOCK DOUBLE ACTION 5 MM FOR DELICATE GRASPING DISPOSABLE STERILE
787 | 4214240301300 | INSTRUMENT CLAMP ENDO BABCOCK RATCHET 10 MM 30-37 CM LENGTH DISPOSABLE STERILE
788 | 4214250002500 | "VERTEBROPLASTY KIT ASSORTED SIZES AS PER HOSPITAL REQUEST"
789 | 4214250100100 | NEEDLE ASPIRATION FOR LAPAROSCOPY ASPIRATION DIAMETER 10 MM LENGTH 30 CM NEEDLE GAUGE 14 17 NEEDLE LENGTH 39 CM DISPOSABLE STERILE
790 | 4214250100200 | AMNIOCENTESIS NEEDLE GAUGE 20 SIZE 15 CM STERILE
791 | 4214250100300 | SET NEEDLE SAMPLING CHORIONIC VILLUS TRANS - ABDOMINAL 18 G X 15 CM LENGTH GUIDE NEEDLE 21 G X 20 CM LENGTH SAMPLING NEEDLE
792 | 4214250100400 | AMNIOCENTESIS NEEDLE GAUGE 18 SIZE 15 CM STERILE
793 | 4214250200100 | NEEDLE SPINAL ANESTHESIA PENCIL POINT/WITH INTRODUCER/QUINCKE ON DEMAND/DISPOSABLE STERILE GAUGE: 22G LENGTH: 3.5CM SPINAL NEEDLE MUST BE LONGER THAN THE INTRODUCER
794 | 4214250200200 | NEEDLE SPINAL ANESTHESIA PENCIL POINT/WITH INTRODUCER/DISPOSABLE STERILE GAUGE: 24G LENGTH: 2.5CM SPINAL NEEDLE MUST BE LONGER THAN THE INTRODUCER
795 | 4214250200500 | NEEDLE SPINAL ANESTHESIA PENCIL POINT/WITH INTRODUCER/DISPOSABLE STERILE GAUGE: 24G LENGTH: 1.5CM SPINAL NEEDLE MUST BE LONGER THAN THE INTRODUCER
796 | 4214250200700 | NEEDLE SPINAL ANESTHESIA PENCIL POINT/WITH INTRODUCER/DISPOSABLE STERILE GAUGE: 25G LENGTH: 2.5CM SPINAL NEEDLE MUST BE LONGER THAN THE INTRODUCER
797 | 4214250200900 | SPINAL NEEDLE WHITACRE PENCIL POINT WITH INTRODUCER 24G X 6 INCH
798 | 4214250201200 | NEEDLE SPINAL ANESTHESIA PENCIL POINT/WITH INTRODUCER/DISPOSABLE STERILE GAUGE: 27G LENGTH: 6.0CM SPINAL NEEDLE MUST BE LONGER THAN THE INTRODUCER
799 | 4214250201800 | SPINAL NEEDLE QUINCKE TYPE POINT WITH INTRODUCER DISPOSABLE STERILE 22G X 2.5"
800 | 4214250202400 | NEEDLE EPIDURAL TUOHY SIZE 18G X 150MM
801 | 4214250202600 | SPINAL NEEDLE QUINCKE TYPE POINT WITH INTRODUCER DISPOSABLE STERILE 18G X 3.5"
802 | 4214250202700 | NEEDLE ANESTHESIA SPINAL/DISPOSABLE/WITH QUINCKE TIP DESIGN STERILE GAUGE: 19G LENGTH: 3-1/2INCH
803 | 4214250202800 | SPINAL NEEDLE QUINCKE TYPE POINT WITH INTRODUCER DISPOSABLE STERILE 20G X 3.5"
804 | 4214250203100 | NEEDLE ANESTHESIA SPINAL/WITH QUINCKE TIP DESIGN/DISPOSABLE STERILE GAUGE: 22G LENGTH: 3-1/2INCH
805 | 4214250203300 | SPINAL NEEDLE QUINCKE TYPE POINT WITH INTRODUCER DISPOSABLE STERILE 23G X 3.5"
806 | 4214250203400 | SPINAL NEEDLE SPROTTE TIP 24G X 90MM STAINLESS STEEL NEEDLE ATRAUMATIC TIP COLOR CODED WITH SIZE INDICATION ON NEEDLE HUB OVAL SHAPE FOR THE HOLE BURR-FREE ROUNDED ATRAUMATIC EDGES WITH INTRODUCER 30MM WITH FUNNEL SHAPED HUB
807 | 4214250203500 | NEEDLE ANESTHESIA SPINAL/WITH PENCIL POINT TIP DESIGN/WITH INTRODUCER/DISPOSABLE STERILE GAUGE: 27G LENGTH: 3-1/2INCH
808 | 4214250203600 | SPINAL NEEDLE SPROTTE TIP 27G X 90MM STAINLESS STEEL NEEDLE WITH MAGNIFYING EFFECT ATRAUMATIC TIP COLOR CODED WITH SIZE INDICATION ON NEEDLE HUB OVAL SHAPE FOR THE HOLE BURR-FREE ROUNDED ATRAUMATIC EDGES WITH INTRODUCER 30MM WITH FUNNEL SHAPED HUB
809 | 4214250203800 | NEEDLE SPINAL ANESTHESIA LUER LOCK GAUGE: 20G STERILE LENGTH: 1-1/2INCH
810 | 4214250203900 | NEEDLE ANESTHESIA SPINAL/PENCIL POINT/WITH INTRODUCER STERILE GAUGE: 25G LENGTH: 3-1/2INCH
811 | 4214250204000 | NEEDLE SPINAL PENCIL POINT 25 G X 50 MM STERILE DISPOSABLE
812 | 4214250204200 | KIT ANESTHESIA SPINAL STERILE INCLUDES: PENCIL POINT NEEDLE GAUGE: 25G-27G LENGTH: 3-1/2INCH
813 | 4214250205400 | NEEDLE ENDOSCOPIC METAL ASSORTED SIZE STERILE
814 | 4214250206200 | SPINAL NEEDLE QUINCKE TYPE POINT DISPOSABLE STERILE 22G X 3.5"
815 | 4214250206400 | SPINAL NEEDLE QUINCKE TYPE POINT WITH INTRODUCER DISPOSABLE STERILE 27G X 3.5"
816 | 4214250206500 | NEEDLE EPIDURAL TUOHY SZ 17G X 120MM
817 | 4214250207100 | NEEDLE ANESTHESIA SPINAL/WITH QUINCKE TIP DESIGN/DISPOSABLE STERILE GAUGE: 22G LENGTH: 5.0INCH
818 | 4214250207200 | NEEDLE ANESTHESIA TUOHY EPIDURAL GAUGE: 18G LENGTH: 5.0INCH
819 | 4214250401200 | BIOPSY NEEDLE DEVICE AUTOMATIC CORE BIOPSY NEEDLE SIZE: 14G X 14-16 CM PENETRATION DEPTH 20-22 MM DISPOSABLE STERILE (EACH BIOPSY DEVICE MUST INCLUDE AN APPROPRIATE SIZE COAXIAL NEEDLE)
820 | 4214250401400 | BIOPSY NEEDLE DEVICE AUTOMATIC CORE BIOPSY NEEDLE SIZE: 16G X 10-12 CM PENETRATION DEPTH 20-22 MM DISPOSABLE STERILE (EACH BIOPSY DEVICE MUST INCLUDE AN APPROPRIATE SIZE COAXIAL NEEDLE)
821 | 4214250402600 | NEEDLE BIOPSY CHIBA 22GA X 10 - 20CM OUTER DIAMETER 0.73MM GUIDEWIRE 0.018IN DISPOSABLE STERILE
822 | 4214250402700 | NEEDLE BIOPSY CHIBA OR ANY EQUIVALENT 18 G 15 CM
823 | 4214250402900 | NEEDLE BIOPSY CHIBA 20G NEEDLE LENGTH 20CM ECHOGENIC DISPOSABLE STERILE IN PEELING PACKAGE
824 | 4214250403200 | NEEDLE COAXIAL ASSORTED SIZES AND LENGTHS AS PER HOSPITAL REQUEST DISPOSABLE STERILE
825 | 4214250403300 | NEEDLE COAXIAL 17 G 6-14 CM LONG DISPOSABLE STERILE
826 | 4214250403400 | NEEDLE COAXIAL 19 G 6-14 CM LONG DISPOSABLE STERILE
827 | 4214250404300 | GUN BIOPSY NEEDLE GAUGE 18 FOR PEDIATRIC 12CM LONG WITH LIGHT WEIGHT BIOPSY GUN LENGTH OF SAMPLE NOTCH 1.7CM DISPOSABLE STERILE
828 | 4214250404600 | NEEDLE BIOPSY CHIBA OR ANY EQUIVALENT 22 G 20 CM
829 | 4214250404800 | NEEDLE BIOPSY SIZE: 13 GAUGE
830 | 4214250405000 | NEEDLE BIOPSY CHIBA OR ANY EQUIVALENT 18 G 20 CM
831 | 4214250405400 | HISTOLOGY ASPIRATION NEEDLE WITH TROCAR 19G OD AND 21G ID WORKING LENGTH 1150 MM.
832 | 4214250405800 | NEEDLE BIOPSY BONE MARROW JAMSHIDI 15G ADJUSTABLE ILLINOIS STERNAL/ILIAC ASPIRATION ASSORTED LENGTH STERILE DISPOSABLE
833 | 4214250405900 | NEEDLE BIOPSY FOR BONE MARROW WITH EXTRACTION CANNULA HARVEST 11G X 100 MM ( +/- 10 MM ) STERILE
834 | 4214250406000 | ENDOBRONCHIAL ULTRASOUND (EBUS) ASPIRATION NEEDLE SIZE 21 G 40MM LONG DISPOSABLE
835 | 4214250406100 | ENDOBRONCHIAL ULTRASOUND (EBUS) ASPIRATION NEEDLE SIZE 22 G 40MM LONG DISPOSABLE
836 | 4214250406500 | NEEDLE COAXIAL 13 G 6-14 CM LONG DISPOSABLE STERILE
837 | 4214250407200 | BIOPSY NEEDLE DEVICE AUTOMATIC CORE BIOPSY NEEDLE SIZE: 16G X 18-20 CM PENETRATION DEPTH 20-22 MM DISPOSABLE STERILE (EACH BIOPSY DEVICE MUST INCLUDE AN APPROPRIATE SIZE COAXIAL NEEDLE)
838 | 4214250407300 | BIOPSY NEEDLE DEVICE AUTOMATIC CORE BIOPSY NEEDLE SIZE: 18G X 10-12 CM PENETRATION DEPTH 10-11 MM DISPOSABLE STERILE (EACH BIOPSY DEVICE MUST INCLUDE AN APPROPRIATE SIZE COAXIAL NEEDLE)
839 | 4214250407400 | BIOPSY NEEDLE DEVICE AUTOMATIC CORE BIOPSY NEEDLE SIZE: 16G X 14-16 CM PENETRATION DEPTH 20-22 MM DISPOSABLE STERILE (EACH BIOPSY DEVICE MUST INCLUDE AN APPROPRIATE SIZE COAXIAL NEEDLE)
840 | 4214250407500 | NEEDLE ASPIRATION MEDIUM BORE 18GA X 5MM ASSORTED LENGTHS REUSABLE
841 | 4214250407600 | COAXIAL BIOPSY NEEDLE DEVICE AUTOMATIC CORE BIOPSY NEEDLE SIZE: 16G X 25 CM PENETRATION DEPTH 11-16 MM DISPOSABLE STERILE.
842 | 4214250408300 | ASPIRATION NEEDLE FOR BRONCHOSCOPY WITH SIDE HOLE DISPOSABLE SCOPE WORKING CHANNEL 2MM SIZES 22G
843 | 4214250408700 | NEEDLE BIOPSY SYSTEM BONE MARROW 11 X 100 MM (+/ - 5 MM) STERILE
844 | 4214250408800 | NEEDLE BIOPSY SYSTEM BONE MARROW 11 X 150 MM (+/ - 5 MM) STERILE
845 | 4214250409000 | NEEDLE BIOPSY KIDNEY TRU - CUT ADULT SIZE: 6.0 (14 GA) DISPOSABLE STERILE
846 | 4214250409100 | NEEDLE BOTOX CYSTOSCOPY NEEDLE ADJUSTABLE TIP LENGTH COROSCOPY NEEDLE FOR INJECTION INTO BLADDER WALL SAFE NEEDLE CAN BE ENGAGED AND DISENGAGED CAN BE USED IN RIGID SCOPE OR FIXABLE CYSTOSCOPY DISPOSABLE
847 | 4214250409200 | BIOPSY NEEDLE DEVICE AUTOMATIC CORE BIOPSY NEEDLE SIZE: 14G X 18-20 CM PENETRATION DEPTH 20-22 MM DISPOSABLE STERILE (EACH BIOPSY DEVICE MUST INCLUDE AN APPROPRIATE SIZE COAXIAL NEEDLE)
848 | 4214250409400 | BIOPSY NEEDLE DEVICE AUTOMATIC CORE BIOPSY NEEDLE SIZE: 16G X 20-22 CM PENETRATION DEPTH 17-22 MM DISPOSABLE STERILE (EACH BIOPSY DEVICE MUST INCLUDE AN APPROPRIATE SIZE COAXIAL NEEDLE)
849 | 4214250409500 | BIOPSY NEEDLE DEVICE AUTOMATIC CORE BIOPSY NEEDLE SIZE: 18G X 14-16 CM PENETRATION DEPTH 17-22 MM DISPOSABLE STERILE (EACH BIOPSY DEVICE MUST INCLUDE AN APPROPRIATE SIZE COAXIAL NEEDLE)
850 | 4214250409600 | NEEDLE BIOPSY RENAL GAUGE 16 X 15 CM QUICK CORE AUTOMATIC
851 | 4214250411200 | BIOPSY NEEDLE DEVICE AUTOMATIC CORE BIOPSY NEEDLE SIZE: 18G X 18-20 CM PENETRATION DEPTH 20-22 MM DISPOSABLE STERILE (EACH BIOPSY DEVICE MUST INCLUDE AN APPROPRIATE SIZE COAXIAL NEEDLE)
852 | 4214250411300 | BIOPSY NEEDLE DEVICE AUTOMATIC CORE BIOPSY NEEDLE SIZE: 18G X 23-25 CM PENETRATION DEPTH 20-22 MM DISPOSABLE STERILE (EACH BIOPSY DEVICE MUST INCLUDE AN APPROPRIATE SIZE COAXIAL NEEDLE)
853 | 4214250411400 | BIOPSY NEEDLE DEVICE AUTOMATIC CORE BIOPSY NEEDLE SIZE: 20G X 18-20 CM PENETRATION DEPTH 20-22 MM DISPOSABLE STERILE (EACH BIOPSY DEVICE MUST INCLUDE AN APPROPRIATE SIZE COAXIAL NEEDLE)
854 | 4214250420100 | EUS BIOPSY NEEDLE FINE NEEDLE BIOPSY (FNB) WITH COBALT-CHROMIUM CONSTRUCTION TECHNOLOGY ASSORTED SIZES (INCLUDING 19G 22 G 25 G)
855 | 4214250420200 | EUS BIOPSY NEEDLE FINE NEEDLE BIOPSY (FNB) WITH NITINOL CONSTRUCTION TECHNOLOGY ASSORTED SIZES (INCLUDING 19G 22 G 25 G)
856 | 4214250420300 | INTERCHANGEABLE EUS DELIVERY SYSTEM WITH FINE NEEDLE BIOPSY (FNB NEEDLE) ASSORTED SIZES (INCLUDING 19G 22 G 25 G)
857 | 4214250420400 | FINE NEEDLE BIOPSY (FNB NEEDLE) COMPATIBLE WITH INTERCHANGEABLE EUS DELIVERY SYSTEM ASSORTED SIZES (INCLUDING 19G 22 G 25 G)
858 | 4214250420500 | FULL THICKNESS RESECTION BIOPSY SET FOR COLON AND RECTUM COMPLETE SET
859 | 4214250420600 | FULL THICKNESS RESECTION BIOPSY SET FOR STOMACH AND DUODENUM (GASTRODUODENAL) COMPLETE SET
860 | 4214250600000 | TRANSTYMPANIC NEEDLE FOR ELECTROCOCHLEOGRAPHY OPEN SYSTEM
861 | 4214250600100 | TYMPANIC MEMBRANE ELECTRODES FOR ELECTROCOCHLEOGRAPHY OPEN SYSTEM
862 | 4214250600200 | BACK FLUSH HANDLE WITH BLUNT NEEDLE 20 GAUGE STERILE
863 | 4214250900200 | FIXATOR CATHETER COLOR TRANSPARENT FOR EPIDURAL CARDIAC CATHETER
864 | 4214251000000 | NEEDLE FILTER BLUNT 5 MICRON 19 G X 1-1/2 INCH
865 | 4214251000400 | FILTER STRAW FOR WITHDRAWAL AND FILTRATION OF FLUIDS FROM AMPOULES 4.5 CM (+/- 0.5 CM) STERILE
866 | 4214251000700 | FILTER ANTI - BACTERIAL FOR SUCTION CONTROLLER COMPATIBLE WITH DRAGER MACHINE OR EQUIVALENT DISPOSABLE
867 | 4214251100000 | "CONNECTOR NEEDLE FREE INTERMITTENT INJECTION CLEAR PATHWAY FLAT SURFACE PVC/DEHP-FREE TUBING ROTATING LUER-LOCK CONNECTOR PREVENTS BACKFLOW( NEUTRAL DISPLACEMENT) ROTATING LUER-LOCK CONNECTOR STERILE PEEL PACK."
868 | 4214251200000 | FISTULA NEEDLE SINGLE G16 SHARP PYROGEN FREE ONE INCH LONG ULTRATHIN WALL SHORT TUBE SILICONIZED WITH NEEDLE PROTECTOR AND BACK EYE WITH NON-ALLERGIC WINGS IN WHICH THE NEEDLE CAN ROTATE FREELY CLEAR KINK RESISTANT TUBE FITTED WITH FEMALE LUER LOCK AND RATCHET CLAMP FLEXIBLE WINGS AND PLASTIC PART NON LEAKING TRANSPARENT PLASTIC PART DISPOSABLE STERILE
869 | 4214251200100 | FISTULA NEEDLE SINGLE G17 SHARP PYROGEN FREE ONE INCH LONG ULTRATHIN WALL SHORT TUBE SILICONIZED WITH NEEDLE PROTECTOR AND BACK EYE WITH NON-ALLERGIC WINGS IN WHICH THE NEEDLE CAN ROTATE FREELY CLEAR KINK RESISTANT TUBE FITTED WITH FEMALE LUER LOCK AND RATCHET CLAMP FLEXIBLE WINGS AND PLASTIC PART NON LEAKING TRANSPARENT PLASTIC PART DISPOSABLE STERILE
870 | 4214251200200 | FISTULA NEEDLE SINGLE G15 SHARP PYROGEN FREE ONE INCH LONG ULTRATHIN WALL LONG TUBE SILICONIZED WITH NEEDLE PROTECTOR AND BACK EYE WITH NON-ALLERGIC WINGS IN WHICH THE NEEDLE CAN ROTATE FREELY CLEAR KINK RESISTANT TUBE FITTED WITH FEMALE LUER LOCK AND PATCHED CLAMP FLEXIBLE WINGS AND PLASTIC PART NON LEAKING TRANSPARENT PLASTIC PART DISPOSABLE STERILE
871 | 4214251201600 | NEEDLE HYDROPHOBIC 18 G/19 G X 1.5 INCH 0.2/5 MICRON FILTER FOR CYTOTOXIC DRUGS DISPOSABLE STERILE
872 | 4214251201700 | HEMODIALYSIS FISTULA NEEDLE ARTERIAL 14 G
873 | 4214251201800 | HEMODIALYSIS FISTULA NEEDLE VENOUS 14 G
874 | 4214251201900 | FISTULA NEEDLE SINGLE G15 SHARP PYROGEN FREE ONE INCH LONG ULTRATHIN WALL SHORT TUBE SILICONIZED WITH NEEDLE PROTECTOR AND BACK EYE WITH NON-ALLERGIC WINGS IN WHICH THE NEEDLE CAN ROTATE FREELY CLEAR KINK RESISTANT TUBE FITTED WITH FEMALE LUER LOCK AND PATCHED CLAMP FLEXIBLE WINGS AND PLASTIC PART NON LEAKING TRANSPARENT PLASTIC PART DISPOSABLE STERILE
875 | 4214251202000 | FISTULA NEEDLE SINGLE G16 SHARP PYROGEN FREE ONE INCH LONG ULTRATHIN WALL LONG TUBE SILICONIZED WITH NEEDLE PROTECTOR AND BACK EYE WITH NON-ALLERGIC WINGS IN WHICH THE NEEDLE CAN ROTATE FREELY CLEAR KINK RESISTANT TUBE FITTED WITH FEMALE LUER LOCK AND RATCHET CLAMP FLEXIBLE WINGS AND PLASTIC PART NON LEAKING TRANSPARENT PLASTIC PART DISPOSABLE STERILE
876 | 4214251202100 | FISTULA NEEDLE SINGLE G17 SHARP PYROGEN FREE ONE INCH LONG ULTRATHIN WALL LONG TUBE SILICONIZED WITH NEEDLE PROTECTOR AND BACK EYE WITH NON-ALLERGIC WINGS IN WHICH THE NEEDLE CAN ROTATE FREELY CLEAR KINK RESISTANT TUBE FITTED WITH FEMALE LUER LOCK AND RATCHET CLAMP FLEXIBLE WINGS AND PLASTIC PART NON LEAKING TRANSPARENT PLASTIC PART DISPOSABLE STERILE
877 | 4214251300600 | PUNCTURE NEEDLE SHORT BEVEL WIDE INTERNAL DIAMETER SELDINGER TECHNIQUE 18GA X 6-7 CM DISPOSABLE STERILE.
878 | 4214251800900 | SET BIOPSY PERCUTANEOUS FOR LIVER CONSISTS OF: SCALPEL FOR SKIN INCISION ASPIRATION SYRINGE 10 ML SELF LOCKING RATCHET CATCH DOUBLE PISTON SEAL IN ORDER TO MAINTAIN THE HIGH NEGATIVE PRESSURE INJECTION NEEDLE FOR ASPIRATION OF SALINE G20 X 1.5 INCH (0.9 X 39 MM) LOCK FITTING BIOPSY NEEDLE 90 MM LENGTH THIN WALL NEEDLE FOR MINIMAL TRAUMA EXTREMELY Y SHARP BEVEL FOR PERFECT SPECIMEN REMOVAL SPACER DISPOSABLE STERILE
879 | 4214251801000 | SHEATH FOR RIGID DIGITAL SIGMOIDOSCOPY WITH BIOPSY PORT FIT UP TO 2.8 MM TOOLS 18 CM DISPOSABLE
880 | 4214251801100 | INSTRUMENT TIP BIOPSY PUNCH SINGLE ACTION 5 MM LIMITED USE
881 | 4214251900500 | INJECTION NEEDLE WITH DISTAL SHEATH METALLIC TIP ASSORTED SIZES OF DIAMETER AND ASSORTED SIZES OF WORKING LENGTH
882 | 4214251900600 | INJECTION NEEDLE WITH STAINLESS STEEL METALLIC SHEATH ASSORTED SIZES OF DIAMETER AND ASSORTED SIZES OF WORKING LENGTH
883 | 4214252102300 | COUNTER FOR NEEDLE MAGNETIC TO SECURE NEEDLES PLACEMENT RETENTION AND COUNT AFTER USE IN SURGERY DOUBLE BLACK MAGNETIC WITH BLADE REMOVAL SYSTEM AND BOX LOCKS COUNT/CAPACITY (20 /20) DISPOSABLE STERILE
884 | 4214252300100 | SYRINGE 10 ML LUER LOCK TIP FIXED GRADUATION WITH NEEDLE G 21 X 1.5 IN DISPOSABLE STERILE
885 | 4214252300200 | SYRINGE 20 ML LUER LOCK TIP FIXED GRADUATION WITH NEEDLE G 21 X 1.5 IN DISPOSABLE STERILE
886 | 4214252300300 | SYRINGE 3 ML LUER LOCK TIP AND FIXED GRADUATION WITH NEEDLE G 23 X 1.25 INCH DISPOSABLE STERILE
887 | 4214252300400 | "SYRINGE 50-60 ML CATHETER TIP AND FIXED GRADUATION DISPOSABLE STERILE"
888 | 4214252300500 | "SYRINGE 50 ML SIDE LUER SLIP AND FIXED GRADUATION WITHOUT NEEDLE DISPOSABLE STERILE"
889 | 4214252300700 | SYRINGE FOR INSULIN 0.3 ML FIXED GRADUATION 1:30 UNITS LATEX FREE WITH NEEDLE SIZE G 31 X 6 MM DISPOSABLE STERILE
890 | 4214252300800 | SYRINGE FOR INSULIN 0.5 ML FIXED GRADUATION 1:50 UNITS LATEX FREE WITH NEEDLE SIZE: G 31 X 6 MM DISPOSABLE STERILE
891 | 4214252300900 | SYRINGE FOR INSULIN 0.5 ML FIXED GRADUATION 1:50 UNITS LATEX FREE WITH NEEDLE SIZE: G 31 X 8 MM DISPOSABLE STERILE
892 | 4214252301000 | SYRINGE FOR INSULIN 1 ML FIXED GRADUATION 1:100 UNITS WITH NEEDLE SIZE: G 31 X 8 MM DISPOSABLE STERILE
893 | 4214252301100 | SYRINGE FOR INSULIN 1 ML FIXED GRADUATION 1:100 UNITS WITH NEEDLE SIZE: G 30 X 12.7 MM DISPOSABLE STERILE
894 | 4214252303100 | SYRINGE FOR INSULIN 1 ML FIXED GRADUATION 1:100 UNITS WITH NEEDLE SIZE: G 29 X 0.5 INCH DISPOSABLE STERILE
895 | 4214252305300 | NEEDLE HYPODERMIC SIZE: G26 X 0.5 INCH PACKING: INDIVIDUALLY WRAPPED DISPOSABLE STERILE
896 | 4214252305600 | NEEDLE HYPODERMIC SIZE: G22 X 1.5 INCH PACKING: INDIVIDUALLY WRAPPED DISPOSABLE STERILE
897 | 4214252305800 | NEEDLE HYPODERMIC SIZE: G21X 1.5 INCH PACKING: INDIVIDUALLY WRAPPED DISPOSABLE STERILE
898 | 4214252305900 | NEEDLE HYPODERMIC SIZE: G20 X 1.5 INCH PACKING: INDIVIDUALLY WRAPPED DISPOSABLE STERILE
899 | 4214252306000 | NEEDLE HYPODERMIC SIZE: G18 X 1.5 INCH PACKING: INDIVIDUALLY WRAPPED DISPOSABLE STERILE
900 | 4214252306300 | NEEDLE HYPODERMIC 27G X 1/2 INCH STERILE
901 | 4214252306500 | NEEDLE INSULIN FOR PEN 32 G X 4MM DISPOSABLE STERILE
902 | 4214252307100 | SYRINGE AUTO DISABLE 0.5 ML FIXED DOSE FOR ALL IMMUNIZATION EXCEPT BCG 2 OR 3 PIECES ATTACHED NEEDLE SIZE: 25 G X 1 IN OR EQUIVALENT STERILE
903 | 4214252307400 | INTERMAXILLARY FIXATION SCREW : A.8 MM B. 10 MM
904 | 4214252307700 | NEEDLE HYPODERMIC NEEDLE ELECTRODE FOR EMG GUIDED MEDICATIONS INJECTION IT SHOULD BE COMPATIBLE WITH LUER LOCK SYRINGES ASSORTED SIZES
905 | 4214252309300 | NEEDLE SAFETY - NEONATE MUST BE SAFE WITH UNIVERSAL CONNECTORS MUST NOT FIT ENTERED TUBING INDIVIDUAL PACKAGING SIZE 25 G DISPOSABLE STERILE
906 | 4214252309500 | HYPODERMIC SYRINGE 3ML W/O NEEDLE LUER-LOCK INDIVIDUAL PEEL BACK WRAP STERILE 100/PACK
907 | 4214252309600 | "SYRINGE 5 ML LUER LOCK TIP AND FIXED GRADUATION WITHOUT NEEDLE DISPOSABLE STERILE"
908 | 4214252309700 | HYPODERMIC SYRINGE 10ML W/O NEEDLE LUER-LOCK INDIVIDUAL PEEL BACK WRAP STERILE 100/PACK
909 | 4214252309800 | "SYRINGE 20 ML LUER LOCK TIP AND FIXED GRADUATION WITHOUT NEEDLE DISPOSABLE STERILE"
910 | 4214252309900 | "SYRINGE TUBERCULIN 1 ML 25 G X 5/8 SLIP TIP DISPOSABLE STERILE"
911 | 4214252310500 | SYRINGE 3 ML LUER LOCK TIP AND FIXED GRADUATION WITHOUT NEEDLE DISPOSABLE STERILE
912 | 4214252311000 | SYRINGE 20 ML PLASTIC WITHOUT NEEDLE IN WELL SEALED AND GOOD CONTAINER FOR HEPARIN INFUSION DISPOSABLE STERILE
913 | 4214252311500 | SYRINGE 30 ML LUER LOCK TIP AND FIXED GRADUATION WITHOUT NEEDLE DISPOSABLE STERILE
914 | 4214252311600 | "SYRINGE FOR TUBERCULIN 1 ML 3 PIECES LOCK END AND FIXED GRADUATION 1 : 100 UNITS WITH NEEDLE SIZE: G 26 X 5/8 INCH DISPOSABLE STERILE"
915 | 4214252311700 | NEEDLE SAFETY - NEONATE MUST BE SAFE WITH UNIVERSAL CONNECTORS MUST NOT FIT ENTERED TUBING INDIVIDUAL PACKAGING SIZE 18 G DISPOSABLE STERILE
916 | 4214252311800 | NEEDLE HYPODERMIC SIZE: G19 X 1.5 INCH PACKING: INDIVIDUALLY WRAPPED DISPOSABLE STERILE
917 | 4214252312100 | NEEDLE HYPODERMIC SIZE: G25 X 5/8 INCH PACKING: INDIVIDUALLY WRAPPED DISPOSABLE STERILE
918 | 4214252312200 | NEEDLE HYPODERMIC SIZE: G25 X 1.5 INCH PACKING: INDIVIDUALLY WRAPPED DISPOSABLE STERILE
919 | 4214252312400 | NEEDLE HYPODERMIC SIZE: G27 X 0.5 INCH PACKING: INDIVIDUALLY WRAPPED DISPOSABLE STERILE
920 | 4214252312500 | "NEEDLE HUBER SAFTEY 20 G X 1 INCH 90 DEGREE WITH WINGS WITH SHORT TUBING STERILE"
921 | 4214252312600 | "NEEDLE HUBER SAFTEY 22 G X 0.75 INCH 90 DEGREE WITH WINGS WITH SHORT TUBING STERILE"
922 | 4214252312900 | NEEDLE SINGLE WALL PUNCTURE 19 G X 0.035 INCH WITH SNAP ON WING DISPOSABLE STERILE
923 | 4214252313000 | SYRINGE 3 ML LUER LOCK SAFETY MANUALLY RETRACTABLE WITHOUT NEEDLE
924 | 4214252313100 | SYRINGE 5 ML LUER LOCK SAFETY MANUALLY RETRACTABLE WITHOUT NEEDLE
925 | 4214252313700 | NEEDLE HYPODERMIC SIZE: G30 X 0.5 INCH PACKING: INDIVIDUALLY WRAPPED DISPOSABLE STERILE
926 | 4214252313800 | NEEDLE DERMAL CONTROL 30 GAUGE X 13 MM (1/2 INCH) STERILE
927 | 4214252314000 | SYRINGE 60 ML LUER LOCK TIP AND FIXED GRADUATION WITHOUT NEEDLE DISPOSABLE STERILE
928 | 4214252314200 | SYRINGE 10 ML LUER LOCK TIP AND FIXED GRADUATION WITHOUT NEEDLE DISPOSABLE STERILE
929 | 4214252314300 | SYRINGE 10 ML LUER LOCK TIP AND FIXED GRADUATION WITH NEEDLE G 21 X 38MM DISPOSABLE STERILE
930 | 4214252314600 | SYRINGE HYPODERMIC 30 ML LUER LOCK TIP DISPOSABLE STERILE
931 | 4214252314700 | "SYRINGE 5 ML CENTRAL LUER SLIP AND FIXED GRADUATION WITHOUT NEEDLE DISPOSABLE STERILE"
932 | 4214252314800 | SYRINGE FOR INSULIN 1 ML FIXED GRADUATION 1:100 UNITS WITH NEEDLE SIZE: G 31 X 6 MM DISPOSABLE STERILE
933 | 4214252314900 | SYRINGE 1 ML LUER SLIP AND FIXED GRADUATION WITH NEEDLE G 26 X 3/8 INCH DISPOSABLE STERILE
934 | 4214252315000 | "SYRINGE 3 ML CENTRAL LUER SLIP AND FIXED GRADUATION WITHOUT NEEDLE DISPOSABLE STERILE"
935 | 4214252800000 | PUNCTURE NEEDLE INCLUDING STYLET DIAMETER 1.8 MM WORKING LENGTH 18 CM WITH 1.3 MM OPENING FOR GUIDE WIRE SPINAL
936 | 4214253000200 | HOLDER NEEDLE HOLDING LIGATURES/NEEDLES MATHIEU/STRAIGHT/FINE SERRATED TIPS/QUICK-RELEASE POSITIVE LOCKING MECHANISM ON THE REAR OF THE HANDLE STAINLESS STEEL FOR ORTHODONTICS
937 | 4214253101400 | CONTAINER SAFETY PLASTIC FOR DISPOSAL SHARP DURABLE STABLE EASY HANDLING PUNCTURE AND LEAK PROOF WITH WARNING LABEL YELLOW COLOR FINA L CLOSURE MUST BE IRREVERSIBLE 12 LITERS CAPACITY 50/PACK DISPOSABLE
938 | 4214253101500 | CONTAINER WASTE DISPOSAL UNIT SHARPS/NEEDLE/SYRINGE WALL MOUNTED 4 LITER RIGID PLASTIC YELLOW TRANSPARENT LEAK PROOF PUNCTURE RESISTANT WITH HERMETICAL SEAL POLYPROPYLENE 2 PART LID AND BASE WITH LOGO "BIOHAZARDOUS WASTE" 9 X 10 X 4 INCH
939 | 4214253200600 | PERICARDIOCENTESIS KIT FOR PEDIATRIC TO REMOVE FLUIDS FROM THE PERICARDIUM DISPOSABLE STERILE.
940 | 4214253400300 | INTRAOSSEOUS ACCESS KIT WITH A REUSABLE INTRAOSSEOUS ACCESS POWER DRIVER EACH SET INCLUDES 15 GA. STERILE INTRAOSSEOUS NEEDLE S 45MM 25MM AND 15MM LONG WITH STABILIZER DRESSING CONNECT EXTENSION SET PATIENT WRIST BAND
941 | 4214253400400 | INTRAOSSEOUS NEEDLE SYSTEM WITH REUSABLE INTRAOSSEOUS ACCESS POWER DRIVER COMPLETE SET WITH ALL NECESSARY ACCESSORIES ADULT DISPOSABLE STERILE SIZE ACCORDING TO HOSPITAL REQUIREMENT
942 | 4214253400500 | INTRAOSSEOUS NEEDLE SYSTEM WITH REUSABLE INTRAOSSEOUS ACCESS POWER DRIVER COMPLETE SET WITH ALL NECESSARY ACCESSORIES PEDIATRIC DISPO SABLE STERILE SIZE ACCORDING TO HOSPITAL REQUIREMENT
943 | 4214253400600 | INTRAOSSEOUS VASCULAR ACCESS WITH VASCULAR ACCESS MANUALLY OPERATED DRIVER STERILE INTRAOSSEOUS NEEDLE SZ 45MM 25MM AND 15MM LONG WITH STABILIZER DRESSING EXTENSION SET
944 | 4214253400800 | NEEDLE INTRAOSSEOUS FLUID INFUSION STERILE LENGTH: 25.0MM
945 | 4214253400900 | NEEDLE SAMPLING/INJECTION INTRAOSSEOUS STERILE LENGTH: 15.0MM
946 | 4214253401000 | NEEDLE INTRAOSSEOUS FLUID INFUSION STERILE LENGTH: 45.0MM
947 | 4214253500000 | ANESTHESIA TRAY PRE-FILLED MULTI PURPOSE STER CONTAIN: TRAY BY 3 COMPARTMENTS GALLIPOT BOWL 50-60ML GAUZE 4"X4" DRAPE FENESTRATED WITH TAPE SYRINGE 3ML SYRINGE 5ML SYRINGE 10ML NEEDLE 18G NEEDLE 25G NEEDLE 22G PLASTER STRIP DISPOSABLE
948 | 4214253500600 | NEEDLE ANESTHESIA SPINAL/PENCIL POINT STERILE GAUGE: 25G LENGTH: 120.0MM
949 | 4214253500700 | NEEDLE SPINAL ANESTHESIA PENCIL POINT STERILE GAUGE: 25G LENGTH: 1.5CM
950 | 4214253501600 | EXPANDER TISSUE SMOOTH ASSORTED SIZES AND SHAPES
951 | 4214253503300 | NERVE BLOCK NEEDLE ULTRASOUND COMPATIBLE RADIOPAQUE SHORT BEVEL FACET TIP TWO PORT ONE FOR INJECTION AND ONE FOR NERVE STIMULATOR CALIBRATED SHAFT 1 CM SIZE: 19G X 100MM
952 | 4214253503500 | NERVE BLOCK NEEDLE ULTRASOUND COMPATIBLE RADIOPAQUE SHORT BEVEL FACET TIP TWO PORT ONE FOR INJECTION AND ONE FOR NERVE STIMULATOR CALIBRATED SHAFT 1 CM SIZE: 19G X 75MM
953 | 4214253503900 | NERVE BLOCK PERIPHERAL NEEDLE ULTRASOUND COMPATIBLE RADIOPAQUE SHORT BEVEL FACET TIP TWO PORT ONE FOR INJECTION AND ONE FOR NERVE STIMULATOR CALIBRATED SHAFT 1 CM SIZE: 23G X 70MM
954 | 4214253504000 | SPINAL ANESTHESIA KIT 27G PENCIL POINT INCLUDED: 1 ML SYRINGE LUER SLIP 5 ML SYRINGE LUER SLIP INJECTION CANNULA 25 G X 16 MM INJECTION CANNULA 21 G X 38 MM FILTER CANNULA 18 G X 50 MM PLASTIC CLAMP 4 GAUZE BALLS SMALL (NOT LESS THAN 20 X 20 CM) 4 GAUZE SWAB 8-PLY FENESTRATED TRANSPARENT DRAPE NOT LESS THAN 60 X 60 CM WITH ADHESIVE STRIP 60 CM HOLE 10 CM OUTER 60 X 70 CM
955 | 4214253504200 | SPINAL ANESTHESIA KIT 25G PENCIL POINT INCLUDED: 1 ML SYRINGE LUER SLIP 5 ML SYRINGE LUER SLIP INJECTION CANNULA 25 G X 13-16 MM INJECTION CANNULA 21 G X 35-39 MM FILTER CANNULA 18 G X 50 MM PLASTIC CLAMP 4 GAUZE BALLS SMALL 4 GAUZE SWAB 8-PLY FENESTRATED TRANSPARENT DRAPE NOT LESS THAN 60 X 60 CM WITH ADHESIVE STRIP 60 CM HOLE 10 CM OUTER 60 X 70 CM LOCATION:
956 | 4214253504300 | CONTINUOUS PERIPHERAL NERVE BLOCK CATHETER KIT WITH STIMULATION 18G LENGTH 50MM NERVE BLOCK NEEDLE CATHETER LENGTH 400MM CATHETER CONNECTOR FILTER LUER-LOCK SYRINGE 5ML
957 | 4214253504400 | CONTINUOUS PERIPHERAL NERVE BLOCK CATHETER KIT WITH STIMULATION 18G LENGTH 100MM NERVE BLOCK NEEDLE CATHETER LENGTH 400MM CATHETER CONNECTOR FILTER LUER-LOCK SYRINGE 5ML
958 | 4214253504500 | CONTINUOUS PERIPHERAL NERVE BLOCK CATHETER KIT STIMULATING NEEDLE 19G LENGTH 60MM NERVE BLOCK NEEDLE CATHETER LENGTH 400MM CATHETER CONNECTOR FILTER LUER-LOCK SYRINGE 5ML
959 | 4214253600000 | CATHETER THORACIC DRAINAGE WITH TROCAR AND SENTINEL STRAIGHT TRANSPARENT ROUND SOFT TIP WITH 2 EYELETS OR MORE RADIO-OPAQUE 10-25CM LENGTH WITH PEEL OFF PACKING SIZE: FG 8 DISPOSABLE STERILE
960 | 4214253600100 | CATHETER THORACIC DRAINAGE WITH TROCAR AND SENTINEL STRAIGHT TRANSPARENT ROUND SOFT TIP WITH 2 EYELETS OR MORE RADIO-OPAQUE 10-25CM LENGTH WITH PEEL OFF PACKING SIZE: FG 10 DISPOSABLE STERILE
961 | 4214253600200 | CATHETER THORACIC DRAINAGE WITH TROCAR AND SENTINEL STRAIGHT TRANSPARENT ROUND SOFT TIP WITH 2 EYELETS OR MORE RADIO-OPAQUE 15-25CM LENGTH WITH PEEL OFF PACKING SIZE: FG 16 DISPOSABLE STERILE
962 | 4214253600300 | CATHETER THORACIC DRAINAGE WITH TROCAR AND SENTINEL STRAIGHT TRANSPARENT ROUND SOFT TIP WITH 2 EYELETS OR MORE RADIO-OPAQUE 30-50CM LENGTH WITH PEEL OFF PACKING SIZE: FG 20 DISPOSABLE STERILE
963 | 4214253600400 | CATHETER THORACIC DRAINAGE WITH TROCAR AND SENTINEL STRAIGHT TRANSPARENT ROUND SOFT TIP WITH 2 EYELETS OR MORE RADIO-OPAQUE 30-50CM LENGTH WITH PEEL OFF PACKING SIZE: FG 24 DISPOSABLE STERILE
964 | 4214253600500 | CATHETER THORACIC DRAINAGE WITH TROCAR AND SENTINEL STRAIGHT TRANSPARENT ROUND SOFT TIP WITH 2 EYELETS OR MORE RADIO-OPAQUE 30-50CM LENGTH WITH PEEL OFF PACKING SIZE: FG 28 DISPOSABLE STERILE
965 | 4214253601100 | CATHETER THORACIC DRAINAGE WITH TROCAR AND SENTINEL STRAIGHT TRANSPARENT ROUND SOFT TIP WITH 2 EYELETS OR MORE RADIO-OPAQUE 10-25CM LENGTH WITH PEEL OFF PACKING SIZE: FG 12 DISPOSABLE STERILE
966 | 4214253601200 | CATHETER THORACIC DRAINAGE WITH TROCAR AND SENTINEL STRAIGHT TRANSPARENT ROUND SOFT TIP WITH 2 EYELETS OR MORE RADIO-OPAQUE 30-50CM LENGTH WITH PEEL OFF PACKING SIZE: FG 32 DISPOSABLE STERILE
967 | 4214253601300 | CATHETER THORACIC DRAINAGE WITHOUT TROCAR AND SENTINEL STRAIGHT TRANSPARENT ROUND SOFT TIP WITH 2 EYELETS OR MORE RADIO-OPAQUE 30-50CM LENGTH WITH PEEL OFF PACKING SIZE: FG 20 DISPOSABLE STERILE
968 | 4214253601400 | CATHETER THORACIC DRAINAGE WITHOUT TROCAR AND SENTINEL STRAIGHT TRANSPARENT ROUND SOFT TIP WITH 2 EYELETS OR MORE RADIO-OPAQUE 30-50CM LENGTH WITH PEEL OFF PACKING SIZE: FG 24 DISPOSABLE STERILE
969 | 4214253601500 | CATHETER THORACIC DRAINAGE WITHOUT TROCAR AND SENTINEL STRAIGHT TRANSPARENT ROUND SOFT TIP WITH 2 EYELETS OR MORE RADIO-OPAQUE 30-50CM LENGTH WITH PEEL OFF PACKING SIZE: FG 28 DISPOSABLE STERILE
970 | 4214253601600 | CATHETER THORACIC DRAINAGE WITHOUT TROCAR AND SENTINEL STRAIGHT TRANSPARENT ROUND SOFT TIP WITH 2 EYELETS OR MORE RADIO-OPAQUE 30-50CM LENGTH WITH PEEL OFF PACKING SIZE: FG 32 DISPOSABLE STERILE
971 | 4214253601700 | NEEDLE VERESS FOR PNEUMOPERITONEUM WITH STYLET AND RED VISUAL INDICATOR AT THE HOLDER ENABLE THE INSERTION IN SYRINGE AND A DART LIKE WAY SIZE: 120 MM DISPOSABLE STERILE
972 | 4214253601800 | NEEDLE VERESS FOR PNEUMOPERITONEUM WITH STYLET AND RED VISUAL INDICATOR AT THE HOLDER ENABLE THE INSERTION IN SYRINGE AND A DART LIKE WAY SIZE: 150 MM DISPOSABLE STERILE
973 | 4214253603600 | "CATHETER THORACIC RIGHT ANGLED OR STRAIGHT (ASSORTED) FOR ADULT AND PEDIATRIC PVC COATED FOR LOW CLOT FORMATION WITH RADIO-OPAQUE STRIPE MULTIPLE SPIRAL EYELETS AND DEPTH MARKING ASSORTED SIZES AS PER HOSPITAL REQUEST DISPOSABLE STERILE"
974 | 4214253605500 | CATHETER THORACIC DRAINAGE ANGLED TRANSPARENT ROUND SOFT TIP WITH 2 EYELETS OR MORE RADIO-OPAQUE 30-50CM LENGTH WITH PEEL OFF PACKING SIZE: FG 36 DISPOSABLE STERILE
975 | 4214253606000 | NEEDLE SCALPEL TIP THIN WALL 18G X 1 1/2 INCH DISPOSABLE STERILE
976 | 4214253606100 | NEEDLE SCALPEL TIP THIN WALL 16G X 1 INCH DISPOSABLE STERILE
977 | 4214253606400 | TROCAR FLAT BLADED OR SHARP TIP 15 MM DISPOSABLE STERILE
978 | 4214253606500 | TROCAR THORACOSCOPIC WITH SHREDDED SLEEVES AND BLUNT OBTURATOR SIZE: 10 - 10.5 MM DISPOSABLE STERILE
979 | 4214253606600 | TROCAR FOR THORACIC 11.5 MM DISPOSABLE STERILE
980 | 4214253606700 | TROCAR FOR THORACIC 20 MM FLEXIBLE SLEEVE DISPOSABLE STERILE
981 | 4214253607000 | TROCAR FOR THORACIC 5.5 MM DISPOSABLE STERILE
982 | 4214253607100 | TROCAR FORCE RADIOLUCENT SLEEVE WITH BLADELESS SEQUENTIAL HELIX REDUCED PENETRATION ADVANCED FIXATION CANNULA WITH 5 CC BALLOON AND SYRINGE IN THE VISERA AND RETENTION RING ON THE SKIN TO PREVENT SLIPPERY INSIDE OR OUTSIDE THE ABDOMEN 11 X 150 MM LONG DISPOSABLE STERILE
983 | 4214253607200 | TROCAR KIT ONE BLADED OBTURATOR WITH TWO STABILITY SLEEVES DOUBLE GASKET 11 MM X 100 MM DISPOSABLE STERILE
984 | 4214253607300 | TROCAR KIT ONE BLADED OBTURATOR WITH TWO STABILITY SLEEVES DOUBLE GASKET 12 MM X 100 MM DISPOSABLE STERILE
985 | 4214253607400 | TROCAR KIT ONE BLADED OBTURATOR WITH TWO STABILITY SLEEVES DOUBLE GASKET 5 MM X 100 MM DISPOSABLE STERILE
986 | 4214253607500 | TROCAR KIT ONE BLADED OBTURATOR WITH TWO STABILITY SLEEVES DOUBLE GASKET 5 MM X 75 MM DISPOSABLE STERILE
987 | 4214253607600 | CATHETER THORACIC WITH TROCAR CLOSE TIP STRAIGHT RADIOPAQUE 10 CH 20-25 CM DISPOSABLE STERILE
988 | 4214253607700 | CATHETER THORACIC DRAINAGE WITHOUT TROCAR AND SENTINEL STRAIGHT TRANSPARENT ROUND SOFT TIP WITH 2 EYELETS OR MORE RADIO-OPAQUE 30-50CM LENGTH WITH PEEL OFF PACKING SIZE: FG 16 DISPOSABLE STERILE
989 | 4214253608100 | CATHETER THORACIC DRAINAGE ANGLED TRANSPARENT ROUND SOFT TIP WITH 2 EYELETS OR MORE RADIO-OPAQUE 15-25CM LENGTH WITH PEEL OFF PACKING SIZE: FG 16 DISPOSABLE STERILE
990 | 4214253608300 | CATHETER THORACIC DRAINAGE ANGLED TRANSPARENT ROUND SOFT TIP WITH 2 EYELETS OR MORE RADIO-OPAQUE 30-50CM LENGTH WITH PEEL OFF PACKING SIZE: FG 20 DISPOSABLE STERILE
991 | 4214253608400 | CATHETER THORACIC DRAINAGE ANGLED TRANSPARENT ROUND SOFT TIP WITH 2 EYELETS OR MORE RADIO-OPAQUE 30-50CM LENGTH WITH PEEL OFF PACKING SIZE: FG 24 DISPOSABLE STERILE
992 | 4214253608500 | CATHETER THORACIC DRAINAGE ANGLED TRANSPARENT ROUND SOFT TIP WITH 2 EYELETS OR MORE RADIO-OPAQUE 30-50CM LENGTH WITH PEEL OFF PACKING SIZE: FG 28 DISPOSABLE STERILE
993 | 4214253608600 | CATHETER THORACIC DRAINAGE ANGLED TRANSPARENT ROUND SOFT TIP WITH 2 EYELETS OR MORE RADIO-OPAQUE 30-50CM LENGTH WITH PEEL OFF PACKING SIZE: FG 32 DISPOSABLE STERILE
994 | 4214253610000 | CATHETER THORACIC DRAINAGE WITHOUT TROCAR AND SENTINEL STRAIGHT TRANSPARENT ROUND SOFT TIP WITH 2 EYELETS OR MORE RADIO-OPAQUE 30-50CM LENGTH WITH PEEL OFF PACKING SIZE: FG 36 DISPOSABLE STERILE
995 | 4214253700300 | PNEUMOTHORAX SET FOR THORACIC SURGERY SIZE 14 FR LENGTH 30 CM (+/- 2 CM) DISPOSABLE STERILE
996 | 4214254300300 | ENDOSCOPIC ULTRASOUND (EUS) BIOPSY NEEDLE FINE NEEDLE BIOPSY (FNB) AND FINE NEEDLE ASPIRATION (FNA) WITH NITINOL CONSTRUCTION TECHNOLOGY 22 G
997 | 4214254300400 | ENDOSCOPIC ULTRASOUND (EUS) BIOPSY NEEDLE FINE NEEDLE BIOPSY (FNB) AND FINE NEEDLE ASPIRATION (FNA) WITH NITINOL CONSTRUCTION TECHNOLOGY 25 G
998 | 4214254300500 | EUS BIOPSY NEEDLE FINE NEEDLE BIOPSY (FNB) AND ASPIRATION (FNA)WITH NITINOL CONSTRUCTION TECHNOLOGY ASSORTED SIZES (INCLUDING 19G 22 G 25 G)
999 | 4214254300600 | INSTRUMENT FORCEPS BIOPSY WITH NEEDLE OVAL CUP FENESTRATED FOR BRONCHOSCOPY DISPOSABLE
1000 | 4214254300700 | INSTRUMENT FORCEPS BIOPSY WITHOUT NEEDLE ALLIGATOR CUP FENESTRATED FOR BRONCHOSCOPY DISPOSABLE
1001 | 4214254300800 | INSTRUMENT FORCEPS BIOPSY WITHOUT NEEDLE OVAL CUP FENESTRATED FOR BRONCHOSCOPY DISPOSABLE
1002 | 4214254300900 | PEDIATRIC DISPOSABLE BIOPSY FORCEPS - LOWER 2.8MM CHANNEL WITHOUT NEEDLE
1003 | 4214254301000 | PEDIATRIC DISPOSABLE BIOPSY FORCEPS - UPPER 2.8MM CHANNEL WITHOUT NEEDLE
1004 | 4214254301100 | PEDIATRIC DISPOSABLE BIOPSY FORCEPS - UPPER 2.0MM CHANNEL WITHOUT NEEDLE
1005 | 4214254301200 | REUSABLE BIOPSY FORCEPS LENGTH 230CM DIAMETER 2.3MM CUP OPENING 7.4MM CUP LENGTH 3.4MM
1006 | 4214254500100 | SELF - RIGHTING LUER TIP CAP : LUER SELF - RIGHTING DESIGN FOR SECURE CAPPING OF SYRINGES NON - LATEX MATERIAL WITHSTANDS FREEZING. RECLOSED AND STORED IN HOOD FOR LATER USE SPECIFICATIONS : TPE (THERMOPLASTIC ELASTOMERIC).
1007 | 4214254700000 | NEEDLE BUTTERFLY SIZE 23G X 3/4 INCH WITH TUBE 10-14 INCH RETRACTABLE NEEDLE DISPOSABLE STERILE
1008 | 4214260100300 | TRANSPARENT LIGHT PROTECTION SYRINGE SIZE 50 ML COMPATIBLE WITH IV EXTENSION TUBE WITH LIGHT PROTECTION
1009 | 4214260100400 | EUS ASPIRATION NEEDLE FINE NEEDLE ASPIRATION (FNA) WITH COBALT-CHROMIUM CONSTRUCTION TECHNOLOGY ASSORTED SIZES (INCLUDING 19G 22 G 25 G)
1010 | 4214260100500 | EUS ASPIRATION NEEDLE FINE NEEDLE ASPIRATION (FNA) WITH NITINOL CONSTRUCTION TECHNOLOGY ASSORTED SIZES (INCLUDING 19G 22 G 25 G)
1011 | 4214260100600 | INTERCHANGEABLE EUS DELIVERY SYSTEM WITH FINE NEEDLE ASPIRATION (FNA NEEDLE) ASSORTED SIZES (INCLUDING 19G 22 G 25 G)
1012 | 4214260100700 | FINE NEEDLE ASPIRATION (FNA NEEDLE) COMPATIBLE WITH INTERCHANGEABLE EUS DELIVERY SYSTEM ASSORTED SIZES (INCLUDING 19G 22 G 25 G)
1013 | 4214260500500 | SPECULA EAR 4 MM IT SHOULD BE COMPATIBLE WITH HOSPITAL MACHINE OTOSCOPE
1014 | 4214260800000 | SYRINGE INJECTOR DUAL 2 X 200 ML AND COILED LOW PRESSURE CONNECTOR TUBE AND PRIME TUBE AND QUICK FILL TUBE FRONT LOAD FOR MEDRAD OR EQUIVALENT DISPOSABLE STERILE
1015 | 4214260800100 | SYRINGE INJECTOR DUAL PACK WITH 2 X 200 ML SYRINGE WITH HANDI-FIL AND 150 CM COILED Y-TUBE FOR OPTIVANTAGE CT INJECTOR OR EQUIVALENT DISPOSABLE STERILE
1016 | 4214260800200 | SYRINGE INJECTOR MULTIPACK WITH ONE SYRINGE 200 ML WITH HANDI-FIL AND 150 CM COILED TUBE FOR OPTIVANTAGE CT INJECTOR OR EQUIVALENT DISPOSABLE STERILE
1017 | 4214260800300 | SYRINGE INJECTOR 200 ML AND COILED LOW PRESSURE CONNECTOR TUBE AND PRIME TUBE AND QUICK FILL TUBE FRONT LOAD FOR MEDRAD OR EQUIVALENT DISPOSABLE STERILE
1018 | 4214260800400 | "SYRINGE INJECTOR MRI KIT 65 ML WITH SMALL SPIKE FOR CONTRAST MEDIA 115 ML WITH LARGE SPIKE FOR SALINE LOW PRESSURE CONNECTOR FOR MEDRAD MRI INJECTOR DISPOSABLE STERILE"
1019 | 4214260800900 | SYRINGE AUTO DISABLE 0.05 OR 0.1 ML FIXED DOSE FOR BCG 3 PIECES ATTACHED NEEDLE SIZE: 27 G X 3/8 OR EQUIVALENT STERILE
1020 | 4214260801100 | SYRINGE 10 ML LUER LOCK SAFETY MANUALLY RETRACTABLE WITHOUT NEEDLE
1021 | 4214260801200 | SYRINGE 20 ML LUER LOCK SAFETY MANUALLY RETRACTABLE WITHOUT NEEDLE
1022 | 4214260801600 | SYRINGE HYPODERMIC 20 ML WITHOUT NEEDLE ECCENTRIC SLIP LOCK DISPOSABLE STERILE
1023 | 4214260801700 | "SYRINGE INLET MUST BE COMPATIBLE WITH TPN COMPOUNDER EM 2400 OR EQUIVALENT"
1024 | 4214260801800 | SYRINGE 5 ML LUER LOCK TIP AND FIXED GRADUATION WITH NEEDLE G 21 X 1.5 INCH DISPOSABLE STERILE
1025 | 4214260801900 | "SYRINGE 20 ML SIDE LUER SLIP AND FIXED GRADUATION WITHOUT NEEDLE DISPOSABLE STERILE"
1026 | 4214260802000 | SYRINGE 50 ML LUER LOCK TIP AND FIXED GRADUATION WITHOUT NEEDLE DISPOSABLE STERILE
1027 | 4214260900300 | SYRINGE HYPODERMIC LUER LOCK 50 ML DISPOSABLE STERILE
1028 | 4214260900500 | "SYRINGE 3 ML LUER LOCK TIP AND FIXED GRADUATION WITH NEEDLE G 22 X 1.5 INCH DISPOSABLE STERILE"
1029 | 4214260900700 | "SYRINGE 3 ML LUER LOCK TIP AND FIXED GRADUATION WITH NEEDLE G 21 X 1.5 INCH DISPOSABLE STERILE"
1030 | 4214260900900 | SYRINGE 10 ML LUER LOCK TIP 3 PIECES LOCK END AND FIXED GRADUATION WITHOUT NEEDLE DISPOSABLE STERILE
1031 | 4214261000000 | "SYRINGE ORAL MEDICATION 3 ML CLEAN WITH SEPARATE RIBBED TIP CAPS LATEX-FREE DUAL GRADUATIONS IN MILLILITERS ORAL FEEDING LUER TIP AMBER TINT DISPOSABLE"
1032 | 4214261000100 | "SYRINGE ORAL MEDICATION 1 ML CLEAN WITH SEPARATE RIBBED TIP CAPS LATEX-FREE DUAL GRADUATIONS IN MILLILITERS ORAL FEEDING LUER TIP AMBER TINT DISPOSABLE"
1033 | 4214261000200 | "SYRINGE ORAL MEDICATION 20 ML CLEAN WITH SEPARATE RIBBED TIP CAPS LATEX-FREE DUAL GRADUATIONS IN MILLILITERS ORAL FEEDING LUER TIP AMBER TINT DISPOSABLE"
1034 | 4214261000300 | "SYRINGE ORAL MEDICATION 5 ML CLEAN WITH SEPARATE RIBBED TIP CAPS LATEX-FREE DUAL GRADUATIONS IN MILLILITERS ORAL FEEDING LUER TIP AMBER TINT DISPOSABLE"
1035 | 4214261000900 | "SYRINGE ORAL MEDICATION 10 ML CLEAN WITH SEPARATE RIBBED TIP CAPS LATEX-FREE DUAL GRADUATIONS IN MILLILITERS ORAL FEEDING LUER TIP AMBER TINT DISPOSABLE"
1036 | 4214261001200 | SYRINGE ENTERAL FEEDING ENFIT/ENLOCK 10 ML PURPLE COLOR STERILE
1037 | 4214261001300 | SYRINGE ENTERAL FEEDING ENFIT/ENLOCK 5ML PURPLE COLOR STERILE
1038 | 4214261500800 | SYRINGE FOR INSULIN 1 ML FIXED GRADUATION WITH NEEDLE SIZE: G 30 X 8 MM DISPOSABLE STERILE
1039 | 4214261500900 | SYRINGE LUER LOCK CONNECTOR FEMALE TO FEMALE RED STERILE
1040 | 4214261501000 | SYRINGE FOR INSULIN 0.5 ML FIXED GRADUATION WITH NEEDLE SIZE: G 30 X 8 MM DISPOSABLE STERILE
1041 | 4214261800800 | BLOOD GAS SAMPLING 1ML SYRINGE LUER SLIP TIP HEPARINIZED 25 -50 IU WITH CAP FOR ARTERIAL LINE DRAW STERILE DISPOSABLE.
1042 | 4214261801500 | SYRINGE BLOOD GAS DRY - HEPARINIZED WITHOUT NEEDLE 1 ML SAMPLE
1043 | 4214261900300 | SYRINGE 3 ML PREFILLED WITH 3 ML 0.9 % SALINE FOR GENERAL IV FLUSH DISPOSABLE
1044 | 4214261900400 | "SYRINGE 10 ML PREFILLED WITH 10 ML 0.9 % SALINE FOR GENERAL IV FLUSH DISPOSABLE"
1045 | 4214261900500 | SYRINGE 5 ML PREFILLED WITH 5 ML 0.9 % SALINE FOR GENERAL IV FLUSH DISPOSABLE
1046 | 4214261900600 | SYRINGE 10 ML PREFILLED WITH 10 ML 0.9 % SALINE TO BE USED WITHIN A STERILE FIELD DISPOSABLE
1047 | 4214261900700 | SYRINGE 3 ML PREFILLED WITH 3 ML 0.9 % SALINE TO BE USED WITHIN A STERILE FIELD DISPOSABLE
1048 | 4214262300100 | SPECULA EAR 2.5 MM IT SHOULD BE COMPATIBLE WITH HOSPITAL MACHINE OTOSCOPE
1049 | 4214262300200 | "SYRINGE ORAL MEDICATION 60 ML CLEAN WITH SEPARATE RIBBED TIP CAPS LATEX-FREE DUAL GRADUATIONS IN MILLILITERS ORAL FEEDING LUER TIP AMBER TINT DISPOSABLE"
1050 | 4214262700100 | SYRINGE FOR INSULIN 0.5 ML FIXED GRADUATION 1:100 UNITS WITH NEEDLE SIZE: G 29 X 0.5 INCH DISPOSABLE STERILE
1051 | 4214270100300 | SET CATHETER SUPRAPUBIC DRAINAGE OPEN TIP SILICONE WITH BALLOON SIZE: 5-10 ML SIZE: CH 8 DISPOSABLE STERIL E
1052 | 4214270100400 | SET CATHETER SUPRAPUBIC DRAINAGE OPEN TIP SILICONE WITH BALLOON SIZE: 5-10ML SIZE: CH 10 DISPOSABLE STERILE
1053 | 4214270101000 | SET CATHETER DRAINAGE ALL PURPOSE NEPHROSTOMY 10 FRENCH 25-30 CM LONG STERILE
1054 | 4214270101100 | SET CATHETER SUPRAPUBIC DRAINAGE OPEN TIP SILICONE WITH BALLOON SIZE: 5-10 ML SIZE: 12 CH DISPOSABLE STERILE
1055 | 4214270101200 | KIT CATHETERIZATION SUPRAPUBIC 14 FR WITH SCALPEL TROCAR AND SHEATH 2 - WAY STANDARD LENGTH STERILE
1056 | 4214270101700 | CATHETER CYSTOSTOMY CATHETER SET CONTENTS; SILICONE CATHETER 10FR X 50-55 CM DRAINAGE ADAPTER WITH STOPCOCK TROCAR ACCESS SHEATH DISPOSABLE STERILE
1057 | 4214270101800 | CATHETER CYSTOSTOMY CATHETER SET CONTENTS; SILICONE CATHETER 12FR X 50-55 CM DRAINAGE ADAPTER WITH STOPCOCK TROCAR ACCESS SHEATH DISPOSABLE STERILE
1058 | 4214270200000 | CATHETER NELATON PVC TIEMANN 40-50 CM LONG SIZE: CH 10 DISPOSABLE STERILE
1059 | 4214270200100 | CATHETER NELATON PVC TIEMANN 40-50 CM LONG SIZE: CH 12 DISPOSABLE STERILE
1060 | 4214270200200 | CATHETER NELATON PVC TIEMANN 40-50 CM LONG SIZE: CH 16 DISPOSABLE STERILE
1061 | 4214270200300 | CATHETER NELATON PVC TIEMANN 40-50 CM LONG SIZE: CH 18 DISPOSABLE STERILE
1062 | 4214270200400 | CATHETER NELATON PVC 40-50 CM LONG SIZE: CH 06 DISPOSABLE STERILE
1063 | 4214270200500 | CATHETER NELATON PVC 40-50 CM LONG SIZE: CH 08 DISPOSABLE STERILE
1064 | 4214270200600 | CATHETER NELATON PVC 40-50 CM LONG SIZE: CH 10 DISPOSABLE STERILE
1065 | 4214270200700 | CATHETER NELATON PVC 40-50 CM LONG SIZE: CH 12 DISPOSABLE STERILE
1066 | 4214270200800 | CATHETER NELATON PVC 40-50 CM LONG SIZE: CH 14 DISPOSABLE STERILE
1067 | 4214270200900 | CATHETER NELATON PVC 40-50 CM LONG SIZE: CH 16 DISPOSABLE STERILE
1068 | 4214270201000 | "CATHETER NELATON PVC 40-50 CM LONG SIZE: CH 18 DISPOSABLE STERILE"
1069 | 4214270201100 | CATHETER NELATON PVC 40-50 CM LONG SIZE: CH 20 DISPOSABLE STERILE
1070 | 4214270201200 | CATHETER NELATON PVC 40-50 CM LONG SIZE: CH 22 DISPOSABLE STERILE
1071 | 4214270201300 | CATHETER NELATON PVC 40-50 CM LONG SIZE: CH 24 DISPOSABLE STERILE
1072 | 4214270201500 | CATHETER FOLEY 2-WAYS LATEX 30-50 CM LONG WITH LATERAL EYES BALLOON SIZE: 5-15 ML WITH FUNNEL END VALVE SUITABLE TO BE USED WITH SYRINGE LUER LOCK CYLINDRICAL SIZE: CH 12 DISPOSABLE STERILE
1073 | 4214270201600 | CATHETER FOLEY 2-WAYS LATEX 30-50 CM LONG WITH LATERAL EYES BALLOON SIZE: 5-15 ML WITH FUNNEL END VALVE SUITABLE TO BE USED WITH SYRINGE LUER LOCK CYLINDRICAL SIZE: CH 14 DISPOSABLE STERILE
1074 | 4214270201700 | CATHETER FOLEY 2-WAYS LATEX 30-50 CM LONG WITH LATERAL EYES BALLOON SIZE: 5-15 ML WITH FUNNEL END VALVE SUITABLE TO BE USED WITH SYRINGE LUER LOCK CYLINDRICAL SIZE: CH 16 DISPOSABLE STERILE
1075 | 4214270201800 | CATHETER FOLEY 2-WAYS LATEX 30-50 CM LONG WITH LATERAL EYES BALLOON SIZE: 5-15 ML WITH FUNNEL END VALVE SUITABLE TO BE USED WITH SYRINGE LUER LOCK CYLINDRICAL SIZE: CH 18 DISPOSABLE STERILE
1076 | 4214270201900 | CATHETER FOLEY 2-WAYS PURE SILICONE 30-50 CM LONG WITH LATERAL EYES COUDE TIP (TIEMANN) BALLOON SIZE: 5-15 ML WITH FUNNEL END VALVE SUITABLE TO BE U SED WITH SYRINGE LUER LOCK CYLINDRICAL SIZE: CH 20 DISPOSABLE STERILE
1077 | 4214270202200 | CATHETER FOLEY 2-WAYS PURE SILICONE 20-40 CM LONG WITH STYLET AND LATERAL EYES BALLOON SIZE: 3-5 ML WITH FUNNEL END VALVE SUITABLE TO BE USED WITH SYRINGE LUER LOCK CYLINDRICAL SIZE: CH 8 DISPOSABLE STERILE
1078 | 4214270202300 | CATHETER FOLEY 2-WAYS PURE SILICONE 20-40 CM LONG WITH STYLET AND LATERAL EYES BALLOON SIZE: 3-5 ML WITH FUNNEL END VALVE SUITABLE TO BE USED WITH SYRINGE LUER LOCK CYLINDRICAL SIZE: CH 10 DISPOSABLE STERILE
1079 | 4214270202400 | CATHETER FOLEY 2-WAYS PURE SILICONE 30-50 CM LONG WITH LATERAL EYES BALLOON SIZE: 5-15 ML WITH FUNNEL END VALVE SUITABLE TO BE USED WITH SYRINGE LUER LOCK CYLINDRICAL SIZE: CH 12 DISPOSABLE STERILE
1080 | 4214270202500 | CATHETER FOLEY 2-WAYS PURE SILICONE 30-50 CM LONG WITH LATERAL EYES BALLOON SIZE: 5-15 ML WITH FUNNEL END VALVE SUITABLE TO BE USED WITH SYRINGE LUER LOCK CYLINDRICAL SIZE: CH 14 DISPOSABLE STERILE
1081 | 4214270202600 | CATHETER FOLEY 2-WAYS PURE SILICONE 30-50 CM LONG WITH LATERAL EYES BALLOON SIZE: 5-15 ML WITH FUNNEL END VALVE SUITABLE TO BE USED WITH SYRINGE LUER LOCK CYLINDRICAL SIZE: CH 16 DISPOSABLE STERILE
1082 | 4214270202700 | CATHETER FOLEY 2-WAYS PURE SILICONE 30-50 CM LONG WITH LATERAL EYES COUDE TIP (TIEMANN) BALLOON SIZE: 5-15 ML WITH FUNNEL END VALVE SUITABLE TO BE U SED WITH SYRINGE LUER LOCK CYLINDRICAL SIZE: CH 18 DISPOSABLE STERILE
1083 | 4214270202800 | CATHETER FOLEY 2-WAYS PURE SILICONE 30-50 CM LONG WITH LATERAL EYES BALLOON SIZE: 5-15 ML WITH FUNNEL END VALVE SUITABLE TO BE USED WITH SYRINGE LUER LOCK CYLINDRICAL SIZE: CH 20 DISPOSABLE STERILE
1084 | 4214270202900 | CATHETER FOLEY 2-WAYS PURE SILICONE 20-40 CM LONG WITH STYLET AND LATERAL EYES BALLOON SIZE: 3-5 ML WITH FUNNEL END VALVE SUITABLE TO BE USED WITH SYRINGE LUER LOCK CYLINDRICAL SIZE: CH 6 DISPOSABLE STERILE
1085 | 4214270204500 | CATHETER FOLEY 2-WAYS LATEX SILICONE COATED 20-40 CM LONG WITH STYLET AND LATERAL EYES BALLOON SIZE: 3-5 ML WITH FUNNEL END VALVE SUITABLE TO BE USED WITH SYRINGE LUER LOCK CYLINDRICAL SIZE: CH 8 DISPOSABLE STERILE
1086 | 4214270205400 | CATHETER HYDROPHILIC SELF LUBRICATED READY TO USE FREE OF PVC MALE CH 08 30-40 CM WITH COATED EYE DISPOSABLE STERILE
1087 | 4214270207800 | CATHETER FOLEY 3-WAYS PURE SILICONE COUDE TIP (TIEMANN) 40-60 CM LONG WITH LATERAL EYES BALLOON SIZE: 30-50 ML WITH FUNNEL END VALVE SUITABLE TO BE USED WITH SYRINGE LUER LOCK CYLINDRICAL SIZE: CH 24 DISPOSABLE STERILE
1088 | 4214270207900 | CATHETER FOLEY 2-WAYS LATEX SILICONE COATED 30-50 CM LONG WITH LATERAL EYES BALLOON SIZE: 5-15 ML WITH FUNNEL END VALVE SUITABLE TO BE USED WITH SYRINGE LUER LOCK CYLINDRICAL SIZE: CH 12 DISPOSABLE STERILE
1089 | 4214270210600 | CATHETER HYDROPHILIC SELF LUBRICATED READY TO USE FREE OF PVC MALE CH 12 30-40 CM WITH COATED EYE DISPOSABLE STERILE
1090 | 4214270210700 | CATHETER HYDROPHILIC SELF LUBRICATED READY TO USE FREE OF PVC MALE CH 14 30-40 CM WITH COATED EYE DISPOSABLE STERILE
1091 | 4214270211000 | STENT INDWELLING SOFT POLYURETHANE DOUBLE URETERAL PIGTAIL STENT WITH COMPATIBLE GUIDEWIRE AND POSITIONER RADIO - OPAQUE 16 CM LONG SIZE: 3.7-4 FR DISPOSABLE STERILE
1092 | 4214270211100 | STENT INDWELLING SOFT POLYURETHANE DOUBLE URETERAL PIGTAIL STENT WITH COMPATIBLE GUIDEWIRE AND POSITIONER RADIO - OPAQUE 22 CM LONG SIZE: 3.7-4 FR DISPOSABLE STERILE
1093 | 4214270211200 | CATHETER HYDROPHILIC SELF LUBRICATED READY TO USE FREE OF PVC FEMALE CH 12 15-20 CM WITH COATED EYE DISPOSABLE STERILE
1094 | 4214270211300 | CATHETER HYDROPHILIC SELF LUBRICATED READY TO USE FREE OF PVC FEMALE CH 14 15-20 CM WITH COATED EYE DISPOSABLE STERILE
1095 | 4214270211400 | CATHETER HYDROPHILIC SELF LUBRICATED READY TO USE FREE OF PVC FEMALE CH 10 15-20 CM WITH COATED EYE DISPOSABLE STERILE
1096 | 4214270211500 | CATHETER INTERMITTENT PURE SILICONE (MEDICAL GRADE SILICONE) HYDROPHILIC COATED SELF LUBRICATED READY TO USE FREE OF PVC AND LATEX CH 10 35-40 CM DISPOSABLE STERILE
1097 | 4214270211700 | STENT INDWELLING SOFT POLYURETHANE DOUBLE URETERAL PIGTAIL STENT RADIO - OPAQUE WITH COMPATIBLE GUIDEWIRE AND POSITIONER RADIO - OPAQUE 10 CM LONG SIZE: 3 FR DISPOSABLE STERILE
1098 | 4214270212100 | SET FOR URINARY CATHETER: SIZE 5.0 FRENCH (WITHOUT IODINE) WITH SILICONE URINARY CATHETER MUST BE ENCASED RADIOPAQUE STRIPE SOFT ROUNDED TI P STOPCOCK WITH LATEX-FREE INJECTION SITE 150 ML COLLECTION BURETTE WITH DRAINAGE STOPCOCK SET CONTENTS PRE-ASSEMBLED SET (WITH SILICONE URINARY CATHETER 5FR AND BURETTE) POVIDONE-IODINE SWABSTICKS STERILE SURGICAL LUBRICANT TOWEL FENESTRATED DRAPE.
1099 | 4214270215200 | STENT INDWELLING SOFT POLYURETHANE DOUBLE URETERAL PIGTAIL STENT RADIO - OPAQUE WITH COMPATIBLE GUIDEWIRE AND POSITIONER RADIO - OPAQUE 14 CM LONG SIZE: 3 FR DISPOSABLE STERILE
1100 | 4214270215300 | CATHETER FOLEY 3-WAYS PURE SILICONE COUDE TIP (TIEMANN) 40-60 CM LONG WITH LATERAL EYES BALLOON SIZE: 30-50 ML WITH FUNNEL END VALVE SUITABLE TO BE USED WITH SYRINGE LUER LOCK CYLINDRICAL SIZE: CH 22 DISPOSABLE STERILE
1101 | 4214270215400 | CATHETER FOLEY 3-WAYS PURE SILICONE COUDE TIP (TIEMANN) 40-60 CM LONG WITH LATERAL EYES BALLOON SIZE: 30-50 ML WITH FUNNEL END VALVE SUITABLE TO BE USED WITH SYRINGE LUER LOCK CYLINDRICAL SIZE: CH 20 DISPOSABLE STERILE
1102 | 4214270216600 | CATHETER FOLEY SILICONE 100% 6 FR WITH 1.5 ML BALLOON DISPOSABLE STERILE
1103 | 4214270217600 | CATHETER FOLEY 2-WAYS PURE SILICONE OPEN TIP OVER GUIDEWIRE 20-40 CM LONG WITH LATERAL EYES BALLOON SIZE: 3-5 ML WITH FUNNEL END VALVE SUITABLE TO BE USED WITH SYRINGE LUER LOCK CYLINDRICAL SIZE: CH 10 DISPOSABLE STERILE
1104 | 4214270218900 | SET NEPHROSTOMY POLYURETHANE PIGTAIL 30 CM LONG RADIO-OPAQUE SIZE: CH 14 DISPOSABLE STERILE
1105 | 4214270220600 | CATHETER FOLEY 2-WAYS LATEX 30-50 CM LONG WITH LATERAL EYES BALLOON SIZE: 5-15 ML WITH FUNNEL END VALVE SUITABLE TO BE USED WITH SYRINGE LUER LOCK CYLINDRICAL SIZE: CH 20 DISPOSABLE STERILE
1106 | 4214270220800 | CATHETER FOLEY 2-WAYS PURE SILICONE OPEN TIP OVER GUIDEWIRE 20-40 CM LONG WITH LATERAL EYES BALLOON SIZE: 3-5 ML WITH FUNNEL END VALVE SUITABLE TO BE USED WITH SYRINGE LUER LOCK CYLINDRICAL SIZE: CH 8 DISPOSABLE STERILE
1107 | 4214270220900 | CATHETER FOLEY 2-WAYS PURE SILICONE 30-50 CM LONG WITH LATERAL EYES BALLOON SIZE: 5-15 ML WITH FUNNEL END VALVE SUITABLE TO BE USED WITH SYRINGE LUER LOCK CYLINDRICAL SIZE: CH 22 DISPOSABLE STERILE
1108 | 4214270222200 | CATHETER HYDROPHILIC SELF LUBRICATED WITH COATED EYELETS FEMALE CH 12 15 - 20 CM READY TO USE IN SALINE SOLUTION STERILE
1109 | 4214270222300 | CATHETER HYDROPHILIC SELF LUBRICATED READY TO USE FREE OF PVC FEMALE CH 8 15-20 CM WITH COATED EYE DISPOSABLE STERILE
1110 | 4214270222600 | CATHETER HYDROPHILIC SELF LUBRICATED WITH COATED EYELETS PEDIATRIC CH 6 25 - 30 CM READY TO USE IN SALINE SOLUTION STERILE
1111 | 4214270222700 | CATHETER NELATON HYDROPHILIC COATED 20-40 CM LONG SIZE: CH 6 DISPOSABLE STERILE
1112 | 4214270222800 | CATHETER NELATON HYDROPHILIC COATED 20-40 CM LONG SIZE: CH 8 DISPOSABLE STERILE
1113 | 4214270222900 | CATHETER NELATON HYDROPHILIC COATED 30-50 CM LONG SIZE: CH 12 DISPOSABLE STERILE
1114 | 4214270223000 | CATHETER NELATON HYDROPHILIC COATED 30-50 CM LONG SIZE: CH 14 DISPOSABLE STERILE
1115 | 4214270223100 | CATHETER NELATON HYDROPHILIC COATED 30-50 CM LONG SIZE: CH 18 DISPOSABLE STERILE
1116 | 4214270223600 | CATHETER URETERAL STRAIGHT OPEN END FOR RETROGRADE PYELOGRAPHY GRADUATED RADIO-OPAQUE 4.7-5 FR LENGTH 70-75 CM DISPOSABLE STERILE
1117 | 4214270223700 | GUIDEWIRE TEFLON (PTFE) COATED AMPLATZ ANGLED TIP STAINLESS STEEL WITH FLAT WIRE COIL 0.035 X 130-150 CM LENGTH DISPOSABLE STERILE
1118 | 4214270223800 | GUIDEWIRE TEFLON (PTFE) COATED SENSOR WITH HYDROPHILIC STRAIGHT TIP DUAL FLEX 0.038 INCH X 130-150 CM DISPOSABLE STERILE
1119 | 4214270223900 | GUIDEWIRE TEFLON (PTFE) COATED ZEBRA MARKING WITH HYDROPHILIC FLEXIBLE ANGLED TIP 0.035 X 130-150 CM DISPOSABLE STERILE
1120 | 4214270224100 | SET I.V. ADMINISTRATION FOR BAXTER INFUSION PUMP DISPOSABLE STERILE
1121 | 4214270224200 | SET IV ADMINISTRATION SCALP VEIN 21 G X 3 / 4 TUBING 7-12 INCH WITH LUER LOCK DISPOSABLE STERILE
1122 | 4214270224300 | SET IV EXTENSION 30 CM WITH INTEGRATED 0.2 MICRON MEDICATION FILTER LATEX FREE NEEDLE FREE NON DEHP SPLIT SEPTUM PORTS STERILE DISPOSABLE
1123 | 4214270224400 | SET IV EXTENSION 30 CM WITH INTEGRATED 1.2 MICRON LIPID COMPATIBLE FILTER LATEX FREE NEEDLE FREE NONDEHP SPLIT SEPTUM PORTS STERILE DISPOSABLE
1124 | 4214270224500 | SET IV EXTENSION SECONDARY MEDICATION LINE LATEX FREE NEEDLE FREE NON DEHP DISPOSABLE STERILE
1125 | 4214270224600 | SET I.V. PUMP BURETTE 150 ML VENTED LATEX FREE NEEDLE FREE NON DEHP SPLIT SEPTUM PORTS COMPATIBLE WITH HOSPITAL MACHINE DISPOSABLE STERILE
1126 | 4214270224700 | SET IV PUMP CHEMOTHERAPY SECONDARY MEDICATION LOCKING LUER CONNECTOR LIGHT-SENSITIVE NON PVC LATEX FREE NEEDLE FREE NON DEHP WITH MIXING ACCESS DISPOSABLE STERILE
1127 | 4214270224800 | SET IV PUMP FOR CHEMOTHERAPY 4 LOCKING LUER ACCESS PORTS ABOVE THE DRIP CHAMBER LIGHT-SENSITIVE NON PVC LATEX FREE NEEDLE FREE NONDEHP SPLIT SEPTUM PORTS DISPOSABLE STERILE
1128 | 4214270224900 | SHEET INCISE BARRIER FOR CRANIAL STERILE
1129 | 4214270225300 | SHEATH INCONTINENCE 1-1/4 INCH WITH RUBBER STRAP LATEX FREE LARGE (APPROXIMATELY 40 MM) INDIVIDUAL PACK STERILE
1130 | 4214270225400 | SHEATH INCONTINENCE 1-1/4 INCH WITH RUBBER STRAP LATEX FREE LARGE (APPROXIMATELY 30 MM) INDIVIDUAL PACK STERILE
1131 | 4214270225500 | CATHETER HYDROPHILIC SELF LUBRICATED READY TO USE FREE OF PVC PEDIATRIC CH 06 15-20 CM WITH COATED EYE DISPOSABLE STERILE
1132 | 4214270226900 | CATHETER MALECOT 2 WINGS LATEX 28 FRENCH DISPOSABLE STERILE
1133 | 4214270227500 | STENT INDWELLING SOFT POLYURETHANE DOUBLE URETERAL PIGTAIL STENT RADIO - OPAQUE WITH COMPATIBLE GUIDEWIRE AND POSITIONER RADIO - OPAQUE 8 CM LONG SIZE: 3 FR DISPOSABLE STERILE
1134 | 4214270228800 | "CATHETER FOLEY 2-WAYS PURE SILICONE 30-50 CM LONG WITH LATERAL EYES COUDE TIP (TIEMANN) BALLOON SIZE: 5-15 ML WITH FUNNEL END VALVE SUITABLE TO BE USED WITH SYRINGE LUER LOCK CYLINDRICAL SIZE: CH 14 DISPOSABLE STERILE"
1135 | 4214270228900 | "CATHETER FOLEY 2-WAYS PURE SILICONE 30-50 CM LONG WITH LATERAL EYES COUDE TIP (TIEMANN) BALLOON SIZE: 5-15 ML WITH FUNNEL END VALVE SUITABLE TO BE USED WITH SYRINGE LUER LOCK CYLINDRICAL SIZE: CH 16 DISPOSABLE STERILE"
1136 | 4214270229100 | "CATHETER FOLEY 2-WAYS PURE SILICONE 30-50 CM LONG WITH LATERAL EYES COUDE TIP (TIEMANN) BALLOON SIZE: 5-15 ML WITH FUNNEL END VALVE SUITABLE TO BE U SED WITH SYRINGE LUER LOCK CYLINDRICAL SIZE: CH 22 DISPOSABLE STERILE"
1137 | 4214270230400 | CATHETER FOLEY 2-WAYS LATEX SILICONE COATED 30-50 CM LONG WITH LATERAL EYES BALLOON SIZE: 5-15 ML WITH FUNNEL END VALVE SUITABLE TO BE USED WITH SYRINGE LUER LOCK CYLINDRICAL SIZE: CH 14 DISPOSABLE STERILE
1138 | 4214270230600 | CATHETER FOLEY 2-WAYS LATEX SILICONE COATED 30-50 CM LONG WITH LATERAL EYES BALLOON SIZE: 5-15 ML WITH FUNNEL END VALVE SUITABLE TO BE USED WITH SYRINGE LUER LOCK CYLINDRICAL SIZE: CH 20 DISPOSABLE STERILE
1139 | 4214270230800 | CATHETER FOLEY 2-WAYS LATEX SILICONE COATED 30-50 CM LONG WITH LATERAL EYES BALLOON SIZE: 5-15 ML WITH FUNNEL END VALVE SUITABLE TO BE USED WITH SYRINGE LUER LOCK CYLINDRICAL SIZE: CH 22 DISPOSABLE STERILE
1140 | 4214270233200 | CATHETER FOLEY 2-WAYS PURE SILICONE 20-40 CM LONG WITH STYLET AND LATERAL EYES COUDE TIP (TIEMANN) BALLOON SIZE: 3-5 ML WITH FUNNEL END VALVE SUITABLE TO BE U SED WITH SYRINGE LUER LOCK CYLINDRICAL SIZE: CH 08 DISPOSABLE STERILE
1141 | 4214270233300 | CATHETER FOLEY 2-WAYS PURE SILICONE 20-40 CM LONG WITH STYLET AND LATERAL EYES COUDE TIP (TIEMANN) BALLOON SIZE: 3-5 ML WITH FUNNEL END VALVE SUITABLE TO BE U SED WITH SYRINGE LUER LOCK CYLINDRICAL SIZE: CH 10 DISPOSABLE STERILE
1142 | 4214270233400 | FOLEY CATHETER TRAY CONSISTENT OF: FOLEY CATHETER 2-WAYS PURE SILICON 14FR URINE METER WITH DOUBLE PLASTIC HANGER AND ABOUT ONE METER LONG TUBE (CLEAR AND FIXED NUMERICAL GRADUATION WITH ANTI-REFLUX VALVE) PACKET POVIDONE-IODINE SWABSTICKS 2 DRY SWABS 10CC SYRINGE (PRE-FILLED WITH STERILE WATER) LATEX-FREE AND POWDER-FREE GLOVES REGULAR SIZE LUBE JELLY SECUREMENT DEVICE UNDERPAD STERILE
1143 | 4214270233500 | FOLEY CATHETER TRAY CONSISTENT OF: FOLEY CATHETER 2-WAYS PURE SILICON 16FR URINE METER WITH DOUBLE PLASTIC HANGER AND ABOUT ONE METER LONG TUBE (CLEAR AND FIXED NUMERICAL GRADUATION WITH ANTI-REFLUX VALVE) PACKET POVIDONE-IODINE SWABSTICKS 2 DRY SWABS 10CC SYRINGE (PRE-FILLED WITH STERILE WATER) LATEX-FREE AND POWDER-FREE GLOVES REGULAR SIZE LUBE JELLY SECUREMENT DEVICE UNDERPAD STERILE
1144 | 4214270233600 | CATHETER FOLEY 2-WAYS PURE SILICONE 30-50 CM LONG WITH LATERAL EYES BALLOON SIZE: 5-15 ML WITH FUNNEL END VALVE SUITABLE TO BE USED WITH SYRINGE LUER LOCK CYLINDRICAL SIZE: CH 18 DISPOSABLE STERILE
1145 | 4214270233700 | FOLEY CATHETER TRAY CONSISTENT OF: FOLEY CATHETER 2-WAYS PURE SILICON CH 20 30-50 CM LONG WITH TWO LATERAL EYES BALLOON SIZE: 5-15 ML WITH VALVE SUITABLE TO BE USED WITH SYRINGE LUER LOCK URINE DRAINAGE BAG 2000 ML CAPACITY WITH DOUBLE PLASTIC HANGER AND ABOUT ONE METER LONG TUBE (CLEAR AND FIXED NUMERICAL GRADUATION WITH ANTI-REFLUX VALVE) PACKET POVIDONE-IODINE SWABSTICKS 2 DRY SWABS 10CC SYRINGE (PRE-FILLED WITH STERILE WATER) LATEX-FREE AND POWDER-FREE GLOVES REGULAR SIZE LUBE JELLY SECUREMENT DEVICE UNDERPAD STERILE
1146 | 4214270233800 | CATHETER FOLEY 3-WAY PURE SILICONE ELASTOMER COATED 30-50 CM LONG ROUND TIP TWO STAGGERED OR LATERAL EYES BALLOON SIZE: 30-50 ML WITH FUNNEL END VALVE SUITABLE TO BE USED WITH SYRINGE LUER LOCK CYLINDRICAL SIZE: CH 24 DISPOSABLE STERILE
1147 | 4214270233900 | CATHETER FOLEY 3-WAY PURE SILICONE ELASTOMER COATED 30-50 CM LONG ROUND TIP TWO STAGGERED OR LATERAL EYES BALLOON SIZE: 30-50 ML WITH FUNNEL END VALVE SUITABLE TO BE USED WITH SYRINGE LUER LOCK CYLINDRICAL SIZE: CH 22 DISPOSABLE STERILE
1148 | 4214270234000 | CATHETER FOLEY 3-WAY PURE SILICONE ELASTOMER COATED 30-50 CM LONG ROUND TIP TWO STAGGERED OR LATERAL EYES BALLOON SIZE: 30-50 ML WITH FUNNEL END VALVE SUITABLE TO BE USED WITH SYRINGE LUER LOCK CYLINDRICAL SIZE: CH 20 DISPOSABLE STERILE
1149 | 4214270234100 | CATHETER FOLEY 3-WAY PURE SILICONE ELASTOMER COATED 30-50 CM LONG ROUND TIP TWO STAGGERED OR LATERAL EYES BALLOON SIZE: 30-50 ML WITH FUNNEL END VALVE SUITABLE TO BE USED WITH SYRINGE LUER LOCK CYLINDRICAL SIZE: CH 18 DISPOSABLE STERILE
1150 | 4214270234200 | CATHETER FOLEY 2-WAYS PURE SILICONE OPEN TIP OVER GUIDEWIRE 30-50 CM LONG WITH LATERAL EYES BALLOON SIZE: 5-15 ML WITH FUNNEL END VALVE SUITABLE TO BE USED WITH SYRINGE LUER LOCK CYLINDRICAL SIZE: CH 16 DISPOSABLE STERILE
1151 | 4214270234300 | CATHETER FOLEY 2-WAYS PURE SILICONE OPEN TIP OVER GUIDEWIRE 30-50 CM LONG WITH LATERAL EYES BALLOON SIZE: 5-15 ML WITH FUNNEL END VALVE SUITABLE TO BE USED WITH SYRINGE LUER LOCK CYLINDRICAL SIZE: CH 18 DISPOSABLE STERILE
1152 | 4214270234400 | CATHETER FOLEY 2-WAYS PURE SILICONE OPEN TIP OVER GUIDEWIRE 30-50 CM LONG WITH LATERAL EYES BALLOON SIZE: 5-15 ML WITH FUNNEL END VALVE SUITABLE TO BE USED WITH SYRINGE LUER LOCK CYLINDRICAL SIZE: CH 20 DISPOSABLE STERILE
1153 | 4214270234500 | CATHETER FOLEY 2-WAYS PURE SILICONE 30-50 CM LONG WITH LATERAL EYES BALLOON SIZE: 5-15 ML WITH FUNNEL END VALVE SUITABLE TO BE USED WITH SYRINGE LUER LOCK CYLINDRICAL SIZE: CH 24 DISPOSABLE STERILE
1154 | 4214270234600 | "CATHETER FOLEY 2-WAYS PURE SILICONE 30-50 CM LONG WITH LATERAL EYES COUDE TIP (TIEMANN) BALLOON SIZE: 5-15 ML WITH FUNNEL END VALVE SUITABLE TO BE USED WITH SYRINGE LUER LOCK CYLINDRICAL SIZE: CH 12 DISPOSABLE STERILE"
1155 | 4214270234700 | CATHETER FOLEY 2-WAYS SILICONE WITH INFECTION PROTECTION COATING (GOLD SILVER AND PALLADIUM) 20-40 CM LONG WITH LATERAL EYES BALLOON SIZE: 3-5 ML WITH FUNNEL END VALVE SUITABLE TO BE USED WITH SYRINGE LUER LOCK CYLINDRICAL SIZE: CH 8 DISPOSABLE STERILE
1156 | 4214270234800 | CATHETER NELATON HYDROPHILIC COATED 30-50 CM LONG SIZE: CH 16 DISPOSABLE STERILE
1157 | 4214270234900 | CATHETER FOLEY 2-WAYS SILICONE WITH INFECTION PROTECTION COATING (GOLD SILVER AND PALLADIUM) 20-40 CM LONG WITH LATERAL EYES BALLOON SIZE: 3-5 ML WITH FUNNEL END VALVE SUITABLE TO BE USED WITH SYRINGE LUER LOCK CYLINDRICAL SIZE: CH 10 DISPOSABLE STERILE
1158 | 4214270235000 | CATHETER FOLEY 2-WAYS SILICONE WITH INFECTION PROTECTION COATING (GOLD SILVER AND PALLADIUM) 30-50 CM LONG WITH LATERAL EYES BALLOON SIZE: 5-15 ML WITH FUNNEL END VALVE SUITABLE TO BE USED WITH SYRINGE LUER LOCK CYLINDRICAL SIZE: CH 12 DISPOSABLE STERILE
1159 | 4214270235100 | CATHETER FOLEY 2-WAYS SILICONE WITH INFECTION PROTECTION COATING (GOLD SILVER AND PALLADIUM) 30-50 CM LONG WITH LATERAL EYES BALLOON SIZE: 5-15 ML WITH FUNNEL END VALVE SUITABLE TO BE USED WITH SYRINGE LUER LOCK CYLINDRICAL SIZE: CH 14 DISPOSABLE STERILE
1160 | 4214270235200 | CATHETER FOLEY 2-WAYS SILICONE WITH INFECTION PROTECTION COATING (GOLD SILVER AND PALLADIUM) 30-50 CM LONG WITH LATERAL EYES BALLOON SIZE: 5-15 ML WITH FUNNEL END VALVE SUITABLE TO BE USED WITH SYRINGE LUER LOCK CYLINDRICAL SIZE: CH 16 DISPOSABLE STERILE
1161 | 4214270235300 | CATHETER FOLEY 2-WAYS SILICONE WITH INFECTION PROTECTION COATING (GOLD SILVER AND PALLADIUM) 30-50 CM LONG WITH LATERAL EYES BALLOON SIZE: 5-15 ML WITH FUNNEL END VALVE SUITABLE TO BE USED WITH SYRINGE LUER LOCK CYLINDRICAL SIZE: CH 18 DISPOSABLE STERILE
1162 | 4214270235400 | CATHETER FOLEY 2-WAYS SILICONE WITH INFECTION PROTECTION COATING (GOLD SILVER AND PALLADIUM) 30-50 CM LONG WITH LATERAL EYES BALLOON SIZE: 5-15 ML WITH FUNNEL END VALVE SUITABLE TO BE USED WITH SYRINGE LUER LOCK CYLINDRICAL SIZE: CH 20 DISPOSABLE STERILE
1163 | 4214270235500 | CATHETER FOLEY 2-WAYS SILICONE WITH INFECTION PROTECTION COATING (GOLD SILVER AND PALLADIUM) 30-50 CM LONG WITH LATERAL EYES BALLOON SIZE: 5-15 ML WITH FUNNEL END VALVE SUITABLE TO BE USED WITH SYRINGE LUER LOCK CYLINDRICAL SIZE: CH 22 DISPOSABLE STERILE
1164 | 4214270235600 | CATHETER FOLEY 2-WAYS SILICONE WITH INFECTION PROTECTION COATING (GOLD SILVER AND PALLADIUM) 30-50 CM LONG WITH LATERAL EYES BALLOON SIZE: 5-15 ML WITH FUNNEL END VALVE SUITABLE TO BE USED WITH SYRINGE LUER LOCK CYLINDRICAL SIZE: CH 24 DISPOSABLE STERILE
1165 | 4214270235700 | CATHETER FOLEY 3-WAYS SILICONE WITH INFECTION PROTECTION COATING (GOLD SILVER AND PALLADIUM) 30-50 CM LONG WITH LATERAL EYES BALLOON SIZE: 5-15 ML WITH FUNNEL END VALVE SUITABLE TO BE USED WITH SYRINGE LUER LOCK CYLINDRICAL SIZE: CH 16 DISPOSABLE STERILE
1166 | 4214270235800 | CATHETER FOLEY 3-WAYS SILICONE WITH INFECTION PROTECTION COATING (GOLD SILVER AND PALLADIUM) 30-50 CM LONG WITH LATERAL EYES BALLOON SIZE: 5-15 ML WITH FUNNEL END VALVE SUITABLE TO BE USED WITH SYRINGE LUER LOCK CYLINDRICAL SIZE: CH 18 DISPOSABLE STERILE
1167 | 4214270235900 | CATHETER FOLEY 3-WAYS SILICONE WITH INFECTION PROTECTION COATING (GOLD SILVER AND PALLADIUM) 30-50 CM LONG WITH LATERAL EYES BALLOON SIZE: 5-15 ML WITH FUNNEL END VALVE SUITABLE TO BE USED WITH SYRINGE LUER LOCK CYLINDRICAL SIZE: CH 20 DISPOSABLE STERILE
1168 | 4214270236000 | CATHETER FOLEY 3-WAYS SILICONE WITH INFECTION PROTECTION COATING (GOLD SILVER AND PALLADIUM) 30-50 CM LONG WITH LATERAL EYES BALLOON SIZE: 5-15 ML WITH FUNNEL END VALVE SUITABLE TO BE USED WITH SYRINGE LUER LOCK CYLINDRICAL SIZE: CH 22 DISPOSABLE STERILE
1169 | 4214270236100 | CATHETER FOLEY 3-WAYS SILICONE WITH INFECTION PROTECTION COATING (GOLD SILVER AND PALLADIUM) 30-50 CM LONG WITH LATERAL EYES BALLOON SIZE: 5-15 ML WITH FUNNEL END VALVE SUITABLE TO BE USED WITH SYRINGE LUER LOCK CYLINDRICAL SIZE: CH 24 DISPOSABLE STERILE
1170 | 4214270236200 | VALVE AUTOMATED FIT ALL SIZES OF FOLEY CATHETER REPLACE URINE BAG MAKING PATIENT CONTROL URINATION
1171 | 4214270236300 | CATHETER FOLEY 2-WAYS LATEX SILICONE COATED 20-40 CM LONG WITH STYLET AND LATERAL EYES BALLOON SIZE: 3-5 ML WITH FUNNEL END VALVE SUITABLE TO BE USED WITH SYRINGE LUER LOCK CYLINDRICAL SIZE: CH 10 DISPOSABLE STERILE
1172 | 4214270236400 | CATHETER FOLEY 2-WAYS LATEX SILICONE COATED 30-50 CM LONG WITH LATERAL EYES BALLOON SIZE: 5-15 ML WITH FUNNEL END VALVE SUITABLE TO BE USED WITH SYRINGE LUER LOCK CYLINDRICAL SIZE: CH 16 DISPOSABLE STERILE
1173 | 4214270236500 | CATHETER FOLEY 2-WAYS LATEX SILICONE COATED 30-50 CM LONG WITH LATERAL EYES BALLOON SIZE: 5-15 ML WITH FUNNEL END VALVE SUITABLE TO BE USED WITH SYRINGE LUER LOCK CYLINDRICAL SIZE: CH 18 DISPOSABLE STERILE
1174 | 4214270236600 | CATHETER NELATON HYDROPHILIC COATED 20-40 CM LONG SIZE: CH 10 DISPOSABLE STERILE
1175 | 4214270236700 | CATHETER NELATON PVC TIEMANN 40-50 CM LONG SIZE: CH 14 DISPOSABLE STERILE
1176 | 4214270236800 | CATHETER FOLEY 2-WAYS PURE SILICONE OPEN TIP OVER GUIDEWIRE 30-50 CM LONG WITH LATERAL EYES BALLOON SIZE: 5-15 ML WITH FUNNEL END VALVE SUITABLE TO BE USED WITH SYRINGE LUER LOCK CYLINDRICAL SIZE: CH 12 DISPOSABLE STERILE
1177 | 4214270236900 | "CATHETER FOLEY 3-WAY LATEX 30-50 CM LONG ROUND TIP TWO STAGGERED OR LATERAL EYES BALLOON SIZE: 30-50 ML WITH FUNNEL END VALVE SUITABLE TO BE USED WITH SYRINGE LUER LOCK CYLINDRICAL SIZE: CH 18 DISPOSABLE STERILE"
1178 | 4214270237000 | CATHETER FOLEY 3-WAY LATEX 30-50 CM LONG ROUND TIP TWO STAGGERED OR LATERAL EYES BALLOON SIZE: 30-50 ML WITH FUNNEL END VALVE SUITABLE TO BE USED WITH SYRINGE LUER LOCK CYLINDRICAL SIZE: CH 20 DISPOSABLE STERILE
1179 | 4214270237100 | CATHETER FOLEY 3-WAY LATEX 30-50 CM LONG ROUND TIP TWO STAGGERED OR LATERAL EYES BALLOON SIZE: 30-50 ML WITH FUNNEL END VALVE SUITABLE TO BE USED WITH SYRINGE LUER LOCK CYLINDRICAL SIZE: CH 22 DISPOSABLE STERILE
1180 | 4214270237200 | CATHETER FOLEY 3-WAY LATEX 30-50 CM LONG ROUND TIP TWO STAGGERED OR LATERAL EYES BALLOON SIZE: 30-50 ML WITH FUNNEL END VALVE SUITABLE TO BE USED WITH SYRINGE LUER LOCK CYLINDRICAL SIZE: CH 24 DISPOSABLE STERILE
1181 | 4214270400000 | "BAG URINE DRAINAGE 2000-2500 ML CAPACITY WITH ABOUT ONE METER LONG TUBE CLEAR AND FIXED NUMERICAL GRADUATION SAMPLE PORT ROLLER DRAINAGE VALVE ANTI-REFLUX VALVE UNIVERSAL DOUBLE HOOK AND ROPE HANGER WITH KINK PREVENTION SLIDE CLAMP SHAPE MUST ALLOW COMPLETE AND EFFICIENT DRAINAGE DISPOSABLE STERILE"
1182 | 4214270400100 | "BAG URINE LEG WITH VALVE DRAINAGE END APPROXIMATELY 800-1000 ML HYPOALLERGIC WITH LEG BELT EASY TO FIX AND RELEASE"
1183 | 4214270400200 | "BAG URINE LEG WITH VALVE DRAINAGE END APPROXIMATELY 500-750 ML HYPOALLERGIC WITH LEG BELT EASY TO FIX AND RELEASE"
1184 | 4214270400300 | BAG URINARY URIMETRIC FOR MEASURING AND COLLECTING URINE WITH 90-120 CM LONG TUBE GRADUATED 2000-2500 ML DISPOSABLE STERILE
1185 | 4214270400400 | BAG URINARY COLLECTOR FOR PEDIATRIC 100-200 ML CAPACITY PLASTIC GRADUATED WITH LABEL AND NON RETURN VALVE HYPOALLERGENIC ADHESIVE
1186 | 4214270400500 | BAG URINARY BABY SIZE: 50 ML NON-TOXIC MEDICAL PVC MATERIAL CLEAR PRINTING INDIVIDUALLY WRAPPED DISPOSABLE STERILE
1187 | 4214270400600 | BAG URINARY NEWBORN 24 HOUR SPECIMEN COLLECTOR FOR URINE STICKS EASILY ON THE SKIN DOES NOT DAMAGE FRAGILE SKIN WHEN REMOVED INDIVIDUAL PACKAGING DISPOSABLE STERILE
1188 | 4214270401800 | BAG SPECIMEN URINE COLLECTION 2000 ML GRADUATION MARKS WITH SAMPLE PORT STERILE
1189 | 4214270402900 | BAG SPECIMEN URINE COLLECTION 2000 ML CLOSED SYSTEM WITH UROMETER AND SAMPLE PORT
1190 | 4214270403500 | POLYP/FOREIGN BODY RETRIEVER NET ASSORTED SIZES AND SHAPES OF THE NET ASSORTED SIZES OF WORKING CHANNEL AND WORKING LENGTH
1191 | 4214270403600 | BAG TELEMETRY POUCH SOFT FOAM CONSTRUCTION WITH TORSO STRAP FOR TRANSMITTER PROTECTION AND PATIENT COMFORT SIZE 6X5 INCH
1192 | 4214270403700 | "BAG ULTRAVIOLET PROTECTION ZIP LOCK 30.5 X 30.5 CM (+/- 2 CM)"
1193 | 4214270404200 | BAG SPECIMEN URINE COLLECTION 750 ML WITH 30 CM TUBING AND STRAPS AND DRAIN VALVE
1194 | 4214270404300 | BAG URINARY WITH GRADUATED 500 ML FINE CHAMBER + 2000 ML PVC DRAINAGE BAG BOTTOM OUTLET SAMPLE PORT FASTENING STRAPS UROMETER
1195 | 4214270404400 | METER URINE 500 ML CAPPED WITH BAG 2000 ML CAPPED DISPOSABLE
1196 | 4214270900500 | SET NEPHROSTOMY POLYURETHANE PIGTAIL 30 CM LONG RADIO - OPAQUE SIZE: CH 08 DISPOSABLE STERILE
1197 | 4214271200300 | SET URETERIC STONE DISLODGER WITH RETRACTABLE NITINOL FOUR WIRES BASKET WITHOUT TIP SIZE: 3 FRENCH LENGTH 90-115 CM DISPOSABLE STERILE
1198 | 4214271200400 | SET URETERIC STONE DISLODGER WITH RETRACTABLE NITINOL FOUR WIRES BASKET WITHOUT TIP SIZE: 4 FRENCH LENGTH 90-100 CM DISPOSABLE STERILE
1199 | 4214271201200 | SET URETERIC STONE DISLODGER WITH RETRACTABLE NITINOL FOUR WIRES BASKET WITHOUT TIP SIZE: 5 FRENCH LENGTH 90-100 CM DISPOSABLE STERILE
1200 | 4214271201600 | SET URETERIC STONE DISLODGER WITH RETRACTABLE NITINOL FOUR WIRES BASKET WITHOUT TIP SIZE: 1.9 FRENCH LENGTH 115-125 CM DISPOSABLE STERILE
1201 | 4214271202000 | BILIARY EXTRACTION BASKET ROTATABLE ASSORTED NUMBER OF WIRES AND ASSORTED OPENING DIAMETER LONG WIRE SYSTEM
1202 | 4214271202100 | BILIARY EXTRACTION BASKET ROTATABLE ASSORTED NUMBER OF WIRES AND ASSORTED OPENING DIAMETER SHORT WIRE SYSTEM (RAPID EXCHANGE)
1203 | 4214271202400 | SET VACUSMART MINI DISPOSABLE
1204 | 4214271202500 | SENSOR SEMI-INVASIVE FOR MONITORING CARDIAC OUTPUT SHOULD BE COMPATIBLE WITH HOSPITAL MACHINE
1205 | 4214271204000 | NITINOL RETRIEVAL COIL STONE 3FR 7MM LENGTH 100-120 CM DISPOSABLE STERILE
1206 | 4214271206100 | STONE EXTRACTOR TIPLESS FOR STONE EXTRACTION DURING PCNL SIZE: 12 FR LENGTH 38-40 CM BASKET DIAMETER 2 CM DISPOSABLE STERILE
1207 | 4214271300400 | SHEATH DILATOR INTRODUCER 8/10 8 FRENCH STYLET 10 FRENCH INTRODUCER STERILE
1208 | 4214271300500 | "SHEATHS FOR ELECTROCAUTERY HYFRECATOR 2000 MODEL OR EQUIVALENT BOX 100 DISPOSABLE STERILE"
1209 | 4214271300800 | SHEATH INCONTINENCE 1-1/4 INCH WITH RUBBER STRAP LATEX FREE LARGE (APPROXIMATELY 25 MM) INDIVIDUAL PACK STERILE
1210 | 4214271300900 | SHEET HYDROPHILIC URETERAL ACCESS NEED WITH URETEROSCOPE THE LUMEN SIZE: 12 FR LENGTH 50-55 CM STERILE
1211 | 4214271301000 | CYSTOSCOPE-URETHROSCOPE SHEATH 20 FR. (OR EQUIVALENT) COLOR CODE: RED CONSISTING OF: CYSTOSCOPE-URETHROSCOPE SHEATH OBTURATOR AND 2 LUER-LOCK CONES REUSABLE
1212 | 4214271301200 | CYSTOSCOPE-URETHROSCOPE SHEATH 14 FR. (OR EQUIVALENT) WORKING LENGTH 22 CM WITH 5 FR. WORKING CHANNEL COLOR CODE: BLUE CONSISTING OF: CYSTOSCOPE-URETHROSCOPE SHEATH OBTURATOR AND 2 LUER-LOCK CONES REUSABLE
1213 | 4214271301300 | CYSTOSCOPE-URETHROSCOPE SHEATH 17 FR. (OR EQUIVALENT) COLOR CODE: YELLOW CONSISTING OF: CYSTOSCOPE-URETHROSCOPE SHEATH OBTURATOR AND 2 LUER-LOCK CONES REUSABLE
1214 | 4214271301400 | CYSTOSCOPE-URETHROSCOPE SHEATH 19 FR. (OR EQUIVALENT) COLOR CODE: GREEN CONSISTING OF: CYSTOSCOPE-URETHROSCOPE SHEATH OBTURATOR AND 2 LUER-LOCK CONES REUSABLE
1215 | 4214271301500 | CYSTOSCOPE-URETHROSCOPE SHEATH 22 FR. (OR EQUIVALENT) COLOR CODE: BLUE CONSISTING OF: SHEATH OBTURATOR AND 2 LUER-LOCK CONES REUSABLE
1216 | 4214271301800 | RESECTOSCOPE SHEATH 26 FR. OBLIQUE BEAK WITH INNER INSULATION INCLUDING ALL RELATED ACCESSORIES REUSABLE
1217 | 4214271302700 | SET SHEATH URETERAL ACCESS 10/12 FRENCH 45 CM (+/- 2CM)
1218 | 4214271500000 | "SYSTEM URINARY DRAINAGE CLOSED CONSISTENT OF: FOLEY CATHETER 2 - WAYS PURE SILICON 30 - 50 CM LONG WITH TWO LATERAL EYES BALLOON SIZE : 3 - 5 ML WITH VALVE SUITABLE TO BE USED WITH SYRINGE LUER LOCK CYLINDRICAL SIZE : FR 14 ATTACHED TO URINE DRAINAGE BAG 2000 ML CAPACITY WITH ABOUT ONE METER LONG TUBE CLEAR AND FIXED NUMERICAL GRADUATION SAMPLE PORT SLIDING T - SHAPE DRAINAGE VALVE ANTI - REFLUX VALVE UNIVERSAL DOUBLE HOOK AND PLASTIC HANGER WITH KINK PREVENTION ROPE AND SHOULD PROVIDE SYRINGE COMPATIBLE WITH THE SAMPLE PORT SLIDE CLAMP SHAPE MUST ALLOW COMPLETE AND EFFICIENT DRAINAGE DISPOSABLE STERILE"
1219 | 4214271500100 | "SYSTEM URINARY DRAINAGE CLOSED CONSISTENT OF: FOLEY CATHETER 2 - WAYS PURE SILICON 30 - 50 CM LONG WITH TWO LATERAL EYES BALLOON SIZE : 3 - 5 ML WITH VALVE SUITABLE TO BE USED WITH SYRINGE LUER LOCK CYLINDRICAL SIZE : FR 16 ATTACHED TO URINE DRAINAGE BAG 2000 ML CAPACITY WITH ABOUT ONE METER LONG TUBE CLEAR AND FIXED NUMERICAL GRADUATION SAMPLE PORT SLIDING T - SHAPE DRAINAGE VALVE ANTI - REFLUX VALVE UNIVERSAL DOUBLE HOOK AND PLASTIC HANGER WITH KINK PREVENTION ROPE AND SHOULD PROVIDE SYRINGE COMPATIBLE WITH THE SAMPLE PORT SLIDE CLAMP SHAPE MUST ALLOW COMPLETE AND EFFICIENT DRAINAGE DISPOSABLE STERILE"
1220 | 4214271500200 | "SYSTEM URINARY DRAINAGE CLOSED CONSISTENT OF: FOLEY CATHETER 2 - WAYS PURE SILICON 30 - 50 CM LONG WITH TWO LATERAL EYES BALLOON SIZE : 3 - 5 ML WITH VALVE SUITABLE TO BE USED WITH SYRINGE LUER LOCK CYLINDRICAL SIZE : FR 18 ATTACHED TO URINE DRAINAGE BAG 2000 ML CAPACITY WITH ABOUT ONE METER LONG TUBE CLEAR AND FIXED NUMERICAL GRADUATION SAMPLE PORT SLIDING T - SHAPE DRAINAGE VALVE ANTI - REFLUX VALVE UNIVERSAL DOUBLE HOOK AND PLASTIC HANGER WITH KINK PREVENTION ROPE AND SHOULD PROVIDE SYRINGE COMPATIBLE WITH THE SAMPLE PORT SLIDE CLAMP SHAPE MUST ALLOW COMPLETE AND EFFICIENT DRAINAGE DISPOSABLE STERILE"
1221 | 4214271500300 | "SYSTEM URINARY DRAINAGE CLOSED CONSISTENT OF: FOLEY CATHETER 2 - WAYS PURE SILICON 30 - 50 CM LONG WITH TWO LATERAL EYES BALLOON SIZE : 3 - 5 ML WITH VALVE SUITABLE TO BE USED WITH SYRINGE LUER LOCK CYLINDRICAL SIZE : FR 20 ATTACHED TO URINE DRAINAGE BAG 2000 ML CAPACITY WITH ABOUT ONE METER LONG TUBE CLEAR AND FIXED NUMERICAL GRADUATION SAMPLE PORT SLIDING T - SHAPE DRAINAGE VALVE ANTI - REFLUX VALVE UNIVERSAL DOUBLE HOOK AND PLASTIC HANGER WITH KINK PREVENTION ROPE AND SHOULD PROVIDE SYRINGE COMPATIBLE WITH THE SAMPLE PORT SLIDE CLAMP SHAPE MUST ALLOW COMPLETE AND EFFICIENT DRAINAGE DISPOSABLE STERILE"
1222 | 4214271500400 | "SYSTEM URINARY DRAINAGE CLOSED CONSISTENT OF: FOLEY CATHETER 2 - WAYS PURE SILICON 30 - 50 CM LONG WITH TWO LATERAL EYES BALLOON SIZE : 3 - 5 ML WITH VALVE SUITABLE TO BE USED WITH SYRINGE LUER LOCK CYLINDRICAL SIZE : FR 22 ATTACHED TO URINE DRAINAGE BAG 2000 ML CAPACITY WITH ABOUT ONE METER LONG TUBE CLEAR AND FIXED NUMERICAL GRADUATION SAMPLE PORT SLIDING T - SHAPE DRAINAGE VALVE ANTI - REFLUX VALVE UNIVERSAL DOUBLE HOOK AND PLASTIC HANGER WITH KINK PREVENTION ROPE AND SHOULD PROVIDE SYRINGE COMPATIBLE WITH THE SAMPLE PORT SLIDE CLAMP SHAPE MUST ALLOW COMPLETE AND EFFICIENT DRAINAGE DISPOSABLE STERILE"
1223 | 4214271500900 | REUSABLE HIGH RESOLUTION ESOPHAGEAL MANOMETRY WITH IMPEDANCE CATHETER ASSORTED SIZES FOR ADULT AND PEDIATRIC
1224 | 4214271501000 | ESOPHAGEAL POTENTIAL HYDROGEN (PH) MONITORING WITH IMPEDANCE CATHETER SINGLE CHANNEL PH SENSOR ASSORTED SIZES FOR ADULT PEDIATRIC AND INFANTS SINGLE USE
1225 | 4214271501400 | DRAINAGE RESERVOIR SUCTION WOUND WITH Y CONNECTOR AND ANTI REFLUX VALVE AND ADAPTOR 400-450 ML DISPOSABLE STERILE
1226 | 4214271501800 | TRAY FOR URINARY CATHETERIZATION CONTAINS : 1 DRAINAGE BAG 1000 ML 1 UNDER PAD PLASTIC BACKED 1 HOSPITAL WRAP 1 PAIR LATEX - FREE GLOVES 1 FENESTRATED DRAPE 1 POVIDONE IODINE PREP SOLUTION 5 ABSORBENT COTTON BALLS 1 PREP CUP 1 FORCEPS 1 LUBRICATING JELLY 10 ML 1 PREFILLED INFLATION SYRINGE 10 CC 1 SPECIMEN CONTAINER AND LABEL DISPOSABLE STERILE
1227 | 4214271600400 | "PESSARY RING FOLDING WITH SUPPORT SIZE: 70-71 MM WITH APPLICATOR MEDICAL GRADE SILICONE (10% OF FITTING KIT FREE OF CHARGE FOR ALL QUANTITY)"""
1228 | 4214271600500 | "PESSARY RING FOLDING WITH SUPPORT SIZE: 82-83 MM WITH APPLICATOR MEDICAL GRADE SILICONE (10% OF FITTING KIT FREE OF CHARGE FOR ALL QUANTITY)"""
1229 | 4214271600600 | "PESSARY RING FOLDING WITH SUPPORT SIZE: 88-89 MM WITH APPLICATOR MEDICAL GRADE SILICONE (10% OF FITTING KIT FREE OF CHARGE FOR ALL QUANTITY)"""
1230 | 4214271600700 | "PESSARY RING FOLDING WITH SUPPORT SIZE: 95-96 MM WITH APPLICATOR MEDICAL GRADE SILICONE (10% OF FITTING KIT FREE OF CHARGE FOR ALL QUANTITY)"""
1231 | 4214271600800 | "PESSARY RING FOLDING WITH SUPPORT SIZE: 62-64 MM WITH APPLICATOR MEDICAL GRADE SILICONE (10% OF FITTING KIT FREE OF CHARGE FOR ALL QUANTITY)"""
1232 | 4214271601100 | PESSARY INCONTINENCE DISH FOLDING WITH SUPPORT SIZE: 80-81 MM WITH APPLICATOR MEDICAL GRADE SILICONE (10% OF FITTING KIT FREE OF CHARGE FOR ALL QUANTITY)
1233 | 4214271602400 | PESSARY GELLHORN FLEXIBLE FOLDING WITH SUPPORT SIZE 76-77 MM WITH APPLICATOR MEDICAL GRADE SILICONE (10% OF FITTING KIT FREE OF CHARGE FOR ALL QUANTITY)
1234 | 4214271602600 | PESSARY INCONTINENCE DISH FOLDING WITH SUPPORT SIZE: 84-85 MM WITH APPLICATOR MEDICAL GRADE SILICONE (10% OF FITTING KIT FREE OF CHARGE FOR ALL QUANTITY)
1235 | 4214271603200 | PESSARY GELLHORN FLEXIBLE FOLDING WITH SUPPORT SIZE 88-89 MM WITH APPLICATOR MEDICAL GRADE SILICONE (10% OF FITTING KIT FREE OF CHARGE FOR ALL QUANTITY)
1236 | 4214271603900 | PESSARY CUBE WITH HOLE SIZE : 49-51 MM WITH APPLICATOR MEDICAL GRADE SILICONE FOR USE SEVERAL MONTHS. (10% OF FITTING KIT FREE OF CHARGE FOR ALL QUANTITY)
1237 | 4214271604300 | PESSARY GELLHORN FLEXIBLE FOLDING WITH SUPPORT SIZE 82-83 MM WITH APPLICATOR MEDICAL GRADE SILICONE (10% OF FITTING KIT FREE OF CHARGE FOR ALL QUANTITY)
1238 | 4214271604400 | "PESSARY RING FOLDING WITH SUPPORT SIZE: 74-76 MM WITH APPLICATOR MEDICAL GRADE SILICONE (10% OF FITTING KIT FREE OF CHARGE FOR ALL QUANTITY)"""
1239 | 4214271604500 | PESSARY DONUT SIZE: 63-64 MM WITH APPLICATOR MEDICAL GRADE SILICONE (10% OF FITTING KIT FREE OF CHARGE FOR ALL QUANTITY)
1240 | 4214271700000 | CATHETER PERCUTANEOUS NEPHROSTOMY 2- WAY SILICONE OPEN END LENGTH 30 - 40 CM BALLOON UP TO 5 ML RADIO-OPAQUE TIP SIZE: 14 CH DISPOSA BLE STERILE
1241 | 4214271700100 | CATHETER PERCUTANEOUS NEPHROSTOMY 2- WAY SILICONE OPEN END LENGTH 30 - 40 CM BALLOON UP TO 5 ML RADIO-OPAQUE TIP SIZE: 18 CH DISPOSA BLE STERILE
1242 | 4214271700200 | CATHETER PERCUTANEOUS NEPHROSTOMY 2- WAY SILICONE OPEN END LENGTH 30 - 40 CM BALLOON UP TO 5 ML RADIO-OPAQUE TIP SIZE: 16 CH DISPOSA BLE STERILE
1243 | 4214271700700 | CATHETER PERIPHERALLY INSERTED 24G LENGTH 300 MM POLYURETHANE VENOUS CATHETER REMAINS FIRM DURING INSERTION BUT SOFTENS AT BODY TEMPERATURE X-RAY OPAQUE FOR ACCURATE TIP LOCATION WITHOUT ADDITIONAL CONTRAST MEDIUM CATHETER GRADUATIONS EVERY CM AID ACCURATE PLACEMENT OF CATHETER ONE-PIECE CONSTRUCTION SIMPLIFIES INSERTION INTEGRAL EXTENSION WITH WING PERMITS SECURE CATHETER FIXATION SLIDE CLAMP FOR LINE MANAGEMENT AND SAFETY MICROFLASH INTRODUCER UNIQUE SPLIT CANNULA AND EYELET GIVES RAPID VISIBILITY OF FLASHBACK KIT CONTENTS 1 XINTRODUCER NEEDLE 1 X 10 ML SYRINGE 1 X SYRINGE ADAPTER DISPOSABLE STERILE
1244 | 4214271700900 | CATHETER MALECOT 2 WINGS LATEX 18 FRENCH DISPOSABLE STERILE
1245 | 4214271701000 | CATHETER MALECOT 2 WINGS LATEX 20 FRENCH DISPOSABLE STERILE
1246 | 4214271701100 | CATHETER NEPHROSTOMY HIGH PRESSURE MAX BALLOON DISPOSABLE STERILE ASSORTED SIZE
1247 | 4214271704300 | "CATHETER ANGIOGRAPHIC KUMPE 5FR X 40 - 50 CM LENGTH WITH 0.038 INCH GUIDEWIRE DISPOSABLE STERILE"
1248 | 4214271704800 | CATHETER PERCUTANEOUS NEPHROSTOMY 2- WAY SILICONE OPEN END LENGTH 30 - 40 CM BALLOON UP TO 5 ML RADIO-OPAQUE TIP SIZE: 22 CH DISPOSABLE STERILE
1249 | 4214271800800 | GUTTA PERCHA POINTS RADIO - OPAQUE STANDARDIZED SIZE 15 - 40/0.02 80 - 120 /BOX ONE EACH (EA) = ONE (1) PACK
1250 | 4214271801200 | PENIS SUPPORT
1251 | 4214271900100 | URETHROTOME WORKING ELEMENT SET 8 FR FOR URETHROTOMY AND RESECTOSCOPE UNIPOLAR
1252 | 4214271900900 | URETHROTOME SHEATH WITH LUER- LOCK STOPCOCK 8 FR CONSISTING OF: URETHROTOME SHEATH OBTURATOR AND 2 LUER-LOCK CONES REUSABLE
1253 | 4214271901000 | COLD KNIFE STRAIGHT COMPATIBLE WITH 1.2MM TELESCOPE RESECTOSCOPE NOT TO BE USED WITH HIGH FREQUENCY MACHINE REUSABLE
1254 | 4214271901100 | COLD KNIFE ROUND COMPATIBLE WITH 1.2 MM TELESCOPE RESECTOSCOPE NOT TO BE USED WITH HIGH FREQUENCY MACHINE REUSABLE
1255 | 4214271901200 | COLD KNIFE SICKLE-SHAPED COMPATIBLE WITH 1.2MM TELESCOPE RESECTOSCOPE NOT TO BE USED WITH HIGH FREQUENCY MACHINE REUSABLE
1256 | 4214271901300 | COLD KNIFE HOOK-SHAPED COMPATIBLE WITH 1.2MM TELESCOPE RESECTOSCOPE NOT TO BE USED WITH HIGH FREQUENCY MACHINE REUSABLE
1257 | 4214271901400 | URETHROTOME SHEATH WITH LUER- LOCK STOPCOCK 10 FR CONSISTING OF: URETHROTOME SHEATH OBTURATOR AND 2 LUER-LOCK CONES REUSABLE
1258 | 4214271901500 | COLD KNIFE STRAIGHT COMPATIBLE WITH 1.9 UP TO 2.1 MM TELESCOPE FOR PEDIATRIC URETHROTOME NOT TO BE USED WITH HIGH FREQUENCY MACHINE REUSABLE
1259 | 4214271901600 | COLD KNIFE ROUND COMPATIBLE WITH 1.9 UP TO 2.1 MM TELESCOPE FOR PEDIATRIC URETHROTOME NOT TO BE USED WITH HIGH FREQUENCY MACHINE REUSABLE
1260 | 4214271901700 | COLD KNIFE SICKLE-SHAPED COMPATIBLE WITH 1.9 UP TO 2.1 MM TELESCOPE FOR PEDIATRIC URETHROTOME NOT TO BE USED WITH HIGH FREQUENCY MACHINE REUSABLE
1261 | 4214271901800 | COLD KNIFE HOOK-SHAPED COMPATIBLE WITH 1.9 UP TO 2.1 MM TELESCOPE FOR PEDIATRIC URETHROTOME NOT TO BE USED WITH HIGH FREQUENCY MACHINE REUSABLE
1262 | 4214271901900 | SUPPLEMENTARY SHEATH HALF-ROUND TO INSERT A BALLOON CATHETER TO SLIP ON URETHROTOME SHEATH REUSABLE
1263 | 4214271902000 | SUPPLEMENTARY SHEATH FOR CONTINUOUS IRRIGATION AND SUCTION TO SLIP ON URETHROTOME SHEATH CONSISTING OF: SUPPLEMENTARY SHEATH SEALING CAP AND LUER-LOCK CONES REUSABLE
1264 | 4214271902100 | COLD KNIFE STRAIGHT ADULT URETHROTOME NOT TO BE USED WITH HIGH FREQUENCY MACHINE REUSABLE
1265 | 4214271902200 | COLD KNIFE ROUND ADULT URETHROTOME NOT TO BE USED WITH HIGH FREQUENCY MACHINE REUSABLE
1266 | 4214271902300 | COLD KNIFE STRAIGHT SERRATED ADULT URETHROTOME NOT TO BE USED WITH HIGH FREQUENCY MACHINE REUSABLE
1267 | 4214271902400 | COLD KNIFE RING-SHAPED ADULT URETHROTOME NOT TO BE USED WITH HIGH FREQUENCY MACHINE REUSABLE
1268 | 4214271902500 | COLD KNIFE HOOK-SHAPED ADULT URETHROTOME NOT TO BE USED WITH HIGH FREQUENCY MACHINE REUSABLE
1269 | 4214271902600 | COLD KNIFE SICKLE-SHAPED ADULT URETHROTOME NOT TO BE USED WITH HIGH FREQUENCY MACHINE REUSABLE
1270 | 4214272000600 | "CONDOM SELF ADHESIVE WITH AN OPENING CONNECTED TO A URINE BAG SIZE: LARGE = 35 MM LATEX FREE DISPOSABLE"
1271 | 4214272000700 | "CONDOM SELF ADHESIVE WITH AN OPENING CONNECTED TO A URINE BAG SIZE: MEDIUM = 30 MM LATEX FREE DISPOSABLE"
1272 | 4214272000800 | "CONDOM SELF ADHESIVE WITH AN OPENING CONNECTED TO A URINE BAG SIZE: SMALL = 25 MM LATEX FREE DISPOSABLE"
1273 | 4214272001400 | CATHETER SHORT TERM JUGULAR FOR PEDIATRIC 11.5-12 FR X 24 CM DIALYSIS DISPOSABLE STERILE
1274 | 4214272001800 | "CATHETER PICC SINGLE LUMEN SILICONE PERIPHERALLY INSERTED VENOUS ACCESS FOR PREMATURE BABY AND NEONATE 2 FRENCH LENGTH 30-35 CM PEEL PACK DISPOSABLE STERILE"
1275 | 4214272001900 | FEMALE EXTERNAL CATHETER FOR EXTERNAL URINE MANAGEMENT SYSTEM
1276 | 4214272002900 | "CONDOM SELF ADHESIVE WITH AN OPENING CONNECTED TO A URINE BAG SIZE: EXTRA LARGE 40 MM LATEX FREE DISPOSABLE"
1277 | 4214272100000 | GUIDEWIRE SAFETY HYDROPHILIC COATED HEAVY DUTY TIP LENGTH 3 CM STRAIGHT AND ANGLED TIPS 130 - 150 CM LONG 0.035 DISPOSABLE STERILE
1278 | 4214272100100 | GUIDEWIRE HYDROPHILIC COATED STRAIGHT TIP 0.038 X 130-150 CM LENGTH DISPOSABLE STERILE
1279 | 4214272101600 | GUIDEWIRE TEFLON (PTFE) COATED SENSOR WITH HYDROPHILIC STRAIGHT TIP DUAL FLEX 0.035 INCH X 130-150 CM DISPOSABLE STERILE
1280 | 4214272900000 | DILATION BALLOON FOR NEPHROSTOMY TRACT WITH RADIOPAQUE MARKERS THE FUNCTIONAL DILATING PORTION IS 15 CM IN LENGTH AND DIAMETER OF 8 MM BURST PRESSURE 20ATM CATHETER IS 6 FRENCH AND 55 CM LENGTH WITH GUIDEWIRE OF 0.038 INCH WITH TFE SHEATH AND INFLATION DEVICE DISPOSABLE STERILE
1281 | 4214273100300 | CATHETER KIT DRAINAGE REPLACEMENT POLYURETHANE PIGTAIL 25-30 CM LONG RADIO - OPAQUE SIZE: 08 FR DISPOSABLE STERILE
1282 | 4214273100400 | SET RENAL DILATOR GRADUATED FROM 8 - 30 FR LENGTH 35 CM
1283 | 4214273100500 | SET REPLACEMENT TUBING 42 INCH SILICONE FOR SYMPHONY LACTINA AND PUMP
1284 | 4214273100600 | "NEEDLE HUBER SAFETY FOR INFUSION 22G X 1 INCH DISPOSABLE STERILE"
1285 | 4214273100700 | "NEEDLE HUBER SAFETY FOR INFUSION 22G X 0.75 INCH DISPOSABLE STERILE"
1286 | 4214273100800 | SET RENAL DILATOR AMPLATZ POLYETHYLENE 30-35 CM LONG RADIO - OPAQUE SIZE: FROM CH 6 OR CH 8 TO CH 30 DISPOSABLE STERILE
1287 | 4214273300300 | CATHETER URETERAL STRAIGHT OPEN END FOR RETROGRADE PYELOGRAPHY GRADUATED RADIO-OPAQUE 4 FR LENGTH 70-75 CM DISPOSABLE STERILE
1288 | 4214273300600 | CATHETER URETERAL STRAIGHT OPEN END FOR RETROGRADE PYELOGRAPHY GRADUATED RADIO-OPAQUE 3 FR LENGTH 70-75 CM DISPOSABLE STERILE
1289 | 4214273301600 | SET STENT INDWELLING POLYURETHANE DOUBLE URETERAL PIGTAIL STENT OPEN ENDED TAPERED TIP WITH HOLES IN THE BODY WITH COMPATIBLE GUIDEWIRE AND LOCKABLE PUSHER RADIO-OPAQUE SIZE: CH 4.7 - 5.0 28 CM DISPOSABLE STERILE
1290 | 4214273301700 | SET STENT INDWELLING SILICONE DOUBLE URETERAL PIGTAIL STENT OPEN ENDED TAPERED TIP WITH HOLES IN THE BODY WITH COMPATIBLE GUIDEWIRE AND LOCKABLE PUSHER RADIO-OPAQUE SIZE: CH 6 28 CM DISPOSABLE STERILE
1291 | 4214273302000 | CATHETER URETERAL CURVED OPEN END FOR RETROGRADE PYELOGRAPHY GRADUATED RADIO-OPAQUE 4 FR LENGTH 70-75 CM DISPOSABLE STERILE
1292 | 4214273302200 | SET STENT INDWELLING POLYURETHANE DOUBLE URETERAL PIGTAIL STENT OPEN ENDED TAPERED TIP WITH HOLES IN THE BODY WITH COMPATIBLE GUIDEWIRE AND LOCKABLE PUSHER RADIO-OPAQUE SIZE: CH 4.7 - 5.0 26 CM DISPOSABLE STERILE
1293 | 4214273302500 | CATHETER URETERAL STRAIGHT OPEN END FOR RETROGRADE PYELOGRAPHY GRADUATED RADIO-OPAQUE 7 FR LENGTH 70-75 CM DISPOSABLE STERILE
1294 | 4214273303100 | CATHETER URETERIC PLASTIC APPROXIMATELY 70 CM LONG RADIO - OPAQUE GRADUATED CYLINDRICAL WITH OPEN TIP SIZE: CH 6.0 PREFERRED TWO DIFFERENT COLORS (EQUALLY DISTRIBUTED) DISPOSABLE STERILE
1295 | 4214273303200 | CATHETER URETEROPELVIC JUNCTION OCCLUSION BALLOON SILICONE 5-5.3 FR X 75-80 CM DISPOSABLE STERILE
1296 | 4214273303300 | STENT URETHRAL 8 FR 12 CM DISPOSABLE STERILE
1297 | 4214273303600 | CATHETER URETHRAL DILATOR SET STRAIGHT 6-8-10-12-14-16 FR 70-75 CM DISPOSABLE STERILE
1298 | 4214273303700 | CATHETER URETERAL DUAL LUMEN 10 FRENCH X 50-60 CM DISPOSABLE STERILE
1299 | 4214273303800 | CATHETER MALECOT 2 WINGS LATEX 14 FRENCH DISPOSABLE STERILE
1300 | 4214273303900 | CATHETER URETHRAL ROBINSON SOFT RED RUBBER RADIOPAQUE WITH 2 EYES FUNNEL END SIZE: 10 FRENCH 30-50 CM DISPOSABLE STERILE
1301 | 4214273304000 | CATHETER URETHRAL ROBINSON SOFT RED RUBBER RADIOPAQUE WITH 2 EYES FUNNEL END SIZE: 14 FRENCH 30-50 CM DISPOSABLE STERILE
1302 | 4214273304100 | CATHETER URETHRAL ROBINSON SOFT RED RUBBER RADIOPAQUE WITH 2 EYES FUNNEL END SIZE: 16 FRENCH 30-50 CM DISPOSABLE STERILE
1303 | 4214273304200 | CATHETER URETHRAL ROBINSON SOFT RED RUBBER RADIOPAQUE WITH 2 EYES FUNNEL END SIZE: 18 FRENCH 30-50 CM DISPOSABLE STERILE
1304 | 4214273304300 | CATHETER URETHRAL ROBINSON SOFT RED RUBBER RADIOPAQUE WITH 2 EYES FUNNEL END SIZE: 8 FRENCH 30-50 CM DISPOSABLE STERILE
1305 | 4214273304600 | CATHETER URETHRAL ROBINSON SOFT RED RUBBER RADIOPAQUE WITH 2 EYES FUNNEL END SIZE: 12 FRENCH 30-50 CM DISPOSABLE STERILE
1306 | 4214273304700 | SET STENT INDWELLING POLYURETHANE DOUBLE URETERAL PIGTAIL STENT OPEN ENDED TAPERED TIP WITH HOLES IN THE BODY WITH COMPATIBLE GUIDEWIRE AND LOCKABLE PUSHER RADIO-OPAQUE SIZE: CH 4.7 - 5.0 24 CM DISPOSABLE STERILE
1307 | 4214273304800 | CATHETER URETERAL CURVED OPEN END FOR RETROGRADE PYELOGRAPHY GRADUATED RADIO-OPAQUE 6 FR LENGTH 70-75 CM DISPOSABLE STERILE
1308 | 4214273304900 | CATHETER URETERAL CONE TIP FOR RETROGRADE PYELOGRAPHY GRADUATED RADIO-OPAQUE 5 FR LENGTH 70-75 CM DISPOSABLE STERILE
1309 | 4214273305000 | CATHETER URETERIC OPEN - END POLYURETHANE GRADUATED CYLINDRICAL 70 CM LONG RADIO - OPAQUE SIZE: FR 04 DISPOSABLE STERILE
1310 | 4214273305100 | CATHETER URETERAL STRAIGHT OPEN END FOR RETROGRADE PYELOGRAPHY GRADUATED RADIO-OPAQUE 6 FR LENGTH 70-75 CM DISPOSABLE STERILE
1311 | 4214273306000 | SET STENT INDWELLING POLYURETHANE DOUBLE URETERAL PIGTAIL STENT OPEN ENDED TAPERED TIP WITH HOLES IN THE BODY WITH COMPATIBLE GUIDEWIRE AND LOCKABLE PUSHER RADIO-OPAQUE SIZE: CH 6 28 CM DISPOSABLE STERILE
1312 | 4214273306100 | CATHETER URETERAL CONE TIP FOR RETROGRADE PYELOGRAPHY GRADUATED RADIO-OPAQUE 3 FR LENGTH 70-75 CM DISPOSABLE STERILE
1313 | 4214273500100 | SET SHEATH URETERAL ACCESS 13/15 FRENCH 35 CM (+/- 2CM)
1314 | 4214280000100 | ADDITIONAL DIGIT TO OPEN TOES SOCK CAN BE ADDED FOR EXTRA TOES IN FOOT.
1315 | 4214280000200 | ADDITIONAL FLAP FOR GENITAL AREA FABRIC
1316 | 4214280000300 | ADDITIONAL FLAP FOR GENITAL AREA NEOPRENE
1317 | 4214280000400 | ADDITIONAL NEOPRENE
1318 | 4214280000500 | ADDITIONAL VELCRO - CAN BE ADDED TO SOME MODELS OF PRESSURE GARMENTS FOR SEALING. CAN ADDED TO PRESSURE GARMENTS SUCH AS: GLOVES SOCKS
1319 | 4214280000600 | ADDITIONAL ZIPPER - CAN BE ADDED TO SOME MODELS OF PRESSURE GARMENTS FOR SEALING. CAN ADDED TO PRESSURE GARMENTS SUCH AS: GLOVES SOCKS.
1320 | 4214280000700 | ADJUSTABLE SHOULDER FLAP
1321 | 4214280000800 | ADULT WAIST STRAP FOR THIGH-HIGH MODELS. 4 CM WIDE ELASTANE BAND ATTACH WITH VELCRO AROUND WAIST.
1322 | 4214280000900 | ATTACH GAUNTLET BODY SUIT AND VEST
1323 | 4214280001000 | ATTACH SUSPENDERS FOR GARMENTS
1324 | 4214280001100 | BRA ATTACHED
1325 | 4214280001200 | CHILD WAIST STRAP FOR THIGH-HIGH MODELS. 4 CM WIDE ELASTANE BAND ATTACH WITH VELCRO AROUND WAIST.
1326 | 4214280001300 | DIAPER FLAP
1327 | 4214280001400 | DOUBLE WAISTBAND
1328 | 4214280001500 | EAR FLAP
1329 | 4214280001600 | FLAP CUSTOM
1330 | 4214280001700 | MULTICOLOR REQUESTED PRESSURE GARMENT FABRIC CAN BE MADE IN MULTICOLORS INSTEAD OF ONE COLOR
1331 | 4214280001800 | POCKET - POCKET IS EXTRA FABRIC MATERIAL ATTACHED WITH PRESSURE GARMENT TO GIVE SPACE IN BETWEEN BOTH FABRICS CAN BE FILLED WITH FOAM OR SPLINT POCKET AREA STARTING FROM THE REQUIRED AREA
1332 | 4214280001900 | POCKET / LINING
1333 | 4214280002000 | POCKET WITH NEOPRENE - POCKET WITH NEOPRENE IS EXTRA FABRIC MATERIAL ATTACHED WITH PRESSURE GARMENT TO GIVE SPACE IN BETWEEN BOTH FABRICS FILLED WITH NEOPRENE POCKET AREA STARTING FROM THE REQUIRED AREA
1334 | 4214280002100 | REDUCED PRESSURE PANEL
1335 | 4214280002200 | REINFORCED INNER THIGH OF WAIST HEIGHT
1336 | 4214280002300 | REINFORCED KNEE
1337 | 4214280002400 | REINFORCEMENT TOP OF THIGH
1338 | 4214280002500 | REINFORCEMENT TOP OF WAIST HEIGHT OR AS AN EXTRA PRESSURE ON THE TOP WAIST AREA
1339 | 4214280002600 | SEAM REINFORCEMENT WITH FABRIC STRIP
1340 | 4214280002700 | SELF-ENCLOSED WITH POWER NET FABRIC IN ONE PIECE NO SEAMS FOR TOES
1341 | 4214280002800 | SHEET MADE UP OF FOAM CUBES ENCASED BETWEEN TWO NON-WOVEN BANDAGES CUBE SIZE: 15 MM X 15 MM (BIG BLOCKS) PAD SIZE: 20 CM WIDTH X 1 M LENGTH
1342 | 4214280002900 | SHEET MADE UP OF FOAM CUBES ENCASED BETWEEN TWO NON-WOVEN BANDAGES CUBE SIZE: 5 MM X 5 MM (SMALL BLOCKS) PAD SIZE: 25 CM WIDTH X 1 M LENGTH
1343 | 4214280003000 | SHEET MADE UP OF FOAM CUBES ENCASED BETWEEN TWO NON-WOVEN BANDAGES CUBE SIZE: 5 MM X 5 MM (SMALL BLOCKS) PAD SIZE: 25 CM WIDTH X 25 CM LENGTH
1344 | 4214280003100 | SOFT LINING FABRIC ENCLOSED USED FOR TOE
1345 | 4214280204600 | STOCKINETTE FIBERGLASS HIGH ELASTICITY TWO - WAY STRETCH WIDTH 150 MM APPROXIMATELY LENGTH /ROLL 9-10 METER
1346 | 4214280204700 | STOCKINETTE FIBERGLASS HIGH ELASTICITY TWO - WAY STRETCH WIDTH 120 MM APPROXIMATELY LENGTH /ROLL 12-13 METER
1347 | 4214280204800 | STOCKINETTE FIBERGLASS HIGH ELASTICITY TWO - WAY STRETCH WIDTH 100 MM APPROXIMATELY LENGTH /ROLL 15-16 METER
1348 | 4214280204900 | WOVEN CARBON FIBERGLASS STOCKINETTE FOR FABRICATION OF THIN -WALLED HIGH-STRENGTH WIDTH 80 MM LENGTH/ROLL 11 METER APPROXIMATELY
1349 | 4214280205000 | WOVEN CARBON FIBER STOCKINETTE FOR FABRICATION OF THIN -WALLED HIGH-STRENGTH WIDTH 100 MM LENGTH/ROLL 10-15 METER
1350 | 4214280205200 | NYLGLASS STOCKINETTE OFFWHITE 50/50 % BLEND OF NYLON AND FIBERGLASS WIDTH 80 MM LENGTH 35.7 METER APPROXIMATELY
1351 | 4214280205700 | LADIES BEST WILLOW CALF SKIN BURGUNDY
1352 | 4214280207000 | STOCKING READY MADE MEDICAL GRADUATED COMPRESSION SEAMLESS BELOW KNEE WIDE/PLUS WITH OPEN TOE POLYAMIDE ELASTANE LATEX FREE SILICONE TOP BAND SKIN COLOR CLASS 3 (34 - 46 MMHG) ASSORTED SIZES
1353 | 4214280207700 | STOCKING READY MADE MEDICAL GRADUATED COMPRESSION SEAMLESS BELOW KNEE WIDE/PLUS WITH OPEN TOE POLYAMIDE ELASTANE LATEX FREE SILICONE TOP BAND SKIN COLOR CLASS 2 (20 - 32 MMHG) ASSORTED SIZES
1354 | 4214280208400 | STOCKING READY MADE MEDICAL GRADUATED COMPRESSION SEAMLESS ABOVE KNEE WIDE/PLUS WITH OPEN TOE POLYAMIDE ELASTANE LATEX FREE SILICONE TOP BAND SKIN COLOR CLASS 2 (20 - 32 MMHG) PAIR ASSORTED SIZES (LYMPHEDEMA)
1355 | 4214280208900 | STOCKING READY MADE MEDICAL GRADUATED COMPRESSION SEAMLESS ABOVE KNEE WIDE/PLUS WITH OPEN TOE POLYAMIDE ELASTANE LATEX FREE SILICONE TOP BAND SKIN COLOR CLASS 3 (34 - 46 MMHG) PAIR ASSORTED SIZES (LYMPHEDEMA)
1356 | 4214280210000 | STOCKING ANTI-EMBOLISM THIGH LENGTH LARGE
1357 | 4214280210800 | SLEEVE PAIR OF SUSPENSION TWO - WAY STRETCH FOR BELOW KNEE AMPUTATION PROSTHESES LENGTH 250 MM LOWER CIRCUMFERENCE 325 MM UPPER CIRCUMFERENCE 455 MM APPROXIMATELY
1358 | 4214280210900 | STOCKING ANTI-EMBOLISM BELOW KNEE SMALL
1359 | 4214280211000 | "STOCKING ANTI-EMBOLISM BELOW KNEE WITH INSPECTION TOE SIZE: SMALL"
1360 | 4214280211100 | STOCKING ANTI-EMBOLISM BELOW KNEE X-LARGE
1361 | 4214280211500 | STOCKING ANTI - EMBOLISM KNEE X - LARGE LONG
1362 | 4214280211600 | STOCKING ANTI-EMBOLISM BELOW KNEE XX-LARGE
1363 | 4214280211700 | STOCKING ANTI-EMBOLISM BELOW KNEE XXX-LARGE
1364 | 4214280211900 | "STOCKING ANTI - EMBOLISM THIGH LENGTH WITH INSPECTION TOE SIZE: LARGE"
1365 | 4214280212000 | "STOCKING ANTI - EMBOLISM THIGH LENGTH WITH INSPECTION TOE SIZE: MEDIUM"
1366 | 4214280212100 | STOCKING ANTI-EMBOLISM THIGH LENGTH XX-LARGE
1367 | 4214280212500 | SUPPORT SCROTAL WITH LEG STRAPS COTTON AND RAYON SMALL
1368 | 4214280212600 | SUPPORT ATHLETIC OR EQUIVALENT LARGE SIZE 36 INCHES - 40 INCHES 80% COTTON 15% VISCOSE 5% ELASTODIENE
1369 | 4214280212900 | STOCKING READY MADE MEDICAL GRADUATED COMPRESSION SEAMLESS PANTY WITH OPEN TOE POLYAMIDE ELASTANE LATEX FREE SKIN COLOR CLASS 2 (20 - 32 MMHG) ASSORTED SIZES (LYMPHEDEMA)
1370 | 4214280213600 | STOCKING READY MADE MEDICAL GRADUATED COMPRESSION SEAMLESS BELOW KNEE WITH OPEN TOE POLYAMIDE ELASTANE LATEX FREE SKIN COLOR CLASS 2 (20 - 32 MMHG) PAIR ASSORTED SIZES (LYMPHEDEMA)
1371 | 4214280214300 | STOCKING READY MADE MEDICAL GRADUATED COMPRESSION SEAMLESS BELOW KNEE WITH OPEN TOE POLYAMIDE ELASTANE LATEX FREE SKIN COLOR CLASS 3 (34 - 46 MMHG) PAIR ASSORTED SIZES (LYMPHEDEMA)
1372 | 4214280215000 | STOCKING READY MADE MEDICAL GRADUATED COMPRESSION SEAMLESS ABOVE KNEE WITH OPEN TOE POLYAMIDE ELASTANE LATEX FREE SILICONE TOP BAND SKIN COLOR CLASS 2 (20 - 32 MMHG) PAIR ASSORTED SIZES (LYMPHEDEMA)
1373 | 4214280215700 | STOCKING READY MADE MEDICAL GRADUATED COMPRESSION SEAMLESS ABOVE KNEE WITH OPEN TOE POLYAMIDE ELASTANE LATEX FREE SILICONE TOP BAND SKIN COLOR CLASS 3 (34 - 46 MMHG) PAIR ASSORTED SIZES (LYMPHEDEMA)
1374 | 4214280216400 | STOCKING READY MADE MEDICAL GRADUATED COMPRESSION SEAMLESS BELOW KNEE WITH OPEN TOE POLYAMIDE ELASTANE LATEX FREE SKIN COLOR CLASS 1 (18 - 21 MMHG) PAIR ASSORTED SIZES (LYMPHEDEMA)
1375 | 4214280218400 | ARMSLEEVE READY MADE MEDICAL GRADUATED COMPRESSION SEAMLESS WRIST TO AXILLA SILICONE TOP BAND SKIN COLOR CLASS 2 (24 - 32 MMHG) ASSORTED SIZES (LYMPHEDEMA)
1376 | 4214280218900 | GLOVE READY MADE MEDICAL GRADUATED COMPRESSION SEAMLESS OPEN FINGERS TIP SKIN COLOR CLASS 2 (20 - 30 MMHG) ASSORTED SIZES (LYMPHEDEMA)
1377 | 4214280219400 | ARMSLEEVE READY MADE MEDICAL GRADUATED COMPRESSION SEAMLESS MITTEN TO AXILLA COVERED THUMB SEAMLESS SILICONE TOP BAND SKIN COLOR CLASS 2 (20 - 30 MMHG) ASSORTED SIZES (LYMPHEDEMA)
1378 | 4214280220200 | ARMSLEEVE READY MADE MEDICAL GRADUATED COMPRESSION SEAMLESS WRIST TO AXILLA SILICONE TOP BAND SKIN COLOR CLASS 1 (18 - 21 MMHG) ASSORTED SIZES (LYMPHEDEMA)
1379 | 4214280223400 | ARMSLEEVE READY MADE MEDICAL GRADUATED COMPRESSION SEAMLESS WRIST TO AXILLA WIDE/PLUS SILICONE TOP BAND SKIN COLOR CLASS 1 (18 - 21 MMHG) ASSORTED SIZES (LYMPHEDEMA)
1380 | 4214280224200 | ARMSLEEVE READY MADE MEDICAL GRADUATED COMPRESSION SEAMLESS WRIST TO AXILLA WIDE/PLUS SILICONE TOP BAND SKIN COLOR CLASS 2 (20 - 32 MMHG) ASSORTED SIZES (LYMPHEDEMA)
1381 | 4214280225800 | ASSISTIVE TOOLS SOCK AND STOCKING AID FLEXIBLE CAN BE USED WITH COMPRESSION STOCKINGS UP TO 18 MMHG COMPRESSION RATING TWO CORD LENGTH 74 CM LONG APPROXIMATELY
1382 | 4214280225900 | GLOVE GARMENT COMPRESSION ISOTONER OR EQUIVALENT OPEN FINGER PROVIDE MODERATE COMPRESSION SIZE: LARGE
1383 | 4214280226000 | GLOVE GARMENT COMPRESSION ISOTONER OR EQUIVALENT OPEN FINGER PROVIDE MODERATE COMPRESSION SIZE: MEDIUM
1384 | 4214280226200 | GLOVE GARMENT COMPRESSION ISOTONER OR EQUIVALENT OPEN FINGER PROVIDE MODERATE COMPRESSION SIZE: SMALL
1385 | 4214280226300 | STOCKING READY MADE MEDICAL GRADUATED COMPRESSION SEAMLESS ABOVE KNEE WIDE/PLUS WITH CLOSE TOE POLYAMIDE ELASTANE LATEX FREE SILICONE TOP BAND SKIN COLOR CLASS 1 (18 - 21 MMHG) PAIR ASSORTED SIZES (LYMPHEDEMA)
1386 | 4214280226600 | STOCKING READY MADE MEDICAL GRADUATED COMPRESSION SEAMLESS BELOW KNEE WIDE/PLUS WITH CLOSE TOE POLYAMIDE ELASTANE LATEX FREE SILICONE TOP BAND SKIN COLOR CLASS 1 (18 - 21 MMHG) ASSORTED SIZES
1387 | 4214280226800 | STOCKING READY MADE MEDICAL GRADUATED COMPRESSION SEAMLESS BELOW KNEE WITH CLOSE TOE POLYAMIDE ELASTANE LATEX FREE SKIN COLOR CLASS 1 (18 - 21 MMHG) PAIR ASSORTED SIZES (LYMPHEDEMA)
1388 | 4214280227000 | STOCKING READY MADE MEDICAL GRADUATED COMPRESSION SEAMLESS PANTY WITH CLOSE TOE POLYAMIDE ELASTANE LATEX FREE SILICONE TOP BAND SKIN COLOR CLASS 1 (18 - 21 MMHG) ASSORTED SIZES
1389 | 4214280227100 | STOCKING READY MADE MEDICAL GRADUATED COMPRESSION SEAMLESS PANTY WIDE/PLUS WITH CLOSE TOE POLYAMIDE ELASTANE LATEX FREE SILICONE TOP BAND SKIN COLOR CLASS 1 (18 - 21 MMHG) ASSORTED SIZES
1390 | 4214280227600 | STOCKING READY MADE MEDICAL GRADUATED COMPRESSION SEAMLESS THIGH WITH WAIST ATTACHMENT WITH CLOSE TOE POLYAMIDE ELASTANE LATEX FREE SILICONE TOP BAND SKIN COLOR CLASS 1 (18 - 21 MMHG) ASSORTED SIZES
1391 | 4214280227700 | STOCKING READY MADE MEDICAL GRADUATED COMPRESSION SEAMLESS THIGH WITH WAIST ATTACHMENT WIDE/PLUS WITH CLOSE TOE POLYAMIDE ELASTANE LATEX FREE SILICONE TOP BAND SKIN COLOR CLASS 1 (18 - 21 MMHG) ASSORTED SIZES
1392 | 4214280228800 | STOCKING READY MADE MEDICAL GRADUATED COMPRESSION SEAMLESS ABOVE KNEE WITH CLOSE TOE POLYAMIDE ELASTANE LATEX FREE SILICONE TOP BAND SKIN COLOR CLASS 2 (20 - 32 MMHG) PAIR ASSORTED SIZES (LYMPHEDEMA)
1393 | 4214280228900 | STOCKING READY MADE MEDICAL GRADUATED COMPRESSION SEAMLESS ABOVE KNEE WIDE/PLUS WITH CLOSE TOE POLYAMIDE ELASTANE LATEX FREE SILICONE TOP BAND SKIN COLOR CLASS 2 (20 - 32 MMHG) PAIR ASSORTED SIZES (LYMPHEDEMA)
1394 | 4214280229400 | STOCKING READY MADE MEDICAL GRADUATED COMPRESSION SEAMLESS PANTY WITH CLOSE TOE POLYAMIDE ELASTANE LATEX FREE SKIN COLOR CLASS 2 (20 - 32 MMHG) ASSORTED SIZES (LYMPHEDEMA)
1395 | 4214280229500 | STOCKING READY MADE MEDICAL GRADUATED COMPRESSION SEAMLESS PANTY WIDE/PLUS WITH CLOSE TOE POLYAMIDE ELASTANE LATEX FREE SILICONE TOP BAND SKIN COLOR CLASS 2 (20 - 32 MMHG) ASSORTED SIZES
1396 | 4214280232300 | STOCKING MEDICAL GRADUATED COMPRESSION 23 - 32 MMHG PANTY X-LARGE NORMAL SKIN COLOR CLOSE TOE
1397 | 4214280242000 | INTERIM AND LIGHT OR EQUIVALENT PRESSURE GARMENT VEST LONG SLEEVES CHILDREN SCAR MANAGEMENT 80%-90% POLYAMIDE 10%-20% ELASTANE LIGHT FABRIC THICKNESS 0.48MM-0.52MM PRESSURE LEVEL 10-18 MMHG THERAPEUTIC ITEM L LATEX FREE ANTI BACTERIAL BREATHABLE HIGH UV PROTECTION COTTON FREE AND NON-ALLERGENIC RUBBER FREE AND MACHINE WASHABLE. SIZES: 6: 25.6-26.8 IN (64-67 CM) (CHEST CIRCUMFERENCE UNDER AXILLA).
1398 | 4214280242100 | INTERIM AND LIGHT OR EQUIVALENT PRESSURE GARMENT VEST LONG SLEEVES CHILDREN SCAR MANAGEMENT 80%-90% POLYAMIDE 10%-20% ELASTANE LIGHT FABRIC THICKNESS 0.48MM-0.52MM PRESSURE LEVEL 10-18 MMHG THERAPEUTIC ITEM L LATEX FREE ANTI BACTERIAL BREATHABLE HIGH UV PROTECTION COTTON FREE AND NON-ALLERGENIC RUBBER FREE AND MACHINE WASHABLE. SIZES: 5: 24-25.2 IN (60-63 CM) (CHEST CIRCUMFERENCE UNDER AXILLA).
1399 | 4214280242200 | INTERIM AND LIGHT OR EQUIVALENT PRESSURE GARMENT VEST LONG SLEEVES CHILDREN SCAR MANAGEMENT 80%-90% POLYAMIDE 10%-20% ELASTANE LIGHT FABRIC THICKNESS 0.48MM-0.52MM PRESSURE LEVEL 10-18 MMHG THERAPEUTIC ITEM L LATEX FREE ANTI BACTERIAL BREATHABLE HIGH UV PROTECTION COTTON FREE AND NON-ALLERGENIC RUBBER FREE AND MACHINE WASHABLE. SIZES: 4: 22-23.6 IN (55-59 CM) (CHEST CIRCUMFERENCE UNDER AXILLA).
1400 | 4214280242300 | INTERIM AND LIGHT OR EQUIVALENT PRESSURE GARMENT VEST LONG SLEEVES CHILDREN SCAR MANAGEMENT 80%-90% POLYAMIDE 10%-20% ELASTANE LIGHT FABRIC THICKNESS 0.48MM-0.52MM PRESSURE LEVEL 10-18 MMHG THERAPEUTIC ITEM L LATEX FREE ANTI BACTERIAL BREATHABLE HIGH UV PROTECTION COTTON FREE AND NON-ALLERGENIC RUBBER FREE AND MACHINE WASHABLE. SIZES: 7: 27.2-28.4 IN (68-71 CM) (CHEST CIRCUMFERENCE UNDER AXILLA).
1401 | 4214280242400 | INTERIM AND LIGHT OR EQUIVALENT PRESSURE GARMENT VEST LONG SLEEVES CHILDREN SCAR MANAGEMENT 80%-90% POLYAMIDE 10%-20% ELASTANE LIGHT FABRIC THICKNESS 0.48MM-0.52MM PRESSURE LEVEL 10-18 MMHG THERAPEUTIC ITEM L LATEX FREE ANTI BACTERIAL BREATHABLE HIGH UV PROTECTION COTTON FREE AND NON-ALLERGENIC RUBBER FREE AND MACHINE WASHABLE. SIZES: 3: 20-21.6 IN (50-54 CM) (CHEST CIRCUMFERENCE UNDER AXILLA).
1402 | 4214280242500 | INTERIM AND LIGHT OR EQUIVALENT PRESSURE GARMENT VEST LONG SLEEVES CHILDREN SCAR MANAGEMENT 80%-90% POLYAMIDE 10%-20% ELASTANE LIGHT FABRIC THICKNESS 0.48MM-0.52MM PRESSURE LEVEL 10-18 MMHG THERAPEUTIC ITEM L LATEX FREE ANTI BACTERIAL BREATHABLE HIGH UV PROTECTION COTTON FREE AND NON-ALLERGENIC RUBBER FREE AND MACHINE WASHABLE. SIZES: 8: 28.8-30 IN (72-75 CM) (CHEST CIRCUMFERENCE UNDER AXILLA).
1403 | 4214280242600 | INTERIM AND LIGHT OR EQUIVALENT PRESSURE GARMENT VEST LONG SLEEVES CHILDREN SCAR MANAGEMENT 80%-90% POLYAMIDE 10%-20% ELASTANE LIGHT FABRIC THICKNESS 0.48MM-0.52MM PRESSURE LEVEL 10-18 MMHG THERAPEUTIC ITEM L LATEX FREE ANTI BACTERIAL BREATHABLE HIGH UV PROTECTION COTTON FREE AND NON-ALLERGENIC RUBBER FREE AND MACHINE WASHABLE. SIZES: 2: 18.4-19.6 IN (46-49 CM) (CHEST CIRCUMFERENCE UNDER AXILLA).
1404 | 4214280242700 | INTERIM AND LIGHT OR EQUIVALENT PRESSURE GARMENT VEST LONG SLEEVES CHILDREN SCAR MANAGEMENT 80%-90% POLYAMIDE 10%-20% ELASTANE LIGHT FABRIC THICKNESS 0.48MM-0.52MM PRESSURE LEVEL 10-18 MMHG THERAPEUTIC ITEM L LATEX FREE ANTI BACTERIAL BREATHABLE HIGH UV PROTECTION COTTON FREE AND NON-ALLERGENIC RUBBER FREE AND MACHINE WASHABLE. SIZES: 9: 30.4-31.6 IN (76-79 CM) (CHEST CIRCUMFERENCE UNDER AXILLA).
1405 | 4214280242800 | INTERIM AND LIGHT OR EQUIVALENT PRESSURE GARMENT VEST LONG SLEEVES CHILDREN SCAR MANAGEMENT 80%-90% POLYAMIDE 10%-20% ELASTANE LIGHT FABRIC THICKNESS 0.48MM-0.52MM PRESSURE LEVEL 10-18 MMHG THERAPEUTIC ITEM L LATEX FREE ANTI BACTERIAL BREATHABLE HIGH UV PROTECTION COTTON FREE AND NON-ALLERGENIC RUBBER FREE AND MACHINE WASHABLE. SIZES: 1: 17.2-18 IN (43-45 CM) (CHEST CIRCUMFERENCE UNDER AXILLA).
1406 | 4214280242900 | INTERIM AND LIGHT OR EQUIVALENT PRESSURE GARMENT VEST LONG SLEEVES CHILDREN SCAR MANAGEMENT 80%-90% POLYAMIDE 10%-20% ELASTANE LIGHT FABRIC THICKNESS 0.48MM-0.52MM PRESSURE LEVEL 10-18 MMHG THERAPEUTIC ITEM L LATEX FREE ANTI BACTERIAL BREATHABLE HIGH UV PROTECTION COTTON FREE AND NON-ALLERGENIC RUBBER FREE AND MACHINE WASHABLE. SIZES: 10: 32-33.2 IN (80-83 CM) (CHEST CIRCUMFERENCE UNDER AXILLA).
1407 | 4214280243000 | INTERIM AND LIGHT OR EQUIVALENT PRESSURE GARMENT VEST MEN LONG SLEEVES SCAR MANAGEMENT 80%-90% POLYAMIDE 10%-20% ELASTANE LIGHT FABRIC THICKNESS 0.48MM-0.52MM PRESSURE LEVEL 10-18 MMHG THERAPEUTIC ITEM L LATEX FREE ANTI BACTERIAL BREATHABLE HIGH UV PROTECTION COTTON FREE AND NON-ALLERGENIC RUBBER FREE AND MACHINE WASHABLE. SIZES: 6: 40.4-41.6 IN (101-104 CM) (CHEST CIRCUMFERENCE UNDER AXILLA).
1408 | 4214280243100 | INTERIM AND LIGHT OR EQUIVALENT PRESSURE GARMENT VEST MEN LONG SLEEVES SCAR MANAGEMENT 80%-90% POLYAMIDE 10%-20% ELASTANE LIGHT FABRIC THICKNESS 0.48MM-0.52MM PRESSURE LEVEL 10-18 MMHG THERAPEUTIC ITEM L LATEX FREE ANTI BACTERIAL BREATHABLE HIGH UV PROTECTION COTTON FREE AND NON-ALLERGENIC RUBBER FREE AND MACHINE WASHABLE. SIZES: 5: 38.8-40 IN (97-100 CM) (CHEST CIRCUMFERENCE UNDER AXILLA).
1409 | 4214280243200 | INTERIM AND LIGHT OR EQUIVALENT PRESSURE GARMENT VEST MEN LONG SLEEVES SCAR MANAGEMENT 80%-90% POLYAMIDE 10%-20% ELASTANE LIGHT FABRIC THICKNESS 0.48MM-0.52MM PRESSURE LEVEL 10-18 MMHG THERAPEUTIC ITEM L LATEX FREE ANTI BACTERIAL BREATHABLE HIGH UV PROTECTION COTTON FREE AND NON-ALLERGENIC RUBBER FREE AND MACHINE WASHABLE. SIZES: 4: 37.2-38.4 IN (93-96 CM) (CHEST CIRCUMFERENCE UNDER AXILLA).
1410 | 4214280243300 | INTERIM AND LIGHT OR EQUIVALENT PRESSURE GARMENT VEST MEN LONG SLEEVES SCAR MANAGEMENT 80%-90% POLYAMIDE 10%-20% ELASTANE LIGHT FABRIC THICKNESS 0.48MM-0.52MM PRESSURE LEVEL 10-18 MMHG THERAPEUTIC ITEM L LATEX FREE ANTI BACTERIAL BREATHABLE HIGH UV PROTECTION COTTON FREE AND NON-ALLERGENIC RUBBER FREE AND MACHINE WASHABLE. SIZES: 7: 42-43.2 IN (105-108 CM) (CHEST CIRCUMFERENCE UNDER AXILLA).
1411 | 4214280243400 | INTERIM AND LIGHT OR EQUIVALENT PRESSURE GARMENT VEST MEN LONG SLEEVES SCAR MANAGEMENT 80%-90% POLYAMIDE 10%-20% ELASTANE LIGHT FABRIC THICKNESS 0.48MM-0.52MM PRESSURE LEVEL 10-18 MMHG THERAPEUTIC ITEM L LATEX FREE ANTI BACTERIAL BREATHABLE HIGH UV PROTECTION COTTON FREE AND NON-ALLERGENIC RUBBER FREE AND MACHINE WASHABLE. SIZES: 3: 35.6-36.8 IN (89-92 CM) (CHEST CIRCUMFERENCE UNDER AXILLA).
1412 | 4214280243500 | INTERIM AND LIGHT OR EQUIVALENT PRESSURE GARMENT VEST MEN LONG SLEEVES SCAR MANAGEMENT 80%-90% POLYAMIDE 10%-20% ELASTANE LIGHT FABRIC THICKNESS 0.48MM-0.52MM PRESSURE LEVEL 10-18 MMHG THERAPEUTIC ITEM L LATEX FREE ANTI BACTERIAL BREATHABLE HIGH UV PROTECTION COTTON FREE AND NON-ALLERGENIC RUBBER FREE AND MACHINE WASHABLE. SIZES: 8: 43.6-44.8 IN (109-112 CM) (CHEST CIRCUMFERENCE UNDER AXILLA).
1413 | 4214280243600 | INTERIM AND LIGHT OR EQUIVALENT PRESSURE GARMENT VEST MEN LONG SLEEVES SCAR MANAGEMENT 80%-90% POLYAMIDE 10%-20% ELASTANE LIGHT FABRIC THICKNESS 0.48MM-0.52MM PRESSURE LEVEL 10-18 MMHG THERAPEUTIC ITEM L LATEX FREE ANTI BACTERIAL BREATHABLE HIGH UV PROTECTION COTTON FREE AND NON-ALLERGENIC RUBBER FREE AND MACHINE WASHABLE. SIZES: 2: 34-35.2 INCH (85-88 CM) (CHEST CIRCUMFERENCE UNDER AXILLA).
1414 | 4214280243700 | INTERIM AND LIGHT OR EQUIVALENT PRESSURE GARMENT VEST MEN LONG SLEEVES SCAR MANAGEMENT 80%-90% POLYAMIDE 10%-20% ELASTANE LIGHT FABRIC THICKNESS 0.48MM-0.52MM PRESSURE LEVEL 10-18 MMHG THERAPEUTIC ITEM L LATEX FREE ANTI BACTERIAL BREATHABLE HIGH UV PROTECTION COTTON FREE AND NON-ALLERGENIC RUBBER FREE AND MACHINE WASHABLE. SIZES: 9: 45.2-46.4 INCH (113-116 CM) (CHEST CIRCUMFERENCE UNDER AXILLA).
1415 | 4214280243800 | INTERIM AND LIGHT OR EQUIVALENT PRESSURE GARMENT VEST MEN LONG SLEEVES SCAR MANAGEMENT 80%-90% POLYAMIDE 10%-20% ELASTANE LIGHT FABRIC THICKNESS 0.48MM-0.52MM PRESSURE LEVEL 10-18 MMHG THERAPEUTIC ITEM L LATEX FREE ANTI BACTERIAL BREATHABLE HIGH UV PROTECTION COTTON FREE AND NON-ALLERGENIC RUBBER FREE AND MACHINE WASHABLE. SIZES: 1: 32.4-33.6 INCH (81-84 CM) (CHEST CIRCUMFERENCE UNDER AXILLA).
1416 | 4214280243900 | INTERIM AND LIGHT OR EQUIVALENT PRESSURE GARMENT VEST MEN LONG SLEEVES SCAR MANAGEMENT 80%-90% POLYAMIDE 10%-20% ELASTANE LIGHT FABRIC THICKNESS 0.48MM-0.52MM PRESSURE LEVEL 10-18 MMHG THERAPEUTIC ITEM L LATEX FREE ANTI BACTERIAL BREATHABLE HIGH UV PROTECTION COTTON FREE AND NON-ALLERGENIC RUBBER FREE AND MACHINE WASHABLE. SIZES: 10: 46.8-48 INCH (117-120 CM) (CHEST CIRCUMFERENCE UNDER AXILLA).
1417 | 4214280244000 | INTERIM AND LIGHT OR EQUIVALENT PRESSURE GARMENT VEST MEN SHORT SLEEVES SCAR MANAGEMENT 80%-90% POLYAMIDE 10%-20% ELASTANE LIGHT FABRIC THICKNESS 0.48MM-0.52MM PRESSURE LEVEL 10-18 MMHG THERAPEUTIC ITEM L LATEX FREE ANTI BACTERIAL BREATHABLE HIGH UV PROTECTION COTTON FREE AND NON-ALLERGENIC RUBBER FREE AND MACHINE WASHABLE. SIZES: 6: 40.4-41.6 INCH (101-104 CM) (CHEST CIRCUMFERENCE UNDER AXILLA).
1418 | 4214280244100 | INTERIM AND LIGHT OR EQUIVALENT PRESSURE GARMENT VEST MEN SHORT SLEEVES SCAR MANAGEMENT 83% POLY80%-90% POLYAMIDE 10%-20% ELASTANE LIGHT FABRIC THICKNESS 0.48MM-0.52MM PRESSURE LEVEL 10-18 MMHG THERAPEUTIC ITEM L LATEX FREE ANTI BACTERIAL BREATHABLE HIGH UV PROTECTION COTTON FREE AND NON-ALLERGENIC RUBBER FREE AND MACHINE WASHABLE. SIZES: 5: 38.8-40 INCH (97-100 CM) (CHEST CIRCUMFERENCE UNDER AXILLA).
1419 | 4214280244200 | INTERIM AND LIGHT OR EQUIVALENT PRESSURE GARMENT VEST MEN SHORT SLEEVES SCAR MANAGEMENT 80%-90% POLYAMIDE 10%-20% ELASTANE LIGHT FABRIC THICKNESS 0.48MM-0.52MM PRESSURE LEVEL 10-18 MMHG THERAPEUTIC ITEM L LATEX FREE ANTI BACTERIAL BREATHABLE HIGH UV PROTECTION COTTON FREE AND NON-ALLERGENIC RUBBER FREE AND MACHINE WASHABLE. SIZES: 4: 37.2-38.4 INCH (93-96 CM) (CHEST CIRCUMFERENCE UNDER AXILLA).
1420 | 4214280244300 | INTERIM AND LIGHT OR EQUIVALENT PRESSURE GARMENT VEST MEN SHORT SLEEVES SCAR MANAGEMENT 80%-90% POLYAMIDE 10%-20% ELASTANE LIGHT FABRIC THICKNESS 0.48MM-0.52MM PRESSURE LEVEL 10-18 MMHG THERAPEUTIC ITEM L LATEX FREE ANTI BACTERIAL BREATHABLE HIGH UV PROTECTION COTTON FREE AND NON-ALLERGENIC RUBBER FREE AND MACHINE WASHABLE. SIZES: 7: 42-43.2 INCH (105-108 CM) (CHEST CIRCUMFERENCE UNDER AXILLA).
1421 | 4214280244400 | INTERIM AND LIGHT OR EQUIVALENT PRESSURE GARMENT VEST MEN SHORT SLEEVES SCAR MANAGEMENT 80%-90% POLYAMIDE 10%-20% ELASTANE LIGHT FABRIC THICKNESS 0.48MM-0.52MM PRESSURE LEVEL 10-18 MMHG THERAPEUTIC ITEM L LATEX FREE ANTI BACTERIAL BREATHABLE HIGH UV PROTECTION COTTON FREE AND NON-ALLERGENIC RUBBER FREE AND MACHINE WASHABLE. SIZES: 3: 35.6-36.8 INCH (89-92 CM) (CHEST CIRCUMFERENCE UNDER AXILLA).
1422 | 4214280244500 | INTERIM AND LIGHT OR EQUIVALENT PRESSURE GARMENT VEST MEN SHORT SLEEVES SCAR MANAGEMENT 80%-90% POLYAMIDE 10%-20% ELASTANE LIGHT FABRIC THICKNESS 0.48MM-0.52MM PRESSURE LEVEL 10-18 MMHG THERAPEUTIC ITEM L LATEX FREE ANTI BACTERIAL BREATHABLE HIGH UV PROTECTION COTTON FREE AND NON-ALLERGENIC RUBBER FREE AND MACHINE WASHABLE. SIZES: 8: 43.6-44.8 INCH (109-112 CM) (CHEST CIRCUMFERENCE UNDER AXILLA).
1423 | 4214280244600 | INTERIM AND LIGHT OR EQUIVALENT PRESSURE GARMENT VEST MEN SHORT SLEEVES SCAR MANAGEMENT 80%-90% POLYAMIDE 10%-20% ELASTANE LIGHT FABRIC THICKNESS 0.48MM-0.52MM PRESSURE LEVEL 10-18 MMHG THERAPEUTIC ITEM L LATEX FREE ANTI BACTERIAL BREATHABLE HIGH UV PROTECTION COTTON FREE AND NON-ALLERGENIC RUBBER FREE AND MACHINE WASHABLE. SIZES: 2: 34-35.2 INCH (85-88 CM) (CHEST CIRCUMFERENCE UNDER AXILLA).
1424 | 4214280244700 | INTERIM AND LIGHT OR EQUIVALENT PRESSURE GARMENT VEST MEN SHORT SLEEVES SCAR MANAGEMENT 80%-90% POLYAMIDE 10%-20% ELASTANE LIGHT FABRIC THICKNESS 0.48MM-0.52MM PRESSURE LEVEL 10-18 MMHG THERAPEUTIC ITEM L LATEX FREE ANTI BACTERIAL BREATHABLE HIGH UV PROTECTION COTTON FREE AND NON-ALLERGENIC RUBBER FREE AND MACHINE WASHABLE. SIZES: 9: 45.2-46.4 INCH (113-116 CM) (CHEST CIRCUMFERENCE UNDER AXILLA).
1425 | 4214280244800 | INTERIM AND LIGHT OR EQUIVALENT PRESSURE GARMENT VEST MEN SHORT SLEEVES SCAR MANAGEMENT 80%-90% POLYAMIDE 10%-20% ELASTANE LIGHT FABRIC THICKNESS 0.48MM-0.52MM PRESSURE LEVEL 10-18 MMHG THERAPEUTIC ITEM L LATEX FREE ANTI BACTERIAL BREATHABLE HIGH UV PROTECTION COTTON FREE AND NON-ALLERGENIC RUBBER FREE AND MACHINE WASHABLE. SIZES: 1: 32.4-33.6 INCH (81-84 CM) (CHEST CIRCUMFERENCE UNDER AXILLA).
1426 | 4214280244900 | INTERIM AND LIGHT OR EQUIVALENT PRESSURE GARMENT VEST MEN SHORT SLEEVES SCAR MANAGEMENT 80%-90% POLYAMIDE 10%-20% ELASTANE LIGHT FABRIC THICKNESS 0.48MM-0.52MM PRESSURE LEVEL 10-18 MMHG THERAPEUTIC ITEM L LATEX FREE ANTI BACTERIAL BREATHABLE HIGH UV PROTECTION COTTON FREE AND NON-ALLERGENIC RUBBER FREE AND MACHINE WASHABLE. SIZES: 10: 46.8-48 INCH (117-120 CM) (CHEST CIRCUMFERENCE UNDER AXILLA).
1427 | 4214280245000 | INTERIM AND LIGHT OR EQUIVALENT PRESSURE GARMENT VEST SHORT SLEEVES CHILDREN SCAR MANAGEMENT 80%-90% POLYAMIDE 10%-20% ELASTANE LIGHT FABRIC THICKNESS 0.48MM-0.52MM PRESSURE LEVEL 10-18 MMHG THERAPEUTIC ITEM L LATEX FREE ANTI BACTERIAL BREATHABLE HIGH UV PROTECTION COTTON FREE AND NON-ALLERGENIC RUBBER FREE AND MACHINE WASHABLE. SIZES: 6: 25.6-26.8 INCH (64-67 CM) (CHEST CIRCUMFERENCE UNDER AXILLA).
1428 | 4214280245100 | INTERIM AND LIGHT OR EQUIVALENT PRESSURE GARMENT VEST SHORT SLEEVES CHILDREN SCAR MANAGEMENT 80%-90% POLYAMIDE 10%-20% ELASTANE LIGHT FABRIC THICKNESS 0.48MM-0.52MM PRESSURE LEVEL 10-18 MMHG THERAPEUTIC ITEM L LATEX FREE ANTI BACTERIAL BREATHABLE HIGH UV PROTECTION COTTON FREE AND NON-ALLERGENIC RUBBER FREE AND MACHINE WASHABLE. SIZES: 5: 24-25.2 INCH (60-63 CM) (CHEST CIRCUMFERENCE UNDER AXILLA).
1429 | 4214280245200 | INTERIM AND LIGHT OR EQUIVALENT PRESSURE GARMENT VEST SHORT SLEEVES CHILDREN SCAR MANAGEMENT 80%-90% POLYAMIDE 10%-20% ELASTANE LIGHT FABRIC THICKNESS 0.48MM-0.52MM PRESSURE LEVEL 10-18 MMHG THERAPEUTIC ITEM L LATEX FREE ANTI BACTERIAL BREATHABLE HIGH UV PROTECTION COTTON FREE AND NON-ALLERGENIC RUBBER FREE AND MACHINE WASHABLE. SIZES: 4: 22-23.6 INCH (55-59 CM) (CHEST CIRCUMFERENCE UNDER AXILLA).
1430 | 4214280245300 | INTERIM AND LIGHT OR EQUIVALENT PRESSURE GARMENT VEST SHORT SLEEVES CHILDREN SCAR MANAGEMENT 80%-90% POLYAMIDE 10%-20% ELASTANE LIGHT FABRIC THICKNESS 0.48MM-0.52MM PRESSURE LEVEL 10-18 MMHG THERAPEUTIC ITEM L LATEX FREE ANTI BACTERIAL BREATHABLE HIGH UV PROTECTION COTTON FREE AND NON-ALLERGENIC RUBBER FREE AND MACHINE WASHABLE. SIZES: 7: 27.2-28.4 INCH (68-71 CM) (CHEST CIRCUMFERENCE UNDER AXILLA).
1431 | 4214280245400 | INTERIM AND LIGHT OR EQUIVALENT PRESSURE GARMENT VEST SHORT SLEEVES CHILDREN SCAR MANAGEMENT 80%-90% POLYAMIDE 10%-20% ELASTANE LIGHT FABRIC THICKNESS 0.48MM-0.52MM PRESSURE LEVEL 10-18 MMHG THERAPEUTIC ITEM L LATEX FREE ANTI BACTERIAL BREATHABLE HIGH UV PROTECTION COTTON FREE AND NON-ALLERGENIC RUBBER FREE AND MACHINE WASHABLE. SIZES: 3: 20-21.6 INCH (50-54 CM) (CHEST CIRCUMFERENCE UNDER AXILLA).
1432 | 4214280245500 | INTERIM AND LIGHT OR EQUIVALENT PRESSURE GARMENT VEST SHORT SLEEVES CHILDREN SCAR MANAGEMENT 80%-90% POLYAMIDE 10%-20% ELASTANE LIGHT FABRIC THICKNESS 0.48MM-0.52MM PRESSURE LEVEL 10-18 MMHG THERAPEUTIC ITEM L LATEX FREE ANTI BACTERIAL BREATHABLE HIGH UV PROTECTION COTTON FREE AND NON-ALLERGENIC RUBBER FREE AND MACHINE WASHABLE. SIZES: 8: 28.8-30 INCH (72-75 CM) (CHEST CIRCUMFERENCE UNDER AXILLA).
1433 | 4214280245600 | INTERIM AND LIGHT OR EQUIVALENT PRESSURE GARMENT VEST SHORT SLEEVES CHILDREN SCAR MANAGEMENT 80%-90% POLYAMIDE 10%-20% ELASTANE LIGHT FABRIC THICKNESS 0.48MM-0.52MM PRESSURE LEVEL 10-18 MMHG THERAPEUTIC ITEM L LATEX FREE ANTI BACTERIAL BREATHABLE HIGH UV PROTECTION COTTON FREE AND NON-ALLERGENIC RUBBER FREE AND MACHINE WASHABLE. SIZES: 2: 18.4-19.6 INCH (46-49 CM) (CHEST CIRCUMFERENCE UNDER AXILLA).
1434 | 4214280245700 | INTERIM AND LIGHT OR EQUIVALENT PRESSURE GARMENT VEST SHORT SLEEVES CHILDREN SCAR MANAGEMENT 80%-90% POLYAMIDE 10%-20% ELASTANE LIGHT FABRIC THICKNESS 0.48MM-0.52MM PRESSURE LEVEL 10-18 MMHG THERAPEUTIC ITEM L LATEX FREE ANTI BACTERIAL BREATHABLE HIGH UV PROTECTION COTTON FREE AND NON-ALLERGENIC RUBBER FREE AND MACHINE WASHABLE. SIZES: 9: 30.4-31.6 IN (76-79 CM) (CHEST CIRCUMFERENCE UNDER AXILLA).
1435 | 4214280245800 | INTERIM AND LIGHT OR EQUIVALENT PRESSURE GARMENT VEST SHORT SLEEVES CHILDREN SCAR MANAGEMENT 80%-90% POLYAMIDE 10%-20% ELASTANE LIGHT FABRIC THICKNESS 0.48MM-0.52MM PRESSURE LEVEL 10-18 MMHG THERAPEUTIC ITEM L LATEX FREE ANTI BACTERIAL BREATHABLE HIGH UV PROTECTION COTTON FREE AND NON-ALLERGENIC RUBBER FREE AND MACHINE WASHABLE. SIZES: 1: 17.2-18 IN (43-45 CM) (CHEST CIRCUMFERENCE UNDER AXILLA).
1436 | 4214280245900 | INTERIM AND LIGHT OR EQUIVALENT PRESSURE GARMENT VEST SHORT SLEEVES CHILDREN SCAR MANAGEMENT 80%-90% POLYAMIDE 10%-20% ELASTANE LIGHT FABRIC THICKNESS 0.48MM-0.52MM PRESSURE LEVEL 10-18 MMHG THERAPEUTIC ITEM L LATEX FREE ANTI BACTERIAL BREATHABLE HIGH UV PROTECTION COTTON FREE AND NON-ALLERGENIC RUBBER FREE AND MACHINE WASHABLE. SIZES: 10: 32-33.2 INCH (80-83 CM) (CHEST CIRCUMFERENCE UNDER AXILLA).
1437 | 4214280246000 | INTERIM AND LIGHT OR EQUIVALENT PRESSURE GARMENT VEST WOMEN LONG SLEEVES SCAR MANAGEMENT 80%-90% POLYAMIDE 10%-20% ELASTANE LIGHT FABRIC THICKNESS 0.48MM-0.52MM PRESSURE LEVEL 10-18 MMHG THERAPEUTIC ITEM L LATEX FREE ANTI BACTERIAL BREATHABLE HIGH UV PROTECTION COTTON FREE AND NON-ALLERGENIC RUBBER FREE AND MACHINE WASHABLE. SIZES: 6: 37.2-38.4 INCH (97-100 CM) (CIRCUMFERENCE OF CHEST ABOVE BREASTS).
1438 | 4214280246100 | INTERIM AND LIGHT OR EQUIVALENT PRESSURE GARMENT VEST WOMEN LONG SLEEVES SCAR MANAGEMENT 80%-90% POLYAMIDE 10%-20% ELASTANE LIGHT FABRIC THICKNESS 0.48MM-0.52MM PRESSURE LEVEL 10-18 MMHG THERAPEUTIC ITEM L LATEX FREE ANTI BACTERIAL BREATHABLE HIGH UV PROTECTION COTTON FREE AND NON-ALLERGENIC RUBBER FREE AND MACHINE WASHABLE. SIZES: 5: 35.6-36.8 INCH (93-96 CM) (CIRCUMFERENCE OF CHEST ABOVE BREASTS).
1439 | 4214280246200 | INTERIM AND LIGHT OR EQUIVALENT PRESSURE GARMENT VEST WOMEN LONG SLEEVES SCAR MANAGEMENT 80%-90% POLYAMIDE 10%-20% ELASTANE LIGHT FABRIC THICKNESS 0.48MM-0.52MM PRESSURE LEVEL 10-18 MMHG THERAPEUTIC ITEM L LATEX FREE ANTI BACTERIAL BREATHABLE HIGH UV PROTECTION COTTON FREE AND NON-ALLERGENIC RUBBER FREE AND MACHINE WASHABLE. SIZES: 4: 34-35.2 INCH (89-92 CM) (CIRCUMFERENCE OF CHEST ABOVE BREASTS).
1440 | 4214280246300 | INTERIM AND LIGHT OR EQUIVALENT PRESSURE GARMENT VEST WOMEN LONG SLEEVES SCAR MANAGEMENT 80%-90% POLYAMIDE 10%-20% ELASTANE LIGHT FABRIC THICKNESS 0.48MM-0.52MM LEVEL 10-18 MMHG THERAPEUTIC ITEM L LATEX FREE ANTI BACTERIAL BREATHABLE HIGH UV PROTECTION COTTON FREE AND NON-ALLERGENIC RUBBER FREE AND MACHINE WASHABLE. SIZES: 7: 38.8-40 INCH (101-104 CM) (CIRCUMFERENCE OF CHEST ABOVE BREASTS).
1441 | 4214280246400 | INTERIM AND LIGHT OR EQUIVALENT PRESSURE GARMENT VEST WOMEN LONG SLEEVES SCAR MANAGEMENT 80%-90% POLYAMIDE 10%-20% ELASTANE LIGHT FABRIC THICKNESS 0.48MM-0.52MM PRESSURE LEVEL 10-18 MMHG THERAPEUTIC ITEM L LATEX FREE ANTI BACTERIAL BREATHABLE HIGH UV PROTECTION COTTON FREE AND NON-ALLERGENIC RUBBER FREE AND MACHINE WASHABLE. SIZES: 3: 32.4-33.6 INCH (85-88 CM) (CIRCUMFERENCE OF CHEST ABOVE BREASTS).
1442 | 4214280246500 | INTERIM AND LIGHT OR EQUIVALENT PRESSURE GARMENT VEST WOMEN LONG SLEEVES SCAR MANAGEMENT 80%-90% POLYAMIDE 10%-20% ELASTANE LIGHT FABRIC THICKNESS 0.48MM-0.52MM PRESSURE LEVEL 10-18 MMHG THERAPEUTIC ITEM L LATEX FREE ANTI BACTERIAL BREATHABLE HIGH UV PROTECTION COTTON FREE AND NON-ALLERGENIC RUBBER FREE AND MACHINE WASHABLE. SIZES: 8: 40.4-41.6 INCH (105-108 CM) (CIRCUMFERENCE OF CHEST ABOVE BREASTS).
1443 | 4214280246600 | INTERIM AND LIGHT OR EQUIVALENT PRESSURE GARMENT VEST WOMEN LONG SLEEVES SCAR MANAGEMENT 80%-90% POLYAMIDE 10%-20% ELASTANE LIGHT FABRIC THICKNESS 0.48MM-0.52MM PRESSURE LEVEL 10-18 MMHG THERAPEUTIC ITEM L LATEX FREE ANTI BACTERIAL BREATHABLE HIGH UV PROTECTION COTTON FREE AND NON-ALLERGENIC RUBBER FREE AND MACHINE WASHABLE. SIZES: 2: 32.4-33.6 IN (81-84 CM) (CIRCUMFERENCE OF CHEST ABOVE BREASTS).
1444 | 4214280246700 | INTERIM AND LIGHT OR EQUIVALENT PRESSURE GARMENT VEST WOMEN LONG SLEEVES SCAR MANAGEMENT 80%-90% POLYAMIDE 10%-20% ELASTANE LIGHT FABRIC THICKNESS 0.48MM-0.52MM PRESSURE LEVEL 10-18 MMHG THERAPEUTIC ITEM L LATEX FREE ANTI BACTERIAL BREATHABLE HIGH UV PROTECTION COTTON FREE AND NON-ALLERGENIC RUBBER FREE AND MACHINE WASHABLE. SIZES: 9: 42-43.2 IN (109-112 CM) (CIRCUMFERENCE OF CHEST ABOVE BREASTS).
1445 | 4214280246800 | INTERIM AND LIGHT OR EQUIVALENT PRESSURE GARMENT VEST WOMEN LONG SLEEVES SCAR MANAGEMENT 80%-90% POLYAMIDE 10%-20% ELASTANE LIGHT FABRIC THICKNESS 0.48MM-0.52MM PRESSURE LEVEL 10-18 MMHG THERAPEUTIC ITEM L LATEX FREE ANTI BACTERIAL BREATHABLE HIGH UV PROTECTION COTTON FREE AND NON-ALLERGENIC RUBBER FREE AND MACHINE WASHABLE. SIZES: 1: 30.4-32 IN (76-80 CM) (CIRCUMFERENCE OF CHEST ABOVE BREASTS).
1446 | 4214280246900 | INTERIM AND LIGHT OR EQUIVALENT PRESSURE GARMENT VEST WOMEN LONG SLEEVES SCAR MANAGEMENT 80%-90% POLYAMIDE 10%-20% ELASTANE LIGHT FABRIC THICKNESS 0.48MM-0.52MM PRESSURE LEVEL 10-18 MMHG THERAPEUTIC ITEM L LATEX FREE ANTI BACTERIAL BREATHABLE HIGH UV PROTECTION COTTON FREE AND NON-ALLERGENIC RUBBER FREE AND MACHINE WASHABLE. SIZES: 10: 43.6-44.8 IN (113-116 CM) (CIRCUMFERENCE OF CHEST ABOVE BREASTS).
1447 | 4214280247000 | INTERIM AND LIGHT OR EQUIVALENT PRESSURE GARMENT VEST WOMEN LONG SLEEVES SCAR MANAGEMENT 80%-90% POLYAMIDE 10%-20% ELASTANE LIGHT FABRIC THICKNESS 0.48MM-0.52MM PRESSURE LEVEL 10-18 MMHG THERAPEUTIC ITEM L LATEX FREE ANTI BACTERIAL BREATHABLE HIGH UV PROTECTION COTTON FREE AND NON-ALLERGENIC RUBBER FREE AND MACHINE WASHABLE. SIZES: 11: 45.2-46.4 IN (117-119 CM) (CIRCUMFERENCE OF CHEST ABOVE BREASTS).
1448 | 4214280247100 | INTERIM AND LIGHT OR EQUIVALENT PRESSURE GARMENT VEST WOMEN SHORT SLEEVES SCAR MANAGEMENT 80%-90% POLYAMIDE 10%-20% ELASTANE LIGHT FABRIC THICKNESS 0.48MM-0.52MM PRESSURE LEVEL 10-18 MMHG THERAPEUTIC ITEM L LATEX FREE ANTI BACTERIAL BREATHABLE HIGH UV PROTECTION COTTON FREE AND NON-ALLERGENIC RUBBER FREE AND MACHINE WASHABLE. SIZES: 5: 37.2-38.4 IN (93-96 CM) (CIRCUMFERENCE OF CHEST ABOVE BREASTS).
1449 | 4214280247200 | INTERIM AND LIGHT OR EQUIVALENT PRESSURE GARMENT VEST WOMEN SHORT SLEEVES SCAR MANAGEMENT 80%-90% POLYAMIDE 10%-20% ELASTANE LIGHT FABRIC THICKNESS 0.48MM-0.52MM PRESSURE LEVEL 10-18 MMHG THERAPEUTIC ITEM L LATEX FREE ANTI BACTERIAL BREATHABLE HIGH UV PROTECTION COTTON FREE AND NON-ALLERGENIC RUBBER FREE AND MACHINE WASHABLE. SIZES: 4: 35.6-36.8 IN (89-92 CM) (CIRCUMFERENCE OF CHEST ABOVE BREASTS).
1450 | 4214280247300 | INTERIM AND LIGHT OR EQUIVALENT PRESSURE GARMENT VEST WOMEN SHORT SLEEVES SCAR MANAGEMENT 80%-90% POLYAMIDE 10%-20% ELASTANE LIGHT FABRIC THICKNESS 0.48MM-0.52MM PRESSURE LEVEL 10-18 MMHG THERAPEUTIC ITEM L LATEX FREE ANTI BACTERIAL BREATHABLE HIGH UV PROTECTION COTTON FREE AND NON-ALLERGENIC RUBBER FREE AND MACHINE WASHABLE. SIZES: 7: 40.4-41.6 IN (101-104 CM) (CIRCUMFERENCE OF CHEST ABOVE BREASTS).
1451 | 4214280247400 | INTERIM AND LIGHT OR EQUIVALENT PRESSURE GARMENT VEST WOMEN SHORT SLEEVES SCAR MANAGEMENT 80%-90% POLYAMIDE 10%-20% ELASTANE LIGHT FABRIC THICKNESS 0.48MM-0.52MM PRESSURE LEVEL 10-18 MMHG THERAPEUTIC ITEM L LATEX FREE ANTI BACTERIAL BREATHABLE HIGH UV PROTECTION COTTON FREE AND NON-ALLERGENIC RUBBER FREE AND MACHINE WASHABLE. SIZES: 3: 34-35.2 IN (85-88 CM) (CIRCUMFERENCE OF CHEST ABOVE BREASTS).
1452 | 4214280247500 | INTERIM AND LIGHT OR EQUIVALENT PRESSURE GARMENT VEST WOMEN SHORT SLEEVES SCAR MANAGEMENT 80%-90% POLYAMIDE 10%-20% ELASTANE LIGHT FABRIC THICKNESS 0.48MM-0.52MM PRESSURE LEVEL 10-18 MMHG THERAPEUTIC ITEM L LATEX FREE ANTI BACTERIAL BREATHABLE HIGH UV PROTECTION COTTON FREE AND NON-ALLERGENIC RUBBER FREE AND MACHINE WASHABLE. SIZES: 8: 42-43.2 IN (105-108 CM) (CIRCUMFERENCE OF CHEST ABOVE BREASTS).
1453 | 4214280247600 | INTERIM AND LIGHT OR EQUIVALENT PRESSURE GARMENT VEST WOMEN SHORT SLEEVES SCAR MANAGEMENT 80%-90% POLYAMIDE 10%-20% ELASTANE LIGHT FABRIC THICKNESS 0.48MM-0.52MM PRESSURE LEVEL 10-18 MMHG THERAPEUTIC ITEM L LATEX FREE ANTI BACTERIAL BREATHABLE HIGH UV PROTECTION COTTON FREE AND NON-ALLERGENIC RUBBER FREE AND MACHINE WASHABLE. SIZES: 2: 32.4-33.6 IN (81-84 CM) (CIRCUMFERENCE OF CHEST ABOVE BREASTS).
1454 | 4214280247700 | INTERIM AND LIGHT OR EQUIVALENT PRESSURE GARMENT VEST WOMEN SHORT SLEEVES SCAR MANAGEMENT 80%-90% POLYAMIDE 10%-20% ELASTANE LIGHT FABRIC THICKNESS 0.48MM-0.52MM PRESSURE LEVEL 10-18 MMHG THERAPEUTIC ITEM L LATEX FREE ANTI BACTERIAL BREATHABLE HIGH UV PROTECTION COTTON FREE AND NON-ALLERGENIC RUBBER FREE AND MACHINE WASHABLE. SIZES: 9: 43.6-44.8 IN (109-112 CM) (CIRCUMFERENCE OF CHEST ABOVE BREASTS).
1455 | 4214280247800 | INTERIM AND LIGHT OR EQUIVALENT PRESSURE GARMENT VEST WOMEN SHORT SLEEVES SCAR MANAGEMENT 80%-90% POLYAMIDE 10%-20% ELASTANE LIGHT FABRIC THICKNESS 0.48MM-0.52MM PRESSURE LEVEL 10-18 MMHG THERAPEUTIC ITEM L LATEX FREE ANTI BACTERIAL BREATHABLE HIGH UV PROTECTION COTTON FREE AND NON-ALLERGENIC RUBBER FREE AND MACHINE WASHABLE. SIZES: 1: 30.4-32 IN (76-80 CM) (CIRCUMFERENCE OF CHEST ABOVE BREASTS).
1456 | 4214280247900 | INTERIM AND LIGHT OR EQUIVALENT PRESSURE GARMENT VEST WOMEN SHORT SLEEVES SCAR MANAGEMENT 80%-90% POLYAMIDE 10%-20% ELASTANE LIGHT FABRIC THICKNESS 0.48MM-0.52MM PRESSURE LEVEL 10-18 MMHG THERAPEUTIC ITEM L LATEX FREE ANTI BACTERIAL BREATHABLE HIGH UV PROTECTION COTTON FREE AND NON-ALLERGENIC RUBBER FREE AND MACHINE WASHABLE. SIZES: 10: 45.2-46.4 IN (113-116 CM) (CIRCUMFERENCE OF CHEST ABOVE BREASTS).
1457 | 4214280248000 | INTERIM AND LIGHT OR EQUIVALENT PRESSURE GARMENT VEST WOMEN SHORT SLEEVES SCAR MANAGEMENT 80%-90% POLYAMIDE 10%-20% ELASTANE LIGHT FABRIC THICKNESS 0.48MM-0.52MM PRESSURE LEVEL 10-18 MMHG THERAPEUTIC ITEM L LATEX FREE ANTI BACTERIAL BREATHABLE HIGH UV PROTECTION COTTON FREE AND NON-ALLERGENIC RUBBER FREE AND MACHINE WASHABLE. SIZES: 11: 46.8-48 IN (117-119 CM) (CIRCUMFERENCE OF CHEST ABOVE BREASTS).
1458 | 4214280260100 | ABOVE KNEE SELF-ADJUSTABLE MADE OF FOAM CUBES CONTAINS POLYURETHANE NORMAL LENGTH SIZE 1
1459 | 4214280260200 | ABOVE KNEE SELF-ADJUSTABLE MADE OF FOAM CUBES CONTAINS POLYURETHANE NORMAL LENGTH SIZE 2
1460 | 4214280260300 | ABOVE KNEE SELF-ADJUSTABLE MADE OF FOAM CUBES CONTAINS POLYURETHANE NORMAL LENGTH SIZE 3
1461 | 4214280260400 | ABOVE KNEE SELF-ADJUSTABLE MADE OF FOAM CUBES CONTAINS POLYURETHANE NORMAL LENGTH SIZE 4
1462 | 4214280260500 | ADJUSTABLE COMPRESSION GARMENTS CALF FOR LYMPHEDEMA VELCRO ADJUSTABLE BUILT-IN-TENSION SYSTEM BREATHABLE LATEX FREE ODOR-INHI = BITING MATERIAL WITH ANTIBACTERIAL EFFECT SIZE LONG
1463 | 4214280260600 | ADJUSTABLE COMPRESSION GARMENTS CALF FOR LYMPHEDEMA VELCRO ADJUSTABLE BUILT-IN-TENSION SYSTEM BREATHABLE LATEX FREE ODOR-INHI = BITING MATERIAL WITH ANTIBACTERIAL EFFECT SIZE LONG-WIDE
1464 | 4214280260700 | ADJUSTABLE COMPRESSION GARMENTS CALF FOR LYMPHEDEMA VELCRO ADJUSTABLE BUILT-IN-TENSION SYSTEM BREATHABLE LATEX FREE ODOR-INHI = BITING MATERIAL WITH ANTIBACTERIAL EFFECT SIZE SHORT
1465 | 4214280260800 | ADJUSTABLE COMPRESSION GARMENTS CALF FOR LYMPHEDEMA VELCRO ADJUSTABLE BUILT-IN-TENSION SYSTEM BREATHABLE LATEX FREE ODOR-INHI = BITING MATERIAL WITH ANTIBACTERIAL EFFECT SIZE SHORT-WIDE
1466 | 4214280260900 | ADJUSTABLE COMPRESSION GARMENTS CALF FOR LYMPHEDEMA VELCRO ADJUSTABLE BUILT-IN-TENSION SYSTEM BREATHABLE LATEX FREE ODOR-INHI = BITING MATERIAL WITH ANTIBACTERIAL EFFECT SIZE STANDARD
1467 | 4214280261000 | ADJUSTABLE COMPRESSION GARMENTS CALF FOR LYMPHEDEMA VELCRO ADJUSTABLE BUILT-IN-TENSION SYSTEM BREATHABLE LATEX FREE ODOR-INHI = BITING MATERIAL WITH ANTIBACTERIAL EFFECT SIZE STANDARD-WIDE
1468 | 4214280261100 | ADJUSTABLE COMPRESSION GARMENTS KNEE FOR LYMPHEDEMA VELCRO ADJUSTABLE BUILT-IN-TENSION SYSTEM BREATHABLE LATEX FREE ODOR-INHI = BITING MATERIAL WITH ANTIBACTERIAL EFFECT SIZE LARGE
1469 | 4214280261200 | ADJUSTABLE COMPRESSION GARMENTS KNEE FOR LYMPHEDEMA VELCRO ADJUSTABLE BUILT-IN-TENSION SYSTEM BREATHABLE LATEX FREE ODOR-INHI = BITING MATERIAL WITH ANTIBACTERIAL EFFECT SIZE MEDIUM
1470 | 4214280261300 | ADJUSTABLE COMPRESSION GARMENTS KNEE FOR LYMPHEDEMA VELCRO ADJUSTABLE BUILT-IN-TENSION SYSTEM BREATHABLE LATEX FREE ODOR-INHI = BITING MATERIAL WITH ANTIBACTERIAL EFFECT SIZE X-LARGE
1471 | 4214280261400 | ADJUSTABLE COMPRESSION GARMENTS THIGH FOR LYMPHEDEMA VELCRO ADJUSTABLE BUILT-IN-TENSION SYSTEM BREATHABLE LATEX FREE ODOR-INHIBITING MATERIAL WITH ANTIBACTERIAL EFFECT SIZE LONG
1472 | 4214280261500 | ADJUSTABLE COMPRESSION GARMENTS THIGH FOR LYMPHEDEMA VELCRO ADJUSTABLE BUILT-IN-TENSION SYSTEM BREATHABLE LATEX FREE ODOR-INHIBITING MATERIAL WITH ANTIBACTERIAL EFFECT SIZE LONG-WIDE
1473 | 4214280261600 | ADJUSTABLE COMPRESSION GARMENTS THIGH FOR LYMPHEDEMA VELCRO ADJUSTABLE BUILT-IN-TENSION SYSTEM BREATHABLE LATEX FREE ODOR-INHIBITING MATERIAL WITH ANTIBACTERIAL EFFECT SIZE SHORT
1474 | 4214280261700 | GARMENT ADJUSTABLE COMPRESSION THIGH FOR LYMPHEDEMA VELCRO ADJUSTABLE BUILT-IN-TENSION SYSTEM BREATHABLE LATEX FREE ODOR-INHIBITING MATERIAL WITH ANTI-BACTERIAL EFFECT SHORT WIDE ASSORTED SIZE (LYMPHEDEMA)
1475 | 4214280261800 | ADJUSTABLE COMPRESSION GARMENTS THIGH FOR LYMPHEDEMA VELCRO ADJUSTABLE BUILT-IN-TENSION SYSTEM BREATHABLE LATEX FREE ODOR-INHIBITING MATERIAL WITH ANTIBACTERIAL EFFECT SIZE STANDARD
1476 | 4214280261900 | ADJUSTABLE COMPRESSION GARMENTS THIGH FOR LYMPHEDEMA VELCRO ADJUSTABLE BUILT-IN-TENSION SYSTEM BREATHABLE LATEX FREE ODOR-INHIBITING MATERIAL WITH ANTIBACTERIAL EFFECT SIZE STANDARD-WIDE
1477 | 4214280262000 | PRESSURE GARMENT CUSTOM MADE FOR SCAR MANAGEMENT ADULT (ELBOW-AXILLA) SLEEVE ULTRAVIOLET PROTECTION (NOT LESS THAN 98%) BREATHABLE HYPOALLERGENIC AND LATEX-FREE COMPOSITION-HIGH QUALITY SOFT ANTI-BACTERIAL MEDICAL GRADE COMPOSITION AVAILABLE IN TWO WASHABLE FABRICS: STRONG AND MEDIUM PRESSURE BASED ON PATIENT NEEDS
1478 | 4214280262100 | PRESSURE GARMENT CUSTOM MADE FOR SCAR MANAGEMENT ADULT (WRIST-AXILLA) SLEEVE ULTRAVIOLET PROTECTION (NOT LESS THAN 98%) BREATHABLE HYPOALLERGENIC AND LATEX-FREE COMPOSITION-HIGH QUALITY SOFT ANTI-BACTERIAL MEDICAL GRADE COMPOSITION AVAILABLE IN TWO WASHABLE FABRICS: STRONG AND MEDIUM PRESSURE BASED ON PATIENT NEEDS
1479 | 4214280262200 | PRESSURE GARMENT CUSTOM MADE FOR SCAR MANAGEMENT ADULT CLOSE TOES FOOT GLOVE ULTRAVIOLET PROTECTION (NOT LESS THAN 98%) BREATHABLE HYPOALLERGENIC AND LATEX-FREE COMPOSITION-HIGH QUALITY SOFT ANTI-BACTERIAL MEDICAL GRADE COMPOSITION AVAILABLE IN TWO WASHABLE FABRICS: STRONG AND MEDIUM PRESSURE BASED ON PATIENT NEEDS
1480 | 4214280262300 | PRESSURE GARMENT CUSTOM MADE FOR SCAR MANAGEMENT ADULT CLOSE TOES FOOT GLOVE STOCKING (ANKLE-HIGH) ULTRAVIOLET PROTECTION (NOT LESS THAN 98%) BREATHABLE HYPOALLERGENIC AND LATEX-FREE COMPOSITION-HIGH QUALITY SOFT ANTI-BACTERIAL MEDICAL GRADE COMPOSITION AVAILABLE IN TWO WASHABLE FABRICS: STRONG AND MEDIUM PRESSURE BASED ON PATIENT NEEDS
1481 | 4214280262400 | ADULT CLOSE TOES FOOT GLOVE STOCKING (ANKLE-HIGH) CUSTOM-MADE PRESSURE GARMENT. SKIN MEDICAL PRESSURE GARMENTS ARE TIGHT PIECES OF FLAT KNITTED WARP KNIT CLOTHING USED FOR SCAR MANAGEMENT POST STRONG FABRIC (60%-65% POLYAMIDE AND 38%-42% ELASTANE - MATERIAL THICKNESS 0.64 MM-0.68 MM) AND MEDIUM FABRIC (53%-57% POLYAMIDE AND 45%-49% ELASTANE - MATERIAL THICKNESS 0.57 MM-61 MM) DOES NOT CONTAIN COTTON RUBBER OR ALLERGENS. PRESSURE LEVEL 23-30 MMHG. FASTENING: NONE HOOKS OR ZIPPER. UPPER EDGE SIL 1 UPPER EDGE IN THIGH HIGH SIL 4. LOWER EDGE TIP OPEN ELA 2. BY REQUEST: WAIST STRAP FOR THIGH HIGH MODEL: 4 CM ELASTANE STRAP. UPF 50+ ULTRAVIOLET PROTECTION 98%. HIGH BREATHABILITY. PRODUCTS ARE AVAILABLE WITH VARIETY OF COLORS. PRODUCTS HAVE A WARRANTY OF 4 MONTHS AND PRESSURE GUARANTEE 6 MONTHS INCLUDING MANUFACTURE AND MATERIAL DEFECTS.
1482 | 4214280262500 | PRESSURE GARMENT CUSTOM MADE FOR SCAR MANAGEMENT ADULT CLOSE TOES FOOT GLOVE STOCKING (THIGH-HIGH) ULTRAVIOLET PROTECTION (NOT LESS THAN 98%) BREATHABLE HYPOALLERGENIC AND LATEX-FREE COMPOSITION-HIGH QUALITY SOFT ANTI-BACTERIAL MEDICAL GRADE COMPOSITION AVAILABLE IN TWO WASHABLE FABRICS: STRONG AND MEDIUM PRESSURE BASED ON PATIENT NEEDS
1483 | 4214280262600 | PRESSURE GARMENT CUSTOM MADE FOR SCAR MANAGEMENT ADULT CLOSE TOES STOCKING (ANKLE-HIGH) ULTRAVIOLET PROTECTION (NOT LESS THAN 98%) BREATHABLE HYPOALLERGENIC AND LATEX-FREE COMPOSITION-HIGH QUALITY SOFT ANTI-BACTERIAL MEDICAL GRADE COMPOSITION AVAILABLE IN TWO WASHABLE FABRICS: STRONG AND MEDIUM PRESSURE BASED ON PATIENT NEEDS
1484 | 4214280262700 | PRESSURE GARMENT CUSTOM MADE FOR SCAR MANAGEMENT ADULT CLOSE TOES STOCKING (KNEE-HIGH) ULTRAVIOLET PROTECTION (NOT LESS THAN 98%) BREATHABLE HYPOALLERGENIC AND LATEX-FREE COMPOSITION-HIGH QUALITY SOFT ANTI-BACTERIAL MEDICAL GRADE COMPOSITION AVAILABLE IN TWO WASHABLE FABRICS: STRONG AND MEDIUM PRESSURE BASED ON PATIENT NEEDS
1485 | 4214280262800 | PRESSURE GARMENT CUSTOM MADE FOR SCAR MANAGEMENT ADULT CLOSE TOES STOCKING (THIGH-HIGH) ULTRAVIOLET PROTECTION (NOT LESS THAN 98%) BREATHABLE HYPOALLERGENIC AND LATEX-FREE COMPOSITION-HIGH QUALITY SOFT ANTI-BACTERIAL MEDICAL GRADE COMPOSITION AVAILABLE IN TWO WASHABLE FABRICS: STRONG AND MEDIUM PRESSURE BASED ON PATIENT NEEDS
1486 | 4214280262900 | ADULT GAUNTLET THUMB OPEN CUSTOM-MADE PRESSURE GARMENT. SKIN MEDICAL PRESSURE GARMENTS ARE TIGHT PIECES OF FLAT KNITTED WARP KNIT CLOTHING USED FOR SCAR MANAGEMENT POST BURN SKIN GRAFTS AND SURGERIES. AVAILABLE IN TWO WASHABLE FABRICS: STRONG FABRIC (60%-64% POLYAMIDE AND 38%-42% ELASTANE - MATERIAL THICKNESS 0.62 MM-0.66 MM) AND MEDIUM FABRIC (52%-56% POLYAMIDE AND 45%-48% ELASTANE - MATERIAL THICKNESS 0.57 MM-0.60 MM) DOES NOT CONTAIN COTTON RUBBER OR ALLERGENS. PRESSURE LEVEL 23-30 MMHG. FASTENING: NONE HOOKS OR ZIPPER. WRIST EDGING ELA 3. PALM EDGING ELA 2. UPF 50+ ULTRAVIOLET PROTECTION 98%. HIGH BREATHABILITY. PRODUCTS ARE AVAILABLE WITH VARIETY OF COLORS. PRODUCTS HAVE A WARRANTY OF 4 MONTHS AND PRESSURE GUARANTEE 6 MONTHS INCLUDING MANUFACTURE AND MATERIAL DEFECTS.
1487 | 4214280263000 | PRESSURE GARMENT CUSTOM MADE FOR SCAR MANAGEMENT ADULT LEG (ANKLE-KNEE) ULTRAVIOLET PROTECTION (NOT LESS THAN 98%) BREATHABLE HYPOALLERGENIC AND LATEX-FREE COMPOSITION-HIGH QUALITY SOFT ANTI-BACTERIAL MEDICAL GRADE COMPOSITION AVAILABLE IN TWO WASHABLE FABRICS: STRONG AND MEDIUM PRESSURE BASED ON PATIENT NEEDS
1488 | 4214280263100 | PRESSURE GARMENT CUSTOM MADE FOR SCAR MANAGEMENT ADULT LEG (ANKLE-THIGH) ULTRAVIOLET PROTECTION (NOT LESS THAN 98%) BREATHABLE HYPOALLERGENIC AND LATEX-FREE COMPOSITION-HIGH QUALITY SOFT ANTI-BACTERIAL MEDICAL GRADE COMPOSITION AVAILABLE IN TWO WASHABLE FABRICS: STRONG AND MEDIUM PRESSURE BASED ON PATIENT NEEDS
1489 | 4214280263200 | PRESSURE GARMENT CUSTOM MADE FOR SCAR MANAGEMENT ADULT LEG (KNEE-THIGH) ULTRAVIOLET PROTECTION (NOT LESS THAN 98%) BREATHABLE HYPOALLERGENIC AND LATEX-FREE COMPOSITION-HIGH QUALITY SOFT ANTI-BACTERIAL MEDICAL GRADE COMPOSITION AVAILABLE IN TWO WASHABLE FABRICS: STRONG AND MEDIUM PRESSURE BASED ON PATIENT NEEDS
1490 | 4214280263300 | PRESSURE GARMENT CUSTOM MADE FOR SCAR MANAGEMENT ADULT OPEN TOES FOOT GLOVE ULTRAVIOLET PROTECTION (NOT LESS THAN 98%) BREATHABLE HYPOALLERGENIC AND LATEX-FREE COMPOSITION-HIGH QUALITY SOFT ANTI-BACTERIAL MEDICAL GRADE COMPOSITION AVAILABLE IN TWO WASHABLE FABRICS: STRONG AND MEDIUM PRESSURE BASED ON PATIENT NEEDS
1491 | 4214280263400 | PRESSURE GARMENT CUSTOM MADE FOR SCAR MANAGEMENT ADULT OPEN TOES FOOT GLOVE STOCKING (ANKLE-HIGH) ULTRAVIOLET PROTECTION (NOT LESS THAN 98%) BREATHABLE HYPOALLERGENIC AND LATEX-FREE COMPOSITION-HIGH QUALITY SOFT ANTI-BACTERIAL MEDICAL GRADE COMPOSITION AVAILABLE IN TWO WASHABLE FABRICS: STRONG AND MEDIUM PRESSURE BASED ON PATIENT NEEDS
1492 | 4214280263500 | PRESSURE GARMENT CUSTOM MADE FOR SCAR MANAGEMENT ADULT OPEN TOES FOOT GLOVE STOCKING (KNEE-HIGH) ULTRAVIOLET PROTECTION (NOT LESS THAN 98%) BREATHABLE HYPOALLERGENIC AND LATEX-FREE COMPOSITION-HIGH QUALITY SOFT ANTI-BACTERIAL MEDICAL GRADE COMPOSITION AVAILABLE IN TWO WASHABLE FABRICS: STRONG AND MEDIUM PRESSURE BASED ON PATIENT NEEDS
1493 | 4214280263600 | PRESSURE GARMENT CUSTOM MADE FOR SCAR MANAGEMENT ADULT OPEN TOES FOOT GLOVE STOCKING (THIGH-HIGH) ULTRAVIOLET PROTECTION (NOT LESS THAN 98%) BREATHABLE HYPOALLERGENIC AND LATEX-FREE COMPOSITION-HIGH QUALITY SOFT ANTI-BACTERIAL MEDICAL GRADE COMPOSITION AVAILABLE IN TWO WASHABLE FABRICS: STRONG AND MEDIUM PRESSURE BASED ON PATIENT NEEDS
1494 | 4214280263700 | PRESSURE GARMENT CUSTOM MADE FOR SCAR MANAGEMENT ADULT OPEN TOES STOCKING (ANKLE-HIGH) ULTRAVIOLET PROTECTION (NOT LESS THAN 98%) BREATHABLE HYPOALLERGENIC AND LATEX-FREE COMPOSITION-HIGH QUALITY SOFT ANTI-BACTERIAL MEDICAL GRADE COMPOSITION AVAILABLE IN TWO WASHABLE FABRICS: STRONG AND MEDIUM PRESSURE BASED ON PATIENT NEEDS
1495 | 4214280263800 | PRESSURE GARMENT CUSTOM MADE FOR SCAR MANAGEMENT ADULT OPEN TOES STOCKING (KNEE-HIGH) ULTRAVIOLET PROTECTION (NOT LESS THAN 98%) BREATHABLE HYPOALLERGENIC AND LATEX-FREE COMPOSITION-HIGH QUALITY SOFT ANTI-BACTERIAL MEDICAL GRADE COMPOSITION AVAILABLE IN TWO WASHABLE FABRICS: STRONG AND MEDIUM PRESSURE BASED ON PATIENT NEEDS
1496 | 4214280263900 | PRESSURE GARMENT CUSTOM MADE FOR SCAR MANAGEMENT ADULT OPEN TOES STOCKING (THIGH-HIGH) ULTRAVIOLET PROTECTION (NOT LESS THAN 98%) BREATHABLE HYPOALLERGENIC AND LATEX-FREE COMPOSITION-HIGH QUALITY SOFT ANTI-BACTERIAL MEDICAL GRADE COMPOSITION AVAILABLE IN TWO WASHABLE FABRICS: STRONG AND MEDIUM PRESSURE BASED ON PATIENT NEEDS
1497 | 4214280264000 | PRESSURE GARMENT CUSTOM MADE FOR SCAR MANAGEMENT ARM BAND COMPOSITION-HIGH QUALITY SOFT MULTI-DIRECTIONAL STRETCH ANATOMICAL FIT ANTI-BACTERIAL BREATHABLE ODOR NEUTRALITY HYPOALLERGENIC AND LATEX-FREE MEDICAL GRADE COMPOSITION PRESSURE BASED ON PATIENT NEEDS
1498 | 4214280264100 | PRESSURE GARMENT CUSTOM MADE FOR SCAR MANAGEMENT ARM SLEEVE AND SHOULDER FLAP COMPOSITION-HIGH QUALITY SOFT MULTI-DIRECTIONAL STRETCH ANATOMICAL FIT ANTI-BACTERIAL BREATHABLE ODOR NEUTRALITY HYPOALLERGENIC AND LATEX-FREE MEDICAL GRADE COMPOSITION PRESSURE BASED ON PATIENT NEEDS
1499 | 4214280264200 | PRESSURE GARMENT CUSTOM MADE FOR SCAR MANAGEMENT ARM SLEEVE GAUNTLET AND SHOULDER FLAP COMPOSITION-HIGH QUALITY SOFT MULTI-DIRECTIONAL STRETCH ANATOMICAL FIT ANTI-BACTERIAL BREATHABLE ODOR NEUTRALITY HYPOALLERGENIC AND LATEX-FREE MEDICAL GRADE COMPOSITION PRESSURE BASED ON PATIENT NEEDS
1500 | 4214280264300 | ARM SLEEVE MADE OF FOAM CUBES CONTAINS POLYURETHANE 15MM X 15MM (BIG BLOCKS) NORMAL LENGTH SIZE +1
1501 | 4214280264400 | ARM SLEEVE MADE OF FOAM CUBES CONTAINS POLYURETHANE 15MM X 15MM (BIG BLOCKS) NORMAL LENGTH SIZE +2
1502 | 4214280264500 | ARM SLEEVE MADE OF FOAM CUBES CONTAINS POLYURETHANE 15MM X 15MM (BIG BLOCKS) NORMAL LENGTH SIZE +3
1503 | 4214280264600 | ARM SLEEVE MADE OF FOAM CUBES CONTAINS POLYURETHANE 15MM X 15MM (BIG BLOCKS) NORMAL LENGTH SIZE +4
1504 | 4214280264700 | ARM SLEEVE MADE OF FOAM CUBES CONTAINS POLYURETHANE 15MM X 15MM (BIG BLOCKS) NORMAL LENGTH SIZE +5
1505 | 4214280264800 | ARM SLEEVE MADE OF FOAM CUBES CONTAINS POLYURETHANE 15MM X 15MM (BIG BLOCKS) NORMAL LENGTH SIZE 1
1506 | 4214280264900 | ARM SLEEVE MADE OF FOAM CUBES CONTAINS POLYURETHANE 15MM X 15MM (BIG BLOCKS) NORMAL LENGTH SIZE 2
1507 | 4214280265000 | ARM SLEEVE MADE OF FOAM CUBES CONTAINS POLYURETHANE 15MM X 15MM (BIG BLOCKS) NORMAL LENGTH SIZE 3
1508 | 4214280265100 | ARM SLEEVE MADE OF FOAM CUBES CONTAINS POLYURETHANE 15MM X 15MM (BIG BLOCKS) NORMAL LENGTH SIZE 4
1509 | 4214280265200 | ARM SLEEVE MADE OF FOAM CUBES CONTAINS POLYURETHANE 15MM X 15MM (BIG BLOCKS) NORMAL LENGTH SIZE 5
1510 | 4214280265300 | PRESSURE GARMENT CUSTOM MADE FOR SCAR MANAGEMENT ARM SLEEVE COMPOSITION-HIGH QUALITY SOFT MULTI-DIRECTIONAL STRETCH ANATOMICAL FIT ANTI-BACTERIAL BREATHABLE ODOR NEUTRALITY HYPOALLERGENIC AND LATEX-FREE MEDICAL GRADE COMPOSITION PRESSURE BASED ON PATIENT NEEDS
1511 | 4214280265400 | ARM SLEEVE SELF-ADJUSTABLE WITH MITTEN AND THUMB MADE OF FOAM CUBES SEMI-OPEN DESIGN WITH VELCRO CONTAINS POLYURETHANE LEFT NORMAL LENGTH SIZE 1
1512 | 4214280265500 | ARM SLEEVE SELF-ADJUSTABLE WITH MITTEN AND THUMB MADE OF FOAM CUBES SEMI-OPEN DESIGN WITH VELCRO CONTAINS POLYURETHANE LEFT NORMAL LENGTH SIZE 2
1513 | 4214280265600 | ARM SLEEVE SELF-ADJUSTABLE WITH MITTEN AND THUMB MADE OF FOAM CUBES SEMI-OPEN DESIGN WITH VELCRO CONTAINS POLYURETHANE LEFT NORMAL LENGTH SIZE 3
1514 | 4214280265700 | ARM SLEEVE SELF-ADJUSTABLE WITH MITTEN AND THUMB MADE OF FOAM CUBES SEMI-OPEN DESIGN WITH VELCRO CONTAINS POLYURETHANE LEFT NORMAL LENGTH SIZE 4
1515 | 4214280265800 | ARM SLEEVE SELF-ADJUSTABLE WITH MITTEN AND THUMB MADE OF FOAM CUBES SEMI-OPEN DESIGN WITH VELCRO CONTAINS POLYURETHANE LEFT NORMAL LENGTH SIZE 5
1516 | 4214280265900 | ARM SLEEVE SELF-ADJUSTABLE WITH MITTEN AND THUMB MADE OF FOAM CUBES SEMI-OPEN DESIGN WITH VELCRO CONTAINS POLYURETHANE RIGHT NORMAL LENGTH SIZE 1
1517 | 4214280266000 | ARM SLEEVE SELF-ADJUSTABLE WITH MITTEN AND THUMB MADE OF FOAM CUBES SEMI-OPEN DESIGN WITH VELCRO CONTAINS POLYURETHANE RIGHT NORMAL LENGTH SIZE 2
1518 | 4214280266100 | ARM SLEEVE SELF-ADJUSTABLE WITH MITTEN AND THUMB MADE OF FOAM CUBES SEMI-OPEN DESIGN WITH VELCRO CONTAINS POLYURETHANE RIGHT NORMAL LENGTH SIZE 3
1519 | 4214280266200 | ARM SLEEVE SELF-ADJUSTABLE WITH MITTEN AND THUMB MADE OF FOAM CUBES SEMI-OPEN DESIGN WITH VELCRO CONTAINS POLYURETHANE RIGHT NORMAL LENGTH SIZE 4
1520 | 4214280266300 | ARM SLEEVE SELF-ADJUSTABLE WITH MITTEN AND THUMB MADE OF FOAM CUBES SEMI-OPEN DESIGN WITH VELCRO CONTAINS POLYURETHANE RIGHT NORMAL LENGTH SIZE 5
1521 | 4214280266400 | ARM SLEEVE SELF-ADJUSTABLE WITH MITTEN AND THUMB MADE OF FOAM CUBES SEMI-OPEN DESIGN WITH VELCRO CONTAINS POLYURETHANE RIGHT NORMAL LENGTH SIZE 6
1522 | 4214280266500 | BELOW KNEE SELF-ADJUSTABLE MADE OF FOAM CUBES CONTAINS POLYURETHANE NORMAL LENGTH SIZE 1
1523 | 4214280266600 | BELOW KNEE SELF-ADJUSTABLE MADE OF FOAM CUBES CONTAINS POLYURETHANE NORMAL LENGTH SIZE 2
1524 | 4214280266700 | BELOW KNEE SELF-ADJUSTABLE MADE OF FOAM CUBES CONTAINS POLYURETHANE NORMAL LENGTH SIZE 3
1525 | 4214280266800 | BELOW KNEE SELF-ADJUSTABLE MADE OF FOAM CUBES CONTAINS POLYURETHANE NORMAL LENGTH SIZE 4
1526 | 4214280266900 | PRESSURE GARMENT CUSTOM MADE FOR SCAR MANAGEMENT CHILD CLOSE TOES FOOT GLOVE ULTRAVIOLET PROTECTION (NOT LESS THAN 98%) BREATHABLE HYPOALLERGENIC AND LATEX-FREE COMPOSITION-HIGH QUALITY SOFT ANTI-BACTERIAL MEDICAL GRADE COMPOSITION AVAILABLE IN TWO WASHABLE FABRICS: STRONG AND MEDIUM PRESSURE BASED ON PATIENT NEEDS
1527 | 4214280267000 | PRESSURE GARMENT CUSTOM MADE FOR SCAR MANAGEMENT CHILD CLOSE TOES FOOT GLOVE STOCKING (THIGH-HIGH) ULTRAVIOLET PROTECTION (NOT LESS THAN 98%) BREATHABLE HYPOALLERGENIC AND LATEX-FREE COMPOSITION-HIGH QUALITY SOFT ANTI-BACTERIAL MEDICAL GRADE COMPOSITION AVAILABLE IN TWO WASHABLE FABRICS: STRONG AND MEDIUM PRESSURE BASED ON PATIENT NEEDS
1528 | 4214280267100 | PRESSURE GARMENT CUSTOM MADE FOR SCAR MANAGEMENT CHILD CLOSE TOES STOCKING (KNEE-HIGH) ULTRAVIOLET PROTECTION (NOT LESS THAN 98%) BREATHABLE HYPOALLERGENIC AND LATEX-FREE COMPOSITION-HIGH QUALITY SOFT ANTI-BACTERIAL MEDICAL GRADE COMPOSITION AVAILABLE IN TWO WASHABLE FABRICS: STRONG AND MEDIUM PRESSURE BASED ON PATIENT NEEDS
1529 | 4214280267300 | PRESSURE GARMENT CUSTOM MADE FOR SCAR MANAGEMENT CHILD CLOSE TOES STOCKING (THIGH-HIGH) ULTRAVIOLET PROTECTION (NOT LESS THAN 98%) BREATHABLE HYPOALLERGENIC AND LATEX-FREE COMPOSITION-HIGH QUALITY SOFT ANTI-BACTERIAL MEDICAL GRADE COMPOSITION AVAILABLE IN TWO WASHABLE FABRICS: STRONG AND MEDIUM PRESSURE BASED ON PATIENT NEEDS
1530 | 4214280267400 | PRESSURE GARMENT CUSTOM MADE FOR SCAR MANAGEMENT CHILD LEG (ANKLE-THIGH) ULTRAVIOLET PROTECTION (NOT LESS THAN 98%) BREATHABLE HYPOALLERGENIC AND LATEX-FREE COMPOSITION-HIGH QUALITY SOFT ANTI-BACTERIAL MEDICAL GRADE COMPOSITION AVAILABLE IN TWO WASHABLE FABRICS: STRONG AND MEDIUM PRESSURE BASED ON PATIENT NEEDS
1531 | 4214280267500 | PRESSURE GARMENT CUSTOM MADE FOR SCAR MANAGEMENT CHILD LEG (KNEE-THIGH) ULTRAVIOLET PROTECTION (NOT LESS THAN 98%) BREATHABLE HYPOALLERGENIC AND LATEX-FREE COMPOSITION-HIGH QUALITY SOFT ANTI-BACTERIAL MEDICAL GRADE COMPOSITION AVAILABLE IN TWO WASHABLE FABRICS: STRONG AND MEDIUM PRESSURE BASED ON PATIENT NEEDS
1532 | 4214280267600 | PRESSURE GARMENT CUSTOM MADE FOR SCAR MANAGEMENT CHILD OPEN TOES FOOT GLOVE ULTRAVIOLET PROTECTION (NOT LESS THAN 98%) BREATHABLE HYPOALLERGENIC AND LATEX-FREE COMPOSITION-HIGH QUALITY SOFT ANTI-BACTERIAL MEDICAL GRADE COMPOSITION AVAILABLE IN TWO WASHABLE FABRICS: STRONG AND MEDIUM PRESSURE BASED ON PATIENT NEEDS
1533 | 4214280267700 | PRESSURE GARMENT CUSTOM MADE FOR SCAR MANAGEMENT CHILD OPEN TOES FOOT GLOVE STOCKING (ANKLE-HIGH) ULTRAVIOLET PROTECTION (NOT LESS THAN 98%) BREATHABLE HYPOALLERGENIC AND LATEX-FREE COMPOSITION-HIGH QUALITY SOFT ANTI-BACTERIAL MEDICAL GRADE COMPOSITION AVAILABLE IN TWO WASHABLE FABRICS: STRONG AND MEDIUM PRESSURE BASED ON PATIENT NEEDS
1534 | 4214280267800 | PRESSURE GARMENT CUSTOM MADE FOR SCAR MANAGEMENT CHILD OPEN TOES FOOT GLOVE STOCKING (KNEE-HIGH) ULTRAVIOLET PROTECTION (NOT LESS THAN 98%) BREATHABLE HYPOALLERGENIC AND LATEX-FREE COMPOSITION-HIGH QUALITY SOFT ANTI-BACTERIAL MEDICAL GRADE COMPOSITION AVAILABLE IN TWO WASHABLE FABRICS: STRONG AND MEDIUM PRESSURE BASED ON PATIENT NEEDS
1535 | 4214280267900 | PRESSURE GARMENT CUSTOM MADE FOR SCAR MANAGEMENT CHILD OPEN TOES FOOT GLOVE STOCKING (THIGH-HIGH) ULTRAVIOLET PROTECTION (NOT LESS THAN 98%) BREATHABLE HYPOALLERGENIC AND LATEX-FREE COMPOSITION-HIGH QUALITY SOFT ANTI-BACTERIAL MEDICAL GRADE COMPOSITION AVAILABLE IN TWO WASHABLE FABRICS: STRONG AND MEDIUM PRESSURE BASED ON PATIENT NEEDS
1536 | 4214280268000 | PRESSURE GARMENT CUSTOM MADE FOR SCAR MANAGEMENT CLOSE TOES FOOT GLOVE STOCKING ADULT (KNEE-HIGH) - ADULT CLOSE TOES STOCKING (KNEE-HIGH) ULTRAVIOLET PROTECTION (NOT LESS THAN 98%) BREATHABLE HYPOALLERGENIC AND LATEX-FREE COMPOSITION-HIGH QUALITY SOFT ANTI-BACTERIAL MEDICAL GRADE COMPOSITION AVAILABLE IN TWO WASHABLE FABRICS: STRONG AND MEDIUM PRESSURE BASED ON PATIENT NEEDS
1537 | 4214280268100 | CUSTOM-MADE LYMPHEDEMA COMPRESSION GARMENT CALF / BELOW KNEE STOCKING SKIN COLOR CLASS UPON REQUEST FABRIC: POLYAMIDE (50-80%) ELASTANE (20-35%) COTTON SKIN CONTACT AND LATEX FREE
1538 | 4214280268200 | CUSTOM-MADE LYMPHEDEMA COMPRESSION GARMENT FOOT GLOVE SKIN COLOR CLASS UPON REQUEST FABRIC: POLYAMIDE (50-80%) ELASTANE (20-35%) COTTON SKIN CONTACT AND LATEX FREE
1539 | 4214280268300 | CUSTOM-MADE LYMPHEDEMA COMPRESSION GARMENT FULL TROUSERS OF TWO SEPARATE STOCKINGS WITH WAIST ADJUSTABLE BANDS SKIN COLOR CLASS UPON REQUEST FABRIC: POLYAMIDE (50-80%) ELASTANE (20-35%) COTTON SKIN CONTACT AND LATEX FREE
1540 | 4214280268400 | CUSTOM-MADE LYMPHEDEMA COMPRESSION GARMENT GAUNTLET WITH THUMB SKIN COLOR CLASS UPON REQUEST FABRIC: POLYAMIDE (50-80%) ELASTANE (20-35%) COTTON SKIN CONTACT AND LATEX FREE
1541 | 4214280268500 | CUSTOM-MADE LYMPHEDEMA COMPRESSION GARMENT ONE-LEG STOCKING WITH HIP SUPPORT SKIN COLOR CLASS UPON REQUEST FABRIC: POLYAMIDE (50-80%) ELASTANE (20-35%) COTTON SKIN CONTACT AND LATEX FREE
1542 | 4214280268600 | CUSTOM-MADE LYMPHEDEMA COMPRESSION GARMENT PANTYHOSE SKIN COLOR CLASS UPON REQUEST FABRIC: POLYAMIDE (50-80%) ELASTANE (20-35%) COTTON SKIN CONTACT AND LATEX FREE
1543 | 4214280268700 | CUSTOM-MADE LYMPHEDEMA COMPRESSION GARMENT SLEEVE WITH SHOULDER SUPPORTING STRAP WITH GAUNTLET SKIN COLOR CLASS UPON REQUEST FABRIC: POLYAMIDE (50-80%) ELASTANE (20-35%) COTTON SKIN CONTACT AND LATEX FREE
1544 | 4214280268800 | CUSTOM-MADE LYMPHEDEMA COMPRESSION GARMENT THIGH LENGTH STOCKING SKIN COLOR CLASS UPON REQUEST FABRIC: POLYAMIDE (50-55%) ELASTANE (30-35%) COTTON SKIN CONTACT AND LATEX FREE
1545 | 4214280268900 | PRESSURE GARMENT CUSTOM MADE FOR SCAR MANAGEMENT FOOT GLOVE TO ANKLE COMPOSITION-HIGH QUALITY SOFT MULTI-DIRECTIONAL STRETCH ANATOMICAL FIT ANTI-BACTERIAL BREATHABLE ODOR NEUTRALITY HYPOALLERGENIC AND LATEX-FREE MEDICAL GRADE COMPOSITION PRESSURE BASED ON PATIENT NEEDS
1546 | 4214280269000 | PRESSURE GARMENT CUSTOM MADE FOR SCAR MANAGEMENT FOOT GLOVE TO KNEE FOR BURN SCAR COMPOSITION-HIGH QUALITY SOFT MULTI-DIRECTIONAL STRETCH ANATOMICAL FIT ANTI-BACTERIAL BREATHABLE ODOR NEUTRALITY HYPOALLERGENIC AND LATEX-FREE MEDICAL GRADE COMPOSITION PRESSURE BASED ON PATIENT NEEDS
1547 | 4214280269100 | PRESSURE GARMENT CUSTOM MADE FOR SCAR MANAGEMENT HALF ARM/FLAP COMPOSITION-HIGH QUALITY SOFT MULTI-DIRECTIONAL STRETCH ANATOMICAL FIT ANTI-BACTERIAL BREATHABLE ODOR NEUTRALITY HYPOALLERGENIC AND LATEX-FREE MEDICAL GRADE COMPOSITION PRESSURE BASED ON PATIENT NEEDS
1548 | 4214280269200 | PRESSURE GARMENT CUSTOM MADE FOR SCAR MANAGEMENT KNEE BAND COMPOSITION-HIGH QUALITY SOFT MULTI-DIRECTIONAL STRETCH ANATOMICAL FIT ANTI-BACTERIAL BREATHABLE ODOR NEUTRALITY HYPOALLERGENIC AND LATEX-FREE MEDICAL GRADE COMPOSITION PRESSURE BASED ON PATIENT NEEDS
1549 | 4214280269300 | PRESSURE GARMENT CUSTOM MADE FOR SCAR MANAGEMENT KNEE LENGTH STOCKING COMPOSITION-HIGH QUALITY SOFT MULTI-DIRECTIONAL STRETCH ANATOMICAL FIT ANTI-BACTERIAL BREATHABLE ODOR NEUTRALITY HYPOALLERGENIC AND LATEX-FREE MEDICAL GRADE COMPOSITION PRESSURE BASED ON PATIENT NEEDS
1550 | 4214280269400 | PRESSURE GARMENT CUSTOM MADE FOR SCAR MANAGEMENT OPEN FACE MASK COMPOSITION-HIGH QUALITY SOFT MULTI-DIRECTIONAL STRETCH ANATOMICAL FIT ANTI-BACTERIAL BREATHABLE ODOR NEUTRALITY HYPOALLERGENIC AND LATEX-FREE MEDICAL GRADE COMPOSITION PRESSURE BASED ON PATIENT NEEDS
1551 | 4214280269500 | PRESSURE GARMENT CUSTOM MADE FOR SCAR MANAGEMENT PANTS LONG LEGS MEN ULTRAVIOLET PROTECTION (NOT LESS THAN 98%) BREATHABLE HYPOALLERGENIC AND LATEX-FREE COMPOSITION-HIGH QUALITY SOFT ANTI-BACTERIAL MEDICAL GRADE COMPOSITION AVAILABLE IN TWO WASHABLE FABRICS: STRONG AND MEDIUM PRESSURE BASED ON PATIENT NEEDS
1552 | 4214280269600 | PRESSURE GARMENT CUSTOM MADE FOR SCAR MANAGEMENT PANTY BRIEF COMPOSITION-HIGH QUALITY SOFT MULTI-DIRECTIONAL STRETCH ANATOMICAL FIT ANTI-BACTERIAL BREATHABLE ODOR NEUTRALITY HYPOALLERGENIC AND LATEX-FREE MEDICAL GRADE COMPOSITION PRESSURE BASED ON PATIENT NEEDS
1553 | 4214280269700 | PRESSURE GARMENT CUSTOM MADE FOR SCAR MANAGEMENT SHRUG WITH LONG SLEEVE COMPOSITION-HIGH QUALITY SOFT MULTI-DIRECTIONAL STRETCH ANATOMICAL FIT ANTI-BACTERIAL BREATHABLE ODOR NEUTRALITY HYPOALLERGENIC AND LATEX-FREE MEDICAL GRADE COMPOSITION PRESSURE BASED ON PATIENT NEEDS
1554 | 4214280269800 | PRESSURE GARMENT CUSTOM MADE FOR SCAR MANAGEMENT SHRUG WITH SHORT SLEEVE COMPOSITION-HIGH QUALITY SOFT MULTI-DIRECTIONAL STRETCH ANATOMICAL FIT ANTI-BACTERIAL BREATHABLE ODOR NEUTRALITY HYPOALLERGENIC AND LATEX-FREE MEDICAL GRADE COMPOSITION PRESSURE BASED ON PATIENT NEEDS
1555 | 4214280269900 | SLEEVE FOREARM READY MADE PRESSURE GARMENT TO BE USED DURING IMMEDIATE STAGE OF WOUND HEALING AND FOR SCAR MANAGEMENT EASY FITTING SOFT AND SMOOTH DESIGN FOR A SHORT USE UNTIL WOUND IS COMPLETELY HEALED HI-TECH YARN WITH PERMANENT ODOR NEUTRALITY. ALLOWS THE SKIN TO BREATH AND STAY COOL. PATENTED KNIT ENSURES RAPID MOISTURE TRANSPORTATION AND TEMPERATURE HYPRO-ALLERGENIC AND LATEX-FREE ANTI-BACTERIAL FABRIC COMPOSITION 20%-30% ELASTANE 70 AND -80% POLYAMIDE SIZE: 8.5-10.5 INCH /21.5-25.5 CM
1556 | 4214280270000 | PRESSURE GARMENT CUSTOM MADE FOR SCAR MANAGEMENT SLEEVELESS BODY SUIT COMPOSITION-HIGH QUALITY SOFT MULTI-DIRECTIONAL STRETCH ANATOMICAL FIT ANTI-BACTERIAL BREATHABLE ODOR NEUTRALITY HYPOALLERGENIC AND LATEX-FREE MEDICAL GRADE COMPOSITION PRESSURE BASED ON PATIENT NEEDS
1557 | 4214280270100 | PRESSURE GARMENT CUSTOM MADE FOR SCAR MANAGEMENT SLEEVELESS BRIEF COMPOSITION-HIGH QUALITY SOFT MULTI-DIRECTIONAL STRETCH ANATOMICAL FIT ANTI-BACTERIAL BREATHABLE ODOR NEUTRALITY HYPOALLERGENIC AND LATEX-FREE MEDICAL GRADE COMPOSITION PRESSURE BASED ON PATIENT NEEDS
1558 | 4214280270200 | PRESSURE GARMENT CUSTOM MADE FOR SCAR MANAGEMENT SLEEVELESS VEST COMPOSITION-HIGH QUALITY SOFT MULTI-DIRECTIONAL STRETCH ANATOMICAL FIT ANTI-BACTERIAL BREATHABLE ODOR NEUTRALITY HYPOALLERGENIC AND LATEX-FREE MEDICAL GRADE COMPOSITION PRESSURE BASED ON PATIENT NEEDS
1559 | 4214280270300 | STOCKING MEDICAL GRADUATED COMPRESSION 23 - 32 MMHG ABOVE KNEE X-LARGE PLUS NORMAL NATURE COLOR CLOSE TOE WITH SILICON END
1560 | 4214280270400 | STOCKING MEDICAL GRADUATED COMPRESSION 23 - 32 MMHG ABOVE KNEE X-LARGE NORMAL NATURE COLOR CLOSE TOE WITH SILICON END
1561 | 4214280270500 | STOCKING MEDICAL GRADUATED COMPRESSION 23 - 32 MMHG PANTY X-LARGE PLUS NORMAL SKIN COLOR CLOSE TOE
1562 | 4214280270600 | PRESSURE GARMENT CUSTOM MADE FOR SCAR MANAGEMENT SUIT WITH LONG SLEEVES COMPOSITION-HIGH QUALITY SOFT MULTI-DIRECTIONAL STRETCH ANATOMICAL FIT ANTI-BACTERIAL BREATHABLE ODOR NEUTRALITY HYPOALLERGENIC AND LATEX-FREE MEDICAL GRADE COMPOSITION PRESSURE BASED ON PATIENT NEEDS
1563 | 4214280270700 | PRESSURE GARMENT CUSTOM MADE FOR SCAR MANAGEMENT SUIT WITH SHORT SLEEVES COMPOSITION-HIGH QUALITY SOFT MULTI-DIRECTIONAL STRETCH ANATOMICAL FIT ANTI-BACTERIAL BREATHABLE ODOR NEUTRALITY HYPOALLERGENIC AND LATEX-FREE MEDICAL GRADE COMPOSITION PRESSURE BASED ON PATIENT NEEDS
1564 | 4214280270800 | PRESSURE GARMENT CUSTOM MADE FOR SCAR MANAGEMENT THIGH BAND COMPOSITION-HIGH QUALITY SOFT MULTI-DIRECTIONAL STRETCH ANATOMICAL FIT ANTI-BACTERIAL BREATHABLE ODOR NEUTRALITY HYPOALLERGENIC AND LATEX-FREE MEDICAL GRADE COMPOSITION PRESSURE BASED ON PATIENT NEEDS
1565 | 4214280270900 | PRESSURE GARMENT CUSTOM MADE FOR SCAR MANAGEMENT THIGH LENGTH STOCKING COMPOSITION-HIGH QUALITY SOFT MULTI-DIRECTIONAL STRETCH ANATOMICAL FIT ANTI-BACTERIAL BREATHABLE ODOR NEUTRALITY HYPOALLERGENIC AND LATEX-FREE MEDICAL GRADE COMPOSITION PRESSURE BASED ON PATIENT NEEDS
1566 | 4214280271000 | PRESSURE GARMENT CUSTOM MADE FOR SCAR MANAGEMENT THIGH LENGTH WITH WAIST ATTACHMENT CHAP STYLE ONE LEG COMPOSITION-HIGH QUALITY SOFT MULTI-DIRECTIONAL STRETCH ANATOMICAL FIT ANTI-BACTERIAL BREATHABLE ODOR NEUTRALITY HYPOALLERGENIC AND LATEX-FREE MEDICAL GRADE COMPOSITION PRESSURE BASED ON PATIENT NEEDS
1567 | 4214280271100 | PRESSURE GARMENT CUSTOM MADE FOR SCAR MANAGEMENT THIGH LENGTH WITH WAIST ATTACHMENT CHAP STYLE TWO LEGS COMPOSITION-HIGH QUALITY SOFT MULTI-DIRECTIONAL STRETCH ANATOMICAL FIT ANTI-BACTERIAL BREATHABLE ODOR NEUTRALITY HYPOALLERGENIC AND LATEX-FREE MEDICAL GRADE COMPOSITION PRESSURE BASED ON PATIENT NEEDS
1568 | 4214280271200 | PRESSURE GARMENT CUSTOM MADE FOR SCAR MANAGEMENT TORSO BAND COMPOSITION-HIGH QUALITY SOFT MULTI-DIRECTIONAL STRETCH ANATOMICAL FIT ANTI-BACTERIAL BREATHABLE ODOR NEUTRALITY HYPOALLERGENIC AND LATEX-FREE MEDICAL GRADE COMPOSITION PRESSURE BASED ON PATIENT NEEDS
1569 | 4214280271300 | PRESSURE GARMENT CUSTOM MADE FOR SCAR MANAGEMENT VEST LONG AND SHORT MEN ULTRAVIOLET PROTECTION (NOT LESS THAN 98%) BREATHABLE HYPOALLERGENIC AND LATEX-FREE COMPOSITION-HIGH QUALITY SOFT ANTI-BACTERIAL MEDICAL GRADE COMPOSITION AVAILABLE IN TWO WASHABLE FABRICS: STRONG AND MEDIUM PRESSURE BASED ON PATIENT NEEDS
1570 | 4214280271400 | PRESSURE GARMENT CUSTOM MADE FOR SCAR MANAGEMENT VEST LONG AND SHORT SLEEVES CHILD ULTRAVIOLET PROTECTION (NOT LESS THAN 98%) BREATHABLE HYPOALLERGENIC AND LATEX-FREE COMPOSITION-HIGH QUALITY SOFT ANTI-BACTERIAL MEDICAL GRADE COMPOSITION AVAILABLE IN TWO WASHABLE FABRICS: STRONG AND MEDIUM PRESSURE BASED ON PATIENT NEEDS
1571 | 4214280271500 | PRESSURE GARMENT CUSTOM MADE FOR SCAR MANAGEMENT VEST LONG AND SHORT SLEEVES WOMEN ULTRAVIOLET PROTECTION (NOT LESS THAN 98%) BREATHABLE HYPOALLERGENIC AND LATEX-FREE COMPOSITION-HIGH QUALITY SOFT ANTI-BACTERIAL MEDICAL GRADE COMPOSITION AVAILABLE IN TWO WASHABLE FABRICS: STRONG AND MEDIUM PRESSURE BASED ON PATIENT NEEDS
1572 | 4214280271600 | PRESSURE GARMENT CUSTOM MADE FOR SCAR MANAGEMENT VEST LONG SLEEVES CHILD ULTRAVIOLET PROTECTION (NOT LESS THAN 98%) BREATHABLE HYPOALLERGENIC AND LATEX-FREE COMPOSITION-HIGH QUALITY SOFT ANTI-BACTERIAL MEDICAL GRADE COMPOSITION AVAILABLE IN TWO WASHABLE FABRICS: STRONG AND MEDIUM PRESSURE BASED ON PATIENT NEEDS
1573 | 4214280271700 | PRESSURE GARMENT CUSTOM MADE FOR SCAR MANAGEMENT VEST LONG SLEEVES MEN ULTRAVIOLET PROTECTION (NOT LESS THAN 98%) BREATHABLE HYPOALLERGENIC AND LATEX-FREE COMPOSITION-HIGH QUALITY SOFT ANTI-BACTERIAL MEDICAL GRADE COMPOSITION AVAILABLE IN TWO WASHABLE FABRICS: STRONG AND MEDIUM PRESSURE BASED ON PATIENT NEEDS
1574 | 4214280271800 | PRESSURE GARMENT CUSTOM MADE FOR SCAR MANAGEMENT VEST LONG SLEEVES WOMEN ULTRAVIOLET PROTECTION (NOT LESS THAN 98%) BREATHABLE HYPOALLERGENIC AND LATEX-FREE COMPOSITION-HIGH QUALITY SOFT ANTI-BACTERIAL MEDICAL GRADE COMPOSITION AVAILABLE IN TWO WASHABLE FABRICS: STRONG AND MEDIUM PRESSURE BASED ON PATIENT NEEDS
1575 | 4214280271900 | PRESSURE GARMENT CUSTOM MADE FOR SCAR MANAGEMENT VEST SHORT SLEEVES CHILD ULTRAVIOLET PROTECTION (NOT LESS THAN 98%) BREATHABLE HYPOALLERGENIC AND LATEX-FREE COMPOSITION-HIGH QUALITY SOFT ANTI-BACTERIAL MEDICAL GRADE COMPOSITION AVAILABLE IN TWO WASHABLE FABRICS: STRONG AND MEDIUM PRESSURE BASED ON PATIENT NEEDS
1576 | 4214280272000 | PRESSURE GARMENT CUSTOM MADE FOR SCAR MANAGEMENT VEST SHORT SLEEVES MEN ULTRAVIOLET PROTECTION (NOT LESS THAN 98%) BREATHABLE HYPOALLERGENIC AND LATEX-FREE COMPOSITION-HIGH QUALITY SOFT ANTI-BACTERIAL MEDICAL GRADE COMPOSITION AVAILABLE IN TWO WASHABLE FABRICS: STRONG AND MEDIUM PRESSURE BASED ON PATIENT NEEDS
1577 | 4214280272100 | PRESSURE GARMENT CUSTOM MADE FOR SCAR MANAGEMENT VEST SHORT SLEEVES WOMEN ULTRAVIOLET PROTECTION (NOT LESS THAN 98%) BREATHABLE HYPOALLERGENIC AND LATEX-FREE COMPOSITION-HIGH QUALITY SOFT ANTI-BACTERIAL MEDICAL GRADE COMPOSITION AVAILABLE IN TWO WASHABLE FABRICS: STRONG AND MEDIUM PRESSURE BASED ON PATIENT NEEDS
1578 | 4214280272200 | PRESSURE GARMENT CUSTOM MADE FOR SCAR MANAGEMENT VEST SLEEVELESS CHILD ULTRAVIOLET PROTECTION (NOT LESS THAN 98%) BREATHABLE HYPOALLERGENIC AND LATEX-FREE COMPOSITION-HIGH QUALITY SOFT ANTI-BACTERIAL MEDICAL GRADE COMPOSITION AVAILABLE IN TWO WASHABLE FABRICS: STRONG AND MEDIUM PRESSURE BASED ON PATIENT NEEDS
1579 | 4214280272300 | PRESSURE GARMENT CUSTOM MADE FOR SCAR MANAGEMENT VEST SLEEVELESS MEN ULTRAVIOLET PROTECTION (NOT LESS THAN 98%) BREATHABLE HYPOALLERGENIC AND LATEX-FREE COMPOSITION-HIGH QUALITY SOFT ANTI-BACTERIAL MEDICAL GRADE COMPOSITION AVAILABLE IN TWO WASHABLE FABRICS: STRONG AND MEDIUM PRESSURE BASED ON PATIENT NEEDS
1580 | 4214280272400 | PRESSURE GARMENT CUSTOM MADE FOR SCAR MANAGEMENT VEST SLEEVELESS WOMEN ULTRAVIOLET PROTECTION (NOT LESS THAN 98%) BREATHABLE HYPOALLERGENIC AND LATEX-FREE COMPOSITION-HIGH QUALITY SOFT ANTI-BACTERIAL MEDICAL GRADE COMPOSITION AVAILABLE IN TWO WASHABLE FABRICS: STRONG AND MEDIUM PRESSURE BASED ON PATIENT NEEDS
1581 | 4214280272500 | PRESSURE GARMENT CUSTOM MADE FOR SCAR MANAGEMENT VEST WITH LONG SLEEVES COMPOSITION-HIGH QUALITY SOFT MULTI-DIRECTIONAL STRETCH ANATOMICAL FIT ANTI-BACTERIAL BREATHABLE ODOR NEUTRALITY HYPOALLERGENIC AND LATEX-FREE MEDICAL GRADE COMPOSITION PRESSURE BASED ON PATIENT NEEDS
1582 | 4214280272600 | PRESSURE GARMENT CUSTOM MADE FOR SCAR MANAGEMENT VEST WITH SHORT SLEEVES COMPOSITION-HIGH QUALITY SOFT MULTI-DIRECTIONAL STRETCH ANATOMICAL FIT ANTI-BACTERIAL BREATHABLE ODOR NEUTRALITY HYPOALLERGENIC AND LATEX-FREE MEDICAL GRADE COMPOSITION PRESSURE BASED ON PATIENT NEEDS
1583 | 4214280273300 | ARMSLEEVE READY MADE MEDICAL GRADUATED COMPRESSION SEAMLESS MITTEN TO AXILLA COVERED THUMB WIDE/PLUS SEAMLESS SILICONE TOPBAND SKIN COLOR CLASS 2 (20 - 30 MMHG) ASSORTED SIZES (LYMPHEDEMA)
1584 | 4214280273500 | STOCKING READY MADE MEDICAL GRADUATED COMPRESSION SEAMLESS ABOVE KNEE WIDE/PLUS WITH CLOSE TOE POLYAMIDE ELASTANE LATEX FREE SILICONE TOP BAND SKIN COLOR CLASS 3 (34 - 46 MMHG) PAIR ASSORTED SIZES (LYMPHEDEMA)
1585 | 4214280273600 | STOCKING READY MADE MEDICAL GRADUATED COMPRESSION SEAMLESS ABOVE KNEE WIDE/PLUS WITH OPEN TOE POLYAMIDE ELASTANE LATEX FREE SILICONE TOP BAND SKIN COLOR CLASS 1 (18 - 21 MMHG) PAIR ASSORTED SIZES (LYMPHEDEMA)
1586 | 4214280273700 | STOCKING READY MADE MEDICAL GRADUATED COMPRESSION SEAMLESS ABOVE KNEE WITH CLOSE TOE POLYAMIDE ELASTANE LATEX FREE SILICONE TOP BAND SKIN COLOR CLASS 1 (18 - 21 MMHG) PAIR ASSORTED SIZES (LYMPHEDEMA)
1587 | 4214280273800 | STOCKING READY MADE MEDICAL GRADUATED COMPRESSION SEAMLESS ABOVE KNEE WITH CLOSE TOE POLYAMIDE ELASTANE LATEX FREE SILICONE TOP BAND SKIN COLOR CLASS 3 (34 - 46 MMHG) PAIR ASSORTED SIZES (LYMPHEDEMA)
1588 | 4214280273900 | STOCKING READY MADE MEDICAL GRADUATED COMPRESSION SEAMLESS ABOVE KNEE WITH OPEN TOE POLYAMIDE ELASTANE LATEX FREE SILICONE TOP BAND SKIN COLOR CLASS 1 (18 - 21 MMHG) PAIR ASSORTED SIZES (LYMPHEDEMA)
1589 | 4214280274000 | STOCKING READY MADE MEDICAL GRADUATED COMPRESSION SEAMLESS BELOW KNEE WIDE/PLUS WITH CLOSE TOE POLYAMIDE ELASTANE LATEX FREE SILICONE TOP BAND SKIN COLOR CLASS 2 (20 - 32 MMHG) ASSORTED SIZES
1590 | 4214280274100 | STOCKING READY MADE MEDICAL GRADUATED COMPRESSION SEAMLESS BELOW KNEE WIDE/PLUS WITH CLOSE TOE POLYAMIDE ELASTANE LATEX FREE SILICONE TOP BAND SKIN COLOR CLASS 3 (34 - 46 MMHG) ASSORTED SIZES
1591 | 4214280274200 | STOCKING READY MADE MEDICAL GRADUATED COMPRESSION SEAMLESS BELOW KNEE WIDE/PLUS WITH OPEN TOE POLYAMIDE ELASTANE LATEX FREE SILICONE TOP BAND SKIN COLOR CLASS 1 (18 - 21 MMHG) ASSORTED SIZES
1592 | 4214280274300 | STOCKING READY MADE MEDICAL GRADUATED COMPRESSION SEAMLESS BELOW KNEE WITH CLOSE TOE POLYAMIDE ELASTANE LATEX FREE SKIN COLOR CLASS 2 (20 - 32 MMHG) PAIR ASSORTED SIZES (LYMPHEDEMA)
1593 | 4214280274400 | STOCKING READY MADE MEDICAL GRADUATED COMPRESSION SEAMLESS BELOW KNEE WITH CLOSE TOE POLYAMIDE ELASTANE LATEX FREE SKIN COLOR CLASS 3 (34 - 46 MMHG) PAIR ASSORTED SIZES (LYMPHEDEMA)
1594 | 4214280274500 | STOCKING READY MADE MEDICAL GRADUATED COMPRESSION SEAMLESS THIGH WITH WAIST ATTACHMENT WIDE/PLUS WITH CLOSE TOE POLYAMIDE ELASTANE LATEX FREE SILICONE TOP BAND SKIN COLOR CLASS 2 (20 - 32 MMHG) ASSORTED SIZES
1595 | 4214280274600 | STOCKING READY MADE MEDICAL GRADUATED COMPRESSION SEAMLESS THIGH WITH WAIST ATTACHMENT WITH CLOSE TOE POLYAMIDE ELASTANE LATEX FREE SILICONE TOP BAND SKIN COLOR CLASS 2 (20 - 32 MMHG) ASSORTED SIZES
1596 | 4214290100000 | GLASSES FOR READING RELAXED BINOCULAR VISION WITH HIGH MAGNIFICATION.
1597 | 4214290100100 | "GLASSES MAXIMIZE THE SIZE OF DISTANT OBJECTS EASY-TO-FIT BINOCULAR TELESCOPIC DISTANCE SYSTEM"
1598 | 4214291303100 | DIRECT IMAGE 1.5X MAGNIFYING VITRECTOMY LENS FOR RETINAL SURGERY DISPOSABLE STERILE
1599 | 4214291800200 | FILTER CLIPS FOR LOW VISION AID POWER SCF540 REUSABLE
1600 | 4214291800300 | FILTER CLIPS FOR LOW VISION AID POWER SCF560 REUSABLE
1601 | 4214291800400 | FILTER CLIPS FOR LOW VISION AID POWER SCF580 REUSABLE
1602 | 4214291800500 | FILTER CLIPS FOR LOW VISION AID POWER SCF60 REUSABLE
1603 | 4214291800600 | FILTER CLIPS FOR LOW VISION AID POWER SCF80 REUSABLE
1604 | 4214291800700 | FILTER CLIPS FOR LOW VISION AID POWER SCF90 REUSABLE
1605 | 4214292300000 | "LENS ASPHERIC/DIFFRACTIVE HYBRID DISTORTION-FREE EXTREMELY THIN BRIGHT ILLUMINATION TECHNOLOGY REUSABLE"
1606 | 4214292400100 | MAGNIFIER ILLUMINATED POCKET POWER 15112 REUSABLE
1607 | 4214292400500 | MAGNIFIER ILLUMINATED POCKET POWER 15113 REUSABLE
1608 | 4214292400600 | MAGNIFIER ILLUMINATED POCKET POWER 15114 REUSABLE
1609 | 4214292400700 | MAGNIFIER ILLUMINATED POCKET POWER 15115 REUSABLE
1610 | 4214292900000 | ELECTRONIC VISION AIDS REUSABLE
1611 | 4214292900100 | TELESCOPES MAX EVENT REUSABLE
1612 | 4214292900200 | TELESCOPES MAX TV REUSABLE
1613 | 4214292900300 | MONOCULAR HAND-HELD TELESCOPES REUSABLE
1614 | 4214310000000 | GEL OBSTETRIC PHTHALATE FREE TO REDUCE LABOR TIME AND PAIN TUBE STERILE DISPOSABLE
1615 | 4214310110000 | LAPAROSCOPIC BIPOLAR BLUNT COAGULATOR 5 MM SUCTION/IRRIGATION DEVICE 32 T0 44 CM LONG ELECTRODE WITH SIDE HOLES SUCTION AND HANDLE PROVIDED WITH SUCTION/IRRIGATION TUBING AND UNIVERSAL CABLE DISPOSABLE STERILE
1616 | 4214310110600 | TIP INTRAUTERINE FOR UTERINE MANIPULATION SIZE: 6.7 MM X 8 CM
1617 | 4214310110700 | TIP STRAIGHT MACROTIP 23 KHZ SHOULD BE COMPATIBLE WITH HOSPITAL MACHINE
1618 | 4214310110800 | TIP CURVED EXTENDED MICROTIP LONG 36 KHZ SHOULD BE COMPATIBLE WITH HOSPITAL MACHINE
1619 | 4214310110900 | PROBE NERVE STIMULATOR LEVEL ADJUSTMENT AT SURGICAL SITE COMPATIBLE WITH END USER EQUIPMENT
1620 | 4214310111000 | TIP CURVED EXTENDED PRECISION TIP 36 KHZ SHOULD BE COMPATIBLE WITH HOSPITAL MACHINE
1621 | 4214310111100 | BALLOON FOR CERVICAL RIPENING WITH 18 FRENCH CATHETER 40-45 CM LENGTH DOUBLE BALLOON 80 ML VOLUME EACH
1622 | 4214310111200 | CATHETER INTRA UTERINE INSEMINATION OUTSIDE DIAMETER 2.1 MM DISTAL 4.5 CM DIAMETER OF LENGTH EFFECTIVE LENGTH 16.8 - 17.3 CM INTERIOR VOLUME 0.34 CC - DUAL OPENING
1623 | 4214310111300 | CATHETER INTRA UTERINE INSEMINATION OUTSIDE DIAMETER 2.6 MM STEP DOWN TO 1.6 MM - DISTAL 4.5 CM DIAMETER OF LENGTH EFFECTIVE LENGTH 16.8 - 17.3 CM
1624 | 4214310200400 | ARCH CUP APPARATUS TO GUIDE COLPOTOMY DURING TOTAL LAPAROSCOPIC HYSTERECTOMY AND PREVENT LOSS OF PNEUMOPERITONEUM DURING AND AFTER COLPOTOMY AND USED AS RESERVOIR WITH FREE HANDLE ASSORTED SIZES STERILE DISPOSABLE
1625 | 4214310201200 | TUBE EVACUATOR TUBE STOMACH SALEM SUMP 12 FRENCH 90 - 120 CM LONG STERILE
1626 | 4214310201300 | TUBE EVACUATOR TUBE STOMACH SALEM SUMP 14 FRENCH 100 - 130 CM LONG STERILE
1627 | 4214310201400 | TUBE EVACUATOR TUBE STOMACH SALEM SUMP 16 FRENCH 100 - 130 CM LONG STERILE
1628 | 4214310201500 | TUBE EVACUATOR TUBE STOMACH SALEM SUMP 18 FRENCH 100 - 130 CM LONG STERILE
1629 | 4214310201600 | TUBE EXTENSION WITH SPECIFIC TIP 3 APPLICATION WAYS (DROP STREAM AND SPRAY) FOR LAPAROSCOPIC CASES 29 CM STERILE
1630 | 4214310201800 | TUBE FOR CHEST 12 FRENCH / 22 CM CATHETER LENGTH DISPOSABLE STERILE
1631 | 4214310201900 | CATHETER THORACIC DRAINAGE WITHOUT TROCAR AND SENTINEL STRAIGHT TRANSPARENT ROUND SOFT TIP WITH 2 EYELETS OR MORE RADIO-OPAQUE 15-25CM LENGTH WITH PEEL OFF PACKING SIZE: FG 14 DISPOSABLE STERILE
1632 | 4214310300000 | UTERINE TAMPONADE BALLOON FOR CONTROL OF POST PARTUM HEMORRHAGE 500 ML OR MORE WITH DRAINAGE CATHETER LATEX FREE DISPOSABLE STERILE
1633 | 4214310300500 | DEVICE MULTIFUNCTION ILLUMINATES IRRIGATE AND ASPIRATE USED IN OPEN SURGERY FITS UNIVERSALLY WITH DIFFERENT SUCTIONING AND LIGHTENING SYSTEM TO BE PROVIDED WITH INTEGRATED TUBING DISPOSABLE STERILE
1634 | 4214310600000 | PAD MATERNITY WITH LOOP
1635 | 4214310600100 | CATHETER WORD FOR BARTHOLIN ABSCESS DRAINAGE DISPOSABLE STERILE
1636 | 4214310600200 | PAD MATERNITY EXTRA LARGE NON - STERILE
1637 | 4214310600400 | SUCTION COAGULATOR LENGTH 6 INCH 10 FR DISPOSABLE STERILE SHOULD BE COMPATIBLE WITH HOSPITAL MACHINE
1638 | 4214310601100 | "PAD SANITARY NON-STERILE"
1639 | 4214310800000 | ARTIFICIAL ANTERIOR CHAMBER CONTROLLED PRESSURE DISPOSABLE STERILE
1640 | 4214310800100 | ARTIFICIAL CHAMBER DISPOSABLE
1641 | 4214311100100 | KIT CATHETER FOR PEDIATRIC CHEMOTHERAPY PRE - ATTACHED PLASTIC PORT 6.5-6.6 FR SILICONE TUBE STERILE
1642 | 4214311100200 | KIT CATHETERIZATION SUPRAPUBIC 12 FR WITH SCALPEL TROCAR AND SHEATH 2 - WAY STANDARD LENGTH STERILE
1643 | 4214311100300 | KIT CATHETERIZATION SUPRAPUBIC 16 FR WITH SCALPEL TROCAR AND SHEATH 2 - WAY STANDARD LENGTH STERILE
1644 | 4214311100500 | KIT BLOOD SAMPLING FOR FETAL SCALP COMPLETE: FETAL BLOOD SAMPLING WAND WITH RETRACTABLE BLADE AND CAPILLARY TUBE HOLDER FOR ONE STEP OPERATION 6 LONG COTTON TIPPED BUDS 4 TO 5 HEPARINIZED CAPILLARY TUBE SODIUM HEPARINIZED CAPILLARY VOLUME MINIMUM 55 TO 130 MCL 8 TO 10 CAPILLARY CAPS 4 TO 5 MIXING WIRES 4 TO 5 UNIVERSAL BLOOD GAS ANALYZER ADAPTERS WITH CLOT BUSTER 1 STERILE SURGICAL DRAPE A RESTING SPACE FOR AMNIOSCOPE WITH AUTOMATIC ILLUMINATION FRONT DIAMETER AVERAGE 32 MM AVERAGE BACK DIAMETER 45 MM LENGTH AVERAGE 121.5 MM OVERALL LENGTH OF TUB E 195 TO 200 MM
1645 | 4214311500700 | MANIPULATOR INJECTOR UTERINE 5 MM X 30 CM (+/- 5 CM) STERILE
1646 | 4214311500800 | MANOMETER CONNECTING TUBE 150 CM LONG DIAMETER 1 X 2 MM CAPACITY 1.30 ML DISPOSABLE STERILE
1647 | 4214311500900 | MANIPULATOR TIP UTERINE WITH INJECTOR (IF REUSABLE PIECE THERE TO BE FREE OF CHARGE) ASSORTED SIZES STERILE DISPOSABLE
1648 | 4214311501000 | MANIPULATOR UTERINE WITH INJECTOR LATEX FREE O.D. SIZE: 4.5-5 MM 30 CM (+/- 5 CM) DISPOSABLE STERILE
1649 | 4214312100000 | ELECTRODE FETAL SCALP SINGLE SPIRAL STAIR IT SHOULD BE COMPATIBLE WITH HOSPITAL MACHINE DISPOSABLE STERILE
1650 | 4214312100200 | "ELECTRODE FOR ECG 4 MM SOCKET CONNECTOR PIN TYPE FOAM WET GEL SIZE 32 X 45 MM (+/- 5MM)"
1651 | 4214312900000 | COROMETRICS NAUTILUS ULTRASOUND TRANSDUCER COMPATIBLE TOCO
1652 | 4214312900100 | COROMETRICS NAUTILUS COMPATIBLE ULTRASOUND TRANSDUCER
1653 | 4214312900200 | CUSTOMIZED EFFICIENCY TONSILLECTOMY KIT MPT; 1 BNS SURGICAL GOWN UL SP L 2 HAND TOWEL 47 X 38 CM WHITE 1 CREPE PAPER 60 X 60 CM 1 REINFORCED TABLE COVER 150 X 190 WRAPPING 4 HAND TOWEL 47 X 38 CM WHITE 1 BNS SURGICAL GOWN UL SP L 1 PLASTIC BAG 20 X 30 CM ZIPLOCK 1 SUCTION CATHETER 10 CH 1 SUCTION CATHETER 8 CH 10 GAUZE ROUND 20 X 20 CM XRD DBL STRING 1 HR720-ENT MIRROR OR ANY OTHER EQUIVALENT 5 GAUZE ROUND SPONGE N°3 20TH XRD WHITE WRAPPED 5 PIECES 1 FORCEPS BIPOLAR BAYONET 1 SYRINGE 20 ML L/S 3 PARTS ECCENT. 10 GAUZE SWAB 10 X 10 CM 16P XRD 1 GALLIPOT 120 ML 1 30 CH X 300 CM SUCTION CONNECTING TUBING 1 BNS ADHESIVE APERTURE DRAPE 75 X 90 CM. 3 OP TOWEL 90 X 72.5 CM
1654 | 4214320001400 | NEEDLE DOUBLE LUMEN FOR OVUM PICK UP SIZE: 17 G LENGTH 20-25 CM
1655 | 4214320300400 | CATHETER KIT CHEMOTHERAPY FOR PEDIATRIC 5 FR (BUTTONPORT) 100% SILICONE CATHETER STERILE
1656 | 4214320300500 | CATHETER HYDROPHILIC SELF LUBRICATED READY TO USE MALE CONNECTED WITH URINE BAG DISPOSABLE STERILE
1657 | 4214320300600 | CATHETER MALE COT OR EQUIVALENT 2 WING SOFT LATEX 16 FR DISPOSABLE STERILE
1658 | 4214320300700 | CATHETER MALECOT 2 WINGS LATEX 12 FRENCH DISPOSABLE STERILE
1659 | 4214320300800 | CATHETER MALECOT 2 WINGS LATEX 16 FRENCH DISPOSABLE STERILE
1660 | 4214320300900 | CONTAINER ENTERAL FEEDING SECURE CAP GRADUATED 1000 ML PURPLE CODED FLEXITAINER OR EQUIVALENT
1661 | 4214320301000 | CONTAINER ENTERAL FEEDING SECURE CAP GRADUATED 500 ML PURPLE CODED FLEXITAINER OR EQUIVALENT
1662 | 4214320400200 | SET EMBRYO TRANSFER CATHETER TIP DIAMETER 1.1-1.4 MM EFFECTIVE LENGTH 180-265 MM WITH INTRODUCER WITH MEASURING MARKS
1663 | 4214320900200 | NEEDLE ELECTRODE ELECTROSURGICAL PTFE COATED 7 CM (+/- 1 CM) STERILE
1664 | 4214330000600 | SET HIPEC CLOSED TECHNIQUE SET SHOULD INCLUDES: HIPEC SELF FILTERING INTEGRATED STRAINER 5 TEMPERATURE PROBES 6 PRESSURE SENSORS 4 POLYETHYLENE TUBES IT SHOULD BE COMPATIBLE WITH HOSPITAL MACHINE STERILE DISPOSABLE
1665 | 4214330000700 | SET HIPEC OPEN TECHNIQUE SET SHOULD INCLUDES: HIPEC SELF FILTERING INTEGRATED STRAINER 5 TEMPERATURE PROBES 4 PRESSURE SENSORS 4 POLYETHYLENE TUBES IT SHOULD BE COMPATIBLE WITH HOSPITAL MACHINE STERILE DISPOSABLE
1666 | 4214350000200 | PACK EAR PACK BIOABSORBABLE BIODEGRADABLE SOFT
1667 | 4214350000300 | NASAL PACK BIOABSORBABLE BIODEGRADABLE SOFT
1668 | 4214350000500 | PATCH PRECUT SPHERICAL DISCS HYALURONIC ACID FOR TYMPANOPLASTY
1669 | 4214350000600 | PATCH TYMPANIC MEMBRANE ABSORBABLE PATCH DISC
1670 | 4214350000700 | ARNOLD-BRUENING INTRACORDAL INJECTION SET FOR LIPOINJECTION OF VOCAL FOLD (IT HAS BRUENING PRESSURE SYRINGE ARNOLD ADAPTOR ARNOLD INJECTION NEEDLE 18 GAUGE AND ARNOLD INJECTION NEEDLE 19 GAUGE)
1671 | 4214350210100 | BALLOON SINUS DILATION XPRESS LOPROFILE DEVICE 5MM X 20MM
1672 | 4214350300100 | NASAL PACKING/SPONGE WITH STRING 8 CM
1673 | 4214350300600 | SPLINT INTRANASAL WITH AIRWAY CAN BE SUTURED
1674 | 4214350300700 | TUBE BLADE AND BUR IRRIGATION FOR NASAL SURGERY STERILE
1675 | 4214350300800 | BUTTON SILICONE SEPTAL STANDARD 3 CM
1676 | 4214350300900 | NASAL PACKING/NASAL SEPTAL SPLINT SOFT SILASTIC ADULT
1677 | 4214350304700 | NASAL PACK WITH INFLATABLE BALLOON WITHOUT AIRWAY 4.5CM
1678 | 4214350304800 | NASAL PACK WITH INFLATABLE BALLOON WITH AIRWAY SIZE 5.5 CM
1679 | 4214350304900 | NASAL PACK WITH INFLATABLE BALLOON COVERED WITH HEMOSTATIC AGENT WITH AIRWAY ASSORTED SIZE
1680 | 4214350305000 | PACKING 440406 10PK POPE EPISTAXIS
1681 | 4214350305100 | NASAL PACKS WITH AIRWAY SIZE 45 MM
1682 | 4214350305200 | SEALER BIPOLAR RADIOFREQUENCY FOR TRANSSPHENOIDAL AND ENDONASAL APPROACH WITH GENERATOR CONNECTOR COMPATIBLE WITH END USER MACHINE ASSORTED SIZES AND ANGLES
1683 | 4214350305300 | PACKING 400406 10PK POPE EPISTAXIS
1684 | 4214350305400 | NASAL PACK WITH INFLATABLE BALLOON COVERED WITH HEMOSTATIC AGENT WITHOUT AIRWAY ASSORTED SIZE
1685 | 4214350305500 | PACK INFLATABLE BALLOON NASAL COATED WITH HEMOSTATIC MATERIAL WITHOUT AIRWAY ASSORTED SIZES
1686 | 4214350400000 | IMPRESSION EARMOLD SILICONE BASED MATERIAL WITH ALL COMPONENTS AND DIFFERENT SHORE-A AS REQUESTED BY END USER
1687 | 4214350700000 | PACK EAR PACK WICK/STRIPS ASSORTED SIZES
1688 | 4214350900000 | CEMENT BONE FOR EAR SURGERY WITH NO OTOTOXIC COMPONENT
1689 | 4214350900100 | ADHESIVE LOW VISCOSITY FOR INSTANT FIXATION OF RUBBER AND PLASTIC FOR EARMOLD TUBING
1690 | 4214351300000 | FORCEPS ALLIGATOR 3.5MM POINTED SMALL FOR CERUMEN MANAGEMENT DISPOSABLE
1691 | 4214351300100 | FORCEPS WULLSTEIN EAR EXTRA DELICATE OVAL CUPPED JAWS CURVED TO LEFT OVAL 0.9 MM WORKING LENGTH 8 CM
1692 | 4214351300200 | FORCEPS WULLSTEIN EAR EXTRA DELICATE OVAL CUPPED JAWS 0.9 MM WORKING LENGTH 8 CM
1693 | 4214351300300 | FORCEPS WULLSTEIN EAR EXTRA DELICATE OVAL CUPPED JAWS CURVED TO RIGHT OVAL 0.9 MM WORKING LENGTH 8 CM
1694 | 4214351300400 | FORCEPS LUCAE EAR BAYONET SHAPED LENGTH 14.5 CM
1695 | 4214351300500 | HOLDER MASING NEEDLE EAR FORCEPS SHAPE INTRANASAL SMOOTH JAWS WORKING LENGTH 8 CM
1696 | 4214351300600 | FORCEPS HARTMANN EAR DRESSING SLENDER WORKING LENGTH 6 CM
1697 | 4214351300700 | FORCEPS LIGHTED ALLIGATOR FOR CERUMEN MANAGEMENT DISPOSABLE
1698 | 4214351300800 | ROUND KNIFE DIAMETER 3 MM WITH SUCTION EASY TO HANDLE DUE TO ROTATING TUBE OLIVE LENGTH 19 CM
1699 | 4214351300900 | THOMASSIN DISSECTOR DOUBLE-ENDED DISTAL TIPS WITH DOUBLE CURVE TO RIGHT OR TO LEFT LENGTH 18 CM
1700 | 4214351301000 | THOMASSIN DISSECTOR DOUBLE-ENDED DISTAL TIPS WITH SINGLE CURVE TO RIGHT OR TO LEFT LENGTH 18 CM
1701 | 4214351301100 | TIP-TRODES CABLES COMPATIBLE WITH GOLD FOIL TIP-ELECTRODES
1702 | 4214351301200 | TIP-TRODES GOLD FOIL ADULT LARGE
1703 | 4214351301300 | TIP-TRODES GOLD FOIL PEDIATRIC SMALL
1704 | 4214351301600 | MASTOID OBLITERATION WITH GLASS
1705 | 4214351500600 | CRICOTHYROTOMY CATHETER SETS FOR EMERGENCY SIZE 6.0 MM ONE (1) EACH = ONE (1) SET
1706 | 4214351501500 | VISTAFIX IMPLANT 4MM OR EQUIVALENT
1707 | 4214351600500 | STABILIBASE OPTIDERM ADHESIVE OR EQUIVALENT SUPPORT TO THE STOMA DURING SPEECH
1708 | 4214351600700 | CASSETTE HEAT AND MOISTURE EXCHANGER CASSETTE ATTACHED TO ADHESIVE OR SOFT LARYNGECTOMY TUBE.
1709 | 4214351601000 | SEEKER CASTELNUOVO FRONTAL OSTIUM CURVED DOUBLE ENDED
1710 | 4214351601100 | FORCEPS KUHN RHINOFORCE II FRONTAL SINUS FLAT JAWS THROUGH-CUTTING SHEATH 60 DEGREE UPTURNED BACKWARD OPENING WITH CLEANING CONNECTOR WORKING LENGTH 12 CM
1711 | 4214351601200 | PRISMATIC LIGHT DEFLECTOR
1712 | 4214351601300 | SEEKER KUHN FRONTAL OSTIUM DOUBLE ENDED NO. 5 BOTH SIDES CURVED 77° TIPS BENT RIGHT AND LEFT LENGTH 22 CM
1713 | 4214351601400 | SEEKER KUHN FRONTAL SINUS DOUBLE-ENDED NO. 3 ONE SIZE CURVED 77° OTHER SIDE CURVED 90° FORWARD ANGLE LENGTH 22 CM
1714 | 4214351601500 | SPECULA VIDEO OTOSCOPE SPECULA DIFFERENT SIZES COMPATIBLE WITH END USER EQUIPMENT
1715 | 4214351601600 | WHITE PLASTIC TIPS FOR INSERT EARPHONES OR EQUIVALENT
1716 | 4214351601700 | ZEITELS VOCAL FOLD NEEDLE FOR SUBMUCOSAL INFUSION OF VOCAL FOLD
1717 | 4214351700200 | ELECTRODES SINGLE USE TYMPANIC MEMBRANE FOR ECHOG COMPATIBLE WITH END USER EQUIPMENT
1718 | 4214351900000 | EAR HEAD BANDAGE ASSORTED SIZES STERILE
1719 | 4214352000100 | LIGHT SOURCE FOR LIGHTED CURETTES - COMPATIBLE WITH END USER CURETTES FOR CERUMEN MANAGEMENT
1720 | 4214352000200 | LIGHTED CURETTES ANGLELOOP (INC. 1 LIGHT SOURCE AND 1 MAG. LENS)
1721 | 4214352100200 | EARHOOK RELATED TO 16 CHANNEL ELECTRODE COCHLEAR IMPLANT SIZES AT END USER REQUEST MEDIUM
1722 | 4214352100300 | EARHOOK RELATED TO 22 CHANNEL ELECTRODE COCHLEAR IMPLANT ON EAR SPEECH PROCESSOR SIZES AT END USER REQUEST
1723 | 4214352100400 | WAGNER EAR HOOK SIZE 1 LENGTH 15.5
1724 | 4214352100500 | EAR HOOK CURVED BACKWARDS WORKING LENGTH 5.5 CM TOTAL LENGTH 16 CM
1725 | 4214352100600 | EAR HOOK CURVED TO LEFT WORKING LENGTH 5.5 CM TOTAL LENGTH 16 CM
1726 | 4214352100700 | EAR HOOK CURVED TO RIGHT WORKING LENGTH 5.5 CM TOTAL LENGTH 16 CM
1727 | 4214352100800 | EAR HOOK WITH BALL END STAINLESS STEEL ASSORTED LENGTHS AND SIZES
1728 | 4214352100900 | EAR HOOK WITHOUT BALL END STAINLESS STEEL ASSORTED LENGTHS AND SIZES
1729 | 4214352600000 | MIRROR LARYNGECTOMY LIGHTED EXTRA-LARGE 9 INCHES DIAMETER HIGH POWERED MAGNIFYING LIGHTED RING FOR EVENLY ILLUMINATED REFLECTION .
1730 | 4214352800500 | CANNULA ANTRUM LUER-LOCK STRAIGHT MALLEABLE WITH SERRATED GRIP PLATE OUTER DIAMETER 2.5 MM WORKING LENGTH 15 CM
1731 | 4214352800600 | CANNULA EICKEN ANTRUM LUER-LOCK LONG CURVED MALLEABLE SERRATED GRIP PLATE OUTER DIAMETER 2.5 MM LENGTH 12.5 CM
1732 | 4214352800700 | CANNULA EICKEN-CASTELNUOVO ANTRUM LUER-LOCK S-SHAPED STRONGLY CURVED MALLEABLE SERRATED GRIP PLATE OUTER DIAMETER 2.5 MM LENGTH 12.5 CM
1733 | 4214352900100 | BUR OTOLOGY CUTTING 2 FLUTE SIZE 1.5MM OR EQUIVALENT
1734 | 4214352900200 | BUR OTOLOGY CUTTING 2 FLUTE SIZE 1MM OR EQUIVALENT
1735 | 4214352900300 | BUR OTOLOGY CUTTING 2 FLUTE SIZE 2.5MM OR EQUIVALENT
1736 | 4214352900400 | BUR OTOLOGY CUTTING 2 FLUTE SIZE 2MM OR EQUIVALENT
1737 | 4214352900500 | BUR OTOLOGY CUTTING 2 FLUTE SIZE 3MM OR EQUIVALENT
1738 | 4214352900600 | BUR OTOLOGY CUTTING 2 FLUTE SIZE 4MM OR EQUIVALENT
1739 | 4214352900700 | BUR OTOLOGY CUTTING 2 FLUTE SIZE 5MM OR EQUIVALENT
1740 | 4214352900800 | BUR OTOLOGY CUTTING 2 FLUTE SIZE 6MM OR EQUIVALENT
1741 | 4214352900900 | BUR OTOLOGY CUTTING MULTI FLUTE SIZE 7MM OR EQUIVALENT
1742 | 4214352901000 | BUR OTOLOGY SKEETER OR EQUIVALENT 0.6MM BLUE/ WHITE
1743 | 4214352901100 | BUR OTOLOGY SKEETER OR EQUIVALENT 1.4MM GRAY/ WHITE
1744 | 4214352901200 | BUR OTOLOGY SKEETER OR EQUIVALENT 1.8MM BROWN/ WHITE
1745 | 4214352901300 | MEASURING DEVICE TO MEASURE THE DISTANCE BETWEEN THE INCUS AND STAPES FOOTPLATE
1746 | 4214352901400 | BUR OTOLOGY COARSE DIAMOND SIZE 2MM OR EQUIVALENT
1747 | 4214352901500 | BLOCK FISCH CUTTING BLOCK
1748 | 4214352901600 | HOUSE CUTTING BLOCK
1749 | 4214352901700 | KIT EUSTACHIAN TUBOPLASTY BALLOON DILATION WITH ANGLED GUIDED CATHETER AND DUAL LAYERED BALLOON THAT GIVE ATRAUMATIC UNIFORM EXPANSION WITHI NFLATOR
1750 | 4214352901800 | TIPS DIFFUSER FOR WAX MANAGEMENT OR EQUIVALENT
1751 | 4214352901900 | WULLSTEIN NEEDLE STRONG LONG CURVE LENGTH 16.5CM
1752 | 4214352902000 | WULLSTEIN NEEDLE STRONG SLIGHT CURVE LENGTH 16.5CM
1753 | 4214353000000 | LUBRICANT FOR EASIER INSERTION OF EAR-MOLD AND HEARING AID
1754 | 4214353000100 | COTTON EAR DAMS FOR EARMOLD IMPRESSIONS VARIABLE SIZE AS REQUESTED BY END USER
1755 | 4214353000200 | DISPENSER EAR IMPRESSION MATERIAL WITH MIXING CANNULAS DESPENSER
1756 | 4214353000300 | OTO-FORM A FLEX IMPRESSION MATERIAL CARTRIDGES OR EQUIVALENT
1757 | 4214353000400 | SIDE CUTTING NIPPER (FOR CUTTING EARMOLD TUBING) OR EQUIVALENT
1758 | 4214353000500 | SYRINGE INJECTOR FOR EARMOLD IMPRESSION OR EQUIVALENT
1759 | 4214353000600 | TUBING PULLER TOOL OR EQUIVALENT
1760 | 4214353300000 | ATTACHMENT STRAIGHT IRRIGATION
1761 | 4214353300100 | CASSETTE CORE IRRIGATION
1762 | 4214353300300 | 9735017 SUCTION 9735017 MALLEABLE ANGLE TIP 16.5CM
1763 | 4214353300400 | NASAL SUCTION TUBES - RIGID LENGTH 120 MM SIZE 2 0 MM
1764 | 4214353300500 | TUBE ANGLED MICROSUCTION FOR OTOLOGY SURGERIES ASSORTED DIAMETERS 0.6 MM
1765 | 4214353300600 | BLADE 1882925 SKIMMER 3PK 29MM/18CM L
1766 | 4214353300700 | HOUSE SUCTION- AND IRRIGATION CANNULA CURVED WITH FINGER CUT-OFF SUCTION Ø 0 9 MM IRRIGATION 0 7 MM WL 9 CM
1767 | 4214353300800 | FISCH SUCTION HANDLE WITH CUT-OFF HOLE LUER CONE WITH SUCTION TUBES
1768 | 4214353300900 | KIT SPRAY BOTTLE IRRIGATION FOR WAX MANAGEMENT OR EQUIVALENT
1769 | 4214353301000 | LARYNGEAL INSULATED SUCTION CAUTERY TUBE WITH BOVIE CORD AND PLUG
1770 | 4214353301100 | LARYNGEAL MICRO-SUCTION LENGTH OF 22CM SIZE 3FR
1771 | 4214353301200 | LARYNGEAL MICRO-SUCTION LENGTH OF 22CM SIZE 5FR
1772 | 4214353301300 | LARYNGEAL MICRO-SUCTION LENGTH OF 22CM SIZE 7FR
1773 | 4214353301400 | MALLEABLE SUCTION ELEVATOR 3.5MM 176MM (7IN)
1774 | 4214353301500 | SUCTION TUBE RIGID 2 MM 35 CM OR EQUIVALENT
1775 | 4214353301600 | SUCTION TUBE RIGID 3 MM 35 CM OR EQUIVALENT
1776 | 4214353301700 | SUCTION TUBE RIGID 4 MM 35 CM OR EQUIVALENT
1777 | 4214353301800 | SUCTION TUBE RIGID FOR LARYNGEAL SURGERY RUBBER CURVED TIP ASSORTED SIZE OUTER DIAMETER 2 MM
1778 | 4214353301900 | FRAZIER (FERGUSSON) SUCTION TUBE 45° 5 CH WL 13 CM
1779 | 4214353302000 | SUCTION EICKEN ANTRUM CANNULA WITH CUT-OFF HOLE LONG CURVED 2.5 MM 12.5 CM LENGTH
1780 | 4214353302100 | SUCTION EICKEN ANTRUM CANNULA WITH CUT-OFF HOLE SHORT CURVED 2.5 MM 12.5 CM LENGTH
1781 | 4214353302200 | SUCTION EICKEN ANTRUM CANNULA WITH CUT-OFF HOLE SHORT CURVED 4 MM 12.5 CM LENGTH
1782 | 4214353302300 | SUCTION FERGUSON TUBE WITH CUT-OFF HOLE AND STYLET LUER 10 FR. WORKING LENGTH 11 CM
1783 | 4214353302400 | SUCTION FERGUSON TUBE WITH CUT-OFF HOLE AND STYLET LUER 12 FR. WORKING LENGTH 11 CM
1784 | 4214353302500 | SUCTION FERGUSON TUBE WITH CUT-OFF HOLE AND STYLET LUER 8 FR. WORKING LENGTH 11 CM
1785 | 4214353302600 | SUCTION FISCH SUCTION IRRIGATOR ASSORTED SIZES OUTER DIAMETER 3.2 MM
1786 | 4214353302700 | SUCTION FRANK-PASQUINI TUBE ANGULAR TIP CURVED DOWNWARDS BALL END WITH GRIP PLATE AND CUT-OFF HOLE LUER DIAMETER 3 MM WORKING LENGTH 13 CM
1787 | 4214353302800 | SUCTION FRANK-PASQUINI TUBE ANGULAR TIP CURVED UPWARDS BALL END WITH GRIP PLATE AND CUT-OFF HOLE LUER DIAMETER 2.4 MM WORKING LENGTH 13 CM
1788 | 4214353302900 | SUCTION FRONTAL SUCTION 4MM
1789 | 4214353303000 | TIPS IRRIGATION FOR EAR CERUMEN MANAGEMENT PROVIDED WITH SPRAY BOTTLE IRRIGATION
1790 | 4214353303100 | TIPS WATER IRRIGATOR DISPOSABLE OR EQUIVALENT
1791 | 4214353303200 | SUCTION CURVED NASAL SUCTION
1792 | 4214353400000 | FIBEROPTIC LIGHT CLIP FOR PROXIMAL ILLUMINATION
1793 | 4214360300000 | "MITTEN MADE OF SOFT FABRIC SECURE ALL FINGER CONTROL AIR-COOLED LATEX-FREE ADULT CONTROL MITT RESTRAINT"
1794 | 4214360300100 | SPLINT MITTS WITH FINGER SEPARATORS SECURE HAND MITTS WITH MESH BACK AND FINGER SEPARATORS WITH POSEY RESTRAINING STRAPS IDEAL FOR PATIENTS WHO DISRUPT MEDICAL TREATMENT BY PULLING AT THEIR IV LINE CATHETER OR ARE PRONE TO SELF-INJURY MACHINE WASHABLE ONE SIZE THAT FITS MOST ADULTS
1795 | 4214360500000 | STRAP RESTRAINT BODY DISPOSABLE
1796 | 4214360500100 | STRAP RESTRAINT FOR CHEST DISPOSABLE
1797 | 4214360500800 | "T - STRAP STANDARD DESIGN LEATHER LINED WITH COWHIDE BLACK LARGE"
1798 | 4214360500900 | "T - STRAP STANDARD DESIGN LEATHER LINED WITH COWHIDE BLACK MEDIUM"
1799 | 4214360501000 | "T - STRAP STANDARD DESIGN LEATHER LINED WITH COWHIDE BLACK EXTRA LARGE"
1800 | 4214360501100 | "T - STRAP STANDARD DESIGN LEATHER LINED WITH COWHIDE BROWN LARGE"
1801 | 4214360501200 | "T - STRAP STANDARD DESIGN LEATHER LINED WITH COWHIDE BROWN MEDIUM"
1802 | 4214360501300 | "T - STRAP STANDARD DESIGN LEATHER LINED WITH COWHIDE BROWN EXTRA LARGE"
1803 | 4214360501600 | "ROLL LOOP INSIDE WIDTH 35 MM APPROXIMATELY"
1804 | 4214360502900 | STRAP RESTRAINING BABY HOLDING DISPOSABLE PACKAGING: 10 PIECES PER PACK FOR TO HOLD BABY DURING VENTILATION IN TRANSPORT INCUBATOR
1805 | 4214360700000 | WEARABLE WIRELESS SENSOR TO TRACK PATIENT POSITION ORIENTATION ACTIVITY CONNECTED THROUGH BLUETOOTH
1806 | 4214361200000 | "CARDBOARD SPLINT OFFER A LIGHTWEIGHT OPTION TO IMMOBILIZE INJURIES DURING AN EMERGENCY FOR FOREARM ADULT"
1807 | 4214361200100 | "CARDBOARD SPLINT OFFER A LIGHTWEIGHT OPTION TO IMMOBILIZE INJURIES DURING AN EMERGENCY FOR FOREARM PEDIATRIC"
1808 | 4214361200200 | "CARDBOARD SPLINT OFFER A LIGHTWEIGHT OPTION TO IMMOBILIZE INJURIES DURING AN EMERGENCY FOR LEG ADULT"
1809 | 4214361200300 | "CARDBOARD SPLINT OFFER A LIGHTWEIGHT OPTION TO IMMOBILIZE INJURIES DURING AN EMERGENCY FOR LEG PEDIATRIC"
1810 | 4214361200400 | GEL PAD LATERAL COMFORT POSITIONER
1811 | 4214361200500 | GEL PAD POSITIONER FLAT BOTTOMED CHEST ROLL SIZE APPROX. 12 IN L X 4 IN W (+/-1)
1812 | 4214361200600 | GEL PAD POSITIONER FLAT BOTTOMED CHEST ROLL SIZE APPROX. 16 IN L X 4 IN W (+/-1)
1813 | 4214361200700 | GEL PAD POSITIONER FLAT BOTTOMED CHEST ROLL SIZE APPROX. 20 IN L X 4 IN W (+/-1)
1814 | 4214361200800 | GEL PAD POSITIONER DOME SHAPED POSITIONER SIZE APPROX. 14 IN L X 6 IN W (+/-1)
1815 | 4214361200900 | GEL POSITIONER CONTOURED ARM BOARD PAD SMALL
1816 | 4214361201000 | GEL POSITIONER CLOSED HEAD RING INFANT
1817 | 4214370500000 | "PROTECTOR EYE NEONATAL PHOTOTHERAPY (SMALL) HYDROGEL ADHESIVE ""KEEPER STRAP"" MADE OF A VERY SOFT FOAM FABRIC INFANTS LESS THAN 1500 GRAMS LATEX AND DEHP FREE"
1818 | 4214370500100 | "PROTECTOR FOR EYE NEONATAL PHOTOTHERAPY (MEDIUM) HYDROGEL ADHESIVE ""KEEPER STRAP"" MADE OF A VERY SOFT FOAM FABRIC INFANTS MORE THAN 1500 GRAMS LATEX AND DEHP FREE"
1819 | 4214370500200 | "PROTECTOR HEEL COTTON STRAP WITH HOOK AND LOOP CLOSURE UNIVERSAL SIZE (WOUND AND OSTOMY CARE)"
1820 | 4214370500400 | "PUMP BREAST MANUAL WASHABLE WITHOUT TUBE BOTTLES FOR MILK STORAGE SHOULD BE PROVIDED AND COMPATIBLE WITH NIPPLES INDIVIDUALLY PACKAGED DISPOSABLE STERILE"
1821 | 4214370500500 | PUMP CONTINUOUS ELASTOMERIC MEDICATION PUMPS DESIGNED TO PROVIDE AMBULATORY INFUSION THERAPY AT HOME DISPOSABLE
1822 | 4214370500600 | PUMP ELASTOMETRIC FOR PORTABLE CHEMOTHERAPY 5 ML/HR
1823 | 4214390101000 | "BOWEL IRRIGATION SYSTEM FOR FECAL INCONTINENCE AND CONSTIPATION INCLUDING A PUMP CONTROL WATER BAG 2 RECTAL CATHETERS TUBING 2 STRAPS"
1824 | 4214390200100 | CATHETER ANAL IRRIGATION ACCESSORIES INCLUDING 15 RECTAL CATHETER AND 1 BAG
1825 | 4214390200300 | SYSTEM FECAL MANAGEMENT
1826 | 4214390200500 | CATHETER URETERAL BALLOON DILATION HIGH PRESSURE ULTRAMAX OR EQUIVALENT 15 FR LENGTH 4 CM DISPOSABLE STERILE
1827 | 4214390200600 | CATHETER BALLOON NEPHROSTOMY KIT ULTRA XX OR EQUIVALENT 24 FR 8-10 MM LENGTH 15-20 CM
1828 | 4214390200700 | CATHETER BALLOON NEPHROSTOMY KIT ULTRA XX OR EQUIVALENT 30 FR 8-10 MM LENGTH 15-20 CM
1829 | 4214390200900 | CATHETER CYSTO DRAIN PEDIATRIC SET 8 FR DISPOSABLE STERILE
1830 | 4214390201000 | CATHETER DILATION URETERAL OMEGA SET CONTAINS 7 FR 65 CM BALLOON CATHETER 5 MM 10 CM BALLOON 0.038 INCH DIAMETER 145 TEFLON COATED GUIDEWIRE STOPCOCK CONNECTING TUBE
1831 | 4214390201200 | CATHETER URETHRAL PEDIATRIC DRAINAGE EXPEL FLEXITHANE DEGREED MULTIPURPOSE 8 FRENCH X 25 CM DISPOSABLE STERILE
1832 | 4214390201300 | "CATHETER PICC SINGLE LUMEN POLYURETHANE PERIPHERALLY INSERTED VENOUS ACCESS FOR PREMATURE BABY AND NEONATE 1 FR LENGTH 20-25 CM W/SPLITTING NEEDLE SET RADIOPAQUE 28 GA PEEL PACK DISPOSABLE STERILE"
1833 | 4214390300000 | CATHETER RECTAL SMITH OR ANY EQUIVALENT THE LANGE LATERAL EYE AND ROUNDED TIP ENSURE THE CATHETERS AND NOT OCCLUDED BY FECAL MATTER WITH RADIOPAQUE LINE FOR VISUALIZATION SIZE: 18 TO 22 SIZE TO BE SELECTED
1834 | 4214390300500 | CATHETER REPLOGLE LATEX FREE CLEAR DOUBLE LUMEN 3 SMOOTH EYES RADIO OPAQUE WITH VENTING ACTION PROVIDE EFFECTIVE DRAINAGE SIZE: 6 8 10 FROM 5 - 25 MARKS
1835 | 4214390300600 | TUBE RECTAL / FLATUS PLASTIC SIZE: FG 26 40 - 60 CM LONG DISPOSABLE STERILE
1836 | 4214390300700 | TUBE RECTAL / FLATUS PLASTIC SIZE: FG 28 40 - 60 CM LONG DISPOSABLE STERILE
1837 | 4214390300900 | CATHETER RECTAL SMOOTH THE LANGE LATERAL EYE AND ROUNDED TIP ENSURE THE CATHETERS AND NOT OCCLUDED BY FECAL MATTER WITH RADIOPAQUE LINE FOR VISUALIZATION SIZE: 24 TO 28 SIZE TO BE SELECTED
1838 | 4214390301300 | REUSABLE HIGH RESOLUTION ANORECTAL MANOMETRY CATHETER FOR ADULT ASSORTED SIZES FOR ADULT AND PEDIATRIC
1839 | 4214390301400 | SHEATH FOR ANORECTAL MANOMETRY ASSORTED SIZES SINGLE USE
1840 | 4214390301500 | RECTAL BALLOON PRESSURE SENSOR REUSABLE
1841 | 4214400000200 | HEARING AID BEHIND-THE-EAR WIRELESS 12 OR MORE CHANNEL FOR MILD TO SEVERE HEARING LOSS SUPPORTS FM CONNECTIVITY MAXIMUM GAIN/OUTPUT OF 73/136 DB SPL IN EAR SIMULATOR OR HIGHER AND FREQUENCY RANGE OF 100-7000 HZ OR HIGHER BATTERY SIZE 13 OR RECHARGEABLE TO BE ORDERED BASED ON END USER REQUEST/NEED.
1842 | 4214400000300 | HEARING AID BEHIND-THE-EAR WIRELESS 16 CHANNEL OR MORE FOR SEVERE TO PROFOUND HEARING LOSS SUPPORTS FM CONNECTIVITY MAXIMUM GAIN/OUTPUT OF 82/143 DB SPL IN EAR SIMULATOR OR HIGHER AND FREQUENCY RANGE OF 100-6400 HZ OR HIGHER BATTERY SIZE 13 OR RECHARGEABLE TO BE ORDERED BASED ON END USER REQUEST/NEED.
1843 | 4214400000400 | HEARING AID CROS BEHIND-THE-EAR OR RECEIVER-IN-THE-CANAL. COMPATIBLE WITH BATTERY SIZE 312 OR 13 OR RECHARGEABLE TO BE ORDERED BASED ON END USER REQUEST/NEED WIRELESS STREAMING CAN BE REQUESTED AS BICROS IF NEEDED.
1844 | 4214400000500 | HEARING AID CUSTOM-MADE (IN-THE-EAR IN-THE-CANAL COMPLETELY-IN-CANAL) WIRELESS 12 CHANNELS OR MORE FOR MILD TO PROFOUND HEARING LOSS TINNITUS OPTIONS FREQUENCY RANGE OF 100-6700 HZ OR HIGHER BATTERY SIZE TO BE ORDERED BASED ON END USER REQUEST/NEED.
1845 | 4214400000600 | HEARING AID MINI RECEIVER-IN-THE-CANAL WIRELESS 16 CHANNELS OR MORE FOR MILD TO MODERATELY SEVERE HEARING LOSS FREQUENCY RANGE OF 100-6700 HZ OR HIGHER MAXIMUM GAIN/OUTPUT OF 65/127 DB SPL IN EAR SIMULATOR (AS A MINIMUM) BATTERY SIZE 10 312 13 OR RECHARGEABLE TINNITUS OPTIONS TO BE ORDERED BASED ON END USER REQUEST/NEED
1846 | 4214400100500 | ACCESSORY BONE ANCHORED HEARING AID DRILL GUIDE OTOLOGIC 3 + 4 MM CONICAL REMOVABLE SPACER DRILL DIFFERENT DEPTHS FOR BAHA ATTRACT SYSTEM SURGERY COCHLEAR
1847 | 4214400101900 | SOUND PROCESSOR FOR IMPLANTED MIDDLE EAR HEARING DEVICES
1848 | 4214400102000 | SOUND PROCESSOR BONE ANCHORED EXTERNAL KIT INDICATED FOR CONDUCTIVE HEARING LOSS MIXED HEARING LOSS AND SINGLE-SIDED SENSORINEURAL DEAFNESS WITH GAIN OF UP TO 55 DB SNHL PROVIDING WIRELESS CONNECTIVITY
1849 | 4214400102100 | PROCESSOR ON THE EAR 70 OR 90 RELATED TO 16 CHANNEL ELECTRODE COCHLEAR IMPLANT COLOR AND MODEL BASED ON REQUEST
1850 | 4214400102200 | PROCESSOR BEHIND THE EAR EXTERNAL PROCESSOR RELATED TO 12 CHANNEL ELECTRODE COCHLEAR IMPLANT COLOR AS REQUESTED BY END USER
1851 | 4214400102300 | PROCESSOR BEHIND THE EAR EXTERNAL PROCESSOR RELATED TO 16 CHANNEL ELECTRODE COCHLEAR IMPLANT COLOR AS REQUESTED BY END USER
1852 | 4214400102400 | COCHLEAR NUCLEUS CP1000 SOUND PROCESSOR - PACKAGE D1 (RB RT WL) BLACK
1853 | 4214400102500 | PROCESSOR SINGLE UNIT EXTERNAL PROCESSOR RELATED TO 12 CHANNEL ELECTRODE COCHLEAR IMPLANT COLOR AS REQUESTED BY END USER
1854 | 4214400102600 | COCHLEAR NUCLEUS CP1150 SOUND PROCESSOR - PACKAGE C3 (WL+APLUS) BLACK
1855 | 4214400102700 | SOUND PROCESSOR FOR COMPLETELY IMPLANTED INTERNAL BONE CONDUCTION HEARING DEVICES WITH INTERNAL VIBRATOR AS REQUESTED BY END USER
1856 | 4214400200200 | CHARGER CABLES RELATED TO 12 CHANNEL ELECTRODE COCHLEAR IMPLANT ON EAR PROCESSOR BATTERY PACK
1857 | 4214400200300 | COCHLEAR SLIMLINE™ COIL - NUCLEUS 7 CP1000 BLACK 6 CM
1858 | 4214400200400 | COIL CABLE RELATED TO 16 CHANNEL ELECTRODE COCHLEAR IMPLANT LENGTHS 9 CM WHITE
1859 | 4214400200500 | CHARGER CABLES FOR BATTERIES RELATED TO 16 CHANNEL ELECTRODE COCHLEAR IMPLANT
1860 | 4214400200600 | CHARGER CABLES FOR BATTERIES RELATED TO 22 CHANNEL ELECTRODE COCHLEAR IMPLANT ON EAR SPEECH PROCESSOR
1861 | 4214400200700 | CHARGER CABLES RELATED TO 12 CHANNEL ELECTRODE COCHLEAR IMPLANT OFF EAR PROCESSOR
1862 | 4214400200800 | CHARGER CABLES RELATED TO 22 CHANNEL ELECTRODE COCHLEAR IMPLANT OFF EAR PROCESSOR
1863 | 4214400300000 | CP1150 HEADBAND (M) - BLACK
1864 | 4214400300100 | CUSHION EARPHONE RED AND BLUE DIFFERENT TYPE AND MODEL AS REQUESTED BY END USER
1865 | 4214400400000 | DL COIL MAGNET RELATED TO 12 CHANNEL ELECTRODE COCHLEAR IMPLANT ON EAR PROCESSOR (STRENGTH AND TYPE AS REQUESTED BY END USER)
1866 | 4214400400100 | MAGNET FOR EXTERNAL PROCESSOR RELATED TO 16 CHANNEL ELECTRODE COCHLEAR IMPLANT (STRENGTH AND TYPE AS REQUESTED BY END USER)
1867 | 4214400400200 | MAGNET FOR 12 CHANNEL ELECTRODE COCHLEAR IMPLANT OFF EAR PROCESSOR STRENGTH AND TYPE AS REQUESTED BY END USER
1868 | 4214400400300 | COCHLEAR MAGNET STRENGTH 1/2
1869 | 4214400500000 | MICROPHONE WIRELESS DIRECT STREAMING CONNECTS WITH ALL HEARING AIDS COCHLEAR IMPLANT AUDIO DEVICES AND BONE ANCHORED DEVICES WITH DIFFERENT OPTIONS BY END USER REQUEST
1870 | 4214400500100 | T-MIC COVER OR EQUIVALENT RELATED TO 16 CHANNEL ELECTRODE COCHLEAR IMPLANT
1871 | 4214400500200 | T-MIC OR EQUIVALENT RELATED TO 16 CHANNEL ELECTRODE COCHLEAR IMPLANT SIZES AS REQUESTED SMALL
1872 | 4214400500300 | T-MIC PIN OR EQUIVALENT RELATED TO 16 CHANNEL ELECTRODE COCHLEAR IMPLANT
1873 | 4214400600800 | CHARGING UNIT WIRELESS RELATED TO 12 CHANNEL ELECTRODE COCHLEAR IMPLANT OFF EAR PROCESSOR
1874 | 4214400600900 | BATTERY PACK COVER RELATED TO 16 CHANNEL ELECTRODE COCHLEAR IMPLANT
1875 | 4214400601000 | COCHLEAR BATTERY COVER - NUCLEUS 7 CP1000 BLACK
1876 | 4214400601100 | BATTERY PACK HOLDER RELATED TO 22 CHANNEL ELECTRODE COCHLEAR IMPLANT ON EAR SPEECH PROCESSOR
1877 | 4214400601200 | BATTERY PACK FOR CHILDREN RELATED TO 16 CHANNEL ELECTRODE COCHLEAR IMPLANT
1878 | 4214400601300 | BATTERY RECHARGEABLE STANDARD RELATED TO 12 CHANNEL ELECTRODE COCHLEAR IMPLANT ON EAR PROCESSOR
1879 | 4214400601400 | BATTERY RECHARGEABLE STANDARD RELATED TO 16 CHANNEL ELECTRODE COCHLEAR IMPLANT
1880 | 4214400601500 | COCHLEAR STANDARD RECHARGEABLE BATTERY MODULE BLACK
1881 | 4214400601600 | BATTERY ZINC AIR HEARING AID SIZE 675
1882 | 4214400601700 | ADHESIVE PAD FOR RETENTION GRIP WEAR OR EQUIVALENT RELATED TO 12 CHANNEL ELECTRODE COCHLEAR IMPLANT OFF EAR PROCESSOR REUSABLE
1883 | 4214400601800 | ADHESIVE PAD FOR RETENTION RELATED TO 22 CHANNEL ELECTRODE COCHLEAR IMPLANT OFF EAR PROCESSOR REUSABLE
1884 | 4214400601900 | CHARGING UNIT RELATED TO 16 CHANNEL ELECTRODE COCHLEAR IMPLANT
1885 | 4214400602000 | CHARGING UNIT RELATED TO 22 CHANNEL ELECTRODE COCHLEAR IMPLANT ON EAR SPEECH PROCESSOR
1886 | 4214400602100 | CHARGING UNIT WIRELESS RELATED TO 22 CHANNEL ELECTRODE COCHLEAR IMPLANT OFF EAR PROCESSOR
1887 | 4214400602200 | COIL COVER RELATED TO 16 CHANNEL ELECTRODE COCHLEAR IMPLANT (STANDARD OR HIGH PROFILE AS REQUESTED BY END USER) 3D CHESTNUT
1888 | 4214400602300 | DL COIL COVER RELATED TO 12 CHANNEL ELECTRODE COCHLEAR IMPLANT ON EAR PROCESSOR (LOW OR HIGH PROFILE AS REQUESTED BY END USER)
1889 | 4214400602400 | KIT FASTENER FOR IP30 INSERTS WITH NECK-STRAP AND CLIP DISPOSABLE OR EQUIVALENT
1890 | 4214400602500 | KIT MICROPHONE NATURAL PLACEMENT INCLUDING COVERS RELATED TO 16 CHANNEL ELECTRODE COCHLEAR IMPLANT ASSORTED SIZE BY END USER REQUEST
1891 | 4214400602600 | MICROPHONE COVER RELATED TO 22 CHANNEL ELECTRODE COCHLEAR IMPLANT ON EAR SPEECH PROCESSOR
1892 | 4214400602700 | KANSO 2 MICROPHONE COVER BLACK
1893 | 4214400602800 | REMOTE CONTROL FOR 22 CHANNEL ELECTRODE COCHLEAR IMPLANT ON EAR SPEECH PROCESSOR LATEST
1894 | 4214400602900 | REMOTE CONTROL RELATED TO 16 CHANNEL ELECTRODE COCHLEAR IMPLANT COMPATIBLE WITH END USER PROCESSOR (AB MYPILOT)
1895 | 4214400603000 | REMOTE CONTROL FOR COCHLEAR IMPLANT 12 COMPATIBLE WITH SPEECH PROCESSOR LATEST
1896 | 4214400603100 | REPLACEMENT FASTENER CLIP - COLLAR CLIPS VELCRO BACKED OR EQUIVALENT
1897 | 4214400603200 | RETENTION OPTIONS RELATED TO 12 CHANNEL ELECTRODE COCHLEAR IMPLANT OFF EAR PROCESSOR TYPE AND LENGTH AS REQUESTED BY END USER
1898 | 4214400603300 | RETENTION OPTIONS RELATED TO 22 CHANNEL ELECTRODE COCHLEAR IMPLANT OFF EAR PROCESSOR TYPE AND LENGTH AS REQUESTED BY END USER
1899 | 4214400603400 | RETENTION OPTIONS RELATED TO 22 CHANNEL ELECTRODE COCHLEAR IMPLANT ON EAR SPEECH PROCESSOR TYPES AND SIZES AS REQUESTED
1900 | 4214400603500 | NUCLEUS SAFETY LINE HAIR CLIP 5PK - BLACK
1901 | 4214400603600 | SAFETY LINE (LONG) BLACK
1902 | 4214400603700 | SOCKET COVER RELATED TO 12 CHANNEL ELECTRODE COCHLEAR IMPLANT OFF EAR PROCESSOR
1903 | 4214400603800 | TOP MICROPHONE COVER RELATED TO 16 CHANNEL ELECTRODE COCHLEAR IMPLANT 25 PCS
1904 | 4214400603900 | TUBE RIDER: ALLIGATOR DISPOSABLE OR EQUIVALENT
1905 | 4214400604000 | TUBE RIDER: GREEN AND YELLOW BUTTERFLY DISPOSABLE OR EQUIVALENT
1906 | 4214400604100 | TUBE RIDER: LADY BUG DISPOSABLE OR EQUIVALENT
1907 | 4214400604200 | TUBE RIDER: PASTEL LADY BUG DISPOSABLE OR EQUIVALENT
1908 | 4214400604300 | TUBE RIDER PEDIATRIC HEARING AID ACCESSORIES DISPOSABLE OR EQUIVALENT
1909 | 4214400604400 | TUBE RIDER: RED FLOWER DISPOSABLE OR EQUIVALENT
1910 | 4214400604500 | TUBE RIDER: SOCCER BALL DISPOSABLE OR EQUIVALENT
1911 | 4214400604600 | TUBE RIDER: YELLOW FISH DISPOSABLE OR EQUIVALENT
1912 | 4214400604700 | WEARABLE BAND COMPATIBLE WITH BONE ANCHORED EXTERNAL SOUND PROCESSOR AS REQUESTED BY END USER
1913 | 4214400604900 | DRYER BOX FOR ALL TYPES OF HEARING AIDS
1914 | 4214400605000 | UV DRYER BOX UV CLEAN AND DRY BOX FOR ALL TYPES OF HEARING AIDS AND COCHLEAR IMPLANT
1915 | 4214410000000 | VALVE CHEST DRAIN VALVE HEIMLICH PLASTIC CHAMBER/RUBBER TUBING STERILE DISPOSABLE
1916 | 4214410000100 | DRAIN CHEST TUBE WITHOUT TROCAR STRAIGHT CATHETER SIZE 12 FRENCH 15-25 CM LENGTH 2 EYELETS TAPERED ATP GUIDING STYLET BLUE RADIOPAQUE INDIVIDUALLY PACKED DISPOSABLE STERILE
1917 | 4214410000200 | TROCAR ADVANCED ACCESS SYSTEM WITH HOLE IN THE TIP DIRECT INSUFFLATION UNDER VISION 5MM X150MM STERILE
1918 | 4214410100200 | THORACIC DRAINAGE UNIT FOR NEONATES 250 - 500 CC CLOSED SYSTEM 2 CHAMBERS DISPOSABLE STERILE.
1919 | 4214410101400 | DRAINAGE CHEST WATER SEAL SYSTEM 500 - 1000 CC CLOSED SYSTEM SINGLE CHAMBER SILICONE CONNECTION TUBES DISPOSABLE STERILE
1920 | 4214410200100 | DRAINAGE CHEST TUBE DRAINAGE NEONATE 10 FRENCH PVC CLEAR GRADUATED IN 1 CM INCREMENTS INDIVIDUALLY PACKAGED SMOOTH EASILY CONNECTED T O WATER SEALED DRAINAGE FOR PRESSURE AND DRAINAGE; TROCAR GUIDE WIRE IS SHARP AND SEPARATED EASY TO REMOVE PVC TAPER-TROCAR CATHETERS PVC TH ORACIC CATHETER THERMO SENSITIVE PVC STRAIGHT CATHETER SIZE 10 (FR) 2 EYELETS TAPERED ATP GUIDING STYLET BLUE RADIOPAQUE STRIPE CONFIRMS PLACEMENT UPON X-RAY INDIVIDUALLY PACKED DISPOSABLE STERILE
1921 | 4214410200200 | TUBE FOR CHEST PVC TAPER-TROCAR CATHETERS THERMO SENSITIVE STRAIGHT CATHETER SIZE 12 FRENCH 2 EYELETS TAPERED ATP GUIDING STYLET BLUE RADIOPAQUE STRIPE CONFIRMS PLACEMENT UPON X-RAY INDIVIDUALLY PACKED STERILE
1922 | 4214410200700 | DRAINAGE CHEST WATER SEAL SYSTEM 1500 - 2000 CC ( +/- 100 CC ) CLOSED SYSTEM TWO CHAMBERS DISPOSABLE STERILE
1923 | 4214410201400 | DRAIN CHEST TUBE WITHOUT TROCAR STRAIGHT CATHETER SIZE 24 FRENCH 30-50 CM LENGTH 2 EYELETS TAPERED ATP GUIDING STYLET BLUE RADIOPAQUE INDIVIDUALLY PACKED DISPOSABLE STERILE
1924 | 4214410300200 | KIT CHOLECYSTECTOMY: 1 DILATING TIP TROCAR 11MM (WITH LINER KNIFE BLADE) AND TWO CANNULAS 11 MM 1 DILATING TIP TROCAR 5MM (WITH LINEAR KNIFE BLADE) AND TWO CANNULAS 5MM 1 VERRES NEEDLE 120 MM 1 ENDOSCOPIC CLIP ML 10MM MULTIPLE CLIP APPLIER DISPOSABLE STERILE
1925 | 4214410300300 | ULTRASOUND TRANSDUCER COVER COMPATIBLE WITH QUANTEL MEDICAL UBM AND B-SCAN DISPOSABLE STERILE
1926 | 4214410300400 | KIT CHEST TUBE SEALED IN A STERILE PACKAGE KIT CONTENTS CHEST TUBE INTRODUCER PAIR OF LARGE GLOVES 20 ML AMPOULE LIDOCAINE HCL 1% 25 GA X 1 - 1/2 INCH SAFETY GLIDE NEEDLE LARGE CURVED KELLY CLAMP NEEDLE DRIVER SCISSORS 0 SILK SUTURE CURVED NEEDLE 4 INCH X 4 INCH GAUZE PADS 4 INCH X 4 INCH SLIT GAUZE PADS SURGICAL TAPE FOAM SUTURE NEEDLE RETAINER SKIN MARKING PEN PETROLATUM GAUZE SMALL CURVED KELLY CLAMP RETRACTABLE SCALPEL # 11 BLADE 10 ML SYRINGE WITH 22 GA X 1 - 1/2 INCH NEEDLE FENESTRATED DRAPE WITH ADHESIVE BACKING
1927 | 4214420100000 | NEEDLE ACUPUNCTURE / DRY 15 X 0.16 TO 0.20 MM IN INTRODUCER TUBE DISPOSABLE STERILE INDIVIDUAL PACK
1928 | 4214420100100 | NEEDLE ACUPUNCTURE / DRY 30 X 0.20 - 0.25 MM IN INTRODUCER TUBE DISPOSABLE STERILE INDIVIDUAL PACK
1929 | 4214420100200 | NEEDLE ACUPUNCTURE / DRY 40 X 0.25 - 0.30 MM IN INTRODUCER TUBE DISPOSABLE STERILE INDIVIDUAL PACK
1930 | 4214420101000 | NEEDLE ACUPUNCTURE / DRY 100 X 0.35 MM IN INTRODUCER TUBE DISPOSABLE STERILE INDIVIDUAL PACK
1931 | 4214420101100 | NEEDLE ACUPUNCTURE / DRY 20 X 0.20 - 0.22 MM IN INTRODUCER TUBE DISPOSABLE STERILE INDIVIDUAL PACK
1932 | 4214420101200 | NEEDLE ACUPUNCTURE / DRY 50 X 0.25 - 0.30 MM IN INTRODUCER TUBE DISPOSABLE STERILE INDIVIDUAL PACK
1933 | 4214420101300 | NEEDLE ACUPUNCTURE / DRY 75 X 0.30 - 0.35 MM IN INTRODUCER TUBE DISPOSABLE STERILE INDIVIDUAL PACK
1934 | 4214420101400 | NEEDLE ACUPUNCTURE / DRY 90 X 0.30 - 0.35 MM IN INTRODUCER TUBE DISPOSABLE STERILE INDIVIDUAL PACK
1935 | 4214420101500 | NEEDLE ACUPUNCTURE / DRY 13.5 X 0.16 TO 0.20 MM IN INTRODUCER TUBE DISPOSABLE STERILE INDIVIDUAL PACK
1936 | 4214440500300 | SUCTION VALVE FOR FLEXIBLE ENDOSCOPES DISPOSABLE COMPATIBLE WITH STORZ OR EQUIVALENT
1937 | 4215150000400 | BUR 839 R 150 NO:806 314 174 524 - 016
1938 | 4215150000600 | DIAMOND FRICTION GRIP (FG) NEEDLE TAPERED EXTRA FINE BUR 859 C 150 NO: 806 314 166 504 016
1939 | 4215150000700 | DIAMOND FRICTION GRIP (FG) FINE NEEDLE MEDIUM BUR 859 L 150 NO : 806-314-167-524-014
1940 | 4215150000800 | DIAMOND NEEDLE FINE BUR 890 F 150 NO : 806-314-160-514-012
1941 | 4215150000900 | BUR EXCAVATING CROSSCUT FISSURE FG #558 S
1942 | 4215150001000 | BUR EXCAVATING INVERTED CONE HP # 3
1943 | 4215150001100 | BUR EXCAVATING INVERTED CONE HP # 4
1944 | 4215150001200 | BUR EXCAVATING INVERTED CONE HP # 5
1945 | 4215150001300 | BUR EXCAVATING INVERTED CONE HP # 6
1946 | 4215150001400 | BUR EXCAVATING INVERTED CONE HP # 7
1947 | 4215150001500 | BUR EXCAVATING INVERTED CONE HP # 8
1948 | 4215150001600 | BUR EXCAVATING INVERTED CONE HP #0
1949 | 4215150001700 | BUR EXCAVATING INVERTED CONE HP #1
1950 | 4215150001800 | BUR EXCAVATING INVERTED CONE HP #2
1951 | 4215150001900 | BUR EXCAVATING ROUND FG #2
1952 | 4215150002000 | BUR EXCAVATING ROUND HP # 1
1953 | 4215150002100 | BUR EXCAVATING ROUND HP # 2
1954 | 4215150002200 | BUR EXCAVATING ROUND HP # 3
1955 | 4215150002300 | BUR EXCAVATING ROUND HP # 4
1956 | 4215150002400 | BUR EXCAVATING ROUND HP # 5
1957 | 4215150002500 | BUR EXCAVATING ROUND HP # 6
1958 | 4215150002600 | BUR EXCAVATING ROUND HP # 7
1959 | 4215150002700 | BUR EXCAVATING ROUND HP # 8
1960 | 4215150002800 | BUR EXCAVATING ROUND HP #0
1961 | 4215150002900 | BUR EXCAVATING ROUND STRAIGHT HP #3
1962 | 4215150003000 | BUR FINISHING EXTRA LONG TAPER FG # 7642
1963 | 4215150003100 | BUR GUARD HOLDER 22 HOLES BLUE
1964 | 4215150003200 | BUR GUARD HOLDER 22 HOLES PLUM
1965 | 4215150003300 | BUR GUARD HOLDER 22 HOLES RED
1966 | 4215150003400 | BUR GUARD HOLDER 22 HOLES TEAL
1967 | 4215150003500 | BUR INVERTED CONE FG (FRICTION GRIP) # 37 L
1968 | 4215150003600 | BUR INVERTED CONE RA # 37 L
1969 | 4215150004900 | SYRINGE FOR FREE FLOW IMPRESSION
1970 | 4215150005000 | WEDGE PLASTIC 4 - 6 SIZE S
1971 | 4215150005100 | WEDGE PLASTIC MEDIUM SIZE
1972 | 4215150005200 | WEDGE PLASTIC SMALL SIZE
1973 | 4215150005300 | FILM PERIAPICAL FOR DENTAL X - RAY SIZE 0
1974 | 4215150005400 | FILM PERIAPICAL FOR DENTAL X - RAY SIZE 2
1975 | 4215150005500 | FRICTION GRIP BONE CUTTING LINDEMANN BUR SHORT 5/PACK
1976 | 4215150005600 | LINDEMANN BUR FOR BONE CUTTING LATCH TYPE MEDIUM SIZE
1977 | 4215150005700 | BURS DRILLS AND TREPHINE 2 MM
1978 | 4215150005800 | BURS DRILLS AND TREPHINE 6 MM
1979 | 4215150005900 | BURS DRILLS AND TREPHINE 7 MM
1980 | 4215150006000 | BURS DRILLS AND TREPHINE 4 MM
1981 | 4215150006100 | BURS DRILLS AND TREPHINE 5 MM
1982 | 4215150006200 | DIAMOND BUR ISO 807 - 104 - 141534 - 029
1983 | 4215150006300 | DIAMOND BUR ISO 807 - 104 - 174524 - 029
1984 | 4215150007300 | DIAMOND BURS 806 104 014 524 - 061
1985 | 4215150007500 | DIAMOND BURS 806 104 165 524 - 014
1986 | 4215150007600 | DIAMOND BURS 806 104 173 524 - 012
1987 | 4215150007700 | DIAMOND BURS 806 104 173 524 - 023
1988 | 4215150011600 | WHITE POLISHING STONE ISO 24 - CNI - 0241-FG
1989 | 4215150012300 | CLEANING CURETTE NITI SIZE 0 YELLOW 0.90
1990 | 4215150012400 | CLEANING CURETTE NITI SIZE 1 RED 1.10
1991 | 4215150012500 | CLEANING CURETTE NITI SIZE 2 BLUE 1.30
1992 | 4215150012600 | CLEANING CURETTE NITI SIZE 3 GREEN 1.50
1993 | 4215150012700 | ENDODONTICS ULTRASONIC BUC 1 A TIP
1994 | 4215150012800 | ENDODONTICS ULTRASONIC BUC 2 TIP
1995 | 4215150012900 | ENDODONTICS ULTRASONIC BUC 2 A TIP
1996 | 4215150013000 | ENDODONTICS ULTRASONIC BUC 3 A TIP
1997 | 4215150013100 | ENDODONTICS ULTRASONIC BUC1 TIP
1998 | 4215150013200 | ENDODONTICS ULTRASONIC BUC3 TIP
1999 | 4215150013300 | FIBER POST REMOVAL BUR SIZE 1
2000 | 4215150013400 | FIBER POST REMOVAL BUR SIZE 2
2001 | 4215150013500 | FIBER POST REMOVAL BUR SIZE 3
2002 | 4215150013600 | FIBER POST REMOVAL BUR SIZE 4
2003 | 4215150013700 | HOOK FOR APEX LOCATOR
2004 | 4215150013800 | HYGOSURGE ASPIRATOR TIP DISPOSABLE
2005 | 4215150013900 | KIM TRACK RETRACTOR
2006 | 4215150014000 | MICRO SURGICAL PLUGGER 0.25 MM
2007 | 4215150014100 | MICRO SURGICAL PLUGGER 0.50 MM
2008 | 4215150014200 | MICRO SURGICAL PLUGGER 0.75 MM
2009 | 4215150014300 | MICRO SURGICAL RECTANGULAR MIRROR 2 MM
2010 | 4215150014400 | MICRO SURGICAL RECTANGULAR MIRROR 3 MM
2011 | 4215150014500 | MICRO SURGICAL RECTANGULAR MIRROR 4 MM
2012 | 4215150014600 | MICRO - SURGICAL NEEDLE HOLDER
2013 | 4215150014700 | MINI ENDODONTIC CURETTE
2014 | 4215150014800 | MTA BLOCK
2015 | 4215150014900 | MTAD FOR IRRIGATION
2016 | 4215150015000 | OBTURA NEEDLES 20 GA
2017 | 4215150015100 | OBTURA NEEDLES 23 GA
2018 | 4215150015200 | OBTURA NEEDLES 25 GA
2019 | 4215150015700 | RETREATMENT FILE ASSORTED (D1 D 2 D 3)
2020 | 4215150015900 | TOOTH SLOOTH INSTRUMENT TO CHECK CRACK
2021 | 4215150016000 | VISTA SCAN DIGITAL FILM COVER SIZE 1
2022 | 4215150016100 | VISTA SCAN DIGITAL FILM COVER SIZE 2
2023 | 4215150017400 | AMALGAM BURS FINISHING KIT
2024 | 4215150017500 | AMALGAM CARRIER RIGHT ANGLE
2025 | 4215150017600 | AMALGAM CARRIER RIGHT ANGLE MINI
2026 | 4215150017700 | AMALGAM CARRIER S. STEEL SINGLE ENDED
2027 | 4215150017800 | AMALGAM CARRIER STAINLESS DOUBLE ENDED
2028 | 4215150017900 | AMALGAM CARRIER STRAIGHT #AC3
2029 | 4215150018000 | AMALGAM CARVER HOLLENBACK #3 S
2030 | 4215150018100 | AMALGAM FILLING INSTRUMENT LADMORE
2031 | 4215150018200 | AMALGAM PLUGGER (CONDENSER) DOUBLE END HOLLENBACK #1/2
2032 | 4215150018300 | AMALGAM PLUGGER (CONDENSER) DOUBLE END MARKLEY #1 DE
2033 | 4215150018400 | AMALGAM PLUGGER (CONDENSER) DOUBLE END MARKLEY #3 DE
2034 | 4215150018500 | AMALGAM PLUGGER (CONDENSER) DOUBLE END MARKLEY #5 DE
2035 | 4215150018600 | AMALGAM PLUGGER (CONDENSER) DOUBLE ENDED #0.7 - 1.1 MM
2036 | 4215150018700 | AMALGAM PLUGGER (CONDENSER) DOUBLE ENDED #2 DE
2037 | 4215150018800 | AMALGAM PLUGGER (CONDENSER) DOUBLE ENDED #4 DE
2038 | 4215150018900 | AMALGAM PLUGGER (CONDENSER) DOUBLE ENDED BIG SIZE
2039 | 4215150019000 | AMALGAM PLUGGER (CONDENSER) DOUBLE ENDED REG.SIZE
2040 | 4215150019100 | AMALGAM PLUGGER (CONDENSER) DOUBLE ENDED SMALL
2041 | 4215150019200 | AMALGAM PLUGGER (CONDENSER) HOLLENBACK #4
2042 | 4215150019300 | AMALGAM PLUGGER (CONDENSER) HOLLENBACK #3
2043 | 4215150019400 | AMALGAM WELL
2044 | 4215150019500 | BRUSH TIP APPLICATOR MICRO TIP
2045 | 4215150019600 | BRUSH TIP DISPOSABLE
2046 | 4215150019700 | BUTANE GAS REFILL 250 ML OR 200 ML
2047 | 4215150020300 | FLOSS DENTAL WAXED
2048 | 4215150020500 | INTERDENTAL HANDLE WITH BRUSHES
2049 | 4215150020800 | MOUTHWASH TABLET EFFERVESCENT
2050 | 4215150021400 | TOOTHBRUSH ADULT TYPE SOFT 4 ROW
2051 | 4215150021500 | TOOTHBRUSH CHILD SOFT 3 ROW
2052 | 4215150022700 | COTTON ROLL #4 FOR DENTAL
2053 | 4215150022900 | ARCHWING AUSTRALIAN 0.016
2054 | 4215150023000 | ARCHWING AUSTRALIAN 0.018
2055 | 4215150023100 | DIAMOND DISC SIZE 14 MM THICKNESS 0.10 MM
2056 | 4215150023200 | DIAMOND DISC SIZE 14 MM THICKNESS 0.15 MM
2057 | 4215150023300 | DIAMOND DISC SIZE 14 MM THICKNESS 0.20 MM
2058 | 4215150023400 | DIAMOND DISC SIZE 18 MM THICKNESS 0.10 MM
2059 | 4215150023500 | DIAMOND DISC SIZE 18 MM THICKNESS 0.15 MM
2060 | 4215150023600 | DIAMOND DISC SIZE 22 MM THICKNESS 0.15 MM
2061 | 4215150023700 | DIAMOND DISC SIZE 22 MM THICKNESS 0.20 MM
2062 | 4215150023800 | DIAMOND DISC SIZE 18 MM THICKNESS 0.20 MM
2063 | 4215150023900 | DISPOSABLE BRUSHES MICROTIP APPLICATORS
2064 | 4215150024000 | E - LINKS MODULES SIZE 1
2065 | 4215150024100 | E - LINKS MODULES SIZE 10
2066 | 4215150024200 | E - LINKS MODULES SIZE 2
2067 | 4215150024300 | E - LINKS MODULES SIZE 3
2068 | 4215150024700 | E - LINKS MODULES SIZE 7
2069 | 4215150024800 | E - LINKS MODULES SIZE 8
2070 | 4215150024900 | E - LINKS MODULES SIZE 9
2071 | 4215150025000 | HAMMERHEAD NITI TIE - BACK PLIERS
2072 | 4215150025200 | NITI POWER CLOSING SPRINGS 12 MM
2073 | 4215150025300 | NITI POWER CLOSING SPRINGS 9 MM ONE EACH (EA) = ONE (1) PACK
2074 | 4215150025400 | ORTHO ARCHWIRE 4 KEYHOLE 16 X 22 SS 28 MM
2075 | 4215150025500 | ORTHO ARCHWIRE 4 KEYHOLE 16 X 22 SS 30 MM
2076 | 4215150025600 | ORTHO ARCHWIRE 4 KEYHOLE 16 X 22 SS 32 MM
2077 | 4215150025700 | ORTHO ARCHWIRE 4 KEYHOLE 16 X 22 SS 34 MM
2078 | 4215150025800 | ORTHO ARCHWIRE 4 KEYHOLE 16 X 22 SS 36 MM
2079 | 4215150025900 | ORTHO ARCHWIRE 4 KEYHOLE 16 X 22 SS 38 MM
2080 | 4215150026000 | ORTHO ARCHWIRE 4 KEYHOLE 16 X 22 SS 40 MM
2081 | 4215150026100 | ORTHO ARCHWIRE 4 KEYHOLE 16 X 22 SS 42 MM
2082 | 4215150026200 | ORTHO ARCHWIRE 4 KEYHOLE 16 X 22 SS 44 MM
2083 | 4215150026300 | ORTHO ARCHWIRE 4 KEYHOLE 17 X 25 SS 28 MM
2084 | 4215150026400 | ORTHO ARCHWIRE 4 KEYHOLE 17 X 25 SS 30 MM
2085 | 4215150026500 | ORTHO ARCHWIRE 4 KEYHOLE 17 X 25 SS 32 MM
2086 | 4215150026600 | ORTHO ARCHWIRE 4 KEYHOLE 17 X 25 SS 34 MM
2087 | 4215150026700 | ORTHO ARCHWIRE 4 KEYHOLE 17 X 25 SS 36 MM
2088 | 4215150026800 | ORTHO ARCHWIRE 4 KEYHOLE 17 X 25 SS 38 MM
2089 | 4215150026900 | ORTHO ARCHWIRE 4 KEYHOLE 17 X 25 SS 40 MM
2090 | 4215150027000 | ORTHO ARCHWIRE 4 KEYHOLE 17 X 25 SS 42 MM
2091 | 4215150027100 | ORTHO ARCHWIRE 4 KEYHOLE 17 X 25 SS 44 MM
2092 | 4215150027200 | ORTHO ARCHWIRE 4 KEYHOLE 19 X 25 SS 28 MM
2093 | 4215150027300 | ORTHO ARCHWIRE 4 KEYHOLE 19 X 25 SS 30 MM
2094 | 4215150027400 | ORTHO ARCHWIRE 4 KEYHOLE 19 X 25 SS 32 MM
2095 | 4215150027500 | ORTHO ARCHWIRE 4 KEYHOLE 19 X 25 SS 34 MM
2096 | 4215150027600 | ORTHO ARCHWIRE 4 KEYHOLE 19 X 25 SS 36 MM
2097 | 4215150027700 | ORTHO ARCHWIRE 4 KEYHOLE 19 X 25 SS 38 MM
2098 | 4215150027800 | ORTHO ARCHWIRE 4 KEYHOLE 19 X 25 SS 40 MM
2099 | 4215150027900 | ORTHO ARCHWIRE 4 KEYHOLE 19 X 25 SS 42 MM
2100 | 4215150028000 | ORTHO ARCHWIRE 4 KEYHOLE 19 X 25 SS 44 MM
2101 | 4215150028100 | ORTHO ARCHWIRE T - LOOP 16 X 22 SS 28 MM
2102 | 4215150028200 | ORTHO ARCHWIRE T - LOOP 16 X 22 SS 30 MM
2103 | 4215150028300 | ORTHO ARCHWIRE T - LOOP 16 X 22 SS 32 MM
2104 | 4215150028400 | ORTHO ARCHWIRE T - LOOP 16 X 22 SS 34 MM
2105 | 4215150028500 | ORTHO ARCHWIRE T - LOOP 16 X 22 SS 36 MM
2106 | 4215150028600 | ORTHO ARCHWIRE T - LOOP 16 X 22 SS 38 MM
2107 | 4215150028700 | ORTHO ARCHWIRE T - LOOP 16 X 22 SS 40 MM
2108 | 4215150028800 | ORTHO ARCHWIRE T - LOOP 16 X 22 SS 42 MM
2109 | 4215150028900 | ORTHO ARCHWIRE T - LOOP 16 X 22 SS 44 MM
2110 | 4215150029000 | ORTHO ARCHWIRE T - LOOP 17 X 25 SS 28 MM
2111 | 4215150029100 | ORTHO ARCHWIRE T - LOOP 17 X 25 SS 30 MM
2112 | 4215150029200 | ORTHO ARCHWIRE T - LOOP 17 X 25 SS 32 MM
2113 | 4215150029300 | ORTHO ARCHWIRE T - LOOP 17 X 25 SS 34 MM
2114 | 4215150029400 | ORTHO ARCHWIRE T - LOOP 17 X 25 SS 36 MM
2115 | 4215150029500 | ORTHO ARCHWIRE T - LOOP 17 X 25 SS 38 MM
2116 | 4215150029600 | ORTHO ARCHWIRE T - LOOP 17 X 25 SS 40 MM
2117 | 4215150029700 | ORTHO ARCHWIRE T - LOOP 17 X 25 SS 42 MM
2118 | 4215150029800 | ORTHO ARCHWIRE T - LOOP 17 X 25 SS 44 MM
2119 | 4215150029900 | ORTHO ARCHWIRE T - LOOP 19 X 25 SS 28 MM
2120 | 4215150030000 | ORTHO ARCHWIRE T - LOOP 19 X 25 SS 30 MM
2121 | 4215150030100 | ORTHO ARCHWIRE T - LOOP 19 X 25 SS 32 MM
2122 | 4215150030200 | ORTHO ARCHWIRE T - LOOP 19 X 25 SS 34 MM
2123 | 4215150030300 | ORTHO ARCHWIRE T - LOOP 19 X 25 SS 36 MM
2124 | 4215150030400 | ORTHO ARCHWIRE T - LOOP 19 X 25 SS 38 MM
2125 | 4215150030500 | ORTHO ARCHWIRE T - LOOP 19 X 25 SS 40 MM
2126 | 4215150030600 | ORTHO ARCHWIRE T - LOOP 19 X 25 SS 42 MM
2127 | 4215150030700 | ORTHO ARCHWIRE T - LOOP 19 X 25 SS 44 MM
2128 | 4215150030800 | REAMER WITH ALTERNATING CUTTING EDGES NITI ROTARY FILE WITH EXCLUSIVE ROUNDED SAFETY TIP WITH TRIANGULAR CROSS SECTION ASSORTED (R0 - R 5) LENGTH 21 MM
2129 | 4215150030900 | REAMER WITH ALTERNATING CUTTING EDGES NITI ROTARY FILE WITH EXCLUSIVE ROUNDED SAFETY TIP WITH TRIANGULAR CROSS SECTION ASSORTED (R0 - R 5) LENGTH 25 MM
2130 | 4215150031000 | REAMER WITH ALTERNATING CUTTING EDGES NITI ROTARY FILE WITH EXCLUSIVE ROUNDED SAFETY TIP WITH TRIANGULAR CROSS SECTION ASSORTED (R0 - R 5) LENGTH 31 MM
2131 | 4215150031100 | REAMER WITH ALTERNATING CUTTING EDGES NITI ROTARY FILE WITH EXCLUSIVE ROUNDED SAFETY TIP WITH TRIANGULAR CROSS SECTION ASSORTED (R1 - R 3) LENGTH 21 MM
2132 | 4215150031200 | REAMER WITH ALTERNATING CUTTING EDGES NITI ROTARY FILE WITH EXCLUSIVE ROUNDED SAFETY TIP WITH TRIANGULAR CROSS SECTION ASSORTED (R1 - R 3) LENGTH 25 MM
2133 | 4215150031300 | REAMER WITH ALTERNATING CUTTING EDGES NITI ROTARY FILE WITH EXCLUSIVE ROUNDED SAFETY TIP WITH TRIANGULAR CROSS SECTION ASSORTED (R1 - R 3) LENGTH 31 MM
2134 | 4215150031700 | K - FILE STAINLESS STEEL PRE - INSERTED SILICONE STOPS LENGTH 31 MM SIZE 90
2135 | 4215150031800 | REAMER WITH ALTERNATING CUTTING EDGES NITI ROTARY FILE WITH EXCLUSIVE ROUNDED SAFETY TIP WITH TRIANGULAR CROSS SECTION ASSORTED (R1 A - R 1 B) LENGTH 21 MM
2136 | 4215150031900 | REAMER WITH ALTERNATING CUTTING EDGES NITI ROTARY FILE WITH EXCLUSIVE ROUNDED SAFETY TIP WITH TRIANGULAR CROSS SECTION ASSORTED (R1 A - R 1 B) LENGTH 25 MM
2137 | 4215150032000 | REAMER WITH ALTERNATING CUTTING EDGES NITI ROTARY FILE WITH EXCLUSIVE ROUNDED SAFETY TIP WITH TRIANGULAR CROSS SECTION ASSORTED (R1 A - R 1 B) LENGTH 31 MM
2138 | 4215150032100 | DISTALIZATION INTERARCH CARRIERE APPLIANCE CLASS III REQUIRE PATIENT COMPLIANCE USING PULLING FORCE MOLAR TO PREMOLAR MEDIUM
2139 | 4215150032500 | REAMER WITH ALTERNATING CUTTING EDGES NITI ROTARY FILE WITH EXCLUSIVE ROUNDED SAFETY TIP WITH TRIANGULAR CROSS SECTION BR435/0.04 TAPER LENGTH 25 MM
2140 | 4215150032600 | FILE C+ ENDODONTIC STAINLESS STEEL WITH PRE - INSERTED SILICONE STOPS SIZE 10 LENGTH 25 MM
2141 | 4215150032700 | FILE H ENDODONTIC STAINLESS STEEL WITH PRE - INSERTED SILICONE STOPS SIZE 06 LENGTH 21 MM
2142 | 4215150032800 | FILE H ENDODONTIC STAINLESS STEEL WITH PRE - INSERTED SILICONE STOPS SIZE 08 LENGTH 21 MM
2143 | 4215150032900 | FILE H ENDODONTIC STAINLESS STEEL WITH PRE - INSERTED SILICONE STOPS SIZE 10 LENGTH 21 MM
2144 | 4215150033000 | FILE H ENDODONTIC STAINLESS STEEL WITH PRE - INSERTED SILICONE STOPS SIZE 45 LENGTH 21 MM
2145 | 4215150033100 | FILE H ENDODONTIC STAINLESS STEEL WITH PRE - INSERTED SILICONE STOPS SIZE 50 LENGTH 21 MM
2146 | 4215150033200 | FILE H ENDODONTIC STAINLESS STEEL WITH PRE - INSERTED SILICONE STOPS SIZE 55 LENGTH 21 MM
2147 | 4215150033300 | FILE H ENDODONTIC STAINLESS STEEL WITH PRE - INSERTED SILICONE STOPS SIZE 70 LENGTH 21 MM
2148 | 4215150033400 | FILE H ENDODONTIC STAINLESS STEEL WITH PRE - INSERTED SILICONE STOPS SIZE 80 LENGTH 21 MM
2149 | 4215150033500 | FILE H ENDODONTIC STAINLESS STEEL WITH PRE - INSERTED SILICONE STOPS SIZE 90 LENGTH 21 MM
2150 | 4215150033600 | FILE H ENDODONTIC STAINLESS STEEL WITH PRE - INSERTED SILICONE STOPS SIZE 06 LENGTH 25 MM
2151 | 4215150033700 | FILE H ENDODONTIC STAINLESS STEEL WITH PRE - INSERTED SILICONE STOPS SIZE 45 LENGTH 31 MM
2152 | 4215150033800 | FILE H ENDODONTIC STAINLESS STEEL WITH PRE - INSERTED SILICONE STOPS SIZE 50 LENGTH 31 MM
2153 | 4215150033900 | FILE H ENDODONTIC STAINLESS STEEL WITH PRE - INSERTED SILICONE STOPS SIZE 60 LENGTH 31 MM
2154 | 4215150034000 | FILE H ENDODONTIC STAINLESS STEEL WITH PRE - INSERTED SILICONE STOPS SIZE 70 LENGTH 31 MM
2155 | 4215150034100 | FILE H ENDODONTIC STAINLESS STEEL WITH PRE - INSERTED SILICONE STOPS SIZE 80 LENGTH 31 MM
2156 | 4215150034200 | FILE H ENDODONTIC STAINLESS STEEL WITH PRE - INSERTED SILICONE STOPS SIZE 90 LENGTH 31 MM ONE EACH (EA) = ONE (1) PACK
2157 | 4215150034300 | FILE K ENDODONTIC STAINLESS STEEL WITH PRE - INSERTED SILICONE STOPS SIZE 45 LENGTH 21 MM
2158 | 4215150034400 | FILE K ENDODONTIC STAINLESS STEEL WITH PRE - INSERTED SILICONE STOPS SIZE 50 LENGTH 21 MM
2159 | 4215150034500 | FILE K ENDODONTIC STAINLESS STEEL WITH PRE - INSERTED SILICONE STOPS SIZE 55 LENGTH 21 MM
2160 | 4215150034600 | FILE K ENDODONTIC STAINLESS STEEL WITH PRE - INSERTED SILICONE STOPS SIZE 60 LENGTH 21 MM
2161 | 4215150034700 | FILE K ENDODONTIC STAINLESS STEEL WITH PRE - INSERTED SILICONE STOPS SIZE 70 LENGTH 21 MM
2162 | 4215150034800 | FILE K ENDODONTIC STAINLESS STEEL WITH PRE - INSERTED SILICONE STOPS SIZE 80 LENGTH 21 MM
2163 | 4215150034900 | FILE K ENDODONTIC STAINLESS STEEL WITH PRE - INSERTED SILICONE STOPS SIZE 90 LENGTH 21 MM
2164 | 4215150035000 | FILE K ENDODONTIC STAINLESS STEEL WITH PRE - INSERTED SILICONE STOPS SIZE 55 LENGTH 25 MM
2165 | 4215150035100 | FILE K ENDODONTIC STAINLESS STEEL WITH PRE - INSERTED SILICONE STOPS SIZE 70 LENGTH 25 MM
2166 | 4215150035200 | FILE K ENDODONTIC STAINLESS STEEL WITH PRE - INSERTED SILICONE STOPS SIZE 80 LENGTH 25 MM
2167 | 4215150035300 | FILE K ENDODONTIC STAINLESS STEEL WITH PRE - INSERTED SILICONE STOPS SIZE 90 LENGTH 25 MM
2168 | 4215150035700 | BUR SURGICAL STEEL RA MUELLER ROUND ISO NO: 310204698001090
2169 | 4215150035800 | BUR SURGICAL STEEL RA MUELLER ROUND ISO NO: 310204698001100
2170 | 4215150035900 | BUR SURGICAL STEEL RA MUELLER ROUND ISO NO: 310204698001120
2171 | 4215150036000 | BUR CARBIDE FG (FRICTION GRIP) BULLET ISO NO: 500314195071 - 009
2172 | 4215150036100 | BUR CARBIDE FG (FRICTION GRIP) BULLET ISO NO: 500314195071 - 010
2173 | 4215150036200 | BUR CARBIDE FG (FRICTION GRIP) BULLET ISO NO: 500314195071 - 012
2174 | 4215150036300 | FILE C+ ENDODONTIC STAINLESS STEEL WITH PRE - INSERTED SILICONE STOPS SIZE 15 LENGTH 21 MM
2175 | 4215150036400 | FILE C+ ENDODONTIC STAINLESS STEEL WITH PRE - INSERTED SILICONE STOPS SIZE 15 LENGTH 25 MM
2176 | 4215150036500 | FILE H ENDODONTIC STAINLESS STEEL WITH PRE - INSERTED SILICONE STOPS SIZE 100 LENGTH 25 MM
2177 | 4215150036600 | FILE H ENDODONTIC STAINLESS STEEL WITH PRE - INSERTED SILICONE STOPS SIZE 55 LENGTH 31 MM
2178 | 4215150036700 | FILE H ENDODONTIC STAINLESS STEEL WITH PRE - INSERTED SILICONE STOPS SIZE 100 LENGTH 31 MM
2179 | 4215150036800 | FILE K ENDODONTIC STAINLESS STEEL WITH PRE - INSERTED SILICONE STOPS SIZE 100 LENGTH 21 MM
2180 | 4215150036900 | FILE K ENDODONTIC STAINLESS STEEL WITH PRE - INSERTED SILICONE STOPS SIZE 110 LENGTH 21 MM
2181 | 4215150037000 | FILE K ENDODONTIC STAINLESS STEEL WITH PRE - INSERTED SILICONE STOPS SIZE 120 LENGTH 21 MM
2182 | 4215150037100 | FILE K ENDODONTIC STAINLESS STEEL WITH PRE - INSERTED SILICONE STOPS SIZE 100 LENGTH 25 MM
2183 | 4215150037200 | FILE K ENDODONTIC STAINLESS STEEL WITH PRE - INSERTED SILICONE STOPS SIZE 110 LENGTH 25 MM
2184 | 4215150037300 | FILE K ENDODONTIC STAINLESS STEEL WITH PRE - INSERTED SILICONE STOPS SIZE 120 LENGTH 25 MM
2185 | 4215150037400 | FILE K ENDODONTIC STAINLESS STEEL WITH PRE - INSERTED SILICONE STOPS SIZE 100 LENGTH 31 MM
2186 | 4215150037500 | FILE K ENDODONTIC STAINLESS STEEL WITH PRE - INSERTED SILICONE STOPS SIZE 110 LENGTH 31 MM
2187 | 4215150037600 | FILE K ENDODONTIC STAINLESS STEEL WITH PRE - INSERTED SILICONE STOPS SIZE 120 LENGTH 31 MM
2188 | 4215150037700 | BUR CARBIDE FG (FRICTION GRIP) EGG ISO NO: 500314277072 - 018
2189 | 4215150037800 | BUR CARBIDE FG (FRICTION GRIP) EGG ISO NO: 500314277072 - 023
2190 | 4215150037900 | BUR CARBIDE FG (FRICTION GRIP) FINISHING INVERTED TAPER ISO NO: 500314234072 - 012
2191 | 4215150038000 | BUR CARBIDE FG (FRICTION GRIP) FINISHING INVERTED TAPER ISO NO: 500314234072 - 014
2192 | 4215150038100 | GUTTA PERCHA POINTS MATCHED TO FIT NI TI ROTARY FILE CONVEX TRIANGLE CROSS - SECTION SIZE F1
2193 | 4215150038200 | GUTTA PERCHA POINTS MATCHED TO FIT NI TI ROTARY FILE CONVEX TRIANGLE CROSS - SECTION SIZE F5
2194 | 4215150038300 | NICKEL TITANIUM ROTARY FILE CONVEX TRIANGLE CROSS - SECTION AND SYMMETRIC ROTATION PROGRESSIVELY CHANGING HELICAL ANGLE AND PITCH VARIABLE TIP DIAMETERS MODIFIED GUIDING TIP NO RADIAL LANDS MORE EFFICIENT CUTTING ANGLE ENHANCED FLEXIBILITY SHORT HANDLES. SIZE F1 LENGTH 31 MM
2195 | 4215150038400 | NICKEL TITANIUM ROTARY FILE CONVEX TRIANGLE CROSS - SECTION AND SYMMETRIC ROTATION PROGRESSIVELY CHANGING HELICAL ANGLE AND PITCH VARIABLE TIP DIAMETERS MODIFIED GUIDING TIP NO RADIAL LANDS MORE EFFICIENT CUTTING ANGLE ENHANCED FLEXIBILITY SHORT HANDLES. SIZE F3 LENGTH 31 MM
2196 | 4215150038500 | NICKEL TITANIUM ROTARY FILE CONVEX TRIANGLE CROSS - SECTION AND SYMMETRIC ROTATION PROGRESSIVELY CHANGING HELICAL ANGLE AND PITCH VARIABLE TIP DIAMETERS MODIFIED GUIDING TIP NO RADIAL LANDS MORE EFFICIENT CUTTING ANGLE ENHANCED FLEXIBILITY SHORT HANDLES. SIZE F4 LENGTH 31 MM
2197 | 4215150038600 | NICKEL TITANIUM ROTARY FILE CONVEX TRIANGLE CROSS - SECTION AND SYMMETRIC ROTATION PROGRESSIVELY CHANGING HELICAL ANGLE AND PITCH VARIABLE TIP DIAMETERS MODIFIED GUIDING TIP NO RADIAL LANDS MORE EFFICIENT CUTTING ANGLE ENHANCED FLEXIBILITY SHORT HANDLES. SIZE F5 LENGTH 31 MM
2198 | 4215150038700 | NICKEL TITANIUM ROTARY FILE CONVEX TRIANGLE CROSS-SECTION AND SYMMETRIC ROTATION PROGRESSIVELY CHANGING HELICAL ANGLE AND PITCH VARIABLE TIP DIAMETERS MODIFIED GUIDING TIP NO RADIAL LANDS MORE EFFICIENT CUTTING ANGLE ENHANCED FLEXIBILITY SHORT HANDLES. SIZE S2 LENGTH 21MM
2199 | 4215150038800 | NICKEL TITANIUM ROTARY FILE CONVEX TRIANGLE CROSS - SECTION AND SYMMETRIC ROTATION PROGRESSIVELY CHANGING HELICAL ANGLE AND PITCH VARIABLE TIP DIAMETERS MODIFIED GUIDING TIP NO RADIAL LANDS MORE EFFICIENT CUTTING ANGLE ENHANCED FLEXIBILITY SHORT HANDLES. SIZE F2 LENGTH 31 MM
2200 | 4215150038900 | FILE K ENDODONTIC STAINLESS STEEL WITH PRE - INSERTED SILICONE STOPS SIZE 15 - 40 LENGTH 21 MM
2201 | 4215150039000 | FILE K ENDODONTIC STAINLESS STEEL WITH PRE - INSERTED SILICONE STOPS SIZE 15 - 40 LENGTH 31 MM
2202 | 4215150039100 | NICKEL TITANIUM ROTARY FILE CONVEX TRIANGLE CROSS - SECTION AND SYMMETRIC ROTATION PROGRESSIVELY CHANGING HELICAL ANGLE AND PITCH VARIABLE TIP DIAMETERS MODIFIED GUIDING TIP NO RADIAL LANDS MORE EFFICIENT CUTTING ANGLE ENHANCED FLEXIBILITY SHORT HANDLES. SIZE F5 LENGTH 21 MM
2203 | 4215150039200 | NICKEL TITANIUM ROTARY FILE CONVEX TRIANGLE CROSS-SECTION AND SYMMETRIC ROTATION PROGRESSIVELY CHANGING HELICAL ANGLE AND PITCH VARIABLE TIP DIAMETERS MODIFIED GUIDING TIP NO RADIAL LANDS MORE EFFICIENT CUTTING ANGLE ENHANCED FLEXIBILITY SHORT HANDLES. SIZE S1 LENGTH 31MM
2204 | 4215150039300 | NICKEL TITANIUM ROTARY FILE CONVEX TRIANGLE CROSS-SECTION AND SYMMETRIC ROTATION PROGRESSIVELY CHANGING HELICAL ANGLE AND PITCH VARIABLE TIP DIAMETERS MODIFIED GUIDING TIP NO RADIAL LANDS MORE EFFICIENT CUTTING ANGLE ENHANCED FLEXIBILITY SHORT HANDLES. SIZE S2 LENGTH 31MM
2205 | 4215150039400 | BUR EXCAVATING CROSSCUT FISSURE TAPER RA #0
2206 | 4215150039500 | BUR EXCAVATING CROSSCUT FISSURE TAPER RA #2
2207 | 4215150039600 | BUR EXCAVATING CROSSCUT FISSURE TAPER RA #4
2208 | 4215150039700 | BUR EXCAVATING CROSSCUT FISSURE TAPER RA #5
2209 | 4215150039800 | BUR EXCAVATING CROSSCUT FISSURE TAPER RA #6
2210 | 4215150039900 | BUR EXCAVATING CROSSCUT FISSURE TAPER RA #7
2211 | 4215150040000 | BUR EXCAVATING CROSSCUT FISSURE TAPER RA #8
2212 | 4215150040200 | REAMER WITH ALTERNATING CUTTING EDGES NITI ROTARY FILE WITH EXCLUSIVE ROUNDED SAFETY TIP WITH TRIANGULAR CROSS SECTION BR540/0.04 TAPER LENGTH 21 MM
2213 | 4215150040300 | REAMER WITH ALTERNATING CUTTING EDGES NITI ROTARY FILE WITH EXCLUSIVE ROUNDED SAFETY TIP WITH TRIANGULAR CROSS SECTION BR540/0.04 TAPER LENGTH 25 MM
2214 | 4215150040400 | REAMER WITH ALTERNATING CUTTING EDGES NITI ROTARY FILE WITH EXCLUSIVE ROUNDED SAFETY TIP WITH TRIANGULAR CROSS SECTION BR540/0.04 TAPER LENGTH 31 MM
2215 | 4215150040500 | ROTARY FILE: M - WIRE NICKEL TITANIUM RECTANGULAR CROSS - SECTION DESIGN OFF - CENTERED UNIQUE ASYMMETRIC ROTARY (SWAGGERING ACTION) LENGTH 21 MM SIZE X 1
2216 | 4215150040600 | ROTARY FILE: M - WIRE NICKEL TITANIUM RECTANGULAR CROSS - SECTION DESIGN OFF - CENTERED UNIQUE ASYMMETRIC ROTARY (SWAGGERING ACTION) LENGTH 21 MM SIZE X 2
2217 | 4215150040700 | ROTARY FILE: M - WIRE NICKEL TITANIUM RECTANGULAR CROSS - SECTION DESIGN OFF - CENTERED UNIQUE ASYMMETRIC ROTARY (SWAGGERING ACTION) LENGTH 21 MM SIZE X 3
2218 | 4215150040800 | ROTARY FILE: M - WIRE NICKEL TITANIUM RECTANGULAR CROSS - SECTION DESIGN OFF - CENTERED UNIQUE ASYMMETRIC ROTARY (SWAGGERING ACTION) LENGTH 21 MM SIZE X 5
2219 | 4215150040900 | ROTARY FILE: M - WIRE NICKEL TITANIUM RECTANGULAR CROSS - SECTION DESIGN OFF - CENTERED UNIQUE ASYMMETRIC ROTARY (SWAGGERING ACTION) LENGTH 25 MM SIZE X 1
2220 | 4215150041000 | ROTARY FILE: M - WIRE NICKEL TITANIUM RECTANGULAR CROSS - SECTION DESIGN OFF - CENTERED UNIQUE ASYMMETRIC ROTARY (SWAGGERING ACTION) LENGTH 25 MM SIZE X 2
2221 | 4215150041100 | ROTARY FILE: M - WIRE NICKEL TITANIUM RECTANGULAR CROSS - SECTION DESIGN OFF - CENTERED UNIQUE ASYMMETRIC ROTARY (SWAGGERING ACTION) LENGTH 25 MM SIZE X 3
2222 | 4215150041200 | ROTARY FILE: M - WIRE NICKEL TITANIUM RECTANGULAR CROSS - SECTION DESIGN OFF - CENTERED UNIQUE ASYMMETRIC ROTARY (SWAGGERING ACTION) LENGTH 25 MM SIZE X 5
2223 | 4215150041300 | ROTARY FILE: M - WIRE NICKEL TITANIUM RECTANGULAR CROSS - SECTION DESIGN OFF - CENTERED UNIQUE ASYMMETRIC ROTARY (SWAGGERING ACTION) LENGTH 31 MM SIZE X 1
2224 | 4215150041400 | ROTARY FILE: M - WIRE NICKEL TITANIUM RECTANGULAR CROSS - SECTION DESIGN OFF - CENTERED UNIQUE ASYMMETRIC ROTARY (SWAGGERING ACTION) LENGTH 31 MM SIZE X 2
2225 | 4215150041500 | ROTARY FILE: M - WIRE NICKEL TITANIUM RECTANGULAR CROSS - SECTION DESIGN OFF - CENTERED UNIQUE ASYMMETRIC ROTARY (SWAGGERING ACTION) LENGTH 31 MM SIZE X 3
2226 | 4215150041600 | ROTARY FILE: M - WIRE NICKEL TITANIUM RECTANGULAR CROSS - SECTION DESIGN OFF - CENTERED UNIQUE ASYMMETRIC ROTARY (SWAGGERING ACTION) LENGTH 31 MM SIZE X 5 ONE EACH (EA) = ONE (1) PACK
2227 | 4215150041800 | GUTTA PERCHA POINT SUBJECTED TO A PATENTED PROCESS OF IMPREGNATING AND COATING WITH BIOCERAMIC NANOPARTICLES. STIFFER THAN NORMAL GUTTA PERCHA. SIZE 20 /. 04 TAPER
2228 | 4215150041900 | CONTOURED MICRO ETCHED LR FIRST MOLAR BONDABLE BASE SINGLE BUCCAL TUBE FUNNELED MESIAL SLOT MBT RX #0.022 MED
2229 | 4215150042000 | GUTTA PERCHA POINT SUBJECTED TO A PATENTED PROCESS OF IMPREGNATING AND COATING WITH BIOCERAMIC NANOPARTICLES. STIFFER THAN NORMAL GUTTA PERCHA. SIZE 20 /. 06 TAPER
2230 | 4215150042100 | GUTTA PERCHA POINT SUBJECTED TO A PATENTED PROCESS OF IMPREGNATING AND COATING WITH BIOCERAMIC NANOPARTICLES. STIFFER THAN NORMAL GUTTA PERCHA. SIZE 25 /. 04 TAPER
2231 | 4215150042200 | GUTTA PERCHA POINT SUBJECTED TO A PATENTED PROCESS OF IMPREGNATING AND COATING WITH BIOCERAMIC NANOPARTICLES. STIFFER THAN NORMAL GUTTA PERCHA. SIZE 25 /. 06 TAPER
2232 | 4215150042300 | GUTTA PERCHA POINT SUBJECTED TO A PATENTED PROCESS OF IMPREGNATING AND COATING WITH BIOCERAMIC NANOPARTICLES. STIFFER THAN NORMAL GUTTA PERCHA. SIZE 30 /. 04 TAPER
2233 | 4215150042400 | GUTTA PERCHA POINT SUBJECTED TO A PATENTED PROCESS OF IMPREGNATING AND COATING WITH BIOCERAMIC NANOPARTICLES. STIFFER THAN NORMAL GUTTA PERCHA. SIZE 30 /. 06 TAPER
2234 | 4215150042500 | GUTTA PERCHA POINT SUBJECTED TO A PATENTED PROCESS OF IMPREGNATING AND COATING WITH BIOCERAMIC NANOPARTICLES. STIFFER THAN NORMAL GUTTA PERCHA. SIZE 35 /. 04 TAPER
2235 | 4215150042600 | GUTTA PERCHA POINT SUBJECTED TO A PATENTED PROCESS OF IMPREGNATING AND COATING WITH BIOCERAMIC NANOPARTICLES. STIFFER THAN NORMAL GUTTA PERCHA. SIZE 35 /. 06 TAPER
2236 | 4215150042700 | GUTTA PERCHA POINT SUBJECTED TO A PATENTED PROCESS OF IMPREGNATING AND COATING WITH BIOCERAMIC NANOPARTICLES. STIFFER THAN NORMAL GUTTA PERCHA. SIZE 40 /. 04 TAPER
2237 | 4215150042800 | GUTTA PERCHA POINT SUBJECTED TO A PATENTED PROCESS OF IMPREGNATING AND COATING WITH BIOCERAMIC NANOPARTICLES. STIFFER THAN NORMAL GUTTA PERCHA. SIZE 40 /. 06 TAPER
2238 | 4215150042900 | GUTTA PERCHA POINT SUBJECTED TO A PATENTED PROCESS OF IMPREGNATING AND COATING WITH BIOCERAMIC NANOPARTICLES. STIFFER THAN NORMAL GUTTA PERCHA. SIZE 45 /. 04 TAPER
2239 | 4215150043000 | GUTTA PERCHA POINT SUBJECTED TO A PATENTED PROCESS OF IMPREGNATING AND COATING WITH BIOCERAMIC NANOPARTICLES. STIFFER THAN NORMAL GUTTA PERCHA. SIZE 45 /. 06 TAPER
2240 | 4215150043100 | GUTTA PERCHA POINT SUBJECTED TO A PATENTED PROCESS OF IMPREGNATING AND COATING WITH BIOCERAMIC NANOPARTICLES. STIFFER THAN NORMAL GUTTA PERCHA. SIZE 50 /. 06 TAPER
2241 | 4215150043200 | GUTTA PERCHA POINT SUBJECTED TO A PATENTED PROCESS OF IMPREGNATING AND COATING WITH BIOCERAMIC NANOPARTICLES. STIFFER THAN NORMAL GUTTA PERCHA. SIZE 55 /. 06 TAPER
2242 | 4215150043300 | GUTTA PERCHA POINT SUBJECTED TO A PATENTED PROCESS OF IMPREGNATING AND COATING WITH BIOCERAMIC NANOPARTICLES. STIFFER THAN NORMAL GUTTA PERCHA. SIZE 60 /. 06 TAPER
2243 | 4215150043400 | BARBED BROACH ENDODONTIC SS COLOR CODED PLASTIC SET ASSORTED SIZE F/M/C/21 MM
2244 | 4215150043500 | HOOKED NEEDLE (1 PEEK PLUNGER INCLUDED) SIZE 3 GREEN 1.50
2245 | 4215150043600 | MICROSURGICAL ULTRASONIC TIPS IRRIGATION PORTS (ET20)
2246 | 4215150043700 | MICROSURGICAL ULTRASONIC TIPS IRRIGATION PORTS (S13 L)
2247 | 4215150043800 | MICROSURGICAL ULTRASONIC TIPS IRRIGATION PORTS (S13 R)
2248 | 4215150043900 | MICROSURGICAL ULTRASONIC TIPS IRRIGATION PORTS WORKING LENGTH 3 MM (ASLD)
2249 | 4215150044000 | MICROSURGICAL ULTRASONIC TIPS IRRIGATION PORTS WORKING LENGTH 3 MM (ASRD)
2250 | 4215150044100 | MICROSURGICAL ULTRASONIC TIPS IRRIGATION PORTS WORKING LENGTH 6 MM (AS 6 D)
2251 | 4215150044200 | MICROSURGICAL ULTRASONIC TIPS IRRIGATION PORTS WORKING LENGTH 9 MM (AS 9 D)
2252 | 4215150044300 | DISTALIZATION INTERARCH CARRIERE APPLIANCE CLASS II REQUIRE PATIENT COMPLIANCE USING PULLING FORCE MOLAR TO CANINE LARGE
2253 | 4215150044400 | DISTALIZATION INTERARCH CARRIERE APPLIANCE CLASS II REQUIRE PATIENT COMPLIANCE USING PULLING FORCE MOLAR TO CANINE SMALL
2254 | 4215150044500 | DISTALIZATION INTERARCH CARRIERE APPLIANCE CLASS III REQUIRE PATIENT COMPLIANCE USING PULLING FORCE MOLAR TO CANINE LARGE
2255 | 4215150044600 | DISTALIZATION INTERARCH CARRIERE APPLIANCE CLASS III REQUIRE PATIENT COMPLIANCE USING PULLING FORCE MOLAR TO CANINE SMALL
2256 | 4215150044700 | DISTALIZATION INTERARCH CARRIERE APPLIANCE CLASS III REQUIRE PATIENT COMPLIANCE USING PULLING FORCE MOLAR TO PREMOLAR LARGE
2257 | 4215150044800 | FILE K ENDODONTIC FLEX SIZE 45 - 80 LENGTH 21 MM SET
2258 | 4215150044900 | K-FILE ENDODONTIC FLEX SIZE 45 - 80 LENGTH 30 MM SET
2259 | 4215150045000 | ENDODONTIC FINGER SPREADERS STAINLESS STEEL WITH PLASTIC HANDLE SIZE 15 21 MM
2260 | 4215150045100 | ENDODONTIC FINGER SPREADERS STAINLESS STEEL WITH PLASTIC HANDLE SIZE 20 21 MM
2261 | 4215150045200 | ENDODONTIC FINGER SPREADERS STAINLESS STEEL WITH PLASTIC HANDLE SIZE 25 21 MM
2262 | 4215150045300 | ENDODONTIC FINGER SPREADERS STAINLESS STEEL WITH PLASTIC HANDLE SIZE 30 21 MM
2263 | 4215150045400 | HOOKED NEEDLE (1 PEEK PLUNGER INCLUDED) SIZE 1 RED 1.10
2264 | 4215150045500 | MICROSURGICAL ULTRASONIC TIPS IRRIGATION PORTS (ET25)
2265 | 4215150045600 | MICROSURGICAL ULTRASONIC TIPS IRRIGATION PORTS WORKING LENGTH 3 MM (AS 3 D)
2266 | 4215150045700 | ROTARY FILE: M - WIRE NICKEL TITANIUM RECTANGULAR CROSS - SECTION DESIGN OFF - CENTERED UNIQUE ASYMMETRIC ROTARY (SWAGGERING ACTION) LENGTH 31 MM SIZE ASSORTED X 4 ONE EACH (EA) = ONE (1) PACK
2267 | 4215150045800 | DISTALIZATION INTERARCH CARRIERE APPLIANCE CLASS II REQUIRE PATIENT COMPLIANCE USING PULLING FORCE MOLAR TO CANINE MEDIUM
2268 | 4215150045900 | DISTALIZATION INTERARCH CARRIERE APPLIANCE CLASS III REQUIRE PATIENT COMPLIANCE USING PULLING FORCE MOLAR TO CANINE MEDIUM
2269 | 4215150046000 | HOLDER MOSQUITO FORCEPS WITH HOOK STRAIGHT SERRATED TIPS POSITIVE LOCKING MECHANISM ON THE REAR OF THE HANDLES
2270 | 4215150046100 | BUR CARBIDE FG (FRICTION GRIP) FINISHING ROUND ISO NO: 500314001071 - 010
2271 | 4215150046200 | BUR CARBIDE FG (FRICTION GRIP) FINISHING ROUND ISO NO: 500314001071 - 018
2272 | 4215150046300 | BUR CARBIDE FG (FRICTION GRIP) FINISHING ROUND ISO NO: 500314001071 - 027
2273 | 4215150046400 | BUR CARBIDE FG (FRICTION GRIP) FISSURE TAPER CROSSCUT FLAT END ISO NO: 500314168007 - 021
2274 | 4215150046500 | BUR CARBIDE FG (FRICTION GRIP) FISSURE TAPER CROSSCUT FLAT END ISO NO: 500314171007 - 009
2275 | 4215150046600 | BUR CARBIDE FG (FRICTION GRIP) FISSURE TAPER CROSSCUT FLAT END ISO NO: 500314171007 - 010
2276 | 4215150046700 | FILE C+ ENDODONTIC STAINLESS STEEL WITH PRE - INSERTED SILICONE STOPS SIZE 10 LENGTH 21 MM
2277 | 4215150046800 | FILE K ENDODONTIC FLEX SIZE 90 - 110 LENGTH 21 MM SET
2278 | 4215150046900 | K-FILE ENDODONTIC FLEX SIZE 90 - 110 LENGTH 25 MM SET ONE EACH (EA) = ONE (1) PACK
2279 | 4215150047000 | K-FILE ENDODONTIC FLEX SIZE 90 - 110 LENGTH 30 MM SET
2280 | 4215150047100 | HOOKED NEEDLE (1 PEEK PLUNGER INCLUDED) SIZE 2 BLUE 1.30
2281 | 4215150047200 | REAMER WITH ALTERNATING CUTTING EDGES NITI ROTARY FILE WITH EXCLUSIVE ROUNDED SAFETY TIP WITH TRIANGULAR CROSS SECTION BR 025/0.08 TAPER LENGTH 21 MM
2282 | 4215150047300 | REAMER WITH ALTERNATING CUTTING EDGES NITI ROTARY FILE WITH EXCLUSIVE ROUNDED SAFETY TIP WITH TRIANGULAR CROSS SECTION BR 025/0.08 TAPER LENGTH 25 MM
2283 | 4215150047400 | REAMER WITH ALTERNATING CUTTING EDGES NITI ROTARY FILE WITH EXCLUSIVE ROUNDED SAFETY TIP WITH TRIANGULAR CROSS SECTION BR 115/0.05 TAPER LENGTH 21 MM
2284 | 4215150047500 | REAMER WITH ALTERNATING CUTTING EDGES NITI ROTARY FILE WITH EXCLUSIVE ROUNDED SAFETY TIP WITH TRIANGULAR CROSS SECTION BR 115/0.05 TAPER LENGTH 25 MM
2285 | 4215150047600 | REAMER WITH ALTERNATING CUTTING EDGES NITI ROTARY FILE WITH EXCLUSIVE ROUNDED SAFETY TIP WITH TRIANGULAR CROSS SECTION BR 115/0.05 TAPER LENGTH 31 MM
2286 | 4215150047700 | REAMER WITH ALTERNATING CUTTING EDGES NITI ROTARY FILE WITH EXCLUSIVE ROUNDED SAFETY TIP WITH TRIANGULAR CROSS SECTION BR 225/0.04 TAPER LENGTH 21 MM
2287 | 4215150047800 | REAMER WITH ALTERNATING CUTTING EDGES NITI ROTARY FILE WITH EXCLUSIVE ROUNDED SAFETY TIP WITH TRIANGULAR CROSS SECTION BR 225/0.04 TAPER LENGTH 25 MM
2288 | 4215150047900 | REAMER WITH ALTERNATING CUTTING EDGES NITI ROTARY FILE WITH EXCLUSIVE ROUNDED SAFETY TIP WITH TRIANGULAR CROSS SECTION BR 225/0.04 TAPER LENGTH 31 MM
2289 | 4215150048000 | REAMER WITH ALTERNATING CUTTING EDGES NITI ROTARY FILE WITH EXCLUSIVE ROUNDED SAFETY TIP WITH TRIANGULAR CROSS SECTION BR 325/0.06 TAPER LENGTH 21 MM
2290 | 4215150048100 | REAMER WITH ALTERNATING CUTTING EDGES NITI ROTARY FILE WITH EXCLUSIVE ROUNDED SAFETY TIP WITH TRIANGULAR CROSS SECTION BR 325/0.06 TAPER LENGTH 25 MM
2291 | 4215150048200 | REAMER WITH ALTERNATING CUTTING EDGES NITI ROTARY FILE WITH EXCLUSIVE ROUNDED SAFETY TIP WITH TRIANGULAR CROSS SECTION BR 325/0.06 TAPER LENGTH 31 MM
2292 | 4215150048300 | REAMER WITH ALTERNATING CUTTING EDGES NITI ROTARY FILE WITH EXCLUSIVE ROUNDED SAFETY TIP WITH TRIANGULAR CROSS SECTION R1 SIZE 15/0.06 TAPER LENGTH 21 MM
2293 | 4215150048400 | REAMER WITH ALTERNATING CUTTING EDGES NITI ROTARY FILE WITH EXCLUSIVE ROUNDED SAFETY TIP WITH TRIANGULAR CROSS SECTION R1 SIZE 15/0.06 TAPER LENGTH 25 MM
2294 | 4215150048500 | REAMER WITH ALTERNATING CUTTING EDGES NITI ROTARY FILE WITH EXCLUSIVE ROUNDED SAFETY TIP WITH TRIANGULAR CROSS SECTION R1 SIZE 15/0.06 TAPER LENGTH 31 MM
2295 | 4215150048600 | REAMER WITH ALTERNATING CUTTING EDGES NITI ROTARY FILE WITH EXCLUSIVE ROUNDED SAFETY TIP WITH TRIANGULAR CROSS SECTION R2 SIZE 25/0.04 TAPER LENGTH 21 MM
2296 | 4215150048700 | REAMER WITH ALTERNATING CUTTING EDGES NITI ROTARY FILE WITH EXCLUSIVE ROUNDED SAFETY TIP WITH TRIANGULAR CROSS SECTION R2 SIZE 25/0.04 TAPER LENGTH 25 MM
2297 | 4215150048800 | REAMER WITH ALTERNATING CUTTING EDGES NITI ROTARY FILE WITH EXCLUSIVE ROUNDED SAFETY TIP WITH TRIANGULAR CROSS SECTION R2 SIZE 25/0.04 TAPER LENGTH 31 MM
2298 | 4215150048900 | REAMER WITH ALTERNATING CUTTING EDGES NITI ROTARY FILE WITH EXCLUSIVE ROUNDED SAFETY TIP WITH TRIANGULAR CROSS SECTION R3 SIZE 30/0.04 TAPER LENGTH 21 MM
2299 | 4215150049000 | REAMER WITH ALTERNATING CUTTING EDGES NITI ROTARY FILE WITH EXCLUSIVE ROUNDED SAFETY TIP WITH TRIANGULAR CROSS SECTION R3 SIZE 30/0.04 TAPER LENGTH 25 MM
2300 | 4215150049100 | REAMER WITH ALTERNATING CUTTING EDGES NITI ROTARY FILE WITH EXCLUSIVE ROUNDED SAFETY TIP WITH TRIANGULAR CROSS SECTION R3 SIZE 30/0.04 TAPER LENGTH 31 MM
2301 | 4215150049200 | GOSHGARIAN PALATAL BARS ASSORTMENT WITH INVERTED LOOP 0.9/40 MM
2302 | 4215150049300 | GOSHGARIAN PALATAL BARS ASSORTMENT WITH INVERTED LOOP 0.9/52 MM
2303 | 4215150049400 | BUR FISSURE TAPER PLAIN ROUND END FG (FRICTION GRIP) # 1170 L
2304 | 4215150049500 | BUR FISSURE TAPER PLAIN ROUND END FG (FRICTION GRIP) # 1171 L
2305 | 4215150049600 | FILE K ENDODONTIC FLEX R SIZE 45 - 80 LENGTH 21 MM SET
2306 | 4215150049700 | FILE K ENDODONTIC FLEX R SIZE 15 - 40 LENGTH 25 MM SET
2307 | 4215150049800 | FILE K ENDODONTIC FLEX R SIZE 45 - 80 LENGTH 25 MM SET
2308 | 4215150049900 | FILE K ENDODONTIC FLEX R SIZE 15 - 40 LENGTH 31 MM SET
2309 | 4215150050000 | FILE K ENDODONTIC FLEX R SIZE 45 - 80 LENGTH 31 MM SET
2310 | 4215150050100 | ENDODONTIC HAND SPREADER NICKEL TITANIUM SINGLE ENDED SIZE 20
2311 | 4215150050200 | ENDODONTIC HAND SPREADER NICKEL TITANIUM SINGLE ENDED SIZE 25
2312 | 4215150050300 | ENDODONTIC HAND SPREADER NICKEL TITANIUM SINGLE ENDED SIZE 30
2313 | 4215150050400 | HOOKED NEEDLE (1 PEEK PLUNGER INCLUDED) SIZE 0 YELLOW 0.90
2314 | 4215150050500 | OBTURATION CARTRIDGES GUTTA PERCHA GAUGE 20 (LIGHT BODY)
2315 | 4215150050600 | REAMER WITH ALTERNATING CUTTING EDGES NITI ROTARY FILE WITH EXCLUSIVE ROUNDED SAFETY TIP WITH TRIANGULAR CROSS SECTION R1 A SIZE 20/0.02 TAPER LENGTH 21 MM
2316 | 4215150050700 | REAMER WITH ALTERNATING CUTTING EDGES NITI ROTARY FILE WITH EXCLUSIVE ROUNDED SAFETY TIP WITH TRIANGULAR CROSS SECTION R1 A SIZE 20/0.02 TAPER LENGTH 25 MM
2317 | 4215150050800 | REAMER WITH ALTERNATING CUTTING EDGES NITI ROTARY FILE WITH EXCLUSIVE ROUNDED SAFETY TIP WITH TRIANGULAR CROSS SECTION R1 A SIZE 20/0.02 TAPER LENGTH 31 MM
2318 | 4215150050900 | REAMER WITH ALTERNATING CUTTING EDGES NITI ROTARY FILE WITH EXCLUSIVE ROUNDED SAFETY TIP WITH TRIANGULAR CROSS SECTION R1 B SIZE 25/0.02 TAPER LENGTH 21 MM
2319 | 4215150051000 | REAMER WITH ALTERNATING CUTTING EDGES NITI ROTARY FILE WITH EXCLUSIVE ROUNDED SAFETY TIP WITH TRIANGULAR CROSS SECTION R1 B SIZE 25/0.02 TAPER LENGTH 25 MM
2320 | 4215150051100 | REAMER WITH ALTERNATING CUTTING EDGES NITI ROTARY FILE WITH EXCLUSIVE ROUNDED SAFETY TIP WITH TRIANGULAR CROSS SECTION R1 B SIZE 25/0.02 TAPER LENGTH 31 MM
2321 | 4215150051200 | RUBBER DAM CLAMP STAINLESS STEEL SHINY SIZE E ONE EACH (EA) = ONE (1) PACK
2322 | 4215150051300 | GOSHGARIAN PALATAL BARS ASSORTMENT WITH INVERTED LOOP 0.9/34 MM
2323 | 4215150051400 | GOSHGARIAN PALATAL BARS ASSORTMENT WITH INVERTED LOOP 0.9/36 MM
2324 | 4215150051500 | GOSHGARIAN PALATAL BARS ASSORTMENT WITH INVERTED LOOP 0.9/37 MM
2325 | 4215150051600 | GOSHGARIAN PALATAL BARS ASSORTMENT WITH INVERTED LOOP 0.9/39 MM
2326 | 4215150051700 | GOSHGARIAN PALATAL BARS ASSORTMENT WITH INVERTED LOOP 0.9/46 MM
2327 | 4215150051800 | GOSHGARIAN PALATAL BARS ASSORTMENT WITH INVERTED LOOP 0.9/49 MM
2328 | 4215150051900 | ENDODONTIC BUCHANAN ROOT CANAL PLUGGER SET A TAPERED NICKEL - TITANIUM END AND A STAINLESS STEEL END SIZE 0
2329 | 4215150052000 | ENDODONTIC BUCHANAN ROOT CANAL PLUGGER SET A TAPERED NICKEL - TITANIUM END AND A STAINLESS STEEL END SIZE 1
2330 | 4215150052100 | ENDODONTIC BUCHANAN ROOT CANAL PLUGGER SET A TAPERED NICKEL - TITANIUM END AND A STAINLESS STEEL END SIZE 2
2331 | 4215150052200 | ENDODONTIC HAND SPREADER NICKEL TITANIUM SINGLE ENDED SIZE D11
2332 | 4215150052300 | ENDODONTIC HAND SPREADER STAINLESS STEE SINGLE ENDED SIZE D11
2333 | 4215150052400 | GUTTA PERCHA POINTS RADIO - OPAQUE STANDARDIZED SIZE 50/0.06 80 - 120 /BOX
2334 | 4215150052500 | GUTTA PERCHA POINTS RADIO - OPAQUE STANDARDIZED SIZE 55/0.02 80 - 120 /BOX ONE EACH (EA) = ONE (1) PACK
2335 | 4215150052600 | GUTTA PERCHA POINTS MATCHED TO FIT NI TI ROTARY FILE WITH OFFSET PARALLELOGRAM - SHAPED CROSS - SECTION VARIABLE TAPER ASSORTED (SMALL (YELLOW 20/07) PRIMARY (RED 25/07) MEDIUM (GREEN 35/06) AND LARGE (BLACK 45/05). (ALL MUST BE SUPPLIED BY SAME MANUFACTURER)
2336 | 4215150052700 | GUTTA PERCHA POINTS MATCHED TO FIT R - PHASE NICKEL TITANIUM HEAT TREATMENT TECHNOLOGY ROTARY FILE MEDIUM/LARGE SIZE ML2 (ALL MUST BE SUPPLIED BY SAME MANUFACTURER)
2337 | 4215150052800 | GUTTA PERCHA POINTS MATCHED TO FIT R - PHASE NICKEL TITANIUM HEAT TREATMENT TECHNOLOGY ROTARY FILE MEDIUM/LARGE SIZE ML3 (ALL MUST BE SUPPLIED BY SAME MANUFACTURER) ONE EACH (EA) = ONE (1) PACK
2338 | 4215150052900 | NICKEL TITANIUM ROTARY FILE REVERSE HELIX SEMI - ACTIVE AND MODIFIED GUIDING TIP OFFSET PARALLELOGRAM - SHAPED CROSS - SECTION VARIABLE TAPER NEW SUPERMETAL TECHNOLOGY (GOLD - WIRE) UNIQUE UNEQUAL BIDIRECTIONAL RECIPROCATION MOVEMENT. ASSORTED (SMALL (YELLOW 20/07) PRIMARY (RED 25/07) MEDIUM (GREEN 35/06) AND LARGE (BLACK 45/05)). LENGTH 31 MM.4 /PACK
2339 | 4215150053000 | NICKEL TITANIUM ROTARY FILE REVERSE HELIX SEMI - ACTIVE AND MODIFIED GUIDING TIP OFFSET PARALLELOGRAM - SHAPED CROSS - SECTION VARIABLE TAPER NEW SUPERMETAL TECHNOLOGY (GOLD - WIRE) UNIQUE UNEQUAL BIDIRECTIONAL RECIPROCATION MOVEMENT. LARGE (BLACK 45/05). LENGTH 21 MM.6 /PACK
2340 | 4215150053100 | NICKEL TITANIUM ROTARY FILE REVERSE HELIX SEMI - ACTIVE AND MODIFIED GUIDING TIP OFFSET PARALLELOGRAM - SHAPED CROSS - SECTION VARIABLE TAPER NEW SUPERMETAL TECHNOLOGY (GOLD - WIRE) UNIQUE UNEQUAL BIDIRECTIONAL RECIPROCATION MOVEMENT. LARGE (BLACK 45/05). LENGTH 25 MM.6 /PACK
2341 | 4215150053200 | OBTURATION CARTRIDGES GUTTA PERCHA GAUGE 20 (MEDIUM BODY)
2342 | 4215150053300 | PEESO REAMERS STAINLESS STEEL RA LENGTH 19 MM SIZE 1
2343 | 4215150053400 | PEESO REAMERS STAINLESS STEEL RA LENGTH 19 MM SIZE 2
2344 | 4215150053500 | PEESO REAMERS STAINLESS STEEL RA LENGTH 19 MM SIZE 3
2345 | 4215150053600 | PEESO REAMERS STAINLESS STEEL RA LENGTH 19 MM SIZE 4
2346 | 4215150053700 | PEESO REAMERS STAINLESS STEEL RA LENGTH 19 MM SIZE 5
2347 | 4215150053800 | PEESO REAMERS STAINLESS STEEL RA LENGTH 19 MM SIZE 6
2348 | 4215150053900 | REAMER WITH ALTERNATING CUTTING EDGES NITI ROTARY FILE WITH EXCLUSIVE ROUNDED SAFETY TIP WITH TRIANGULAR CROSS SECTION BR435/0.04 TAPER LENGTH 31 MM
2349 | 4215150054000 | RUBBER DAM CLAMP STAINLESS STEEL SHINY SIZE 11
2350 | 4215150054100 | RUBBER DAM CLAMP STAINLESS STEEL SHINY SIZE 15
2351 | 4215150054200 | RUBBER DAM CLAMP STAINLESS STEEL SHINY SIZE 22
2352 | 4215150054300 | RUBBER DAM CLAMP STAINLESS STEEL SHINY SIZE 28
2353 | 4215150054400 | RUBBER DAM CLAMP STAINLESS STEEL SHINY SIZE 29
2354 | 4215150054500 | RUBBER DAM CLAMP STAINLESS STEEL SHINY SIZE 31
2355 | 4215150054600 | RUBBER DAM CLAMP STAINLESS STEEL SHINY SIZE 7 A
2356 | 4215150054700 | RUBBER DAM CLAMP STAINLESS STEEL SHINY SIZE NW
2357 | 4215150054800 | RUBBER DAM CLAMP STAINLESS STEEL SHINY SIZE W5
2358 | 4215150054900 | RUBBER DAM CLAMP STAINLESS STEEL SHINY SIZE W6
2359 | 4215150055000 | BRACKET LR CANINE BRACKET 0.022 IN SLOT
2360 | 4215150055100 | BRACKET UR CANINE BRACKET 0.022 IN SLOT
2361 | 4215150055200 | GOSHGARIAN PALATAL BARS ASSORTMENT WITH INVERTED LOOP 0.9/343 MM
2362 | 4215150055300 | BUR CARBIDE RA ROUND ISO NO: 500204001001 - 012
2363 | 4215150055400 | FILE H ENDODONTIC STAINLESS STEEL WITH PRE - INSERTED SILICONE STOPS ASSORTED SIZE 15 - 40 LENGTH 31 MM
2364 | 4215150055500 | ENDODONTIC HAND SPREADER NICKEL TITANIUM SINGLE ENDED SIZE D11 T
2365 | 4215150055600 | ENDODONTIC HAND SPREADER STAINLESS STEE SINGLE ENDED SIZE D11 T
2366 | 4215150055700 | ENDODONTIC ROTARY GLIDE PATH FILES NICKEL TITANIUM 2% TAPER SQUARE CROSS SECTION FLEXIBLE AND RESISTANT TO CYCLIC FATIGUE ASSORTED (SIZE P 1 - P 3) LENGTH 21 MM
2367 | 4215150055800 | ENDODONTIC ROTARY GLIDE PATH FILES NICKEL TITANIUM 2% TAPER SQUARE CROSS SECTION FLEXIBLE AND RESISTANT TO CYCLIC FATIGUE ASSORTED (SIZE P 1 - P 3) LENGTH 31 MM
2368 | 4215150055900 | GUTTA PERCHA POINTS RADIO - OPAQUE STANDARDIZED SIZE 100/0.02 80 - 120 /BOX
2369 | 4215150056000 | GUTTA PERCHA POINTS RADIO - OPAQUE STANDARDIZED SIZE 110/0.02 80 - 120 /BOX
2370 | 4215150056100 | GUTTA PERCHA POINTS RADIO - OPAQUE STANDARDIZED SIZE 120/0.02 80 - 120 /BOX
2371 | 4215150056200 | GUTTA PERCHA POINTS RADIO - OPAQUE STANDARDIZED SIZE 130/0.02 80 - 120 /BOX
2372 | 4215150056300 | GUTTA PERCHA POINTS MATCHED TO FIT R - PHASE NICKEL TITANIUM HEAT TREATMENT TECHNOLOGY ROTARY FILE MEDIUM/LARGE SIZE ML1 (ALL MUST BE SUPPLIED BY SAME MANUFACTURER)
2373 | 4215150056400 | GUTTA PERCHA POINTS MATCHED TO FIT R - PHASE NICKEL TITANIUM HEAT TREATMENT TECHNOLOGY ROTARY FILE SMALL SIZE SM2 (ALL MUST BE SUPPLIED BY SAME MANUFACTURER)
2374 | 4215150056500 | GUTTA PERCHA POINTS MATCHED TO FIT R - PHASE NICKEL TITANIUM HEAT TREATMENT TECHNOLOGY ROTARY FILE SMALL SIZE SM3 (ALL MUST BE SUPPLIED BY SAME MANUFACTURER) ONE EACH (EA) = ONE (1) PACK
2375 | 4215150056600 | NICKEL TITANIUM ROTARY FILE REVERSE HELIX SEMI - ACTIVE AND MODIFIED GUIDING TIP OFFSET PARALLELOGRAM - SHAPED CROSS - SECTION VARIABLE TAPER NEW SUPERMETAL TECHNOLOGY (GOLD - WIRE) UNIQUE UNEQUAL BIDIRECTIONAL RECIPROCATION MOVEMENT. ASSORTED (SMALL (YELLOW 20/07) PRIMARY (RED 25/07) MEDIUM (GREEN 35/06) AND LARGE (BLACK 45/05)). LENGTH 21 MM.4 /PACK
2376 | 4215150056700 | RUBBER DAM CLAMP STAINLESS STEEL SHINY SIZE 200
2377 | 4215150056800 | RUBBER DAM CLAMP STAINLESS STEEL SHINY SIZE 201
2378 | 4215150056900 | RUBBER DAM CLAMP STAINLESS STEEL SHINY SIZE 202
2379 | 4215150057000 | RUBBER DAM CLAMP STAINLESS STEEL SHINY SIZE 203
2380 | 4215150057100 | RUBBER DAM CLAMP STAINLESS STEEL SHINY SIZE 204
2381 | 4215150057200 | RUBBER DAM CLAMP STAINLESS STEEL SHINY SIZE 205
2382 | 4215150057300 | RUBBER DAM CLAMP STAINLESS STEEL SHINY SIZE 206
2383 | 4215150057400 | RUBBER DAM CLAMP STAINLESS STEEL SHINY SIZE 207
2384 | 4215150057500 | RUBBER DAM CLAMP STAINLESS STEEL SHINY SIZE 209
2385 | 4215150057600 | RUBBER DAM CLAMP STAINLESS STEEL SHINY SIZE 210
2386 | 4215150057700 | RUBBER DAM CLAMP STAINLESS STEEL SHINY SIZE 211
2387 | 4215150057800 | RUBBER DAM CLAMP STAINLESS STEEL SHINY SIZE 26 N
2388 | 4215150057900 | RUBBER DAM CLAMP STAINLESS STEEL SHINY SIZE 2 AS
2389 | 4215150058000 | RUBBER DAM CLAMP STAINLESS STEEL SHINY SIZE 56 S
2390 | 4215150058100 | RUBBER DAM CLAMP STAINLESS STEEL SHINY SIZE 56 W
2391 | 4215150058200 | RUBBER DAM CLAMP STAINLESS STEEL SHINY SIZE 8 AD
2392 | 4215150058300 | RUBBER DAM CLAMP STAINLESS STEEL SHINY SIZE 90 N
2393 | 4215150058400 | RUBBER DAM CLAMP STAINLESS STEEL SHINY SIZE W00
2394 | 4215150058500 | RUBBER DAM CLAMP STAINLESS STEEL SHINY SIZE W2 A
2395 | 4215150058600 | RUBBER DAM CLAMP STAINLESS STEEL SHINY SIZE W8 A
2396 | 4215150058700 | BRACKET LL INCISOR BRACKET 0.022 IN SLOT
2397 | 4215150058800 | BUR DIAMOND FG ROUND ISO - NR 806 - 314 - 171 - 524 - 014
2398 | 4215150058900 | BUR CARBIDE RA ROUND ISO NO: 500204001001 - 018
2399 | 4215150059000 | BUR CARBIDE HP CUTTERS ISO NO: 500104116019 - 023
2400 | 4215150059100 | BUR CARBIDE HP CUTTERS ISO NO: 500104194194 - 040
2401 | 4215150059200 | BUR CARBIDE HP CUTTERS ISO NO: 500104194194 - 050
2402 | 4215150059300 | BUR CARBIDE HP CUTTERS ISO NO: 500104194225 - 070
2403 | 4215150059400 | BUR CARBIDE HP CUTTERS ISO NO: 500104201190 - 060
2404 | 4215150059500 | BUR CARBIDE HP CUTTERS ISO NO: 500104209080 - 012
2405 | 4215150059800 | ENDODONTIC HAND SPREADER NICKEL TITANIUM SINGLE ENDED SIZE D11 TS
2406 | 4215150059900 | ENDODONTIC HAND SPREADER STAINLESS STEE SINGLE ENDED SIZE D11 TS
2407 | 4215150060000 | ENDODONTIC ROTARY GLIDE PATH FILES NICKEL TITANIUM 2% TAPER SQUARE CROSS SECTION FLEXIBLE AND RESISTANT TO CYCLIC FATIGUE ASSORTED (SIZE P 1 - P 3) LENGTH 25 MM
2408 | 4215150060100 | LENTULO SPIRAL PASTE FILLER LATCH TYPE PASTE CARRIERS RA COLOR CODED GREEN LENGTH 17 MM SIZE 35
2409 | 4215150060200 | LENTULO SPIRAL PASTE FILLER LATCH TYPE PASTE CARRIERS RA COLOR CODED GREEN LENGTH 21 MM SIZE 35
2410 | 4215150060300 | LENTULO SPIRAL PASTE FILLER LATCH TYPE PASTE CARRIERS RA COLOR CODED GREEN LENGTH 25 MM SIZE 35
2411 | 4215150060400 | LENTULO SPIRAL PASTE FILLER LATCH TYPE PASTE CARRIERS RA COLOR CODED GREEN LENGTH 29 MM SIZE 35
2412 | 4215150060500 | LENTULO SPIRAL PASTE FILLER LATCH TYPE PASTE CARRIERS RA COLOR CODED RED LENGTH 17 MM SIZE 25
2413 | 4215150060600 | LENTULO SPIRAL PASTE FILLER LATCH TYPE PASTE CARRIERS RA COLOR CODED RED LENGTH 21 MM SIZE 25
2414 | 4215150060700 | LENTULO SPIRAL PASTE FILLER LATCH TYPE PASTE CARRIERS RA COLOR CODED RED LENGTH 25 MM SIZE 25 ONE EACH (EA) = ONE (1) PACK
2415 | 4215150060800 | LENTULO SPIRAL PASTE FILLER LATCH TYPE PASTE CARRIERS RA COLOR CODED RED LENGTH 29 MM SIZE 25
2416 | 4215150060900 | LONG SHANK ROUND ENDODONTICS MULLER BUR LATCH TYPE 18 MM LENGTH ASSORTED SIZE (1 - 6)
2417 | 4215150061000 | NICKEL TITANIUM ROTARY FILE CONVEX TRIANGLE CROSS - SECTION AND SYMMETRIC ROTATION PROGRESSIVELY CHANGING HELICAL ANGLE AND PITCH VARIABLE TIP DIAMETERS MODIFIED GUIDING TIP NO RADIAL LANDS MORE EFFICIENT CUTTING ANGLE ENHANCED FLEXIBILITY SHORT HANDLES. SIZE ASSORTED SX S1 S 2 F 1 F 2 F 3 LENGTH 31 MM
2418 | 4215150061100 | NICKEL TITANIUM ROTARY FILE REVERSE HELIX SEMI - ACTIVE AND MODIFIED GUIDING TIP OFFSET PARALLELOGRAM - SHAPED CROSS - SECTION VARIABLE TAPER NEW SUPERMETAL TECHNOLOGY (GOLD - WIRE) UNIQUE UNEQUAL BIDIRECTIONAL RECIPROCATION MOVEMENT. ASSORTED (SMALL (YELLOW 20/07) PRIMARY (RED 25/07) MEDIUM (GREEN 35/06) AND LARGE (BLACK 45/05)). LENGTH 25 MM.4 /PACK
2419 | 4215150061200 | NICKEL TITANIUM ROTARY FILE REVERSE HELIX SEMI - ACTIVE AND MODIFIED GUIDING TIP OFFSET PARALLELOGRAM - SHAPED CROSS - SECTION VARIABLE TAPER NEW SUPERMETAL TECHNOLOGY (GOLD - WIRE) UNIQUE UNEQUAL BIDIRECTIONAL RECIPROCATION MOVEMENT. LARGE (BLACK 45/05). LENGTH 31 MM.6 /PACK
2420 | 4215150061300 | NICKEL TITANIUM ROTARY FILE REVERSE HELIX SEMI - ACTIVE AND MODIFIED GUIDING TIP OFFSET PARALLELOGRAM - SHAPED CROSS - SECTION VARIABLE TAPER NEW SUPERMETAL TECHNOLOGY (GOLD - WIRE) UNIQUE UNEQUAL BIDIRECTIONAL RECIPROCATION MOVEMENT. MEDIUM (GREEN 35/06) LENGTH 21 MM.6 /PACK
2421 | 4215150061400 | NICKEL TITANIUM ROTARY FILE REVERSE HELIX SEMI - ACTIVE AND MODIFIED GUIDING TIP OFFSET PARALLELOGRAM - SHAPED CROSS - SECTION VARIABLE TAPER NEW SUPERMETAL TECHNOLOGY (GOLD - WIRE) UNIQUE UNEQUAL BIDIRECTIONAL RECIPROCATION MOVEMENT. MEDIUM (GREEN 35/06) LENGTH 25 MM.6 /PACK
2422 | 4215150061500 | OBTURATION CARTRIDGES GUTTA PERCHA GAUGE 23 (LIGHT BODY)
2423 | 4215150061600 | OBTURATION CARTRIDGES GUTTA PERCHA GAUGE 25 (LIGHT BODY)
2424 | 4215150061700 | OBTURATION CARTRIDGES GUTTA PERCHA GAUGE 20 (HEAVY BODY)
2425 | 4215150061800 | OBTURATION CARTRIDGES GUTTA PERCHA GAUGE 23 (HEAVY BODY)
2426 | 4215150061900 | OBTURATION CARTRIDGES GUTTA PERCHA GAUGE 25 (HEAVY BODY)
2427 | 4215150062000 | ROTARY FILE: NICKLE TITANIUM U - SHAPE AND RADIAL LAND NON - CUTTING TIP CONSTANT TAPER TAPERING 0.04 LENGTH 21 MM SIZE 50
2428 | 4215150062100 | ROTARY FILE: NICKLE TITANIUM U - SHAPE AND RADIAL LAND NON - CUTTING TIP CONSTANT TAPER TAPERING 0.04 LENGTH 21 MM SIZE 55
2429 | 4215150062200 | ROTARY FILE: NICKLE TITANIUM U - SHAPE AND RADIAL LAND NON - CUTTING TIP CONSTANT TAPER TAPERING 0.04 LENGTH 21 MM SIZE 60 ONE EACH (EA) = ONE (1) PACK
2430 | 4215150062300 | ROTARY FILE: NICKLE TITANIUM U - SHAPE AND RADIAL LAND NON - CUTTING TIP CONSTANT TAPER TAPERING 0.04 LENGTH 21 MM SIZE 70
2431 | 4215150062400 | ROTARY FILE: NICKLE TITANIUM U - SHAPE AND RADIAL LAND NON - CUTTING TIP CONSTANT TAPER TAPERING 0.04 LENGTH 21 MM SIZE 80
2432 | 4215150062500 | RUBBER DAM CLAMP STAINLESS STEEL SHINY SIZE W14 A
2433 | 4215150062600 | RUBBER DAM CLAMP STAINLESS STEEL SHINY SIZE 30
2434 | 4215150062700 | BRACKET LL PREMOLAR BRACKET 0.022 IN SLOT
2435 | 4215150062800 | BRACKET LR PREMOLAR BRACKET 0.022 IN SLOT
2436 | 4215150062900 | BRACKET UL PREMOLAR BRACKET 0.022 IN SLOT
2437 | 4215150063000 | BRACKET UR PREMOLAR BRACKET 0.022 IN SLOT
2438 | 4215150063100 | HOLDER MOSQUITO FORCEPS WITH HOOK STRAIGHT POSITIVE LOCKING MECHANISM ON THE REAR OF THE HANDLES
2439 | 4215150063300 | BUR CARBIDE HP ROUND CUTTERS ISO NO: 500104001175 - 050
2440 | 4215150063400 | BUR CARBIDE HP ROUND CUTTERS ISO NO: 500104001178 - 050
2441 | 4215150063800 | GATES GLIDDEN DRILLS STAINLESS STEEL RA ULTRASHORT GATES XS LENGTH 15 MM ASSORTED (1 - 6)
2442 | 4215150063900 | GATES GLIDDEN DRILLS STAINLESS STEEL RA ULTRASHORT GATES XS LENGTH 15 MM SIZE 1
2443 | 4215150064000 | GATES GLIDDEN DRILLS STAINLESS STEEL RA ULTRASHORT GATES XS LENGTH 15 MM SIZE 2
2444 | 4215150064100 | GATES GLIDDEN DRILLS STAINLESS STEEL RA ULTRASHORT GATES XS LENGTH 15 MM SIZE 3
2445 | 4215150064200 | GATES GLIDDEN DRILLS STAINLESS STEEL RA ULTRASHORT GATES XS LENGTH 15 MM SIZE 4
2446 | 4215150064300 | GATES GLIDDEN DRILLS STAINLESS STEEL RA ULTRASHORT GATES XS LENGTH 15 MM SIZE 5
2447 | 4215150064400 | GATES GLIDDEN DRILLS STAINLESS STEEL RA ULTRASHORT GATES XS LENGTH 15 MM SIZE 6
2448 | 4215150064500 | GUTTA PERCHA POINTS RADIO - OPAQUE STANDARDIZED SIZE 15 - 40/0.04 80 - 120 /BOX
2449 | 4215150064600 | LENTULO SPIRAL PASTE FILLER LATCH TYPE PASTE CARRIERS RA COLOR CODED BLUE LENGTH 17 MM SIZE 30
2450 | 4215150064700 | LENTULO SPIRAL PASTE FILLER LATCH TYPE PASTE CARRIERS RA COLOR CODED BLUE LENGTH 21 MM SIZE 30
2451 | 4215150064800 | LENTULO SPIRAL PASTE FILLER LATCH TYPE PASTE CARRIERS RA COLOR CODED BLUE LENGTH 25 MM SIZE 30
2452 | 4215150064900 | LENTULO SPIRAL PASTE FILLER LATCH TYPE PASTE CARRIERS RA COLOR CODED BLUE LENGTH 29 MM SIZE 30
2453 | 4215150065000 | LONG SHANK ROUND ENDODONTICS MULLER BUR LATCH TYPE 18 MM LENGTH .09 MM HEADSIZE SIZE 1
2454 | 4215150065100 | LONG SHANK ROUND ENDODONTICS MULLER BUR LATCH TYPE 18 MM LENGTH 1.4 MM HEADSIZE SIZE 4
2455 | 4215150065200 | LONG SHANK ROUND ENDODONTICS MULLER BUR LATCH TYPE 18 MM LENGTH 1.6 MM HEADSIZE SIZE 5
2456 | 4215150065300 | LONG SHANK ROUND ENDODONTICS MULLER BUR LATCH TYPE 18 MM LENGTH 1.8 MM HEADSIZE SIZE 6
2457 | 4215150065400 | MICROSURGICAL ULTRASONIC TIPS IRRIGATION PORTS DIAMOND OR ZIRCONIUM NITRIDE COATING SHAFT AND TIP ANGLES 3 MM CUTTING SURFACE FITTING IN PIEZO ULTRASONIC MACHINE (1 D)
2458 | 4215150065500 | MICROSURGICAL ULTRASONIC TIPS IRRIGATION PORTS DIAMOND OR ZIRCONIUM NITRIDE COATING SHAFT AND TIP ANGLES 3 MM CUTTING SURFACE FITTING IN PIEZO ULTRASONIC MACHINE (2 D)
2459 | 4215150065600 | MICROSURGICAL ULTRASONIC TIPS IRRIGATION PORTS DIAMOND OR ZIRCONIUM NITRIDE COATING SHAFT AND TIP ANGLES 3 MM CUTTING SURFACE FITTING IN PIEZO ULTRASONIC MACHINE (3 D)
2460 | 4215150065700 | MICROSURGICAL ULTRASONIC TIPS IRRIGATION PORTS DIAMOND OR ZIRCONIUM NITRIDE COATING SHAFT AND TIP ANGLES 3 MM CUTTING SURFACE FITTING IN PIEZO ULTRASONIC MACHINE (4 D)
2461 | 4215150065800 | MICROSURGICAL ULTRASONIC TIPS IRRIGATION PORTS DIAMOND OR ZIRCONIUM NITRIDE COATING SHAFT AND TIP ANGLES 3 MM CUTTING SURFACE FITTING IN PIEZO ULTRASONIC MACHINE (5 D)
2462 | 4215150065900 | MICROSURGICAL ULTRASONIC TIPS IRRIGATION PORTS DIAMOND OR ZIRCONIUM NITRIDE COATING SHAFT AND TIP ANGLES 3 MM CUTTING SURFACE FITTING IN PIEZO ULTRASONIC MACHINE (6 D)
2463 | 4215150066000 | NICKEL TITANIUM ROTARY FILE REVERSE HELIX SEMI - ACTIVE AND MODIFIED GUIDING TIP OFFSET PARALLELOGRAM - SHAPED CROSS - SECTION VARIABLE TAPER NEW SUPERMETAL TECHNOLOGY (GOLD - WIRE) UNIQUE UNEQUAL BIDIRECTIONAL RECIPROCATION MOVEMENT. SMALL (YELLOW 20/07) LENGTH 21 MM. 6 /PACK
2464 | 4215150066100 | NICKEL TITANIUM ROTARY FILE REVERSE HELIX SEMI - ACTIVE AND MODIFIED GUIDING TIP OFFSET PARALLELOGRAM - SHAPED CROSS - SECTION VARIABLE TAPER NEW SUPERMETAL TECHNOLOGY (GOLD - WIRE) UNIQUE UNEQUAL BIDIRECTIONAL RECIPROCATION MOVEMENT. SMALL (YELLOW 20/07) LENGTH 25 MM.6 /PACK
2465 | 4215150066200 | NICKEL TITANIUM ROTARY FILE REVERSE HELIX SEMI - ACTIVE AND MODIFIED GUIDING TIP OFFSET PARALLELOGRAM - SHAPED CROSS - SECTION VARIABLE TAPER NEW SUPERMETAL TECHNOLOGY (GOLD - WIRE) UNIQUE UNEQUAL BIDIRECTIONAL RECIPROCATION MOVEMENT. SMALL (YELLOW 20/07) LENGTH 31 MM.6 /PACK
2466 | 4215150066300 | NITI HAND FILE CONVEX TRIANGLE CROSS - SECTION AND SYMMETRIC ROTATION PROGRESSIVELY CHANGING HELICAL ANGLE AND PITCH VARIABLE TIP DIAMETERS MODIFIED GUIDING TIP NO RADIAL LANDS. ASSORTMENTS OF 6 FILES: SX S 1 S 2 F 1 F 2 AND F 3. LENGTH 25 MM
2467 | 4215150066400 | NITI HAND FILE CONVEX TRIANGLE CROSS - SECTION AND SYMMETRIC ROTATION PROGRESSIVELY CHANGING HELICAL ANGLE AND PITCH VARIABLE TIP DIAMETERS MODIFIED GUIDING TIP NO RADIAL LANDS. ASSORTMENTS OF 6 FILES: SX S 1 S 2 F 1 F 2 AND F 3. LENGTH 21 MM
2468 | 4215150066500 | NITI HAND FILE CONVEX TRIANGLE CROSS - SECTION AND SYMMETRIC ROTATION PROGRESSIVELY CHANGING HELICAL ANGLE AND PITCH VARIABLE TIP DIAMETERS MODIFIED GUIDING TIP NO RADIAL LANDS. ASSORTMENTS OF 6 FILES: SX S 1 S 2 F 1 F 2 AND F 3. LENGTH 31 MM
2469 | 4215150066600 | OBTURATION CARTRIDGES GUTTA PERCHA GAUGE 23 (MEDIUM BODY)
2470 | 4215150066700 | OBTURATION CARTRIDGES GUTTA PERCHA GAUGE 25 (MEDIUM BODY)
2471 | 4215150066800 | ROTARY FILE: M - WIRE NICKEL TITANIUM RECTANGULAR CROSS - SECTION DESIGN OFF - CENTERED UNIQUE ASYMMETRIC ROTARY (SWAGGERING ACTION) LENGTH 31 MM SIZE ASSORTED X 1 X 2 X 3
2472 | 4215150066900 | RUBBER DAM CLAMP STAINLESS STEEL SHINY SIZE W 3
2473 | 4215150067000 | BARBED BROACH ENDODONTIC SS COLOR CODED PLASTIC HANDLE SIZE 25 MM BLUE FINE N/S
2474 | 4215150067100 | GUTTA PERCHA POINT SUBJECTED TO A PATENTED PROCESS OF IMPREGNATING AND COATING WITH BIOCERAMIC NANOPARTICLES. STIFFER THAN NORMAL GUTTA PERCHA. SIZE 20 /. 04 TAPER. 60 /PACK
2475 | 4215150067200 | GUTTA PERCHA POINTS RADIO - OPAQUE STANDARDIZED SIZE 140/0.02 80 - 120 /BOX ONE EACH (EA) = ONE (1) PACK
2476 | 4215150067300 | GUTTA PERCHA POINTS MATCHED TO FIT NI TI ROTARY FILE CONVEX TRIANGLE CROSS - SECTION ASSORTED SIZE F1 F 2 F 3. 60 /PACK (ALL MUST BE SUPPLIED BY SAME MANUFACTURER)
2477 | 4215150067400 | GUTTA PERCHA POINTS MATCHED TO FIT R - PHASE NICKEL TITANIUM HEAT TREATMENT TECHNOLOGY ROTARY FILE ASSORTED MEDIUM/LARGE SIZE ML1 ML 2 ML 3. 50 /PACK (ALL MUST BE SUPPLIED BY SAME MANUFACTURER)
2478 | 4215150067500 | LENTULO SPIRAL PASTE FILLER LATCH TYPE PASTE CARRIERS RA COLOR CODED BLACK LENGTH 21 MM SIZE 40
2479 | 4215150067600 | LENTULO SPIRAL PASTE FILLER LATCH TYPE PASTE CARRIERS RA COLOR CODED BLACK LENGTH 25 MM SIZE 40
2480 | 4215150067700 | LONG SHANK ROUND ENDODONTICS MULLER BUR LATCH TYPE 18 MM LENGTH 1.00 MM HEADSIZE SIZE 2
2481 | 4215150067800 | LONG SHANK ROUND ENDODONTICS MULLER BUR LATCH TYPE 18 MM LENGTH 1.2 MM HEADSIZE SIZE 3
2482 | 4215150067900 | NICKEL TITANIUM ROTARY FILE REVERSE HELIX SEMI - ACTIVE AND MODIFIED GUIDING TIP OFFSET PARALLELOGRAM - SHAPED CROSS - SECTION VARIABLE TAPER NEW SUPERMETAL TECHNOLOGY (GOLD - WIRE) UNIQUE UNEQUAL BIDIRECTIONAL RECIPROCATION MOVEMENT. MEDIUM (GREEN 35/06) LENGTH 31 MM.6 /PACK
2483 | 4215150068000 | NICKEL TITANIUM ROTARY FILE REVERSE HELIX SEMI - ACTIVE AND MODIFIED GUIDING TIP OFFSET PARALLELOGRAM - SHAPED CROSS - SECTION VARIABLE TAPER NEW SUPERMETAL TECHNOLOGY (GOLD - WIRE) UNIQUE UNEQUAL BIDIRECTIONAL RECIPROCATION MOVEMENT. PRIMARY (RED 25/07) LENGTH 25 MM.6 /PACK
2484 | 4215150068100 | NICKEL TITANIUM ROTARY FILE REVERSE HELIX SEMI - ACTIVE AND MODIFIED GUIDING TIP OFFSET PARALLELOGRAM - SHAPED CROSS - SECTION VARIABLE TAPER NEW SUPERMETAL TECHNOLOGY (GOLD - WIRE) UNIQUE UNEQUAL BIDIRECTIONAL RECIPROCATION MOVEMENT. PRIMARY (RED 25/07) LENGTH 31 MM.6 /PACK
2485 | 4215150068200 | NON SURGICAL ULTRASONIC ENDODONTIC TIPS (TITANIUM) REMOVING OBTURATION MATERIALS AND BROKEN INSTRUMENTS. ENDO TIPS ASSORTED SIZE (6 - 8). FITTING IN PIEZO ULTRASONIC MACHINE. 3 /PACK
2486 | 4215150068300 | BRACKET LL CANINE INCISION BRACKET 0.022 IN SLOT
2487 | 4215150068400 | BRACKET UL CANINE INCISION BRACKET 0.022 IN SLOT
2488 | 4215150068500 | BUR EXCAVATING CROSSCUT FISSURE TAPERED RA #1
2489 | 4215150068700 | DIAMOND BUR - 801 HP NO: 806104001524021
2490 | 4215150068800 | DIAMOND BUR - 822 HP NO: 806104042524060
2491 | 4215150068900 | DIAMOND BUR - 825 HP NO: 806104304524023
2492 | 4215150069000 | DIAMOND BUR - 850 HP NO: 806104198524040
2493 | 4215150069100 | DIAMOND BUR - 879 HP NO: 807104266524050
2494 | 4215150069500 | 1% SODIUM HYPOCHLORIDE CANAL IRRIGATION SOLUTION 200 ML
2495 | 4215150069600 | 1% SODIUM HYPOCHLORIDE CANAL IRRIGATION SOLUTION 500 ML
2496 | 4215150069700 | BARBED BROACH ENDODONTIC SS COLOR CODED PLASTIC HANDLE SIZE 25 MM RED X - FINE N/S
2497 | 4215150069800 | ENDODONTIC BUCHANAN PLUGGER FOR CONTINUOUS WAVE OF CONDENSATION TECHNIQUE HEAT PLUGGERS DELIVER CONSISTENT HEAT KIT INCLUDED FIVE STANDARD SIZE S .F 0.06
2498 | 4215150069900 | ENDODONTIC BUCHANAN PLUGGER FOR CONTINUOUS WAVE OF CONDENSATION TECHNIQUE HEAT PLUGGERS DELIVER CONSISTENT HEAT KIT INCLUDED FIVE STANDARD SIZE S .M 0.10
2499 | 4215150070000 | ENDODONTIC HAND SPREADER STAINLESS STEEL SINGLE ENDED SIZE 25
2500 | 4215150070100 | ENDODONTIC HAND SPREADER STAINLESS STEEL SINGLE ENDED SIZE 30
2501 | 4215150070200 | GUTTA PERCHA POINTS MATCHED TO FIT R - PHASE NICKEL TITANIUM HEAT TREATMENT TECHNOLOGY ROTARY FILE ASSORTED SMALL SIZE SM2 SM 3 (ALL MUST BE SUPPLIED BY SAME MANUFACTURER)
2502 | 4215150070300 | LENTULO SPIRAL PASTE FILLER LATCH TYPE PASTE CARRIERS RA COLOR CODED BLACK LENGTH 17 MM SIZE 40
2503 | 4215150070400 | NICKEL TITANIUM ROTARY FILE REVERSE HELIX SEMI - ACTIVE AND MODIFIED GUIDING TIP OFFSET PARALLELOGRAM - SHAPED CROSS - SECTION VARIABLE TAPER NEW SUPERMETAL TECHNOLOGY (GOLD - WIRE) UNIQUE UNEQUAL BIDIRECTIONAL RECIPROCATION MOVEMENT. PRIMARY (RED 25/07) LENGTH 21 MM. 6 /PACK
2504 | 4215150070500 | NON SURGICAL ULTRASONIC ENDODONTIC TIPS (TITANIUM) REMOVING OBTURATION MATERIALS. AND BROKEN INSTRUMENTS. ENDO TIP SIZE 7 LENGTH 24 MM FITTING IN PIEZO ULTRASONIC MACHINE
2505 | 4215150070600 | NON SURGICAL ULTRASONIC ENDODONTIC TIPS COATED WITH DIAMOND OR ZIRCONIUM NITRIDE. ENDO TIPS SIZE 1 LENGTH 17 MM. FITTING IN PIEZO ULTRASONIC MACHINE
2506 | 4215150070700 | NON SURGICAL ULTRASONIC ENDODONTIC TIPS COATED WITH DIAMOND OR ZIRCONIUM NITRIDE. ENDO TIPS SIZE 3 LENGTH 18 MM. FITTING IN PIEZO ULTRASONIC MACHINE
2507 | 4215150070800 | NON SURGICAL ULTRASONIC ENDODONTIC TIPS COATED WITH DIAMOND OR ZIRCONIUM NITRIDE. ENDO TIPS SIZE 5 LENGTH 24 MM. FITTING IN PIEZO ULTRASONIC MACHINE
2508 | 4215150070900 | PAPER POINTS PRE - STERILIZED CELLS SIZE 60 200 POINTS/BOX
2509 | 4215150071000 | PAPER POINTS PRE - STERILIZED CELLS SIZE 80 200 POINTS/BOX
2510 | 4215150071100 | PAPER POINTS PRE - STERILIZED CELLS SIZE 90 200 POINTS/BOX
2511 | 4215150071200 | PROGLIDER ROTARY GLIDE PATH FILES M - WIRE NITI ALLOY NICKE UNIQUELY SHAPED WITH A VARIABLE TAPER SIZE 16/0.02 TAPER LENGTH 21 MM
2512 | 4215150071300 | PROGLIDER ROTARY GLIDE PATH FILES M - WIRE NITI ALLOY NICKE UNIQUELY SHAPED WITH A VARIABLE TAPER SIZE 16/0.02 TAPER LENGTH 25 MM
2513 | 4215150071400 | PROGLIDER ROTARY GLIDE PATH FILES M - WIRE NITI ALLOY NICKE UNIQUELY SHAPED WITH A VARIABLE TAPER SIZE 16/0.02 TAPER LENGTH 31 MM
2514 | 4215150071500 | BRACKET UL LATERAL INCISION BRACKET 0.022 IN SLOT
2515 | 4215150071600 | BRACKET UR LATERAL INCISION BRACKET 0.022 IN SLOT
2516 | 4215150071700 | BUR: DIAMOND INTERPROXIMAL CORROSIVE GRIT LONG 0.39 MM SAFE TIP
2517 | 4215150071800 | DISTALIZATION INTER ARCH APPLIANCE NON - COMPLIANCE USING PULLING FORCE
2518 | 4215150071900 | DISTALIZATION INTER ARCH APPLIANCE NON - COMPLIANCE USING PUSHING FORCE
2519 | 4215150072000 | BUR EXCAVATING CROSSCUT FISSURE TC FG #559.10 S
2520 | 4215150072500 | BARBED BROACH ENDODONTIC SS COLOR CODED PLASTIC HANDLE SIZE 25 MM PURPLE XXXX - F N/S
2521 | 4215150072600 | BARBED BROACH ENDODONTIC SS COLOR CODED PLASTIC HANDLE SIZE 25 MM WHITE XXX - F N/S
2522 | 4215150072700 | ENDODONTIC BUCHANAN PLUGGER FOR CONTINUOUS WAVE OF CONDENSATION TECHNIQUE HEAT PLUGGERS DELIVER CONSISTENT HEAT KIT INCLUDED FIVE STANDARD SIZE S .FM 0.08
2523 | 4215150072800 | ENDODONTIC BUCHANAN PLUGGER FOR CONTINUOUS WAVE OF CONDENSATION TECHNIQUE HEAT PLUGGERS DELIVER CONSISTENT HEAT KIT INCLUDED FIVE STANDARD SIZE S .ML 0.12
2524 | 4215150072900 | ENDODONTIC ROOT CANAL FINGER PLUGGER L25 MM SIZE 20
2525 | 4215150073000 | ENDODONTIC ROOT CANAL FINGER PLUGGER L25 MM SIZE 25
2526 | 4215150073100 | ENDODONTIC ROOT CANAL FINGER PLUGGER L25 MM SIZE 30
2527 | 4215150073200 | ENDODONTIC ROOT CANAL FINGER PLUGGER L25 MM SIZE 35
2528 | 4215150073300 | ENDODONTIC ROOT CANAL FINGER PLUGGER L25 MM SIZE 40 ONE EACH (EA) = ONE (1) PACK
2529 | 4215150073400 | ENDODONTIC ROOT CANAL FINGER PLUGGER L25 MM SIZE 45
2530 | 4215150073500 | ENDODONTIC ROTARY GLIDE PATH FILES NICKEL TITANIUM 2% TAPER SQUARE CROSS SECTION FLEXIBLE AND RESISTANT TO CYCLIC FATIGUE SIZE P 1 0.13 LENGTH 21 MM
2531 | 4215150073600 | ENDODONTIC ROTARY GLIDE PATH FILES NICKEL TITANIUM 2% TAPER SQUARE CROSS SECTION FLEXIBLE AND RESISTANT TO CYCLIC FATIGUE SIZE P 1 0.13 LENGTH 31 MM ONE EACH (EA) = ONE (1) PACK
2532 | 4215150073700 | GUTTA PERCHA POINTS MATCHED TO FIT NI TI ROTARY FILE WITH OFFSET PARALLELOGRAM - SHAPED CROSS - SECTION VARIABLE TAPER SIZE LARGE (BLACK 45/05). (ALL MUST BE SUPPLIED BY SAME MANUFACTURER)
2533 | 4215150073800 | GUTTA PERCHA POINTS MATCHED TO FIT NI TI ROTARY FILE WITH OFFSET PARALLELOGRAM - SHAPED CROSS - SECTION VARIABLE TAPER SIZE MEDIUM (GREEN 35/06). (ALL MUST BE SUPPLIED BY SAME MANUFACTURER)
2534 | 4215150073900 | LENTULO SPIRAL PASTE FILLER LATCH TYPE PASTE CARRIERS RA COLOR CODED LENGTH 17 MM SIZE ASSORTED (25 - 40)
2535 | 4215150074000 | LENTULO SPIRAL PASTE FILLER LATCH TYPE PASTE CARRIERS RA COLOR CODED LENGTH 21 MM SIZE ASSORTED (25 - 40)
2536 | 4215150074100 | LENTULO SPIRAL PASTE FILLER LATCH TYPE PASTE CARRIERS RA COLOR CODED LENGTH 25 MM SIZE ASSORTED (25 - 40) ONE EACH (EA) = ONE (1) PACK
2537 | 4215150074200 | LENTULO SPIRAL PASTE FILLER LATCH TYPE PASTE CARRIERS RA COLOR CODED LENGTH 29 MM SIZE ASSORTED (25 - 40)
2538 | 4215150074300 | NON SURGICAL ULTRASONIC ENDODONTIC TIPS (TITANIUM) REMOVING OBTURATION MATERIALS. AND BROKEN INSTRUMENTS. ENDO TIP SIZE 8 LENGTH 27 MM FITTING IN PIEZO ULTRASONIC MACHINE
2539 | 4215150074400 | NON SURGICAL ULTRASONIC ENDODONTIC TIPS COATED WITH DIAMOND OR ZIRCONIUM NITRIDE. ENDO TIPS SIZE 4 LENGTH 20 MM. FITTING IN PIEZO ULTRASONIC MACHINE
2540 | 4215150074500 | REAMER WITH ALTERNATING CUTTING EDGES NITI ROTARY FILE WITH EXCLUSIVE ROUNDED SAFETY TIP WITH TRIANGULAR CROSS SECTION BR435/0.04 TAPER LENGTH 21 MM
2541 | 4215150074600 | ROTARY FILE: 3 D SHAPER FEATURES MAXWIRE NITI TECHNOLOGY WHICH ALLOWS THE INSTRUMENT TO EXPAND ONCE INTRODUCED TO BODY TEMPERATURE WITH MAXIMUM FLEXIBILITY AND RESISTANCE TO CYCLIC FATIGUE. SIZE 30 /. 04 TAPER LENGTH 21 MM
2542 | 4215150074700 | ROTARY FILE: 3 D SHAPER FEATURES MAXWIRE NITI TECHNOLOGY WHICH ALLOWS THE INSTRUMENT TO EXPAND ONCE INTRODUCED TO BODY TEMPERATURE WITH MAXIMUM FLEXIBILITY AND RESISTANCE TO CYCLIC FATIGUE. SIZE 30 /. 04 TAPER LENGTH 25 MM
2543 | 4215150074800 | ROTARY FILE: 3 D SHAPER FEATURES MAXWIRE NITI TECHNOLOGY WHICH ALLOWS THE INSTRUMENT TO EXPAND ONCE INTRODUCED TO BODY TEMPERATURE WITH MAXIMUM FLEXIBILITY AND RESISTANCE TO CYCLIC FATIGUE. SIZE 30 /. 04 TAPER LENGTH 31 MM
2544 | 4215150074900 | BUR: DIAMOND INTERPROXIMAL CORROSIVE GRIT SHORT 0.39 MM SAFE TIP
2545 | 4215150075000 | CONTOURED MICRO ETCHED LR SECOND MOLAR BONDABLE BASE SINGLE BUCCAL TUBE FUNNELED MESIAL SLOT ROTH RX #0.022 MED
2546 | 4215150075100 | CONTOURED MICRO ETCHED UR FIRST MOLAR BONDABLE BASE SINGLE BUCCAL TUBE FUNNELED MESIAL SLOT MBT RX #0.022 MED
2547 | 4215150075200 | BUR CARBIDE RA MEDIUM ROUND FOR IMPLANT 2.3 MM
2548 | 4215150075300 | HIGH SPEED FG INTERPROXIMAL KIT INCLUDES 2 X MEDIUM GRIT LONG 2 X FINE GRIT LONG 2 X MEDIUM GRIT SHORT 2 X FINE GRIT SHORT 2 X FINE GRIT MOSQUITO AND BUR BLOCK AUTOCLAVABLE
2549 | 4215150075500 | DIAMOND BUR - 847 D FG (FRICTION GRIP) NO: 806314177524016
2550 | 4215150075600 | DIAMOND BUR - 947 D HP NO: 806104389514190
2551 | 4215150075700 | DIAMOND BUR - 947 S HP NO: 807204345524017
2552 | 4215150075800 | DIAMOND BUR 801 HP 150 NO: 806104001524021
2553 | 4215150075900 | DIAMOND BUR 822 HP 150 NO: 806104042524060
2554 | 4215150076100 | BARBED BROACH ENDODONTIC SS COLOR CODED PLASTIC HANDLE SIZE 25 MM BLACK COARSE N/S
2555 | 4215150076200 | BARBED BROACH ENDODONTIC SS COLOR CODED PLASTIC HANDLE SIZE 25 MM YELLOW XX - F N/S
2556 | 4215150076300 | ENDODONTIC BUCHANAN PLUGGER FOR CONTINUOUS WAVE OF CONDENSATION TECHNIQUE HEAT PLUGGERS DELIVER CONSISTENT HEAT KIT INCLUDED FIVE STANDARD SIZE S .XF 0.04
2557 | 4215150076400 | ENDODONTIC ROTARY GLIDE PATH FILES NICKEL TITANIUM 2% TAPER SQUARE CROSS SECTION FLEXIBLE AND RESISTANT TO CYCLIC FATIGUE SIZE P 1 0.13 LENGTH 25 MM
2558 | 4215150076500 | ENDODONTIC ROTARY GLIDE PATH FILES NICKEL TITANIUM 2% TAPER SQUARE CROSS SECTION FLEXIBLE AND RESISTANT TO CYCLIC FATIGUE SIZE P 20.16 LENGTH 21 MM
2559 | 4215150076600 | ENDODONTIC ROTARY GLIDE PATH FILES NICKEL TITANIUM 2% TAPER SQUARE CROSS SECTION FLEXIBLE AND RESISTANT TO CYCLIC FATIGUE SIZE P 20.16 LENGTH 25 MM
2560 | 4215150076700 | ENDODONTIC ROTARY GLIDE PATH FILES NICKEL TITANIUM 2% TAPER SQUARE CROSS SECTION FLEXIBLE AND RESISTANT TO CYCLIC FATIGUE SIZE P 20.16 LENGTH 31 MM
2561 | 4215150076800 | ENDODONTIC ROTARY GLIDE PATH FILES NICKEL TITANIUM 2% TAPER SQUARE CROSS SECTION FLEXIBLE AND RESISTANT TO CYCLIC FATIGUE SIZE P 3 0.19 LENGTH 21 MM
2562 | 4215150076900 | ENDODONTIC ROTARY GLIDE PATH FILES NICKEL TITANIUM 2% TAPER SQUARE CROSS SECTION FLEXIBLE AND RESISTANT TO CYCLIC FATIGUE SIZE P 3 0.19 LENGTH 25 MM
2563 | 4215150077000 | ENDODONTIC ROTARY GLIDE PATH FILES NICKEL TITANIUM 2% TAPER SQUARE CROSS SECTION FLEXIBLE AND RESISTANT TO CYCLIC FATIGUE SIZE P 3 0.19 LENGTH 31 MM
2564 | 4215150077100 | GATES GLIDDEN DRILLS STAINLESS STEEL RA LENGTH 19 MM SIZE ASSORTED 1 - 6
2565 | 4215150077200 | GUTTA PERCHA POINTS VARIABLE TAPER SIZE X4
2566 | 4215150077300 | GUTTA PERCHA POINTS VARIABLE TAPER SIZE X5
2567 | 4215150077400 | GUTTA PERCHA POINTS MATCHED TO FIT NI TI ROTARY FILE WITH OFFSET PARALLELOGRAM - SHAPED CROSS - SECTION VARIABLE TAPER SIZE SMALL (YELLOW 20/07). (ALL MUST BE SUPPLIED BY SAME MANUFACTURER)
2568 | 4215150077500 | NON SURGICAL ULTRASONIC ENDODONTIC TIPS (TITANIUM) REMOVING OBTURATION MATERIALS. AND BROKEN INSTRUMENTS. ENDO TIP SIZE 6 LENGTH 20 MM FITTING IN PIEZO ULTRASONIC MACHINE
2569 | 4215150077600 | NON SURGICAL ULTRASONIC ENDODONTIC TIPS COATED WITH DIAMOND OR ZIRCONIUM NITRIDE. ENDO TIPS SIZE 2 LENGTH 17 MM. FITTING IN PIEZO ULTRASONIC MACHINE
2570 | 4215150077700 | PEESO REAMERS STAINLESS STEEL RA LENGTH 19 MM SIZE ASSORTED 1 - 6
2571 | 4215150077800 | ROTARY FILE: 3 D FINISHER MAXWIRE NITI TECHNOLOGY WHICH ALLOWS THE INSTRUMENT TO EXPAND ONCE INTRODUCED TO BODY TEMPERATURE WITH MAXIMUM FLEXIBILITY AND RESISTANCE TO CYCLIC FATIGUE.ISO (NO TAPER) SIZE 25 /. 00 TAPER LENGTH 21 MM
2572 | 4215150077900 | ROTARY FILE: 3 D FINISHER MAXWIRE NITI TECHNOLOGY WHICH ALLOWS THE INSTRUMENT TO EXPAND ONCE INTRODUCED TO BODY TEMPERATURE WITH MAXIMUM FLEXIBILITY AND RESISTANCE TO CYCLIC FATIGUE.ISO (NO TAPER) SIZE 25 /. 00 TAPER LENGTH 25 MM
2573 | 4215150078000 | ROTARY FILE: 3 D FINISHER MAXWIRE NITI TECHNOLOGY WHICH ALLOWS THE INSTRUMENT TO EXPAND ONCE INTRODUCED TO BODY TEMPERATURE WITH MAXIMUM FLEXIBILITY AND RESISTANCE TO CYCLIC FATIGUE.ISO (NO TAPER) SIZE 30 /. 00 TAPER LENGTH 21 MM
2574 | 4215150078100 | ROTARY FILE: 3 D FINISHER MAXWIRE NITI TECHNOLOGY WHICH ALLOWS THE INSTRUMENT TO EXPAND ONCE INTRODUCED TO BODY TEMPERATURE WITH MAXIMUM FLEXIBILITY AND RESISTANCE TO CYCLIC FATIGUE.ISO (NO TAPER) SIZE 30 /. 00 TAPER LENGTH 25 MM
2575 | 4215150078200 | CONTOURED MICRO ETCHED LR SECOND MOLAR BONDABLE BASE SINGLE BUCCAL TUBE FUNNELED MESIAL SLOT MBT RX #0.022 MED
2576 | 4215150078300 | FILE K ENDODONTIC FLEX SIZE 6 LENGTH 21 MM
2577 | 4215150078500 | MICRO - SURGICAL SCISSORS FOR MICROSUTURING
2578 | 4215150078700 | CONTOURED MICRO ETCHED LR FIRST MOLAR BONDABLE BASE SINGLE BUCCAL TUBE FUNNELED MESIAL SLOT ROTH RX #0.022 MED
2579 | 4215150079000 | FILE K ENDODONTIC FLEX SIZE 45 LENGTH 21 MM
2580 | 4215150079100 | FILE K ENDODONTIC FLEX SIZE 50 LENGTH 21 MM
2581 | 4215150079200 | FILE K ENDODONTIC FLEX SIZE 55 LENGTH 21 MM
2582 | 4215150079300 | FILE K ENDODONTIC FLEX SIZE 60 LENGTH 21 MM
2583 | 4215150079400 | FILE K ENDODONTIC FLEX SIZE 70 LENGTH 21 MM
2584 | 4215150079500 | FILE K ENDODONTIC FLEX SIZE 80 LENGTH 21 MM
2585 | 4215150079600 | FILE K ENDODONTIC FLEX SIZE 90 LENGTH 21 MM
2586 | 4215150079700 | FILE K ENDODONTIC FLEX SIZE 50 LENGTH 25 MM ONE EACH (EA) = ONE (1) PACK
2587 | 4215150079800 | FILE K ENDODONTIC FLEX SIZE 15 LENGTH 30 MM
2588 | 4215150079900 | FILE K ENDODONTIC FLEX SIZE 20 LENGTH 30 MM
2589 | 4215150080000 | FILE K ENDODONTIC FLEX SIZE 25 LENGTH 30 MM
2590 | 4215150080100 | FILE K ENDODONTIC FLEX SIZE 30 LENGTH 30 MM
2591 | 4215150080200 | FILE K ENDODONTIC FLEX SIZE 35 LENGTH 30 MM
2592 | 4215150080300 | K-FILE ENDODONTIC FLEX SIZE 40 LENGTH 30 MM
2593 | 4215150080400 | FILE K ENDODONTIC FLEX SIZE 55 LENGTH 30 MM
2594 | 4215150080500 | FILE K ENDODONTIC FLEX SIZE 70 LENGTH 30 MM
2595 | 4215150080600 | FILE K ENDODONTIC FLEX SIZE 80 LENGTH 30 MM
2596 | 4215150080900 | CONTOURED MICRO ETCHED UR FIRST MOLAR BONDABLE BASE SINGLE BUCCAL TUBE FUNNELED MESIAL SLOT ROTH RX #0.022 MED
2597 | 4215150081000 | BUR EXCAVATING CROSSCUT FISSURE RA #558S .65 SHORT
2598 | 4215150081100 | BUR EXCAVATING CROSSCUT FISSURE STRAIGHT TC FG #557.10S
2599 | 4215150081300 | NITI FILES HAND FILE ASSORTMENT 15 - 4021 MM
2600 | 4215150081400 | NITI FILES HAND FILE ASSORTMENT 15 - 4025 MM
2601 | 4215150081500 | CASSETTE FOR 22 INSTRUMENTS STAINLESS STEEL
2602 | 4215150081600 | NITI FILES HAND FILE ASSORTMENT 15 - 4031 MM
2603 | 4215150081800 | PROPHY POWDER CLEANING FOR EMS MACHINE 40 G
2604 | 4215150081900 | NITI FILES HAND FILE ASSORTMENT 45 - 8021 MM
2605 | 4215150082000 | NITI FILES HAND FILE ASSORTMENT 45 - 8025 MM
2606 | 4215150082100 | NITI FILES HAND FILE ASSORTMENT 45 - 8031 MM
2607 | 4215150082300 | BUR CARBIDE FG (FRICTION GRIP) ROUND ISO NO: 500314001001 - 021
2608 | 4215150082500 | DIAMOND DISC 918 D HP 180 NO: 806104335524220
2609 | 4215150082600 | BUR CARBIDE RA LARGE/BIG ROUND FOR IMPLANT 3.1 MM
2610 | 4215150082700 | BRACKET UL CENTRAL INCISOR BRACKET 0.022 IN SLOT
2611 | 4215150082800 | DAM DENTAL STABILIZING CORD SMALL (WEDJETS)
2612 | 4215150082900 | K-FILE ENDODONTIC FLEX R SIZE 8 LENGTH 31 MM
2613 | 4215150083000 | BRACKET UR CENTRAL INCISOR BRACKET 0.022 IN SLOT
2614 | 4215150083100 | DIAMOND DISC 947 D HP 180 NO: 806104389514190
2615 | 4215150083300 | DENTAL DAM STABILIZING CORD SMALL (WEDJETS)
2616 | 4215150083400 | CHEEK RETRACTOR PLASTIC LARGE SIZE AUTOCLAVABLE
2617 | 4215150083500 | CASSETTE FOR 10 INSTRUMENTS STAINLESS STEEL
2618 | 4215150083600 | CASSETTE FOR 15 INSTRUMENTS STAINLESS STEEL
2619 | 4215150083700 | CASSETTE FOR 25 INSTRUMENTS STAINLESS STEEL
2620 | 4215150083800 | SCISSOR (LEFT) LKP DUCKWORTH - KENT CAT # 219
2621 | 4215150083900 | SCISSOR (RIGHT) LKP DUCKWORTH - KENT CAT# 218
2622 | 4215150084000 | CONTOURED MICRO ETCHED UR SECOND MOLAR BONDABLE BASE SINGLE BUCCAL TUBE FUNNELED MESIAL SLOT MBT RX #0.022 MED
2623 | 4215150084100 | BUR EXCAVATING CROSSCUT FISSURE STRAIGHT HP #559 6 S
2624 | 4215150084200 | BUR EXCAVATING CROSSCUT FISSURE STRAIGHT RA 55710 S
2625 | 4215150084300 | FILE F ENDODONTIC FLEX R SIZE 45 LENGTH 21 MM
2626 | 4215150084400 | FILE K ENDODONTIC FLEX R SIZE 10 LENGTH 31 MM
2627 | 4215150084500 | FILE K ENDODONTIC FLEX R SIZE 15 LENGTH 31 MM
2628 | 4215150084600 | FILE K ENDODONTIC FLEX R SIZE 20 LENGTH 31 MM
2629 | 4215150084700 | FILE K ENDODONTIC FLEX R SIZE 25 LENGTH 31 MM
2630 | 4215150084800 | FILE K ENDODONTIC FLEX R SIZE 35 LENGTH 31 MM
2631 | 4215150084900 | FILE K ENDODONTIC FLEX R SIZE 40 LENGTH 31 MM
2632 | 4215150085000 | FILE K ENDODONTIC FLEX R SIZE 45 LENGTH 31 MM
2633 | 4215150085100 | FILE K ENDODONTIC FLEX R SIZE 50 LENGTH 31 MM
2634 | 4215150085200 | FILE K ENDODONTIC FLEX R SIZE 55 LENGTH 31 MM
2635 | 4215150085300 | FILE K ENDODONTIC FLEX R SIZE 60 LENGTH 31 MM
2636 | 4215150085400 | FILE K ENDODONTIC FLEX R LENGTH 31 MM SIZE 70
2637 | 4215150085500 | FILE K ENDODONTIC FLEX R SIZE 80 LENGTH 31 MM
2638 | 4215150085600 | FILE K ENDODONTIC FLEX R SIZE 30 LENGTH 31 MM
2639 | 4215150085800 | DIAMOND BURS:805 L HP # 806104012524027
2640 | 4215150085900 | DIAMOND BURS:854 L HP # 806104184524040
2641 | 4215150086000 | DIAMOND BURS:879 L HP # 806104266524060
2642 | 4215150086100 | GUTTA-PERCHA POINTS MATCHED TO FIT NI TI ROTARY FILE CONVEX TRIANGLE CROSS-SECTION SIZES F1 F2 F3 F4 F5. 60/PACK (ALL MUST BE SUPPLIED BY SAME MANUFACTURER)
2643 | 4215150086200 | FILE K ENDODONTIC FLEX R SIZE 08 LENGTH 31 MM
2644 | 4215150086400 | PIPETTE DISPOSABLE X - SMALL SIZE CURVED NON - STERILE
2645 | 4215150086600 | PREMIXED BIOCERAMIC ROOT REPAIR ENDODONTIC FILLING MATERIAL FAST SET CONDENSABLE PUTTY PACKED IN SYRINGE
2646 | 4215150086800 | BUR EXCAVATING CROSSCUT FISSURE STRAIGHT RA # 5586 S
2647 | 4215150087700 | BUR EXCAVATING CROSSCUT FISSURE STRAIGHT TC HP #558.6S
2648 | 4215150088300 | DISC GUARD LARGE ADAPTER FOR STRAIGHT HEADPIECE
2649 | 4215150088400 | DISC GUARD SMALL ADAPTER FOR STRAIGHT HEADPIECE
2650 | 4215150088500 | DISPENSER FOR PATIENT PROTECTIVE WAX FOR BRACES
2651 | 4215150089000 | CONTOURED MICRO ETCHED UR SECOND MOLAR BONDABLE BASE SINGLE BUCCAL TUBE FUNNELED MESIAL SLOT ROTH RX #0.022 MED
2652 | 4215150089100 | CHEEK RETRACTOR PLASTIC MEDIUM SIZE AUTOCLAVABLE
2653 | 4215150089200 | DISC GUARD MEDIUM ADAPTER FOR STRAIGHT HEADPIECE
2654 | 4215150089300 | K-FILE ENDODONTIC FLEX SIZE 15 - 40 LENGTH 30 MM SET
2655 | 4215150089500 | PREMIXED BIOCERAMIC ROOT REPAIR ENDODONTIC FILLING MATERIAL REGULAR CONDENSABLE PUTTY PACKED IN SYRINGE
2656 | 4215150089600 | BUR CARBIDE HP CUTTERS ISO 500104225190 - 023
2657 | 4215150089700 | CONTOURED MICRO ETCHED UL FIRST MOLAR BONDABLE BASE SINGLE BUCCAL TUBE FUNNELED MESIAL SLOT MBT RX #0.022 MED
2658 | 4215150089900 | BRACKET SELF LIGATING DAMON Q LR CANINE BRACKET 0.022 IN SLOT
2659 | 4215150090000 | BRACKET SELF LIGATING DAMON Q UR CANINE BRACKET 0.022 IN SLOT
2660 | 4215150090100 | LIP RETRACTOR PLASTIC LARGE SIZE C SHAPE AUTOCLAVABLE
2661 | 4215150090200 | CONTOURED MICRO ETCHED LL FIRST MOLAR BONDABLE BASE SINGLE BUCCAL TUBE FUNNELED MESIAL SLOT ROTH RX #0.022 MED
2662 | 4215150090300 | CONTOURED MICRO ETCHED UL FIRST MOLAR BONDABLE BASE SINGLE BUCCAL TUBE FUNNELED MESIAL SLOT ROTH RX #0.022 MED
2663 | 4215150090600 | BRACKET SELF LIGATING DAMON Q LL INCISOR BRACKET 0.022 IN SLOT
2664 | 4215150090900 | BRACKET SELF LIGATING DAMON Q LL PREMOLAR BRACKET 0.022 IN SLOT
2665 | 4215150091000 | BRACKET SELF LIGATING DAMON Q LR PREMOLAR BRACKET 0.022 IN SLOT
2666 | 4215150091100 | BRACKET SELF LIGATING DAMON Q UL PREMOLAR BRACKET 0.022 IN SLOT
2667 | 4215150091200 | BRACKET SELF LIGATING DAMON Q UR PREMOLAR BRACKET 0.022 IN SLOT
2668 | 4215150091500 | STRAIGHT NEEDLE (1 NITI PLUNGER INCLUDED) SIZE 3 GREEN 1.50
2669 | 4215150091700 | LIP RETRACTOR PLASTIC MEDIUM SIZE C SHAPE AUTOCLAVABLE
2670 | 4215150092100 | BRACKET SELF LIGATING DAMON Q LL CANINE INCISION BRACKET 0.022 IN SLOT
2671 | 4215150092200 | BRACKET SELF LIGATING DAMON Q UL CANINE INCISION BRACKET 0.022 IN SLOT
2672 | 4215150092300 | BUR CARBIDE FG (FRICTION GRIP) PLAIN FISSURE TAPER ISO NO: 500314168006 - 012
2673 | 4215150092400 | DISPENSER FOR PENCIL RED ARCH MARKING ORTHODONTIC DISPOSABLE
2674 | 4215150092500 | DIAMOND POLISHING FELTS W/MANDRELS SQUARE EDGE FELT WHEELS
2675 | 4215150092600 | ENDODONTICS ULTRASONIC BUC ASSORTED TIPS (BUC1 - BUC 3 A)
2676 | 4215150093100 | STRAIGHT NEEDLE (1 NITI PLUNGER INCLUDED) SIZE 1 RED 1.10
2677 | 4215150093200 | BRACKET SELF LIGATING DAMON Q UL LATERAL INCISION BRACKET 0.022 IN SLOT
2678 | 4215150093300 | BRACKET SELF LIGATING DAMON Q UR LATERAL INCISION BRACKET 0.022 IN SLOT
2679 | 4215150093400 | STRAIGHT NEEDLE (1 NITI PLUNGER INCLUDED) SIZE 0 YELLOW 0.90
2680 | 4215150093500 | STRAIGHT NEEDLE (1 NITI PLUNGER INCLUDED) SIZE 2 BLUE 1.30
2681 | 4215150093600 | BUR CARBIDE RA INVERTED CONE ISO NO: 500204010001 - 012
2682 | 4215150093700 | BRACKET SELF LIGATING CARRIERE LR CANINE BRACKET 0.022 IN SLOT
2683 | 4215150093800 | BRACKET SELF LIGATING CARRIERE UR CANINE BRACKET 0.022 IN SLOT
2684 | 4215150093900 | BUR CARBIDE HP DOMED FISSURE CUTTERS ISO NO: 500104137190 - 023
2685 | 4215150094400 | CONTOURED MICRO ETCHED LL FIRST MOLAR BONDABLE BASE SINGLE BUCCAL TUBE FUNNELED MESIAL SLOT MBT RX #0.022 MED
2686 | 4215150094500 | ORTHODONTIC FUNCTIONAL APPLIANCE BOXES 38 MM/11/2 INCH
2687 | 4215150094700 | BRACKET SELF LIGATING ACTIVE TYPE SET 5 - 50.022 INCH SLOT
2688 | 4215150094800 | BRACKET SELF LIGATING CARRIERE LL INCISOR BRACKET 0.022 IN SLOT
2689 | 4215150094900 | BUR CARBIDE FG (FRICTION GRIP) FINISHING TAPER ISO NO: 500314168072 - 012
2690 | 4215150095000 | BRACKET SELF LIGATING CARRIERE LL PREMOLAR BRACKET 0.022 IN SLOT
2691 | 4215150095100 | BRACKET SELF LIGATING CARRIERE LR PREMOLAR BRACKET 0.022 IN SLOT
2692 | 4215150095200 | BRACKET SELF LIGATING CARRIERE UL PREMOLAR BRACKET 0.022 IN SLOT
2693 | 4215150095300 | BRACKET SELF LIGATING CARRIERE UR PREMOLAR BRACKET 0.022 IN SLOT
2694 | 4215150095400 | BUR CARBIDE FG (FRICTION GRIP) EXTRA LONG TAPER ISO NO: 500314198072 - 014
2695 | 4215150095500 | BRACKET SELF LIGATING ACTIVE TYPE LR CANINE BRACKET 0.022 IN SLOT
2696 | 4215150095600 | BRACKET SELF LIGATING ACTIVE TYPE UR CANINE BRACKET 0.022 IN SLOT
2697 | 4215150095700 | BRACKET SELF LIGATING DAMON Q UL CENTRAL INCISOR BRACKET 0.022 IN SLOT
2698 | 4215150095800 | BRACKET SELF LIGATING DAMON Q UR CENTRAL INCISOR BRACKET 0.022 IN SLOT
2699 | 4215150095900 | 0.5% SODIUM HYPOCHLORIDE CANAL IRRIGATION SOLUTION 200 ML
2700 | 4215150096000 | BUR: DIAMOND INTERPROXIMAL FINE GRIT SHORT 0.39 MM SAFE TIP
2701 | 4215150096100 | CONTOURED MICRO ETCHED LL SECOND MOLAR BONDABLE BASE SINGLE BUCCAL TUBE FUNNELED MESIAL SLOT MBT RX #0.022 MED
2702 | 4215150096200 | CONTOURED MICRO ETCHED UL SECOND MOLAR BONDABLE BASE SINGLE BUCCAL TUBE FUNNELED MESIAL SLOT MBT RX #0.022 MED
2703 | 4215150096300 | BRACKET SELF LIGATING ACTIVE TYPE LL INCISOR BRACKET 0.022 IN SLOT
2704 | 4215150096400 | BRACKET SELF LIGATING ACTIVE TYPE UR PREMOLAR BRACKET 0.022 SLOT
2705 | 4215150096500 | BRACKET SELF LIGATING CARRIERE LL CANINE INCISION BRACKET 0.022 IN SLOT
2706 | 4215150096600 | BRACKET SELF LIGATING CARRIERE UL CANINE INCISION BRACKET 0.022 IN SLOT
2707 | 4215150097000 | CONTOURED MICRO ETCHED LL SECOND MOLAR BONDABLE BASE SINGLE BUCCAL TUBE FUNNELED MESIAL SLOT ROTH RX #0.022 MED
2708 | 4215150097100 | CONTOURED MICRO ETCHED UL SECOND MOLAR BONDABLE BASE SINGLE BUCCAL TUBE FUNNELED MESIAL SLOT ROTH RX #0.022 MED
2709 | 4215150097500 | BRACKET SELF LIGATING ACTIVE TYPE LL PREMOLAR BRACKET 0.022 IN SLOT
2710 | 4215150097600 | BRACKET SELF LIGATING ACTIVE TYPE LR PREMOLAR BRACKET 0.022 IN SLOT
2711 | 4215150097700 | BRACKET SELF LIGATING ACTIVE TYPE UL PREMOLAR BRACKET 0.022 IN SLOT
2712 | 4215150097800 | BRACKET SELF LIGATING CARRIERE UL LATERAL INCISION BRACKET 0.022 IN SLOT
2713 | 4215150097900 | BRACKET SELF LIGATING CARRIERE UR LATERAL INCISION BRACKET 0.022 IN SLOT
2714 | 4215150098000 | DROP IN HOOKS FOR DAMON SELF LIGHTING BRACKETS U/L 5 - 530 PIECE
2715 | 4215150098200 | BUR FINISHING TC FG (FRICTION GRIP) EGG SHAPE ISO NO 500 - 314 - 274 - 072 - 016
2716 | 4215150098600 | METHYLENE BLUE 1% AQUEOUS STAIN/DYE SOLUTION 1 FL OZ (30 ML)
2717 | 4215150098700 | COATING FOR GLASS IONOMER COMPOSITE AND TEMPORARY RESTORATIONS
2718 | 4215150098800 | BUR: STONE FG (FRICTION GRIP) COARSE ROUND SHAPE FOR REMOVAL OF ADHESIVE RESIDUE
2719 | 4215150099000 | BRACKET SELF LIGATING ACTIVE TYPE LL CANINE INCISION BRACKET 0.022 IN SLOT
2720 | 4215150099100 | BRACKET SELF LIGATING ACTIVE TYPE UL CANINE INCISION BRACKET 0.022 IN SLOT
2721 | 4215150099200 | BUR FINISHING TC RA FLAME SHAPE ISO NO 500 - 254 - 001 - 072 - 018
2722 | 4215150099600 | BRACKET SELF LIGATING ACTIVE TYPE UL LATERAL INCISION BRACKET 0.022 IN SLOT
2723 | 4215150099700 | BRACKET SELF LIGATING ACTIVE TYPE UR LATERAL INCISION BRACKET 0.022 IN SLOT
2724 | 4215150099800 | TRIPLE - ANGLE NEEDLE (1 PEEK PLUNGER INCLUDED) SIZE 1 LEFT RED 1.10
2725 | 4215150099900 | BUR CARBIDE HP FLAT END TAPER CUTTERS ISO NO: 500104171006 - 016
2726 | 4215150100700 | BUR: STONE LATCHED COARSE ROUND SHAPE FOR REMOVAL OF ADHESIVE RESIDUE
2727 | 4215150101000 | TRIPLE - ANGLE NEEDLE (1 PEEK PLUNGER INCLUDED) SIZE 0 LEFT YELLOW 0.90
2728 | 4215150101100 | BRACKET SELF LIGATING ACTIVE TYPE UL CENTRAL INCISOR BRACKET 0.022 IN SLOT
2729 | 4215150101200 | BRACKET SELF LIGATING ACTIVE TYPE UR CENTRAL INCISOR BRACKET 0.022 IN SLOT
2730 | 4215150101300 | TRIPLE - ANGLE NEEDLE (1 PEEK PLUNGER INCLUDED) SIZE 0 RIGHT YELLOW 0.90
2731 | 4215150101400 | MOUTH MIRROR PLANE SURFACE METRIC SIMPLE STEM AUTOCLAVABLE SIZE 6
2732 | 4215150101500 | BUR: STONE FG (FRICTION GRIP) COARSE FLAME SHAPE FOR REMOVAL OF ADHESIVE RESIDUE
2733 | 4215150101600 | BUR: STONE FG (FRICTION GRIP) COARSE TAPER SHAPE FOR REMOVAL OF ADHESIVE RESIDUE
2734 | 4215150102500 | BRACKET SELF LIGATING ACTIVE TYPE LOWER INCISORS RIGHT BRACKET 0.022 IN SLOT
2735 | 4215150103000 | RUBBER DAM CLAMP SATIN STEEL FLAT NARROW JAWS FOR SMALL UPPER MOLARS SIZE W4
2736 | 4215150103400 | BUR: STONE FG (FRICTION GRIP) COARSE CYLINDRICAL SHAPE FOR REMOVAL OF ADHESIVE RESIDUE
2737 | 4215150103600 | BRACKET SELF LIGATING DAMON Q LOWER INCISORS RIGHT BRACKET 0.022 INCH SLOT
2738 | 4215150103900 | BRACKET SELF LIGATING CARRIERE LOWER INCISORS RIGHT BRACKET 0.022 INCH SLOT
2739 | 4215150104100 | ENDODONTICS ULTRASONIC SATELEC TYPE TIPS ASSORTED (START - X 1 - START - X 5)
2740 | 4215150104200 | BRACKET BONDABLE MAXILLARY CENTRAL LEFT INCISOR 0.018 IN SLOT MBT PRESCRIPTION
2741 | 4215150104300 | BRACKET BONDABLE MAXILLARY CENTRAL LEFT INCISOR 0.022 IN SLOT MBT PRESCRIPTION
2742 | 4215150104400 | BUR: STONE LATCHED COARSE FLAME SHAPE FOR REMOVAL OF ADHESIVE RESIDUE
2743 | 4215150104500 | BUR: STONE LATCHED COARSE TAPER SHAPE FOR REMOVAL OF ADHESIVE RESIDUE
2744 | 4215150104700 | TRIPLE - ANGLE « RETRO » NEEDLE (1 PEEK PLUNGER INCLUDED) SIZE 1 LEFT RED 1.10
2745 | 4215150104800 | BRACKET BONDABLE MAXILLARY CENTRAL RIGHT INCISOR 0.018 IN SLOT MBT PRESCRIPTION
2746 | 4215150104900 | BRACKET BONDABLE MAXILLARY CENTRAL RIGHT INCISOR 0.022 IN SLOT MBT PRESCRIPTION
2747 | 4215150105000 | BRACKET BONDABLE MAXILLARY LATERAL INCISOR LEFT 0.018 IN SLOT MBT PRESCRIPTION
2748 | 4215150105100 | BRACKET BONDABLE MAXILLARY LATERAL INCISOR LEFT 0.022 IN SLOT MBT PRESCRIPTION
2749 | 4215150105200 | MIRROR FOR ORAL PHOTOGRAPH ADULT SS OCCLUSAL DOUBLE SIDE ROUND EDGES
2750 | 4215150105300 | BRACKET SELF LIGATING SMART CLIP LOWER INCISORS RIGHT BRACKET 0.022 INCH SLOT
2751 | 4215150105400 | TRIPLE - ANGLE « RETRO » NEEDLE (1 PEEK PLUNGER INCLUDED) SIZE 1 RIGHT RED 1.10
2752 | 4215150105500 | BRACKET BONDABLE MAXILLARY CUSPIDS LEFT 0.018 IN SLOT WITH HOOK MBT PRESCRIPTION
2753 | 4215150105600 | BRACKET BONDABLE MAXILLARY CUSPIDS LEFT 0.022 IN SLOT WITH HOOK MBT PRESCRIPTION
2754 | 4215150105700 | BRACKET BONDABLE MAXILLARY LATERAL INCISOR RIGHT 0.018 IN SLOT MBT PRESCRIPTION
2755 | 4215150105800 | BRACKET BONDABLE MAXILLARY LATERAL INCISOR RIGHT 0.022 IN SLOT MBT PRESCRIPTION
2756 | 4215150106200 | BRACKET BONDABLE MANDIBULAR CUSPIDS LEFT 0.018 IN SLOT WITH HOOK MBT PRESCRIPTION
2757 | 4215150106300 | BRACKET BONDABLE MANDIBULAR CUSPIDS LEFT 0.022 IN SLOT WITH HOOK MBT PRESCRIPTION
2758 | 4215150106400 | BRACKET BONDABLE MAXILLARY CUSPIDS RIGHT 0.018 IN SLOT WITH HOOK MBT PRESCRIPTION
2759 | 4215150106500 | BRACKET BONDABLE MAXILLARY CUSPIDS RIGHT 0.022 INCH SLOT WITH HOOK MBT PRESCRIPTION
2760 | 4215150106600 | BUR: STONE LATCHED COARSE CYLINDRICAL SHAPE FOR REMOVAL OF ADHESIVE RESIDUE
2761 | 4215150106700 | FILE H ENDODONTIC SS WITH PRE - INSERTED SILICONE STOPS SIZE 100 LENGTH 21 MM ONE EACH (EA) = ONE (1) PACK
2762 | 4215150107300 | TRIPLE - ANGLE « RETRO » NEEDLE (1 PEEK PLUNGER INCLUDED) SIZE 0 LEFT YELLOW 0.90
2763 | 4215150107600 | BRACKET BONDABLE MANDIBULAR CUSPIDS RIGHT 0.018 IN SLOT WITH HOOK MBT PRESCRIPTION
2764 | 4215150107700 | BRACKET BONDABLE MANDIBULAR CUSPIDS RIGHT 0.022 IN SLOT WITH HOOK MBT PRESCRIPTION
2765 | 4215150107800 | MIRROR FOR ORAL PHOTOGRAPH CHILDREN SS OCCLUSAL DOUBLE SIDE ROUND EDGES
2766 | 4215150108400 | TRIPLE - ANGLE « RETRO » NEEDLE (1 PEEK PLUNGER INCLUDED) SIZE 0 RIGHT YELLOW 0.90
2767 | 4215150108500 | BRACKET BONDABLE MANDIBULAR INCISORS RIGHT 0.018 IN SLOT WITH HOOK MBT PRESCRIPTION
2768 | 4215150108600 | BRACKET BONDABLE MANDIBULAR INCISORS RIGHT 0.022 IN SLOT WITH HOOK MBT PRESCRIPTION
2769 | 4215150109100 | DENTAL IMPLANT CONN ABUTMENT REPLICA MULTI - UNIT
2770 | 4215150109300 | BARBED BROACH ENDODONTIC COLOR CODED PLASTIC HANDLE SIZE 35 25 MM GREEN MEDIUM N/S
2771 | 4215150109400 | BARBED BROACH ENDODONTIC PLASTIC HANDLE COLOR CODED ASSORTED SIZE F/M/C/25 MM
2772 | 4215150109800 | ENDODONTICS ULTRASONIC PULP CHAMBER FLOOR TIP M3 X 0.6 MM START - X 5. SATELEC TYPE
2773 | 4215150110000 | BUR: CARBIDE FG (FRICTION GRIP) COARSE 12 FLUTED FLAME SHAPED FOR OF ADHESIVE RESIDUE
2774 | 4215150110100 | BUR: CARBIDE FG (FRICTION GRIP) COARSE 12 FLUTED TAPER SHAPED FOR OF ADHESIVE RESIDUE
2775 | 4215150110200 | 48 H EXPLANTATION DEVICE FOR BONE LEVEL TAPERED IMPLANTS LENGTH 29.7 MM DIAMETER 2.9 MM
2776 | 4215150110300 | ENDODONTICS ULTRASONIC MB2 CANAL SCOUTER TIP M 3 X 0.6 MM START - X 2.SATELEC TYPE
2777 | 4215150110400 | ENDODONTICS ULTRASONIC.METAL POST TIP M3 X 0.6 MM START - X 4. SATELEC TYPE
2778 | 4215150113500 | MOUTH MIRROR FRONT SURFACE METRIC SIMPLE STEM AUTOCLAVABLE RADIUM COATED SIZE 6
2779 | 4215150114400 | 48 H EXPLANTATION DEVICE FOR BONE LEVEL NARROW CROSSFIT IMPLANTS LENGTH 31.4 MM DIAMETER 8 MM
2780 | 4215150114800 | DENTAL IMPLANT CONN HEX LATCH DRIVER TOURQUE WRENCH 1.25 MM
2781 | 4215150115400 | BRACKET BONDABLE MAXILLARY LATERAL INCISOR LEFT 0.022 IN SLOT MBT PRESCRIPTION LOW PROFILE
2782 | 4215150115500 | 48 H EXPLANTATION DEVICE FOR BONE LEVEL REGULAR CROSSFIT IMPLANTS LENGTH 31.2 MM DIAMETER 8 MM
2783 | 4215150115800 | BUR: CARBIDE LATCHED COARSE 12 FLUTED FLAME SHAPED FOR OF ADHESIVE RESIDUE
2784 | 4215150115900 | BRACKET BONDABLE MAXILLARY CUSPIDS LEFT 0.018 IN SLOT WITH HOOK MBT PRESCRIPTION LOW PROFILE
2785 | 4215150116000 | BRACKET BONDABLE MAXILLARY CUSPIDS LEFT 0.022 IN SLOT WITH HOOK MBT PRESCRIPTION LOW PROFILE
2786 | 4215150116100 | BRACKET BONDABLE MAXILLARY LATERAL INCISOR RIGHT 0.022 IN SLOT MBT PRESCRIPTION LOW PROFILE
2787 | 4215150116200 | BRACKET BONDABLE MAXILLARY BICUSPIDS (PREMOLARS) LEFT 0.018 IN SLOT WITH HOOK MBT PRESCRIPTION
2788 | 4215150116300 | BRACKET BONDABLE MAXILLARY BICUSPIDS (PREMOLARS) LEFT 0.022 IN SLOT WITH HOOK MBT PRESCRIPTION
2789 | 4215150116400 | ENDODONTICS ULTRASONIC CANAL OPENINGS SCOUTER TIP M3 X 0.6 MM START - X 3. SATELEC TYPE
2790 | 4215150116600 | BRACKET BONDABLE MANDIBULAR CUSPIDS LEFT 0.022 IN SLOT WITH HOOK MBT PRESCRIPTION LOW PROFILE
2791 | 4215150116700 | BRACKET BONDABLE MAXILLARY CUSPIDS RIGHT 0.018 IN SLOT WITH HOOK MBT PRESCRIPTION LOW PROFILE
2792 | 4215150116800 | BRACKET BONDABLE MAXILLARY CUSPIDS RIGHT 0.022 IN SLOT WITH HOOK MBT PRESCRIPTION LOW PROFILE
2793 | 4215150116900 | BRACKET BONDABLE MAXILLARY BICUSPIDS (PREMOLARS) RIGHT 0.018 IN SLOT WITH HOOK MBT PRESCRIPTION
2794 | 4215150117000 | BRACKET BONDABLE MAXILLARY BICUSPIDS (PREMOLARS) RIGHT 0.022 IN SLOT WITH HOOK MBT PRESCRIPTION
2795 | 4215150117100 | BRACKET BONDABLE MANDIBULAR BICUSPIDS (PREMOLARS) LEFT 0.018 IN SLOT WITH HOOK MBT PRESCRIPTION
2796 | 4215150117200 | BRACKET BONDABLE MANDIBULAR BICUSPIDS (PREMOLARS) LEFT 0.022 IN SLOT WITH HOOK MBT PRESCRIPTION
2797 | 4215150117300 | CRIMPABLE STOPS FOR 0.018 INCH SLOT CRIMPS TO ROUND OR RECTANGULAR ARCHWIRES UP TO 0.018 X 0.022 INCH
2798 | 4215150117400 | CRIMPABLE STOPS FOR 0.022 INCH SLOT CRIMPS TO ROUND OR RECTANGULAR ARCHWIRES UP TO 0.022 X 0.025 INCH
2799 | 4215150117700 | DISTALIZATION INTRA ARCH APPLIANCE NON - COMPLIANCE USING PUSHING FORCE SPRING MECHANISM
2800 | 4215150118000 | BRACKET BONDABLE MANDIBULAR CUSPIDS RIGHT 0.018 IN SLOT WITH HOOK MBT PRESCRIPTION LOW PROFILE
2801 | 4215150118100 | BRACKET BONDABLE MANDIBULAR CUSPIDS RIGHT 0.022 IN SLOT WITH HOOK MBT PRESCRIPTION LOW PROFILE
2802 | 4215150118400 | BRACKET BONDABLE MANDIBULAR BICUSPIDS (PREMOLARS) RIGHT 0.018 IN SLOT WITH HOOK MBT PRESCRIPTION
2803 | 4215150118500 | BRACKET BONDABLE MANDIBULAR BICUSPIDS (PREMOLARS) RIGHT 0.022 IN SLOT WITH HOOK MBT PRESCRIPTION
2804 | 4215150118600 | BRACKET BONDABLE MAXILLARY CENTRAL LEFT INCISOR 0.022 INCH SLOT MBT PRESCRIPTION LOW PROFILE
2805 | 4215150119200 | BRACKET BONDABLE MANDIBULAR INCISORS RIGHT 0.018 IN SLOT WITH HOOK MBT PRESCRIPTION LOW PROFILE
2806 | 4215150119300 | BRACKET BONDABLE MANDIBULAR INCISORS RIGHT 0.022 IN SLOT WITH HOOK MBT PRESCRIPTION LOW PROFILE
2807 | 4215150119400 | BRACKET BONDABLE MAXILLARY CENTRAL RIGHT INCISOR 0.022 IN SLOT MBT PRESCRIPTION LOW PROFILE
2808 | 4215150120400 | WIDE NECK SCREW-RETAINED ABUTMENT WITH INTEGRAL BASAL SCREW HEIGHT 1 - 2 MM
2809 | 4215150120500 | MOSQUITO FORCEPS WITH HOOK CURVED POSITIVE LOCKING MECHANISM ON THE REAR OF THE HANDLES
2810 | 4215150120600 | BUR: CARBIDE FG (FRICTION GRIP) COARSE 12 FLUTED AMERICAN FOOTBALL SHAPE FOR OF ADHESIVE RESIDUE
2811 | 4215150120700 | BRACKET DEBONDING PLIERS STERILIZABLE FOR OF BRACKET AND BONDING ADHESIVE 45 ANGLED TIPS
2812 | 4215150120800 | ENDODONTIC FINGER SPREADER SS WITH PLASTIC HANDLE LENGTH 25 MM SIZE 15 - 40 ASSORTED
2813 | 4215150121200 | ENDODONTICS ULTRASONIC ACCESS CAVITY WALL REFINEMENT TIP M3 X 0.6 MM START - X 1. SATELEC TYPE
2814 | 4215150121500 | MOSQUITO FORCEPS WITHOUT HOOK CURVED POSITIVE LOCKING MECHANISM ON THE REAR OF THE HANDLES
2815 | 4215150122300 | STERILIZED CORNEAL SURGICAL SHIELD WITH HANDLES DISPOSABLE PACKAGED IN A POUCH AND READY TO USE
2816 | 4215150123700 | BRACKET BONDABLE MAXILLARY BICUSPIDS (PREMOLARS) LEFT 0.018 IN SLOT WITH HOOK MBT PRESCRIPTION LOW PROFILE
2817 | 4215150123800 | BRACKET BONDABLE MAXILLARY BICUSPIDS (PREMOLARS) LEFT 0.022 IN SLOT WITH HOOK MBT PRESCRIPTION LOW PROFILE
2818 | 4215150123900 | CUTTING EDGE STANDARD SIDE CUTTERS TUNGSTEN CARBIDE CUTTING EDGE FOR HARD WIRES UP TO 1.0 MM DIAMETER
2819 | 4215150124200 | BRACKET BONDABLE MAXILLARY BICUSPIDS (PREMOLARS) RIGHT 0.018 IN SLOT WITH HOOK MBT PRESCRIPTION LOW PROFILE
2820 | 4215150124300 | BRACKET BONDABLE MAXILLARY BICUSPIDS (PREMOLARS) RIGHT 0.022 IN SLOT WITH HOOK MBT PRESCRIPTION LOW PROFILE
2821 | 4215150124500 | BRACKET BONDABLE MANDIBULAR BICUSPIDS (PREMOLARS) LEFT 0.018 IN SLOT WITH HOOK MBT PRESCRIPTION LOW PROFILE
2822 | 4215150124600 | BRACKET BONDABLE MANDIBULAR BICUSPIDS (PREMOLARS) LEFT 0.022 IN SLOT WITH HOOK MBT PRESCRIPTION LOW PROFILE
2823 | 4215150125000 | BRAIDED ARCHWIRE 0.016 X 0.016 INCH MADE OF 8 STRAND OF VERY FINE WIRE EACH WIRE IS PACKED SEPARATELY
2824 | 4215150125100 | BRAIDED ARCHWIRE 0.016 X 0.022 INCH MADE OF 8 STRAND OF VERY FINE WIRE EACH WIRE IS PACKED SEPARATELY
2825 | 4215150125200 | BRAIDED ARCHWIRE 0.019 X 0.025 INCH MADE OF 8 STRAND OF VERY FINE WIRE EACH WIRE IS PACKED SEPARATELY
2826 | 4215150125300 | BRAIDED ARCHWIRE 0.021 X 0.025 INCH MADE OF 8 STRAND OF VERY FINE WIRE EACH WIRE IS PACKED SEPARATELY
2827 | 4215150125400 | REGULAR CROWN GOLD ABUTMENT FOR CROWNS INCLUDING SCREW HEIGHT 3-4.5 MM ALLOY WEIGHT 0.562 G
2828 | 4215150125600 | BRACKET BONDABLE MANDIBULAR BICUSPIDS (PREMOLARS) RIGHT 0.018 IN SLOT WITH HOOK MBT PRESCRIPTION LOW PROFILE
2829 | 4215150125700 | BRACKET BONDABLE MANDIBULAR BICUSPIDS (PREMOLARS) RIGHT 0.022 IN SLOT WITH HOOK MBT PRESCRIPTION LOW PROFILE
2830 | 4215150126800 | REGULAR CROWN GOLD ABUTMENT FOR BRIDGES INCLUDING SCREW HEIGHT 5-6 MM ALLOY WEIGHT 0.551 G
2831 | 4215150127000 | WIDE NECK IMPRESSION POST FOR CLOSED-TRAY IMPRESSION POSITIONING CYLINDER WHITE
2832 | 4215150128100 | BRAIDED ARCHWIRE 0.017 INCH X 0.025 INCH MADE OF 8 STRAND OF VERY FINE WIRE EACH WIRE IS PACKED SEPARATELY
2833 | 4215150128200 | MOSQUITO FORCEPS WITH HOOK CURVED SERRATED TIPS POSITIVE LOCKING MECHANISM ON THE REAR OF THE HANDLES
2834 | 4215150128300 | GUTTA PERCHA PLUGS GUTTA PERCHA BARS FOR DENTAL OBTURATION ENDO SYSTEM ENDODONTIC GUN NEEDLES OBTURA III
2835 | 4215150129300 | WIDE NECK IMPRESSION POST FOR CLOSED-TRAY IMPRESSION SNAP-ON CAP WHITE
2836 | 4215150129400 | WIDE NECK GOLD ABUTMENT FOR BRIDGES INCLUDING SCREW HEIGHT 12 - 15 MM ALLOY
2837 | 4215150129900 | WIDE NECK IMPRESSION POST FOR OPEN-TRAY IMPRESSION SCREW-RETAINED
2838 | 4215150130000 | ROTARY FILE: NICKLE TITANIUM U - SHAPE AND RADIAL LAND NON - CUTTING TIP CONSTANT TAPER TAPERING 0.04 LENGTH 25 MM SIZE 60
2839 | 4215150130100 | ROTARY FILE: NICKLE TITANIUM U - SHAPE AND RADIAL LAND NON - CUTTING TIP CONSTANT TAPER TAPERING 0.04 LENGTH 25 MM SIZE 90
2840 | 4215150130200 | ROTARY FILE: NICKLE TITANIUM U - SHAPE AND RADIAL LAND NON - CUTTING TIP CONSTANT TAPER TAPERING 0.04 LENGTH 31 MM SIZE 15
2841 | 4215150130300 | ROTARY FILE: NICKLE TITANIUM U - SHAPE AND RADIAL LAND NON - CUTTING TIP CONSTANT TAPER TAPERING 0.04 LENGTH 31 MM SIZE 20
2842 | 4215150130400 | ROTARY FILE: NICKLE TITANIUM U - SHAPE AND RADIAL LAND NON - CUTTING TIP CONSTANT TAPER TAPERING 0.04 LENGTH 31 MM SIZE 25
2843 | 4215150130500 | ROTARY FILE: NICKLE TITANIUM U - SHAPE AND RADIAL LAND NON - CUTTING TIP CONSTANT TAPER TAPERING 0.04 LENGTH 31 MM SIZE 35
2844 | 4215150130600 | ROTARY FILE: NICKLE TITANIUM U - SHAPE AND RADIAL LAND NON - CUTTING TIP CONSTANT TAPER TAPERING 0.04 LENGTH 31 MM SIZE 40
2845 | 4215150130700 | ROTARY FILE: NICKLE TITANIUM U - SHAPE AND RADIAL LAND NON - CUTTING TIP CONSTANT TAPER TAPERING 0.04 LENGTH 31 MM SIZE 45
2846 | 4215150132000 | MOSQUITO FORCEPS WITHOUT HOOK CURVED SERRATED TIPS POSITIVE LOCKING MECHANISM ON THE REAR OF THE HANDLES
2847 | 4215150132500 | SURGICAL ELECTROCAUTERY SET WITH DISPOSABLES: A.ELECTROCAUTERY CONSOLE B.DISPOSABLE MONO AND BIPOLAR PENS C. COLORADO
2848 | 4215150134100 | REGULAR CROWN VARIOBASE FOR CROWN AS INCLUDING SCREW DIAMETER 4.7 MM HEIGHT 3.5 - 5.5 MM GINGIVA HEIGHT 1 MM
2849 | 4215150134600 | ARGYLE FLEXIBLE SURGICAL SUCTION MADE OF A MALLEABLE VINYL ARE NONBREAKABLE AND HAVE A SMOOTH INNER LUMEN.
2850 | 4215150134800 | TEMPORARY ABUTMENTS WIDE NECK FOR TEMPORARY RESTORATIONS FOR CROWNS INCLUDING SCREW
2851 | 4215150134900 | ROTARY NITI FILE WITH TRIPLE - FLUTED ASYMMETRICAL PLACED RADIAL LANDS POSITIVE RAKE ANGLE 0.04 TAPER 21 MM SZ 15
2852 | 4215150135000 | ROTARY NITI FILE WITH TRIPLE - FLUTED ASYMMETRICAL PLACED RADIAL LANDS POSITIVE RAKE ANGLE 0.04 TAPER 21 MM SZ 20
2853 | 4215150135100 | ROTARY NITI FILE WITH TRIPLE - FLUTED ASYMMETRICAL PLACED RADIAL LANDS POSITIVE RAKE ANGLE 0.04 TAPER 21 MM SZ 25
2854 | 4215150135200 | ROTARY NITI FILE WITH TRIPLE - FLUTED ASYMMETRICAL PLACED RADIAL LANDS POSITIVE RAKE ANGLE 0.04 TAPER 21 MM SZ 30
2855 | 4215150135300 | ROTARY NITI FILE WITH TRIPLE - FLUTED ASYMMETRICAL PLACED RADIAL LANDS POSITIVE RAKE ANGLE 0.04 TAPER 21 MM SZ 35
2856 | 4215150135400 | ROTARY NITI FILE WITH TRIPLE - FLUTED ASYMMETRICAL PLACED RADIAL LANDS POSITIVE RAKE ANGLE 0.04 TAPER 21 MM SZ 40
2857 | 4215150135500 | ROTARY NITI FILE WITH TRIPLE - FLUTED ASYMMETRICAL PLACED RADIAL LANDS POSITIVE RAKE ANGLE 0.04 TAPER 21 MM SZ 45
2858 | 4215150135600 | ROTARY NITI FILE WITH TRIPLE - FLUTED ASYMMETRICAL PLACED RADIAL LANDS POSITIVE RAKE ANGLE 0.04 TAPER 21 MM SZ 50
2859 | 4215150135700 | ROTARY NITI FILE WITH TRIPLE - FLUTED ASYMMETRICAL PLACED RADIAL LANDS POSITIVE RAKE ANGLE 0.04 TAPER 21 MM SZ 55
2860 | 4215150135800 | ROTARY NITI FILE WITH TRIPLE - FLUTED ASYMMETRICAL PLACED RADIAL LANDS POSITIVE RAKE ANGLE 0.04 TAPER 25 MM SZ 15
2861 | 4215150135900 | ROTARY NITI FILE WITH TRIPLE - FLUTED ASYMMETRICAL PLACED RADIAL LANDS POSITIVE RAKE ANGLE 0.04 TAPER 25 MM SZ 20
2862 | 4215150136000 | ROTARY NITI FILE WITH TRIPLE - FLUTED ASYMMETRICAL PLACED RADIAL LANDS POSITIVE RAKE ANGLE 0.04 TAPER 25 MM SZ 25
2863 | 4215150136100 | ROTARY NITI FILE WITH TRIPLE - FLUTED ASYMMETRICAL PLACED RADIAL LANDS POSITIVE RAKE ANGLE 0.04 TAPER 25 MM SZ 30
2864 | 4215150136200 | ROTARY NITI FILE WITH TRIPLE - FLUTED ASYMMETRICAL PLACED RADIAL LANDS POSITIVE RAKE ANGLE 0.04 TAPER 25 MM SZ 35
2865 | 4215150136300 | ROTARY NITI FILE WITH TRIPLE - FLUTED ASYMMETRICAL PLACED RADIAL LANDS POSITIVE RAKE ANGLE 0.04 TAPER 25 MM SZ 40
2866 | 4215150136400 | ROTARY NITI FILE WITH TRIPLE - FLUTED ASYMMETRICAL PLACED RADIAL LANDS POSITIVE RAKE ANGLE 0.04 TAPER 25 MM SZ 45
2867 | 4215150136500 | ROTARY NITI FILE WITH TRIPLE - FLUTED ASYMMETRICAL PLACED RADIAL LANDS POSITIVE RAKE ANGLE 0.06 TAPER 21 MM SZ 15
2868 | 4215150136600 | ROTARY NITI FILE WITH TRIPLE - FLUTED ASYMMETRICAL PLACED RADIAL LANDS POSITIVE RAKE ANGLE 0.06 TAPER 21 MM SZ 20
2869 | 4215150136700 | ROTARY NITI FILE WITH TRIPLE - FLUTED ASYMMETRICAL PLACED RADIAL LANDS POSITIVE RAKE ANGLE 0.06 TAPER 21 MM SZ 25
2870 | 4215150136800 | ROTARY NITI FILE WITH TRIPLE - FLUTED ASYMMETRICAL PLACED RADIAL LANDS POSITIVE RAKE ANGLE 0.06 TAPER 21 MM SZ 30
2871 | 4215150136900 | ROTARY NITI FILE WITH TRIPLE - FLUTED ASYMMETRICAL PLACED RADIAL LANDS POSITIVE RAKE ANGLE 0.06 TAPER 21 MM SZ 35
2872 | 4215150137000 | ROTARY NITI FILE WITH TRIPLE - FLUTED ASYMMETRICAL PLACED RADIAL LANDS POSITIVE RAKE ANGLE 0.06 TAPER 21 MM SZ 40
2873 | 4215150137100 | ROTARY NITI FILE WITH TRIPLE - FLUTED ASYMMETRICAL PLACED RADIAL LANDS POSITIVE RAKE ANGLE 0.06 TAPER 21 MM SZ 45
2874 | 4215150137200 | ROTARY NITI FILE WITH TRIPLE - FLUTED ASYMMETRICAL PLACED RADIAL LANDS POSITIVE RAKE ANGLE 0.06 TAPER 21 MM SZ 50
2875 | 4215150137300 | ROTARY NITI FILE WITH TRIPLE - FLUTED ASYMMETRICAL PLACED RADIAL LANDS POSITIVE RAKE ANGLE 0.06 TAPER 21 MM SZ 55
2876 | 4215150137400 | ROTARY NITI FILE WITH TRIPLE - FLUTED ASYMMETRICAL PLACED RADIAL LANDS POSITIVE RAKE ANGLE 0.06 TAPER 25 MM SZ 15
2877 | 4215150137500 | ROTARY NITI FILE WITH TRIPLE - FLUTED ASYMMETRICAL PLACED RADIAL LANDS POSITIVE RAKE ANGLE 0.06 TAPER 25 MM SZ 20
2878 | 4215150137600 | ROTARY NITI FILE WITH TRIPLE - FLUTED ASYMMETRICAL PLACED RADIAL LANDS POSITIVE RAKE ANGLE 0.06 TAPER 25 MM SZ 25
2879 | 4215150137700 | ROTARY NITI FILE WITH TRIPLE - FLUTED ASYMMETRICAL PLACED RADIAL LANDS POSITIVE RAKE ANGLE 0.06 TAPER 25 MM SZ 30
2880 | 4215150137800 | ROTARY NITI FILE WITH TRIPLE - FLUTED ASYMMETRICAL PLACED RADIAL LANDS POSITIVE RAKE ANGLE 0.06 TAPER 25 MM SZ 35
2881 | 4215150137900 | ROTARY NITI FILE WITH TRIPLE - FLUTED ASYMMETRICAL PLACED RADIAL LANDS POSITIVE RAKE ANGLE 0.06 TAPER 25 MM SZ 40
2882 | 4215150138000 | ROTARY NITI FILE WITH TRIPLE - FLUTED ASYMMETRICAL PLACED RADIAL LANDS POSITIVE RAKE ANGLE 0.06 TAPER 25 MM SZ 45
2883 | 4215150138100 | ROTARY NITI FILE WITH TRIPLE - FLUTED ASYMMETRICAL PLACED RADIAL LANDS POSITIVE RAKE ANGLE 0.06 TAPER 25 MM SZ 50
2884 | 4215150138200 | ROTARY NITI FILE WITH TRIPLE - FLUTED ASYMMETRICAL PLACED RADIAL LANDS POSITIVE RAKE ANGLE 0.06 TAPER 25 MM SZ 55
2885 | 4215150138300 | BITE REGISTRATION AID FOR WIDE NECK TISSUE LEVEL IMPLANT MADE OF POLYOXYMETHYLENE LONG HT12 MM DIAMETER 5 MM
2886 | 4215150138400 | BITE REGISTRATION AID FOR WIDE NECK TISSUE LEVEL IMPLANT MADE OF POLYOXYMETHYLENE SHORT HT8 MM DIAMETER 5 MM
2887 | 4215150138500 | TEMPORARY ABUTMENTS WIDE NECK FOR TEMPORARY RESTORATIONS FOR BRIDGES INCLUDING SCREW
2888 | 4215150138700 | HOLDER MOSQUITO FORCEPS WITHOUT HOOK STRAIGHT SERRATED TIPS POSITIVE LOCKING MECHANISM ON THE REAR OF THE HANDLES
2889 | 4215150139000 | WIDE NECK GOLD COPING (INCLUDING MODELING AID) FOR CROWNS HEIGHT 4 - 5 D 10 - 12 MM ALLOY
2890 | 4215150139100 | REGULAR CROWN SCREW-RETAINED ABUTMENTS 0 DEGREE STERILE STRAIGHT ANGULATION 0 DEGREE DIAMETER 4.6 MM GINGIVA HEIGHT 1 - 1.5 MM
2891 | 4215150139200 | WIDE NECK GOLD COPING (INCLUDING MODELING AID) FOR BRIDGES HEIGHT 4 - 5 D 10 - 12 MM ALLOY
2892 | 4215150139400 | 48 H EXPLANTATION DEVICE FOR SOFT TISSUE LEVEL REGULAR NECK/WIDE NECK SYNOCTA IMPLANTS LONG LENGTH 26.6 MM DIAMETER 8 MM
2893 | 4215150140000 | REGULAR CROWN SCREW-RETAINED ABUTMENTS 0 DEGREE STERILE STRAIGHT ANGULATION 0 DEGREE DIAMETER 4.6 MM GINGIVA HEIGHT 1.6 - 2.5 MM
2894 | 4215150140600 | ROTARY FILE: NICKLE TITANIUM U SHAPE AND RADIAL LAND NON - CUTTING TIP CONSTANT TAPER TAPERING 0.04 LENGTH 31 MM SIZE 30
2895 | 4215150142400 | ROTARY FILE: NICKLE TITANIUM U - SHAPE AND RADIAL LAND NON - CUTTING TIP CONSTANT TAPER TAPERING 0.04 LENGTH 31 MM SIZE 15 - 40 ASSORTED
2896 | 4215150142500 | ROTARY FILE: NICKLE TITANIUM U - SHAPE AND RADIAL LAND NON - CUTTING TIP CONSTANT TAPER TAPERING 0.06 LENGTH 21 MM SIZE 45 - 90 ASSORTED
2897 | 4215150142600 | ROTARY FILE: NICKLE TITANIUM U - SHAPE AND RADIAL LAND NON - CUTTING TIP CONSTANT TAPER TAPERING 0.06 LENGTH 25 MM SIZE 45 - 90 ASSORTED
2898 | 4215150142700 | MULTI - CURE GLASS IONOMER BAND CEMENT UNDER MOIST CONDITIONS 35 G POWDER 25 G LIQUID DISPENSING SPOON AND MIXING PADS PER SET
2899 | 4215150142800 | DISTALIZATION INTERARCH CARRIERE APPLIANCE CLASS II REQUIRE PATIENT COMPLIANCE USING PULLING FORCE MOLAR TO PREMOLAR LARGE
2900 | 4215150142900 | ROTARY NITI FILE WITH TRIPLE - FLUTED ASYMMETRICAL PLACED RADIAL LANDS POSITIVE RAKE ANGLE ASSORTED (15 - 40) 0.02 TAPER LENGTH 21 MM
2901 | 4215150143000 | ROTARY NITI FILE WITH TRIPLE - FLUTED ASYMMETRICAL PLACED RADIAL LANDS POSITIVE RAKE ANGLE ASSORTED (15 - 40) 0.02 TAPER LENGTH 25 MM
2902 | 4215150143100 | ROTARY NITI FILE WITH TRIPLE - FLUTED ASYMMETRICAL PLACED RADIAL LANDS POSITIVE RAKE ANGLE ASSORTED (15 - 40) 0.04 TAPER LENGTH 21 MM
2903 | 4215150143200 | ROTARY NITI FILE WITH TRIPLE - FLUTED ASYMMETRICAL PLACED RADIAL LANDS POSITIVE RAKE ANGLE ASSORTED (15 - 40) 0.04 TAPER LENGTH 25 MM
2904 | 4215150143300 | ROTARY NITI FILE WITH TRIPLE - FLUTED ASYMMETRICAL PLACED RADIAL LANDS POSITIVE RAKE ANGLE ASSORTED (15 - 40) 0.06 TAPER LENGTH 21 MM
2905 | 4215150143400 | DISTALIZATION INTERARCH CARRIERE APPLIANCE CLASS II REQUIRE PATIENT COMPLIANCE USING PULLING FORCE MOLAR TO PREMOLAR MEDIUM
2906 | 4215150143500 | INTRAOSSEOUS ANESTHESIA DELIVERY SYSTEM STARTER KIT CONTAIN10 DISPOSABLE NEEDLE 10 DISPOSABLE X - TIP GUIDE SLEEVE
2907 | 4215150143600 | DISTALIZATION INTERARCH CARRIERE APPLIANCE CLASS II REQUIRE PATIENT COMPLIANCE USING PULLING FORCE MOLAR TO PREMOLAR SMALL
2908 | 4215150143700 | REGULAR CROWN VARIOBASE FOR CROWN INCLUDING SCREW DIAMETER 4 - 5 MM HEIGHT 3.5 - 5.5 MM GINGIVA HEIGHT 1 MM
2909 | 4215150144100 | DISTALIZATION INTERARCH CARRIERE APPLIANCE CLASS III REQUIRE PATIENT COMPLIANCE USING PULLING FORCE MOLAR TO PREMOLAR SMALL
2910 | 4215150144900 | REGULAR CROWN VARIOBASE FOR BRIDGE/BAR CYLINDRICAL INCLUDING SCREW AND CEMENTATION AID 2 DIAMETER 4 - 5 MM HEIGHT 3 - 5 MM
2911 | 4215150145400 | ROTARY FILE: NICKEL TITANIUM U - SHAPE AND RADIAL LAND NON - CUTTING TIP CONSTANT TAPER TAPERING 0.04 LENGTH 31 MM SIZE 45 - 90 ASSORTED ONE EACH (EA) = ONE (1) PACK
2912 | 4215150148900 | FACIAL NERVE STIMULATOR KIT : 1 /NIM FACIAL NERVE MONITORING NIM RESPONSE 3.0 A.NEEDLE ELECTRODE SET B.MONOPOLAR STIMULATOR BALL PROBE
2913 | 4215150149100 | WIDE NECK SYNOCTA ANGLED ABUTMENT 15 DEGREE TYPE A WITH INTEGRAL BASAL SCREW HEIGHT 4.5 - 5.5 MM. FOR CEMENT-RETAINED RESTORATION
2914 | 4215150149200 | WIDE NECK ANGLED ABUTMENT 15 DEGREE TYPE B WITH INTEGRAL BASAL SCREW HEIGHT 4.5 - 5.5 MM. FOR CEMENT-RETAINED RESTORATION.
2915 | 4215150149300 | ROTARY FILE: R - PHASE NICKEL TITANIUM HEAT TREATMENT TECHNOLOGY FLUTES ARE CREATED BY TWISTING THE FILE WITH SURFACE TREATMENT TAPER 0.04 TIP 50 LENGTH 23 MM
2916 | 4215150149400 | ROTARY FILE: R - PHASE NICKEL TITANIUM HEAT TREATMENT TECHNOLOGY FLUTES ARE CREATED BY TWISTING THE FILE WITH SURFACE TREATMENT TAPER 0.04 TIP 50 LENGTH 27 MM
2917 | 4215150149500 | ROTARY FILE: R - PHASE NICKEL TITANIUM HEAT TREATMENT TECHNOLOGY FLUTES ARE CREATED BY TWISTING THE FILE WITH SURFACE TREATMENT TAPER 0.10 TIP 25 LENGTH 23 MM
2918 | 4215150149600 | ROTARY FILE: R - PHASE NICKEL TITANIUM HEAT TREATMENT TECHNOLOGY FLUTES ARE CREATED BY TWISTING THE FILE WITH SURFACE TREATMENT TAPER 0.10 TIP 25 LENGTH 27 MM
2919 | 4215150149700 | ROTARY FILE: R - PHASE NICKEL TITANIUM HEAT TREATMENT TECHNOLOGY FLUTES ARE CREATED BY TWISTING THE FILE WITH SURFACE TREATMENT TAPER 0.12 TIP 25 LENGTH 23 MM ONE EACH (EA) = ONE (1) PACK
2920 | 4215150155100 | REGULAR CROWN CEMENTABLE ABUTMENTS WITH EMERGENCE PROFILE DIAMETER 5 - 6.5 MM INCLUDING SCREW GINGIVA HEIGHT 1.5 - 2.5 MM ABUTMENT HEIGHT 4 - 6.5 MM
2921 | 4215150155200 | MINNESOTA CHEEK RETRACTOR - CRM - RETRACTOR IS 5.5 INCHES AND 20.5 MM WIDE AND IS MADE FROM SURGICAL GRADE SS FOR LONGEVITY AND CORROSION RESISTANCE
2922 | 4215150155300 | LINGUAL GOLD CHAIN RETAINER. STABILIZES ORTHODONTIC CORRECTIONS EASILY ADAPTED TO TEETH LINGUAL SURFACE NO LAB REQUIRED DIMENSIONS 0.974 MM (W) X 0.402 MM (H)
2923 | 4215150155400 | REGULAR CROWN CEMENTABLE ABUTMENTS WITH EMERGENCE PROFILE DIAMETER 5 - 6.5 MM INCLUDING SCREW GINGIVA HEIGHT 2.6-3.5 MM ABUTMENT HEIGHT 4 - 6.5 MM
2924 | 4215150155500 | REGULAR CROWN CEMENTABLE ABUTMENTS WITH EMERGENCE PROFILE DIAMETER 5 - 6.5 MM INCLUDING SCREW GINGIVA HEIGHT 3.6 - 4.5 MM ABUTMENT HEIGHT 4 - 6.5 MM
2925 | 4215150157500 | ROTARY FILE: R - PHASE NICKEL TITANIUM HEAT TREATMENT TECHNOLOGY FLUTES ARE CREATED BY TWISTING THE FILE WITH SURFACE TREATMENT USED WITH RECIPROC ADAPTIVE MOTION ML3 SIZE 50 /. 04 TAPER LENGTH 23 MM
2926 | 4215150157600 | ROTARY FILE: R - PHASE NICKEL TITANIUM HEAT TREATMENT TECHNOLOGY FLUTES ARE CREATED BY TWISTING THE FILE WITH SURFACE TREATMENT USED WITH RECIPROC ADAPTIVE MOTION ML3 SIZE 50 /. 04 TAPER LENGTH 25 MM ONE EACH (EA) = ONE (1) PACK
2927 | 4215150157700 | ROTARY FILE: R - PHASE NICKEL TITANIUM HEAT TREATMENT TECHNOLOGY FLUTES ARE CREATED BY TWISTING THE FILE WITH SURFACE TREATMENT USED WITH RECIPROC ADAPTIVE MOTION ML3 SIZE 50 /. 04 TAPER LENGTH 27 MM
2928 | 4215150157800 | ROTARY FILE: R - PHASE NICKEL TITANIUM HEAT TREATMENT TECHNOLOGY FLUTES ARE CREATED BY TWISTING THE FILE WITH SURFACE TREATMENT USED WITH RECIPROC ADAPTIVE MOTION SM1 SIZE 20 /. 04 TAPER LENGTH 23 MM
2929 | 4215150157900 | ROTARY FILE: R - PHASE NICKEL TITANIUM HEAT TREATMENT TECHNOLOGY FLUTES ARE CREATED BY TWISTING THE FILE WITH SURFACE TREATMENT USED WITH RECIPROC ADAPTIVE MOTION SM1 SIZE 20 /. 04 TAPER LENGTH 25 MM ONE EACH (EA) = ONE (1) PACK
2930 | 4215150158000 | ROTARY FILE: R - PHASE NICKEL TITANIUM HEAT TREATMENT TECHNOLOGY FLUTES ARE CREATED BY TWISTING THE FILE WITH SURFACE TREATMENT USED WITH RECIPROC ADAPTIVE MOTION SM1 SIZE 20 /. 04 TAPER LENGTH 27 MM
2931 | 4215150158100 | ROTARY FILE: R - PHASE NICKEL TITANIUM HEAT TREATMENT TECHNOLOGY FLUTES ARE CREATED BY TWISTING THE FILE WITH SURFACE TREATMENT USED WITH RECIPROC ADAPTIVE MOTION SM2 SIZE 25 /. 06 TAPER LENGTH 23 MM
2932 | 4215150158200 | ROTARY FILE: R - PHASE NICKEL TITANIUM HEAT TREATMENT TECHNOLOGY FLUTES ARE CREATED BY TWISTING THE FILE WITH SURFACE TREATMENT USED WITH RECIPROC ADAPTIVE MOTION SM2 SIZE 25 /. 06 TAPER LENGTH 25 MM ONE EACH (EA) = ONE (1) PACK
2933 | 4215150158300 | ROTARY FILE: R - PHASE NICKEL TITANIUM HEAT TREATMENT TECHNOLOGY FLUTES ARE CREATED BY TWISTING THE FILE WITH SURFACE TREATMENT USED WITH RECIPROC ADAPTIVE MOTION SM2 SIZE 25 /. 06 TAPER LENGTH 27 MM
2934 | 4215150158400 | ROTARY FILE: R - PHASE NICKEL TITANIUM HEAT TREATMENT TECHNOLOGY FLUTES ARE CREATED BY TWISTING THE FILE WITH SURFACE TREATMENT USED WITH RECIPROC ADAPTIVE MOTION SM3 SIZE 35 /. 04 TAPER LENGTH 23 MM
2935 | 4215150158500 | ROTARY FILE: R - PHASE NICKEL TITANIUM HEAT TREATMENT TECHNOLOGY FLUTES ARE CREATED BY TWISTING THE FILE WITH SURFACE TREATMENT USED WITH RECIPROC ADAPTIVE MOTION SM3 SIZE 35 /. 04 TAPER LENGTH 25 MM ONE EACH (EA) = ONE (1) PACK
2936 | 4215150158600 | ROTARY FILE: R - PHASE NICKEL TITANIUM HEAT TREATMENT TECHNOLOGY FLUTES ARE CREATED BY TWISTING THE FILE WITH SURFACE TREATMENT USED WITH RECIPROC ADAPTIVE MOTION SM3 SIZE 35 /. 04 TAPER LENGTH 27 MM
2937 | 4215150158700 | ROTARY FILE: R - PHASE NICKEL TITANIUM HEAT TREATMENT TECHNOLOGY FLUTES ARE CREATED BY TWISTING THE FILE WITH SURFACE TREATMENT USED WITH RECIPROC ADAPTIVE MOTION ML 1 SIZE 25 /. 08 TAPER LENGTH 23 MM
2938 | 4215150158800 | ROTARY FILE: R - PHASE NICKEL TITANIUM HEAT TREATMENT TECHNOLOGY FLUTES ARE CREATED BY TWISTING THE FILE WITH SURFACE TREATMENT USED WITH RECIPROC ADAPTIVE MOTION ML 1 SIZE 25 /. 08 TAPER LENGTH 25 MM ONE EACH (EA) = ONE (1) PACK
2939 | 4215150158900 | ROTARY FILE: R - PHASE NICKEL TITANIUM HEAT TREATMENT TECHNOLOGY FLUTES ARE CREATED BY TWISTING THE FILE WITH SURFACE TREATMENT USED WITH RECIPROC ADAPTIVE MOTION ML 1 SIZE 25 /. 08 TAPER LENGTH 27 MM
2940 | 4215150159000 | ROTARY FILE: R - PHASE NICKEL TITANIUM HEAT TREATMENT TECHNOLOGY FLUTES ARE CREATED BY TWISTING THE FILE WITH SURFACE TREATMENT USED WITH RECIPROC ADAPTIVE MOTION ML 2 SIZE 35 /. 06 TAPER LENGTH 23 MM
2941 | 4215150159100 | ROTARY FILE: R - PHASE NICKEL TITANIUM HEAT TREATMENT TECHNOLOGY FLUTES ARE CREATED BY TWISTING THE FILE WITH SURFACE TREATMENT USED WITH RECIPROC ADAPTIVE MOTION ML 2 SIZE 35 /. 06 TAPER LENGTH 25 MM ONE EACH (EA) = ONE (1) PACK
2942 | 4215150159200 | ROTARY FILE: R - PHASE NICKEL TITANIUM HEAT TREATMENT TECHNOLOGY FLUTES ARE CREATED BY TWISTING THE FILE WITH SURFACE TREATMENT USED WITH RECIPROC ADAPTIVE MOTION ML 2 SIZE 35 /. 06 TAPER LENGTH 27 MM
2943 | 4215150159300 | SURGICAL ULTRASONIC ENDODONTIC TIPS COATED WITH DIAMOND OR ZIRCONIUM NITRIDE TO HARDEN THE TIPS AND PROVIDE SURFACE ABRASION FOR CUTTING EFFICIENCY. SURG TIPS SIZE 1. FITTING IN PIEZO ULTRASONIC MACHINE
2944 | 4215150159400 | SURGICAL ULTRASONIC ENDODONTIC TIPS COATED WITH DIAMOND OR ZIRCONIUM NITRIDE TO HARDEN THE TIPS AND PROVIDE SURFACE ABRASION FOR CUTTING EFFICIENCY. SURG TIPS SIZE 2. FITTING IN PIEZO ULTRASONIC MACHINE
2945 | 4215150159500 | SURGICAL ULTRASONIC ENDODONTIC TIPS COATED WITH DIAMOND OR ZIRCONIUM NITRIDE TO HARDEN THE TIPS AND PROVIDE SURFACE ABRASION FOR CUTTING EFFICIENCY. SURG TIPS SIZE 4. FITTING IN PIEZO ULTRASONIC MACHINE
2946 | 4215150159600 | SURGICAL ULTRASONIC ENDODONTIC TIPS COATED WITH DIAMOND OR ZIRCONIUM NITRIDE TO HARDEN THE TIPS AND PROVIDE SURFACE ABRASION FOR CUTTING EFFICIENCY. SURG TIPS SIZE 5. FITTING IN PIEZO ULTRASONIC MACHINE
2947 | 4215150159700 | SURGICAL ULTRASONIC ENDODONTIC TIPS COATED WITH DIAMOND OR ZIRCONIUM NITRIDE TO HARDEN THE TIPS AND PROVIDE SURFACE ABRASION FOR CUTTING EFFICIENCY. SURG TIPS SIZE 6. FITTING IN PIEZO ULTRASONIC MACHINE
2948 | 4215150159800 | BRACKET SELF LIGATING CARRIERE SET 5 - 50.022 INCH SLOT SHOULD BE PROVIDED WITH SET OF 6 ARCH WIRE SIZE (14 16 14 X 25 18 X 25 CUNITI AND 18 X 25 SS UPPER AND LOWER WIRES PLUS OPENING/ CLOSING TOOL
2949 | 4215150159900 | BRACKET SELF LIGATING DAMON Q SET 5 - 50.022 INCH SLOT SHOULD BE PROVIDED WITH SET OF 6 ARCH WIRE SIZE (14 16 14 X 25 18 X 25 CUNITI AND 18 X 25 SS UPPER AND LOWER WIRES PLUS OPENING/CLOSING TOOL
2950 | 4215150160000 | SURGICAL DEBAKEY NON - TOOTHED TISSUE FORCEPS STRAIGHT 20 CM GRADE 410 - 420 SERIES SS (HIGH CARBON CONTENT AND A CERTAIN PERCENTAGE OF CHROMIUM) HEAT TREATED FOR GREATER RIGIDITY
2951 | 4215150160100 | ENDO ACTIVATOR SYSTEM KIT WITH HANDPIECE/DRIVER:SMALL ACTIVATOR TIPS (15/02) YELLOW 25 /BOX MEDIUM ACTIVATOR TIPS (25/04) RED 25 /BOX LARGE ACTIVATOR TIPS (35/04) BLUE 25 /BOX PROTECTIVE BARRIERS 100 /BOX
2952 | 4215150160200 | BRACKET SELF LIGATING SMART CLIP SET 5 - 50.022 INCH SLOT SHOULD BE PROVIDED WITH SET OF 6 ARCH WIRE SIZE (14 16 14 X 25 18 X 25 CUNITI AND 18 X 25 SS UPPER AND LOWER WIRES PLUS OPENING/CLOSING TOOL
2953 | 4215150160400 | ORASEAL CAULKING MATERIAL: USED TO REPAIR RUBBER DAM LEAKS. ORASEAL KIT CONTENTS: 2 X 1.2 ML ORASEAL CAULKING SYRINGES 2 X 1.2 ML ORASEAL PUTTY SYRINGES 4 X BLACK MINI TIPS 20 X WHITE MAC TIPS
2954 | 4215150160600 | ROTARY FILE: R - PHASE NICKEL TITANIUM HEAT TREATMENT TECHNOLOGY FLUTES ARE CREATED BY TWISTING THE FILE WITH SURFACE TREATMENT USED WITH RECIPROC ADAPTIVE MOTION ASSORTED SMALL ADAPTIVE FILE (SM1 SM 2 SM 3) LENGTH 23 MM
2955 | 4215150160700 | ROTARY FILE: R - PHASE NICKEL TITANIUM HEAT TREATMENT TECHNOLOGY FLUTES ARE CREATED BY TWISTING THE FILE WITH SURFACE TREATMENT USED WITH RECIPROC ADAPTIVE MOTION ASSORTED SMALL ADAPTIVE FILE (SM1 SM 2 SM 3) LENGTH 27 MM
2956 | 4215150160800 | CRIMPABLE HOOKS FOR 0.018 INCH SLOT NEW DESCRIPTION IS CRIMPABLE BALL HOOKS WITH ROUND HEAD 3 - 4 MM TALL MADE FROM HIGH QUALITY SS CRIMPS TO ROUND OR RECTANGULAR ARCHWIRES UP TO 0.022 INCH X 0.025 INCH
2957 | 4215150160900 | SURGICAL ULTRASONIC ENDODONTIC TIPS COATED WITH DIAMOND OR ZIRCONIUM NITRIDE TO HARDEN THE TIPS AND PROVIDE SURFACE ABRASION FOR CUTTING EFFICIENCY. SURG TIPS ASSORTED SIZE (1 - 6). FITTING IN PIEZO ULTRASONIC MACHINE
2958 | 4215150161000 | BANDS FOR BICUSPID PREWELDED WITH FI RST BICUSPID BRACKET WITH HOOK MBT RX #0.022 INCH AND LINGUAL CLEAT PERMANENT LASER ID MARKING LOWER RIGHT AND LEFT SET OF 150 DIFFERENT SIZE S (10 TO 25) OR EQUIVALENT
2959 | 4215150161100 | ROTARY FILE: R - PHASE NICKEL TITANIUM HEAT TREATMENT TECHNOLOGY FLUTES ARE CREATED BY TWISTING THE FILE WITH SURFACE TREATMENT USED WITH RECIPROC ADAPTIVE MOTION ASSORTED MEDIUM/LARGE ADAPTIVE FILE (ML1 ML 2 ML 3) LENGTH 23 MM
2960 | 4215150161200 | ROTARY FILE: R - PHASE NICKEL TITANIUM HEAT TREATMENT TECHNOLOGY FLUTES ARE CREATED BY TWISTING THE FILE WITH SURFACE TREATMENT USED WITH RECIPROC ADAPTIVE MOTION ASSORTED MEDIUM/LARGE ADAPTIVE FILE (ML1 ML 2 ML 3) LENGTH 27 MM
2961 | 4215150161400 | GERISTORE SYRINGE KIT A2 THE SELF - ADHESIVE DUAL - CURE EASY - TO - USE RESIN - MODIFIED GLASS IONOMER OF CHOICE FOR TREATING SPECIAL ENDODONTICS CASES INCLUDES: (1) 10 G SYRINGE A 2 (20) MIXING TIPS (10) INTRA - ORAL TIPS
2962 | 4215150161500 | INSTRUMENT RETRIEVAL SYSTEM (IRS) KIT : 8 PCS + CORE DRILLS 4 PCS. 4 CORE DRILL (YELLOW RED BLUE GREEN) RETRIVAL TIPS 8 PIECES (. 04 MM ID YELLOW (2 PIECES) (. 06 MM ID RED (2 PIECES) (. 08 MM ID BLUE (2 PIECES) (1.34 MM ID GREEN (2 PIECES)
2963 | 4215150161600 | ORTHODONTIC BRACKET ADHESIVE KIT LIGHT CURE GLASS IONOMER BASE FLUORIDE - RELEASING FOR BONDING CERAMIC METAL AND PLASTIC BRACKETS 3 STEPS (NO MIX) KIT CONTAINS: ETCHING GEL BONDING UNFILLED RESIN ADHESIVE PASTE IN SYRINGE ONE EACH (EA) = ONE (1) KIT
2964 | 4215150161700 | BLADE HOLDERS: THE 3 BARD PARKER STYLE SCALPEL HANDLE WITH METRIC RULER IS USED FOR CUTTING GINGIVAL TISSUE AND MAKING SURGICAL INCISIONS. HANDLE IS 4.9 INCHES LONG AND 13 MM WIDE AT BASE. COMPATIBLE WITH STANDARD SCALPEL BLADE SIZE S
2965 | 4215150161800 | 1ST MOLAR BANDS PRE WELDED WITH BUCCAL TUBE AND LINGUAL CLEAT KIT CONTAINS: 600 BANDS IN 4 TRAY WITH LID (150 EACH SIDE) SIZE S FROM 30 - 44 ASSORTED ACCORDING TO FREQUENCY OF USE EACH BAND HAVE CLEAR PERMANENT MESIAL MARK IDENTIFICATION
2966 | 4215150161900 | 2ND MOLAR BANDS PRE WELDED WITH BUCCAL TUBE AND LINGUAL CLEAT KIT CONTAINS: 600 BANDS IN 4 TRAY WITH LID (150 EACH SIDE) SIZE S FROM 29 - 44 ASSORTED ACCORDING TO FREQUENCY OF USE EACH BAND HAVE CLEAR PERMANENT MESIAL MARK IDENTIFICATION
2967 | 4215150162000 | CLEFT LIP PALATE INSTRUMENTS: A.NO. 7 KNIFE HANDLES B.BEAVER KNIFE HANDLE C.DEAN SCISSORS D.METZANDBAE/AUM SCISSORS E.IRIS SCISSORS F.DEBACKY FORCEPS G.DINGMANN MOUTH GAG PEDIATRIC AND ADULT H.NO 15 BLADES I.NO. 12 BLADES J.NO. 11 BLADES K.ADSON FORCEPS
2968 | 4215150162100 | LOCATOR MALE PROCESSING PACKAGE INCLUDES: DENTURE CAP (DIAMETER 5.5 MM HT 2.5 MM) WITH BLACK PROCESSING MALE (HT 1.9 MM) BLOCK - OUT SPACER (048.196) CLEAR REPLACEMENT MALE (048.190) PINK REPLACEMENT MALE (048.191) BLUE REPLACEMENT MALE (048.192)
2969 | 4215150162300 | MANDIBULAR CONDYLAR FRACTURE KIT : A.90 DEG SCREW DRIVER SET B.CONDYLAR FRACTURE PLATE AND SCREW S SET C.CONDYLAR FRATURE RETRACTORS D.CONDYLAR OPTICAL RETRACTOR SET E.SUBCONDYLAR ELEVATORS F.DOUBLE ENDED CONDYLAR ELEVATOR G.FREER SUCTION ELEVATOR H.CONDYLAR PLATE HOLDER
2970 | 4215150162400 | CEPHALOMETRIC TRACING KIT ACETATE TRACING SHEET 24 X 30 CM 4 REFILLABLE PLASTIC/METAL PENCILS WITH LEAD Ø 0.5 MM 1 PACKAGE (= 12 PIECES) RED REFILLS 1 PACKAGE (= 12 PIECES) GREEN REFILLS 1 PACKAGE (= 12 PIECES) BLUE REFILLS 1 CEPHALOMETRIC PROTRACTOR WITH TEETH TEMPLATE (RULER) 1 SELF ADHESIVE TAB
2971 | 4215150162500 | XCP - ORA INSTRUMENTS FOR EXTENSION CONE PARALLELING TECHNIQUE ONE RING AND ARM SYSTEM MULTI - POSITION RING AND ARM TAKE THE PLACE OF THREE RINGS THREE ARMS. WORK WITH ALL RINN BITEBLOCKS (ANALOG OR DIGITAL) PREVENTS CONE CUTTING COLOR - CODED FOR EASY ASSEMBLY COMPATIBLE WITH ALL INTRAORAL X - RAY UNITS AUTOCLAVABLE.
2972 | 4215150162600 | TERAUCHI FILE RETRIEVAL SYSTEM KIT (TERAUCHI FILE RETRIEVAL) CONTAINES: GUTTA PERCHA INSTRUMENT MICROEXPLORER GT 70.12 ROTARY FILES MODIFIED # 3 GATES GLIDDEN BUR MICROTREPHINE BUR # 5 (2) ULTRASONIC TIP - STRAIGHT ULTRASONIC TIP - 6 O'CLOCK ULTRASONIC TIP - 12 O'CLOCK (2) YOSHI LOOP DEVICE HIGH SPEED POLISHING POINTS AUTOCLAVABLE CASSETTE (2) TRUETOOTH # 9 - BROKEN FILE
2973 | 4215150162800 | DENTAL EXAMINATION KIT : CONTAINS SS AUTOCLAVABLE INSTRUMENTS:1. CASSETTE FOR 10 INSTRUMENTS 2. MOUTH MIRROR # 4 FRONT SURFACE 3. MOUTH MIRROR HANDED 4. EXPLORER DOUBLE ENDED 17/233. COTTON PLIER TWEEZER 4. PLASTIC INSTRUMENT FLAT DOUBLE ENDED 5. SPOON EXCAVATOR MEDIUM DOUBLE ENDED HAVE A FLAT FACE COMPARED TO THE CURVED FACE OF SPOON EXCAVATORS. CUTTING INSTRUMENTS NEED TO BE KEPT SHARP. 6. PERIO PROBE COLOR - CODED MICHIGAN O WITH WILLIAM MARKING
2974 | 4215150162900 | MICROAPICAL PLACEMENT SYSTEM (MAP SYSTEM) SURGICAL KIT FOR RETROGRADE OBTURATIONS. CONTAINS 1 STERILIZABLE ALUMINUM CASE 185 X 145 X 30 MM 1STAINLESS SYRINGE 1 TRIPLE - ANGLE NEEDLE RIGHT NDEG 0 /R (YELLOW) 1 TRIPLE - ANGLE NEEDLE LEFT NDEG 0 /L 1 TRIPLE - ANGLE NEEDLE « RETRO » RIGHT NDEG 0 /R 1 TRIPLE - ANGLE NEEDLE « RETRO » LEFT NDEG 0 /L+ 6 SPARE PEEK PLUNGERS NDEG 0 + 1 CLEANING CURETTE NDEG 01 TRIPLE - ANGLE NEEDLE RIGHT NDEG 1 /R (RED) 1 TRIPLE - ANGLE NEEDLE LEFT NDEG 1 /L+ 6 PISTONS PEEK NDEG 1 + 1 CLEANING CURETTE NDEG 11 SS WELL Ø 14 MM 1 PASTE CLEANING DEVICE (KEY + STOPS) NDEG 01 PASTE CLEANING DEVICE (KEY + STOPS) NDEG 1
2975 | 4215150163000 | MICROAPICAL PLACEMENT SYSTEM (MAP SYSTEM) UNIVERSAL KIT NITI FOR ORTHOGRADE AND RETROGRADE OBTURATIONS OF ANTERIOR AND POSTERIOR TEETH CONTAINS 1 STERILIZABLE ALUMINUM CASE 185 X 145 X 30 MM 1STAINLESS SYRINGE 1 NITI MEMORY SHAPE NEEDLE NDEG 0 (YELLOW) 1 HOOKED NEEDLE NDEG 0 + 6 SPARE PEEK PLUNGERS NDEG 0 + 1 CLEANING CURETTE NDEG 01 NITI MEMORY SHAPE NEEDLE NDEG 1 (RED) 1 HOOKED NEEDLE NDEG 1 + 6 SPARE PEEK PLUNGERS NDEG 1 + 1 CLEANING CURETTE NDEG 11 CURVED NEEDLE (INCL. NITI PLUNGER) NDEG 01 CURVED NEEDLE (INCL. NITI PLUNGER) NDEG 11 SS WELL Ø 14 MM 1 PASTE CLEANING DEVICE (KEY + STOPS) NDEG 01 PASTE CLEANING DEVICE (KEY + STOPS) NDEG
2976 | 4215150163100 | ORTHODONTIC INSTRUMENT BASIC KIT (ACTIVATION/CHANGING ARCH WIRE) PROVIDED WITH PREFABRICATED METAL CASSETTE WITH SELF LOCKING (AUTOCLAVABLE) SUITABLE FOR 10 INSTRUMENT CONTAINS THE FOLLOWING ITEMS: ONE PIN AND LIGATURE CUTTER TUNGSTEN CARBIDE BLADE ONE WEINGART UNIVERSAL PLIER STERILIZABLE FOR POSITIONING THE ARCH WIRE AND BENDING THE DISTAL END OF ARCH WIRE ACCURATE CLOSING SERRATED TIPS ONE DISTAL END CUTTER WITH SAFETY HOLDING DEVICE STERILIZABLE FOR WIRE UP TO 22 X 25 INCHES TUNGSTEN CARBIDE BLADE TWO MATHIEU NEEDLE HOLDER STERILIZABLE WITH SERRATED TIPS IDEAL FOR LIGATION LIGATURE CUTTER STERILIZABLE FOR WIRE UP TO 0.4 MMM LIGATURE DIRECTOR DOUBLE ENDED ONE STRAIGHT AND OTHER IS ANGULATED SUITABLE FOR 0.022 INCH WIRE
2977 | 4215150163200 | ROTARY FILE: NICKLE TITANIUM U - SHAPE AND RADIAL LAND NON - CUTTING TIP CONSTANT TAPER TAPERING 0.04 LENGTH 21 MM SIZE 90
2978 | 4215150163300 | ROTARY FILE: NICKLE TITANIUM U - SHAPE AND RADIAL LAND NON - CUTTING TIP CONSTANT TAPER TAPERING 0.04 LENGTH 25 MM SIZE 45 - 90 ASSORTED
2979 | 4215150163400 | BRACKET SELF LIGATING CARRIERE UL CENTRAL INCISOR BRACKET 0.022 IN SLOT
2980 | 4215150163500 | BRACKET SELF LIGATING CARRIERE UR CENTRAL INCISOR BRACKET 0.022 IN SLOT
2981 | 4215150163900 | TRIPLE - ANGLE NEEDLE (1 PEEK PLUNGER INCLUDED) SIZE 1 RIGHT RED 1.10
2982 | 4215150200000 | DISPOSABLE MIXING WELL FOR BOND 2-4 HOLE/BOX
2983 | 4215150300500 | CROWN DENTAL TEMPORARY TOOTH: UPPER RIGHT CENTRAL POLYCARBONATE SIZE: 101 MESIAL DISTAL WIDTH: 9.4MM
2984 | 4215150300700 | CROWN DENTAL TEMPORARY TOOTH: UPPER RIGHT CENTRAL POLYCARBONATE SIZE: 10 MESIAL DISTAL WIDTH: 8.9MM
2985 | 4215150300800 | CROWN DENTAL TOOTH: DECIDUOUS UPPER LEFT CENTRAL INCISOR STAINLESS STEEL SIZE: 4
2986 | 4215150300900 | CROWN DENTAL TOOTH: DECIDUOUS UPPER LEFT CENTRAL INCISOR STAINLESS STEEL SIZE: 5
2987 | 4215150301000 | CROWN DENTAL TOOTH: DECIDUOUS UPPER LEFT CENTRAL INCISOR STAINLESS STEEL SIZE: 6
2988 | 4215150301100 | CROWN DENTAL TOOTH: DECIDUOUS UPPER LEFT LATERAL INCISOR STAINLESS STEEL SIZE: 1
2989 | 4215150301200 | CROWN DENTAL TOOTH: DECIDUOUS UPPER LEFT LATERAL INCISOR STAINLESS STEEL SIZE: 2
2990 | 4215150301300 | CROWN DENTAL TOOTH: DECIDUOUS UPPER LEFT LATERAL INCISOR STAINLESS STEEL SIZE: 3
2991 | 4215150301400 | CROWN DENTAL TOOTH: DECIDUOUS UPPER LEFT LATERAL INCISOR STAINLESS STEEL SIZE: 5
2992 | 4215150301500 | CROWN DENTAL TOOTH: DECIDUOUS UPPER LEFT LATERAL INCISOR STAINLESS STEEL SIZE: 6
2993 | 4215150301600 | CROWN DENTAL TOOTH: DECIDUOUS UPPER RIGHT CENTRAL INCISOR STAINLESS STEEL SIZE: 5
2994 | 4215150301700 | CROWN DENTAL TOOTH: DECIDUOUS UPPER RIGHT CENTRAL INCISOR STAINLESS STEEL SIZE: 6
2995 | 4215150301800 | CROWN DENTAL TOOTH: DECIDUOUS UPPER RIGHT LATERAL INCISOR STAINLESS STEEL SIZE: 4
2996 | 4215150301900 | CROWN DENTAL TOOTH: DECIDUOUS UPPER RIGHT LATERAL INCISOR STAINLESS STEEL SIZE: 6
2997 | 4215150304400 | CROWN DENTAL STRIP/PEDIATRIC/THIN INTERPROXIMAL WALLS/SUFFICIENT STRENGTH FOR HANDLING CELLULOID TOOTH: UPPER ANTERIOR DECIDUOUS TEETH TRANSPARENT THICKNESS: 0 .0010INCH-0.0090INCH
2998 | 4215150304500 | TOOTH COLORED ZIRCONIUM PEDIATRIC CROWN FOR PRIMARY ANTERIOR TEETH UNIVERSAL KIT (DIFFERENT SIZE S)
2999 | 4215150305300 | SET DENTAL CROWN ANATOMICAL/PRE-CRIMPED/PRE-CONTOURED STAINLESS STEEL INCLUDES: 48 DIFFERENT SIZE PACKAGING: 144 CROWNS IN A PLASTIC CONTAINER MARKED FOR EACH SIZE FOR DECIDUOUS CROWNS
3000 | 4215150305400 | CROWN DENTAL PRE-CRIMPED/PRE-CONTOURED TOOTH: DECIDUOUS FIRST UPPER RIGHT MOLAR STAINLESS STEEL SIZE: 2 PACKAGING: 5 PER BOX
3001 | 4215150305500 | CROWN DENTAL PRE-CRIMPED/PRE-CONTOURED TOOTH: DECIDUOUS FIRST UPPER RIGHT MOLAR STAINLESS STEEL SIZE: 3 PACKAGING: 5 PER BOX
3002 | 4215150305600 | CROWN DENTAL PRE-CRIMPED/PRE-CONTOURED TOOTH: DECIDUOUS FIRST UPPER RIGHT MOLAR STAINLESS STEEL SIZE: 4 PACKAGING: 5 PER BOX
3003 | 4215150305700 | CROWN DENTAL PRE-CRIMPED/PRE-CONTOURED TOOTH: DECIDUOUS FIRST UPPER RIGHT MOLAR STAINLESS STEEL SIZE: 5 PACKAGING: 5 PER BOX
3004 | 4215150305800 | CROWN DENTAL PRE-CRIMPED/PRE-CONTOURED TOOTH: DECIDUOUS FIRST UPPER RIGHT MOLAR STAINLESS STEEL SIZE: 6 PACKAGING: 5 PER BOX
3005 | 4215150305900 | CROWN DENTAL PRE-CRIMPED/PRE-CONTOURED TOOTH: DECIDUOUS SECOND UPPER RIGHT MOLAR STAINLESS STEEL SIZE: 2 PACKAGING: 5 PER BOX
3006 | 4215150306000 | CROWN DENTAL PRE-CRIMPED/PRE-CONTOURED TOOTH: DECIDUOUS SECOND UPPER RIGHT MOLAR STAINLESS STEEL SIZE: 3 PACKAGING: 5 PER BOX
3007 | 4215150306100 | CROWN DENTAL PRE-CRIMPED/PRE-CONTOURED TOOTH: DECIDUOUS SECOND UPPER RIGHT MOLAR STAINLESS STEEL SIZE: 4 PACKAGING: 5 PER BOX
3008 | 4215150306200 | CROWN DENTAL PRE-CRIMPED/PRE-CONTOURED TOOTH: DECIDUOUS SECOND UPPER RIGHT MOLAR STAINLESS STEEL SIZE: 5 PACKAGING: 5 PER BOX
3009 | 4215150306300 | CROWN DENTAL PRE-CRIMPED/PRE-CONTOURED TOOTH: DECIDUOUS SECOND UPPER RIGHT MOLAR STAINLESS STEEL SIZE: 6 PACKAGING: 5 PER BOX
3010 | 4215150306400 | CROWN DENTAL PRE-CRIMPED/PRE-CONTOURED TOOTH: DECIDUOUS FIRST UPPER LEFT MOLAR STAINLESS STEEL SIZE: 2 PACKAGING: 5 PER BOX
3011 | 4215150306500 | CROWN DENTAL PRE-CRIMPED/PRE-CONTOURED TOOTH: DECIDUOUS FIRST UPPER LEFT MOLAR STAINLESS STEEL SIZE: 3 PACKAGING: 5 PER BOX
3012 | 4215150306600 | CROWN DENTAL PRE-CRIMPED/PRE-CONTOURED TOOTH: DECIDUOUS FIRST UPPER LEFT MOLAR STAINLESS STEEL SIZE: 4 PACKAGING: 5 PER BOX
3013 | 4215150306700 | CROWN DENTAL PRE-CRIMPED/PRE-CONTOURED TOOTH: DECIDUOUS FIRST UPPER LEFT MOLAR STAINLESS STEEL SIZE: 5 PACKAGING: 5 PER BOX
3014 | 4215150306800 | CROWN DENTAL PRE-CRIMPED/PRE-CONTOURED TOOTH: DECIDUOUS FIRST UPPER LEFT MOLAR STAINLESS STEEL SIZE: 6 PACKAGING: 5 PER BOX
3015 | 4215150306900 | CROWN DENTAL PRE-CRIMPED/PRE-CONTOURED TOOTH: DECIDUOUS SECOND UPPER LEFT MOLAR STAINLESS STEEL SIZE: 2 PACKAGING: 5 PER BOX
3016 | 4215150307000 | CROWN DENTAL PRE-CRIMPED/PRE-CONTOURED TOOTH: DECIDUOUS SECOND UPPER LEFT MOLAR STAINLESS STEEL SIZE: 3 PACKAGING: 5 PER BOX
3017 | 4215150307100 | CROWN DENTAL PRE-CRIMPED/PRE-CONTOURED TOOTH: DECIDUOUS SECOND UPPER LEFT MOLAR STAINLESS STEEL SIZE: 4 PACKAGING: 5 PER BOX
3018 | 4215150307200 | CROWN DENTAL PRE-CRIMPED/PRE-CONTOURED TOOTH: DECIDUOUS SECOND UPPER LEFT MOLAR STAINLESS STEEL SIZE: 5 PACKAGING: 5 PER BOX
3019 | 4215150307300 | CROWN DENTAL PRE-CRIMPED/PRE-CONTOURED TOOTH: DECIDUOUS SECOND UPPER LEFT MOLAR STAINLESS STEEL SIZE: 6 PACKAGING: 5 PER BOX
3020 | 4215150307400 | CROWN DENTAL PRE-CRIMPED/PRE-CONTOURED TOOTH: DECIDUOUS FIRST LOWER RIGHT MOLAR STAINLESS STEEL SIZE: 2 PACKAGING: 5 PER BOX
3021 | 4215150307500 | CROWN DENTAL PRE-CRIMPED/PRE-CONTOURED TOOTH: DECIDUOUS FIRST LOWER RIGHT MOLAR STAINLESS STEEL SIZE: 3 PACKAGING: 5 PER BOX
3022 | 4215150307600 | CROWN DENTAL PRE-CRIMPED/PRE-CONTOURED TOOTH: DECIDUOUS FIRST LOWER RIGHT MOLAR STAINLESS STEEL SIZE: 4 PACKAGING: 5 PER BOX
3023 | 4215150307700 | CROWN DENTAL PRE-CRIMPED/PRE-CONTOURED TOOTH: DECIDUOUS FIRST LOWER RIGHT MOLAR STAINLESS STEEL SIZE: 5 PACKAGING: 5 PER BOX
3024 | 4215150307800 | CROWN DENTAL PRE-CRIMPED/PRE-CONTOURED TOOTH: DECIDUOUS FIRST LOWER RIGHT MOLAR STAINLESS STEEL SIZE: 6 PACKAGING: 5 PER BOX
3025 | 4215150307900 | CROWN DENTAL PRE-CRIMPED/PRE-CONTOURED TOOTH: DECIDUOUS SECOND LOWER RIGHT MOLAR STAINLESS STEEL SIZE: 2 PACKAGING: 5 PER BOX
3026 | 4215150308000 | CROWN DENTAL PRE-CRIMPED/PRE-CONTOURED TOOTH: DECIDUOUS SECOND LOWER RIGHT MOLAR STAINLESS STEEL SIZE: 3 PACKAGING: 5 PER BOX
3027 | 4215150308100 | CROWN DENTAL PRE-CRIMPED/PRE-CONTOURED TOOTH: DECIDUOUS SECOND LOWER RIGHT MOLAR STAINLESS STEEL SIZE: 4 PACKAGING: 5 PER BOX
3028 | 4215150308200 | CROWN DENTAL PRE-CRIMPED/PRE-CONTOURED TOOTH: DECIDUOUS SECOND LOWER RIGHT MOLAR STAINLESS STEEL SIZE: 5 PACKAGING: 5 PER BOX
3029 | 4215150308300 | CROWN DENTAL PRE-CRIMPED/PRE-CONTOURED TOOTH: DECIDUOUS SECOND LOWER RIGHT MOLAR STAINLESS STEEL SIZE: 6 PACKAGING: 5 PER BOX
3030 | 4215150308400 | CROWN DENTAL PRE-CRIMPED/PRE-CONTOURED TOOTH: DECIDUOUS FIRST LOWER LEFT MOLAR STAINLESS STEEL SIZE: 2 PACKAGING: 5 PER BOX
3031 | 4215150308500 | CROWN DENTAL PRE-CRIMPED/PRE-CONTOURED TOOTH: DECIDUOUS FIRST LOWER LEFT MOLAR STAINLESS STEEL SIZE: 3 PACKAGING: 5 PER BOX
3032 | 4215150308600 | CROWN DENTAL PRE-CRIMPED/PRE-CONTOURED TOOTH: DECIDUOUS FIRST LOWER LEFT MOLAR STAINLESS STEEL SIZE: 4 PACKAGING: 5 PER BOX
3033 | 4215150308700 | CROWN DENTAL PRE-CRIMPED/PRE-CONTOURED TOOTH: DECIDUOUS FIRST LOWER LEFT MOLAR STAINLESS STEEL SIZE: 5 PACKAGING: 5 PER BOX
3034 | 4215150308800 | CROWN DENTAL PRE-CRIMPED/PRE-CONTOURED TOOTH: DECIDUOUS FIRST LOWER LEFT MOLAR STAINLESS STEEL SIZE: 6 PACKAGING: 5 PER BOX
3035 | 4215150308900 | CROWN DENTAL PRE-CRIMPED/PRE-CONTOURED TOOTH: DECIDUOUS SECOND LOWER LEFT MOLAR STAINLESS STEEL SIZE: 2 PACKAGING: 5 PER BOX
3036 | 4215150309000 | CROWN DENTAL PRE-CRIMPED/PRE-CONTOURED TOOTH: DECIDUOUS SECOND LOWER LEFT MOLAR STAINLESS STEEL SIZE: 3 PACKAGING: 5 PER BOX
3037 | 4215150309100 | CROWN DENTAL PRE-CRIMPED/PRE-CONTOURED TOOTH: DECIDUOUS SECOND LOWER LEFT MOLAR STAINLESS STEEL SIZE: 4 PACKAGING: 5 PER BOX
3038 | 4215150309200 | CROWN DENTAL PRE-CRIMPED/PRE-CONTOURED TOOTH: DECIDUOUS SECOND LOWER LEFT MOLAR STAINLESS STEEL SIZE: 5 PACKAGING: 5 PER BOX
3039 | 4215150309300 | CROWN DENTAL PRE-CRIMPED/PRE-CONTOURED TOOTH: DECIDUOUS SECOND LOWER LEFT MOLAR STAINLESS STEEL SIZE: 6 PACKAGING: 5 PER BOX
3040 | 4215150309400 | SET DENTAL CROWN STRIP/PEDIATRIC TRANSPARENT PACKAGING: 120 PER SET
3041 | 4215150309500 | CROWN DENTAL STRIP/PEDIATRIC TOOTH: UPPER LEFT CENTRAL INCISOR TRANSPARENT SIZE: 1 PACKAGING: 5 PER BOX
3042 | 4215150309600 | CROWN DENTAL STRIP/PEDIATRIC TOOTH: UPPER LEFT CENTRAL INCISOR TRANSPARENT SIZE: 2 PACKAGING: 5 PER BOX
3043 | 4215150309700 | CROWN DENTAL STRIP/PEDIATRIC TOOTH: UPPER LEFT CENTRAL INCISOR TRANSPARENT SIZE: 3 PACKAGING: 5 PER BOX
3044 | 4215150309800 | CROWN DENTAL STRIP/PEDIATRIC TOOTH: UPPER LEFT CENTRAL INCISOR TRANSPARENT SIZE: 4 PACKAGING: 5 PER BOX
3045 | 4215150309900 | CROWN DENTAL STRIP/PEDIATRIC TOOTH: UPPER LEFT CENTRAL INCISOR TRANSPARENT SIZE: LARGE PACKAGING: 5 PER BOX
3046 | 4215150310000 | CROWN DENTAL STRIP/PEDIATRIC TOOTH: UPPER RIGHT CENTRAL INCISOR TRANSPARENT SIZE: 1 PACKAGING: 5 PER BOX
3047 | 4215150310100 | CROWN DENTAL STRIP/PEDIATRIC TOOTH: UPPER RIGHT CENTRAL INCISOR TRANSPARENT SIZE: 2 PACKAGING: 5 PER BOX
3048 | 4215150310200 | CROWN DENTAL STRIP/PEDIATRIC TOOTH: UPPER RIGHT CENTRAL INCISOR TRANSPARENT SIZE: 3 PACKAGING: 5 PER BOX
3049 | 4215150310300 | CROWN DENTAL STRIP/PEDIATRIC TOOTH: UPPER RIGHT CENTRAL INCISOR TRANSPARENT SIZE: 4 PACKAGING: 5 PER BOX
3050 | 4215150310400 | CROWN DENTAL STRIP/PEDIATRIC TOOTH: UPPER RIGHT CENTRAL INCISOR TRANSPARENT SIZE: LARGE PACKAGING: 5 PER BOX
3051 | 4215150310500 | CROWN DENTAL STRIP/PEDIATRIC TOOTH: UPPER RIGHT CENTRAL INCISOR TRANSPARENT SIZE: EXTRA LARGE PACKAGING: 5 PER BOX
3052 | 4215150310600 | CROWN DENTAL STRIP/PEDIATRIC TOOTH: UPPER LEFT LATERAL INCISOR TRANSPARENT SIZE: 1 PACKAGING: 5 PER BOX
3053 | 4215150310700 | CROWN DENTAL STRIP/PEDIATRIC TOOTH: UPPER LEFT LATERAL INCISOR TRANSPARENT SIZE: 2 PACKAGING: 5 PER BOX
3054 | 4215150310800 | CROWN DENTAL STRIP/PEDIATRIC TOOTH: UPPER LEFT LATERAL INCISOR TRANSPARENT SIZE: 3 PACKAGING: 5 PER BOX
3055 | 4215150310900 | CROWN DENTAL STRIP/PEDIATRIC TOOTH: UPPER LEFT LATERAL INCISOR TRANSPARENT SIZE: 4 PACKAGING: 5 PER BOX
3056 | 4215150311000 | CROWN DENTAL STRIP/PEDIATRIC TOOTH: UPPER RIGHT LATERAL INCISOR TRANSPARENT SIZE: 1 PACKAGING: 5 PER BOX
3057 | 4215150311100 | CROWN DENTAL STRIP/PEDIATRIC TOOTH: UPPER RIGHT LATERAL INCISOR TRANSPARENT SIZE: 2 PACKAGING: 5 PER BOX
3058 | 4215150311200 | CROWN DENTAL STRIP/PEDIATRIC TOOTH: UPPER RIGHT LATERAL INCISOR TRANSPARENT SIZE: 3 PACKAGING: 5 PER BOX
3059 | 4215150311300 | CROWN DENTAL STRIP/PEDIATRIC TOOTH: UPPER RIGHT LATERAL INCISOR TRANSPARENT SIZE: 4 PACKAGING: 5 PER BOX
3060 | 4215150311400 | CROWN DENTAL TOOTH: DECIDUOUS UPPER RIGHT CENTRAL INCISOR STAINLESS STEEL SIZE: 1
3061 | 4215150311500 | CROWN DENTAL TOOTH: DECIDUOUS UPPER RIGHT CENTRAL INCISOR STAINLESS STEEL SIZE: 2
3062 | 4215150311600 | CROWN DENTAL TOOTH: DECIDUOUS UPPER RIGHT CENTRAL INCISOR STAINLESS STEEL SIZE: 3
3063 | 4215150311700 | CROWN DENTAL TOOTH: DECIDUOUS UPPER RIGHT CENTRAL INCISOR STAINLESS STEEL SIZE: 4
3064 | 4215150311800 | CROWN DENTAL TOOTH: DECIDUOUS UPPER LEFT CENTRAL INCISOR STAINLESS STEEL SIZE: 1
3065 | 4215150311900 | CROWN DENTAL TOOTH: DECIDUOUS UPPER LEFT CENTRAL INCISOR STAINLESS STEEL SIZE: 2
3066 | 4215150312000 | CROWN DENTAL TOOTH: DECIDUOUS UPPER LEFT CENTRAL INCISOR STAINLESS STEEL SIZE: 3
3067 | 4215150312100 | CROWN DENTAL TOOTH: DECIDUOUS UPPER RIGHT LATERAL INCISOR STAINLESS STEEL SIZE: 1
3068 | 4215150312200 | CROWN DENTAL TOOTH: DECIDUOUS UPPER RIGHT LATERAL INCISOR STAINLESS STEEL SIZE: 2
3069 | 4215150312300 | CROWN DENTAL TOOTH: DECIDUOUS UPPER RIGHT LATERAL INCISOR STAINLESS STEEL SIZE: 3
3070 | 4215150312400 | CROWN DENTAL TOOTH: DECIDUOUS UPPER RIGHT LATERAL INCISOR STAINLESS STEEL SIZE: 5
3071 | 4215150312500 | CROWN DENTAL TOOTH: DECIDUOUS UPPER LEFT LATERAL INCISOR STAINLESS STEEL SIZE: 4
3072 | 4215150312600 | CROWN DENTAL TOOTH: DECIDUOUS LOWER CUSPID STAINLESS STEEL SIZE: 1
3073 | 4215150312700 | CROWN DENTAL TOOTH: DECIDUOUS LOWER CUSPID STAINLESS STEEL SIZE: 2
3074 | 4215150312800 | CROWN DENTAL TOOTH: DECIDUOUS LOWER CUSPID STAINLESS STEEL SIZE: 3
3075 | 4215150312900 | CROWN DENTAL TOOTH: DECIDUOUS LOWER CUSPID STAINLESS STEEL SIZE: 4
3076 | 4215150313000 | CROWN DENTAL TOOTH: DECIDUOUS LOWER CUSPID STAINLESS STEEL SIZE: 5
3077 | 4215150313100 | CROWN DENTAL TOOTH: DECIDUOUS LOWER CUSPID STAINLESS STEEL SIZE: 6
3078 | 4215150313200 | CROWN DENTAL TOOTH: DECIDUOUS UPPER CUSPID STAINLESS STEEL SIZE: 1
3079 | 4215150313300 | CROWN DENTAL TOOTH: DECIDUOUS UPPER CUSPID STAINLESS STEEL SIZE: 2
3080 | 4215150313400 | CROWN DENTAL TOOTH: DECIDUOUS UPPER CUSPID STAINLESS STEEL SIZE: 3
3081 | 4215150313500 | CROWN DENTAL TOOTH: DECIDUOUS UPPER CUSPID STAINLESS STEEL SIZE: 4
3082 | 4215150313600 | CROWN DENTAL TOOTH: DECIDUOUS UPPER CUSPID STAINLESS STEEL SIZE: 5
3083 | 4215150313700 | CROWN DENTAL TOOTH: DECIDUOUS UPPER CUSPID STAINLESS STEEL SIZE: 6
3084 | 4215150313800 | CROWN DENTAL PRE-CRIMPED/PRE-CONTOURED TOOTH: DECIDUOUS FIRST LOWER LEFT MOLAR STAINLESS STEEL SIZE: 7 PACKAGING: 5 PER BOX
3085 | 4215150313900 | CROWN DENTAL PRE-CRIMPED/PRE-CONTOURED TOOTH: DECIDUOUS FIRST LOWER RIGHT MOLAR STAINLESS STEEL SIZE: 7 PACKAGING: 5 PER BOX
3086 | 4215150314000 | CROWN DENTAL PRE-CRIMPED/PRE-CONTOURED TOOTH: DECIDUOUS FIRST UPPER LEFT MOLAR STAINLESS STEEL SIZE: 7 PACKAGING: 5 PER BOX
3087 | 4215150314100 | CROWN DENTAL PRE-CRIMPED/PRE-CONTOURED TOOTH: DECIDUOUS FIRST UPPER RIGHT MOLAR STAINLESS STEEL SIZE: 7 PACKAGING: 5 PER BOX
3088 | 4215150314200 | CROWN DENTAL PRE-CRIMPED/PRE-CONTOURED TOOTH: DECIDUOUS SECOND LOWER LEFT MOLAR STAINLESS STEEL SIZE: 7 PACKAGING: 5 PER BOX
3089 | 4215150314300 | CROWN DENTAL PRE-CRIMPED/PRE-CONTOURED TOOTH: DECIDUOUS SECOND LOWER RIGHT MOLAR STAINLESS STEEL SIZE: 7 PACKAGING: 5 PER BOX
3090 | 4215150314400 | CROWN DENTAL PRE-CRIMPED/PRE-CONTOURED TOOTH: DECIDUOUS SECOND UPPER LEFT MOLAR STAINLESS STEEL SIZE: 7 PACKAGING: 5 PER BOX
3091 | 4215150314500 | CROWN DENTAL PRE-CRIMPED/PRE-CONTOURED TOOTH: DECIDUOUS SECOND UPPER RIGHT MOLAR STAINLESS STEEL SIZE: 7 PACKAGING: 5 PER BOX
3092 | 4215150314600 | KIT CROWN ANATOMICAL/PRE-CRIMPED PRE-CONTOURED STAINLESS STEEL TOOTH: DECIDUOUS MOLARS FOR DENTAL
3093 | 4215150314700 | CROWN DENTAL TOOTH: PERMANENT FIRST UPPER LEFT MOLAR STAINLESS STEEL SIZE: 2
3094 | 4215150314800 | CROWN DENTAL TOOTH: PERMANENT FIRST UPPER LEFT MOLAR STAINLESS STEEL SIZE: 3
3095 | 4215150314900 | CROWN DENTAL TOOTH: PERMANENT FIRST UPPER LEFT MOLAR STAINLESS STEEL SIZE: 4
3096 | 4215150315000 | CROWN DENTAL TOOTH: PERMANENT FIRST UPPER LEFT MOLAR STAINLESS STEEL SIZE: 5
3097 | 4215150315100 | CROWN DENTAL TOOTH: PERMANENT FIRST UPPER LEFT MOLAR STAINLESS STEEL SIZE: 6
3098 | 4215150315200 | CROWN DENTAL TOOTH: PERMANENT FIRST UPPER LEFT MOLAR STAINLESS STEEL SIZE: 7
3099 | 4215150315300 | CROWN DENTAL TOOTH: PERMANENT FIRST UPPER RIGHT MOLAR STAINLESS STEEL SIZE: 2
3100 | 4215150315400 | CROWN DENTAL TOOTH: PERMANENT FIRST UPPER RIGHT MOLAR STAINLESS STEEL SIZE: 3
3101 | 4215150315500 | CROWN DENTAL TOOTH: PERMANENT FIRST UPPER RIGHT MOLAR STAINLESS STEEL SIZE: 4
3102 | 4215150315600 | CROWN DENTAL TOOTH: PERMANENT FIRST UPPER RIGHT MOLAR STAINLESS STEEL SIZE: 5
3103 | 4215150315700 | CROWN DENTAL TOOTH: PERMANENT FIRST UPPER RIGHT MOLAR STAINLESS STEEL SIZE: 6
3104 | 4215150315800 | CROWN DENTAL TOOTH: PERMANENT FIRST UPPER RIGHT MOLAR STAINLESS STEEL SIZE: 7
3105 | 4215150315900 | CROWN DENTAL TOOTH: PERMANENT FIRST LOWER LEFT MOLAR STAINLESS STEEL SIZE: 2
3106 | 4215150316000 | CROWN DENTAL TOOTH: PERMANENT FIRST LOWER LEFT MOLAR STAINLESS STEEL SIZE: 3
3107 | 4215150316100 | CROWN DENTAL TOOTH: PERMANENT FIRST LOWER LEFT MOLAR STAINLESS STEEL SIZE: 4
3108 | 4215150316200 | CROWN DENTAL TOOTH: PERMANENT FIRST LOWER LEFT MOLAR STAINLESS STEEL SIZE: 5
3109 | 4215150316300 | CROWN DENTAL TOOTH: PERMANENT FIRST LOWER LEFT MOLAR STAINLESS STEEL SIZE: 6
3110 | 4215150316400 | CROWN DENTAL TOOTH: PERMANENT FIRST LOWER LEFT MOLAR STAINLESS STEEL SIZE: 7
3111 | 4215150316500 | CROWN DENTAL TOOTH: PERMANENT FIRST LOWER RIGHT MOLAR STAINLESS STEEL SIZE: 2
3112 | 4215150316600 | CROWN DENTAL TOOTH: PERMANENT FIRST LOWER RIGHT MOLAR STAINLESS STEEL SIZE: 3
3113 | 4215150316700 | CROWN DENTAL TOOTH: PERMANENT FIRST LOWER RIGHT MOLAR STAINLESS STEEL SIZE: 4
3114 | 4215150316800 | CROWN DENTAL TOOTH: PERMANENT FIRST LOWER RIGHT MOLAR STAINLESS STEEL SIZE: 5
3115 | 4215150316900 | CROWN DENTAL TOOTH: PERMANENT FIRST LOWER RIGHT MOLAR STAINLESS STEEL SIZE: 6
3116 | 4215150317000 | CROWN DENTAL TOOTH: PERMANENT FIRST LOWER RIGHT MOLAR STAINLESS STEEL SIZE: 7
3117 | 4215150317100 | CROWN DENTAL TOOTH: PERMANENT FIRST UPPER LEFT MOLAR SIZE: 69 MESIAL DISTAL WIDTH: 12.0MM
3118 | 4215150317200 | CROWN DENTAL TOOTH: PERMANENT FIRST UPPER LEFT MOLAR TIN-SILVER ALLOY SIZE: 67 MESIAL DISTAL WIDTH: 11.5MM
3119 | 4215150317300 | CROWN DENTAL TOOTH: PERMANENT FIRST UPPER LEFT MOLAR TIN-SILVER ALLOY SIZE: 65 MESIAL DISTAL WIDTH: 11.1MM
3120 | 4215150317400 | CROWN DENTAL TOOTH: PERMANENT FIRST UPPER LEFT MOLAR TIN-SILVER ALLOY SIZE: 63 MESIAL DISTAL WIDTH: 10.7MM
3121 | 4215150317500 | CROWN DENTAL TOOTH: PERMANENT FIRST UPPER LEFT MOLAR TIN-SILVER ALLOY SIZE: 61 MESIAL DISTAL WIDTH: 10.3MM
3122 | 4215150317600 | CROWN DENTAL TOOTH: PERMANENT SECOND UPPER LEFT MOLAR TIN-SILVER ALLOY SIZE: 79 MESIAL DISTAL WIDTH: 10.5MM
3123 | 4215150317700 | CROWN DENTAL TOOTH: PERMANENT SECOND UPPER LEFT MOLAR TIN-SILVER ALLOY SIZE: 77 MESIAL DISTAL WIDTH: 10.2MM
3124 | 4215150317800 | CROWN DENTAL TOOTH: PERMANENT SECOND UPPER LEFT MOLAR TIN-SILVER ALLOY SIZE: 73 MESIAL DISTAL WIDTH: 9.5MM
3125 | 4215150317900 | CROWN DENTAL TOOTH: PERMANENT SECOND UPPER LEFT MOLAR TIN-SILVER ALLOY SIZE: 71 MESIAL DISTAL WIDTH: 9.0MM
3126 | 4215150318000 | CROWN DENTAL TOOTH: PERMANENT FIRST UPPER RIGHT MOLAR TIN-SILVER ALLOY SIZE: 60 MESIAL DISTAL WIDTH: 10.3MM
3127 | 4215150318100 | CROWN DENTAL TOOTH: PERMANENT FIRST UPPER RIGHT MOLAR TIN-SILVER ALLOY SIZE: 62 MESIAL DISTAL WIDTH: 10.7MM
3128 | 4215150318200 | CROWN DENTAL TOOTH: PERMANENT FIRST UPPER RIGHT MOLAR TIN-SILVER ALLOY SIZE: 64 MESIAL DISTAL WIDTH: 11.1MM
3129 | 4215150318300 | CROWN DENTAL TOOTH: PERMANENT FIRST UPPER RIGHT MOLAR TIN-SILVER ALLOY SIZE: 66 MESIAL DISTAL WIDTH: 11.5MM
3130 | 4215150318400 | CROWN DENTAL TOOTH: PERMANENT FIRST UPPER RIGHT MOLAR TIN-SILVER ALLOY SIZE: 68 MESIAL DISTAL WIDTH: 12.0MM
3131 | 4215150318500 | CROWN DENTAL TOOTH: PERMANENT SECOND UPPER RIGHT MOLAR TIN-SILVER ALLOY SIZE: 70 MESIAL DISTAL WIDTH: 9.0MM
3132 | 4215150318600 | CROWN DENTAL TOOTH: PERMANENT SECOND UPPER RIGHT MOLAR TIN-SILVER ALLOY SIZE: 72 MESIAL DISTAL WIDTH: 9.5MM
3133 | 4215150318700 | CROWN DENTAL TOOTH: PERMANENT SECOND UPPER RIGHT MOLAR TIN-SILVER ALLOY SIZE: 74 MESIAL DISTAL WIDTH: 9.9MM
3134 | 4215150318800 | CROWN DENTAL TOOTH: PERMANENT SECOND UPPER RIGHT MOLAR TIN-SILVER ALLOY SIZE: 76 MESIAL DISTAL WIDTH: 10.2MM
3135 | 4215150318900 | CROWN DENTAL TOOTH: PERMANENT SECOND UPPER RIGHT MOLAR TIN-SILVER ALLOY SIZE: 78 MESIAL DISTAL WIDTH: 10.5MM
3136 | 4215150319000 | CROWN DENTAL TOOTH: PERMANENT FIRST LOWER LEFT MOLAR TIN-SILVER ALLOY SIZE: 69 MESIAL DISTAL WIDTH: 12.4MM
3137 | 4215150319100 | CROWN DENTAL TOOTH: PERMANENT FIRST LOWER LEFT MOLAR TIN-SILVER ALLOY SIZE: 67 MESIAL DISTAL WIDTH: 12.0MM
3138 | 4215150319200 | CROWN DENTAL TOOTH: PERMANENT FIRST LOWER LEFT MOLAR TIN-SILVER ALLOY SIZE: 65 MESIAL DISTAL WIDTH: 11.7MM
3139 | 4215150319300 | CROWN DENTAL TOOTH: PERMANENT FIRST LOWER LEFT MOLAR TIN-SILVER ALLOY SIZE: 63 MESIAL DISTAL WIDTH: 11.4MM
3140 | 4215150319400 | CROWN DENTAL TOOTH: PERMANENT FIRST LOWER LEFT MOLAR TIN-SILVER ALLOY SIZE: 61 MESIAL DISTAL WIDTH: 11.1MM
3141 | 4215150319500 | CROWN DENTAL TOOTH: PERMANENT SECOND LOWER LEFT MOLAR TIN-SILVER ALLOY SIZE: 79 MESIAL DISTAL WIDTH: 11.6MM
3142 | 4215150319600 | CROWN DENTAL TOOTH: PERMANENT SECOND LOWER LEFT MOLAR TIN-SILVER ALLOY SIZE: 77 MESIAL DISTAL WIDTH: 11.2MM
3143 | 4215150319700 | CROWN DENTAL TOOTH: PERMANENT SECOND LOWER LEFT MOLAR TIN-SILVER ALLOY SIZE: 73 MESIAL DISTAL WIDTH: 10.4MM
3144 | 4215150319800 | CROWN DENTAL TOOTH: PERMANENT SECOND LOWER LEFT MOLAR TIN-SILVER ALLOY SIZE: 71 MESIAL DISTAL WIDTH: 9.8MM
3145 | 4215150319900 | CROWN DENTAL TOOTH: PERMANENT FIRST LOWER RIGHT MOLAR TIN-SILVER ALLOY 60 MESIAL DISTAL WIDTH: 11.1MM
3146 | 4215150320000 | CROWN DENTAL TOOTH: PERMANENT FIRST LOWER RIGHT MOLAR TIN-SILVER ALLOY 62 MESIAL DISTAL WIDTH: 11.4MM
3147 | 4215150320100 | CROWN DENTAL TOOTH: PERMANENT FIRST LOWER RIGHT MOLAR TIN-SILVER ALLOY 64 MESIAL DISTAL WIDTH: 11.7MM
3148 | 4215150320200 | CROWN DENTAL TOOTH: PERMANENT FIRST LOWER RIGHT MOLAR TIN-SILVER ALLOY 66 MESIAL DISTAL WIDTH: 12.0MM
3149 | 4215150320300 | CROWN DENTAL TOOTH: PERMANENT FIRST LOWER RIGHT MOLAR TIN-SILVER ALLOY 68 MESIAL DISTAL WIDTH: 12.4MM
3150 | 4215150320400 | CROWN DENTAL TOOTH: PERMANENT SECOND LOWER RIGHT MOLAR TIN-SILVER ALLOY 70 MESIAL DISTAL WIDTH: 9.8MM
3151 | 4215150320500 | CROWN DENTAL TOOTH: PERMANENT SECOND LOWER RIGHT MOLAR TIN-SILVER ALLOY 72 MESIAL DISTAL WIDTH: 10.4MM
3152 | 4215150320600 | CROWN DENTAL TOOTH: PERMANENT SECOND LOWER RIGHT MOLAR TIN-SILVER ALLOY 74 MESIAL DISTAL WIDTH: 10.8MM
3153 | 4215150320700 | CROWN DENTAL TOOTH: PERMANENT SECOND LOWER RIGHT MOLAR TIN-SILVER ALLOY 76 MESIAL DISTAL WIDTH: 11.2MM
3154 | 4215150320800 | CROWN DENTAL TOOTH: PERMANENT SECOND LOWER RIGHT MOLAR TIN-SILVER ALLOY 78 MESIAL DISTAL WIDTH: 11.6MM
3155 | 4215150320900 | CROWN DENTAL TOOTH: PERMANENT FIRST UPPER LEFT BICUSPID TIN-SILVER ALLOY 49 MESIAL DISTAL WIDTH: 8.5MM
3156 | 4215150321000 | CROWN DENTAL TOOTH: PERMANENT FIRST UPPER LEFT BICUSPID TIN-SILVER ALLOY 47 MESIAL DISTAL WIDTH: 7.7MM
3157 | 4215150321100 | CROWN DENTAL TOOTH: PERMANENT FIRST UPPER LEFT BICUSPID TIN-SILVER ALLOY 45 MESIAL DISTAL WIDTH: 7.3MM
3158 | 4215150321200 | CROWN DENTAL TOOTH: PERMANENT FIRST UPPER LEFT BICUSPID TIN-SILVER ALLOY 43 MESIAL DISTAL WIDTH: 6.9MM
3159 | 4215150321300 | CROWN DENTAL TOOTH: PERMANENT FIRST UPPER LEFT BICUSPID TIN-SILVER ALLOY 41 MESIAL DISTAL WIDTH: 6.4MM
3160 | 4215150321400 | CROWN DENTAL TOOTH: PERMANENT SECOND UPPER LEFT BICUSPID TIN-SILVER ALLOY 59 MESIAL DISTAL WIDTH: 8.0MM
3161 | 4215150321500 | CROWN DENTAL TOOTH: PERMANENT SECOND UPPER LEFT BICUSPID TIN-SILVER ALLOY 57 MESIAL DISTAL WIDTH: 7.5MM
3162 | 4215150321600 | CROWN DENTAL TOOTH: PERMANENT SECOND UPPER LEFT BICUSPID TIN-SILVER ALLOY 55 MESIAL DISTAL WIDTH: 7.1MM
3163 | 4215150321700 | CROWN DENTAL TOOTH: PERMANENT SECOND UPPER LEFT BICUSPID TIN-SILVER ALLOY 53 MESIAL DISTAL WIDTH: 6.7MM
3164 | 4215150321800 | CROWN DENTAL TOOTH: PERMANENT SECOND UPPER LEFT BICUSPID TIN-SILVER ALLOY 51 MESIAL DISTAL WIDTH: 6.0MM
3165 | 4215150321900 | CROWN DENTAL TOOTH: PERMANENT FIRST UPPER RIGHT BICUSPID TIN-SILVER ALLOY 40 MESIAL DISTAL WIDTH: 6.4MM
3166 | 4215150322000 | CROWN DENTAL TOOTH: PERMANENT FIRST UPPER RIGHT BICUSPID TIN-SILVER ALLOY 42 MESIAL DISTAL WIDTH: 6.9MM
3167 | 4215150322100 | CROWN DENTAL TOOTH: PERMANENT FIRST UPPER RIGHT BICUSPID TIN-SILVER ALLOY 44 MESIAL DISTAL WIDTH: 7.3MM
3168 | 4215150322200 | CROWN DENTAL TOOTH: PERMANENT FIRST UPPER RIGHT BICUSPID TIN-SILVER ALLOY 46 MESIAL DISTAL WIDTH: 7.7MM
3169 | 4215150322300 | CROWN DENTAL TOOTH: PERMANENT FIRST UPPER RIGHT BICUSPID TIN-SILVER ALLOY 48 MESIAL DISTAL WIDTH: 8.5MM
3170 | 4215150322400 | CROWN DENTAL TOOTH: PERMANENT SECOND UPPER RIGHT BICUSPID TIN-SILVER ALLOY 50 MESIAL DISTAL WIDTH: 6.0MM
3171 | 4215150322500 | CROWN DENTAL TOOTH: PERMANENT SECOND UPPER RIGHT BICUSPID TIN-SILVER ALLOY 52 MESIAL DISTAL WIDTH: 6.7MM
3172 | 4215150322600 | CROWN DENTAL TOOTH: PERMANENT SECOND UPPER RIGHT BICUSPID TIN-SILVER ALLOY 54 MESIAL DISTAL WIDTH: 7.1MM
3173 | 4215150322700 | CROWN DENTAL TOOTH: PERMANENT SECOND UPPER RIGHT BICUSPID TIN-SILVER ALLOY 56 MESIAL DISTAL WIDTH: 7.5MM
3174 | 4215150322800 | CROWN DENTAL TOOTH: PERMANENT SECOND UPPER RIGHT BICUSPID TIN-SILVER ALLOY 58 MESIAL DISTAL WIDTH: 8.0MM
3175 | 4215150322900 | CROWN DENTAL TOOTH: PERMANENT FIRST LOWER LEFT BICUSPID TIN-SILVER ALLOY 49 MESIAL DISTAL WIDTH: 8.5MM
3176 | 4215150323000 | CROWN DENTAL TOOTH: PERMANENT FIRST LOWER LEFT BICUSPID TIN-SILVER ALLOY 47 MESIAL DISTAL WIDTH: 7.8MM
3177 | 4215150323100 | CROWN DENTAL TOOTH: PERMANENT FIRST LOWER LEFT BICUSPID TIN-SILVER ALLOY 45 MESIAL DISTAL WIDTH: 7.4MM
3178 | 4215150323200 | CROWN DENTAL TOOTH: PERMANENT FIRST LOWER LEFT BICUSPID TIN-SILVER ALLOY 43 MESIAL DISTAL WIDTH: 7.0MM
3179 | 4215150323300 | CROWN DENTAL TOOTH: PERMANENT FIRST LOWER LEFT BICUSPID TIN-SILVER ALLOY 41 MESIAL DISTAL WIDTH: 6.6MM
3180 | 4215150323400 | CROWN DENTAL TOOTH: PERMANENT SECOND LOWER LEFT BICUSPID TIN-SILVER ALLOY 59 MESIAL DISTAL WIDTH: 9.0MM
3181 | 4215150323500 | CROWN DENTAL TOOTH: PERMANENT SECOND LOWER LEFT BICUSPID TIN-SILVER ALLOY 57 MESIAL DISTAL WIDTH: 8.2MM
3182 | 4215150323600 | CROWN DENTAL TOOTH: PERMANENT SECOND LOWER LEFT BICUSPID TIN-SILVER ALLOY 55 MESIAL DISTAL WIDTH: 7.6MM
3183 | 4215150323700 | CROWN DENTAL TOOTH: PERMANENT SECOND LOWER LEFT BICUSPID TIN-SILVER ALLOY 53 MESIAL DISTAL WIDTH: 7.2MM
3184 | 4215150323800 | CROWN DENTAL TOOTH: PERMANENT SECOND LOWER LEFT BICUSPID TIN-SILVER ALLOY 51 MESIAL DISTAL WIDTH: 6.8MM
3185 | 4215150323900 | CROWN DENTAL TOOTH: PERMANENT FIRST LOWER RIGHT BICUSPID TIN-SILVER ALLOY 40 MESIAL DISTAL WIDTH: 6.6MM
3186 | 4215150324000 | CROWN DENTAL TOOTH: PERMANENT FIRST LOWER RIGHT BICUSPID TIN-SILVER ALLOY 42 MESIAL DISTAL WIDTH: 7.0MM
3187 | 4215150324100 | CROWN DENTAL TOOTH: PERMANENT FIRST LOWER RIGHT BICUSPID TIN-SILVER ALLOY 44 MESIAL DISTAL WIDTH: 7.4MM
3188 | 4215150324200 | CROWN DENTAL TOOTH: PERMANENT FIRST LOWER RIGHT BICUSPID TIN-SILVER ALLOY 46 MESIAL DISTAL WIDTH: 6.6MM
3189 | 4215150324300 | CROWN DENTAL TOOTH: PERMANENT FIRST LOWER RIGHT BICUSPID TIN-SILVER ALLOY 48 MESIAL DISTAL WIDTH: 8.5MM
3190 | 4215150324400 | CROWN DENTAL TOOTH: PERMANENT SECOND LOWER RIGHT BICUSPID TIN-SILVER ALLOY 50 MESIAL DISTAL WIDTH: 6.8MM
3191 | 4215150324500 | CROWN DENTAL TOOTH: PERMANENT SECOND LOWER RIGHT BICUSPID TIN-SILVER ALLOY 52 MESIAL DISTAL WIDTH: 7.2MM
3192 | 4215150324600 | CROWN DENTAL TOOTH: PERMANENT SECOND LOWER RIGHT BICUSPID TIN-SILVER ALLOY 54 MESIAL DISTAL WIDTH: 7.6MM
3193 | 4215150324700 | CROWN DENTAL TOOTH: PERMANENT SECOND LOWER RIGHT BICUSPID TIN-SILVER ALLOY 56 MESIAL DISTAL WIDTH: 8.2MM
3194 | 4215150324800 | CROWN DENTAL TOOTH: PERMANENT SECOND LOWER RIGHT BICUSPID TIN-SILVER ALLOY 58 MESIAL DISTAL WIDTH: 9.0MM
3195 | 4215150324900 | CROWN DENTAL TEMPORARY TOOTH: UPPER RIGHT CENTRAL POLYCARBONATE SIZE: 100 MESIAL DISTAL WIDTH: 10.1MM
3196 | 4215150325000 | CROWN DENTAL TEMPORARY TOOTH: UPPER RIGHT CENTRAL POLYCARBONATE SIZE: 11 MESIAL DISTAL WIDTH: 8.4MM
3197 | 4215150325100 | CROWN DENTAL TEMPORARY TOOTH: UPPER RIGHT CENTRAL POLYCARBONATE SIZE: 12 MESIAL DISTAL WIDTH: 8.2MM
3198 | 4215150325200 | CROWN DENTAL TEMPORARY TOOTH: UPPER RIGHT CENTRAL POLYCARBONATE SIZE: 13 MESIAL DISTAL WIDTH: 8.0MM
3199 | 4215150325300 | CROWN DENTAL TEMPORARY TOOTH: UPPER RIGHT CENTRAL POLYCARBONATE SIZE: 14 MESIAL DISTAL WIDTH: 7.7MM
3200 | 4215150325400 | CROWN DENTAL TEMPORARY TOOTH: UPPER LEFT CENTRAL POLYCARBONATE SIZE: 15 MESIAL DISTAL WIDTH: 7.7MM
3201 | 4215150325500 | CROWN DENTAL TEMPORARY TOOTH: UPPER LEFT CENTRAL POLYCARBONATE SIZE: 16 MESIAL DISTAL WIDTH: 8.0MM
3202 | 4215150325600 | CROWN DENTAL TEMPORARY TOOTH: UPPER LEFT CENTRAL POLYCARBONATE SIZE: 17 MESIAL DISTAL WIDTH: 8.2MM
3203 | 4215150325700 | CROWN DENTAL TEMPORARY TOOTH: UPPER LEFT CENTRAL POLYCARBONATE SIZE: 18 MESIAL DISTAL WIDTH: 8.4MM
3204 | 4215150325800 | CROWN DENTAL TEMPORARY TOOTH: UPPER LEFT CENTRAL POLYCARBONATE SIZE: 19 MESIAL DISTAL WIDTH: 8.9MM
3205 | 4215150325900 | CROWN DENTAL TEMPORARY TOOTH: UPPER LEFT CENTRAL POLYCARBONATE SIZE: 102 MESIAL DISTAL WIDTH: 9.4MM
3206 | 4215150326000 | CROWN DENTAL TEMPORARY TOOTH: UPPER LEFT CENTRAL POLYCARBONATE SIZE: 103 MESIAL DISTAL WIDTH: 10.1MM
3207 | 4215150326100 | CROWN DENTAL TEMPORARY TOOTH: UPPER RIGHT LATERAL POLYCARBONATE SIZE: 2 MESIAL DISTAL WIDTH: 7.6MM
3208 | 4215150326200 | CROWN DENTAL TEMPORARY TOOTH: UPPER RIGHT LATERAL POLYCARBONATE SIZE: 20 MESIAL DISTAL WIDTH: 7.1MM
3209 | 4215150326300 | CROWN DENTAL TEMPORARY TOOTH: UPPER RIGHT LATERAL POLYCARBONATE SIZE: 21 MESIAL DISTAL WIDTH: 7.0MM
3210 | 4215150326400 | CROWN DENTAL TEMPORARY TOOTH: UPPER RIGHT LATERAL POLYCARBONATE SIZE: 22 MESIAL DISTAL WIDTH: 6.5MM
3211 | 4215150326500 | CROWN DENTAL TEMPORARY TOOTH: UPPER RIGHT LATERAL POLYCARBONATE SIZE: 23 MESIAL DISTAL WIDTH: 6.4MM
3212 | 4215150326600 | CROWN DENTAL TEMPORARY TOOTH: UPPER RIGHT LATERAL POLYCARBONATE SIZE: 24 MESIAL DISTAL WIDTH: 5.8MM
3213 | 4215150326700 | CROWN DENTAL TEMPORARY TOOTH: UPPER LEFT LATERAL POLYCARBONATE SIZE: 25 MESIAL DISTAL WIDTH: 5.8MM
3214 | 4215150326800 | CROWN DENTAL TEMPORARY TOOTH: UPPER LEFT LATERAL POLYCARBONATE SIZE: 26 MESIAL DISTAL WIDTH: 6.4MM
3215 | 4215150326900 | CROWN DENTAL TEMPORARY TOOTH: UPPER LEFT LATERAL POLYCARBONATE SIZE: 27 MESIAL DISTAL WIDTH: 6.5MM
3216 | 4215150327000 | CROWN DENTAL TEMPORARY TOOTH: UPPER LEFT LATERAL POLYCARBONATE SIZE: 28 MESIAL DISTAL WIDTH: 7.0MM
3217 | 4215150327100 | CROWN DENTAL TEMPORARY TOOTH: UPPER LEFT LATERAL POLYCARBONATE SIZE: 29 MESIAL DISTAL WIDTH: 7.1MM
3218 | 4215150327200 | CROWN DENTAL TEMPORARY TOOTH: UPPER LEFT LATERAL POLYCARBONATE SIZE: 200 MESIAL DISTAL WIDTH: 7.6MM
3219 | 4215150327300 | CROWN DENTAL TEMPORARY TOOTH: UPPER AND LOWER RIGHT CANINE POLYCARBONATE SIZE: 300 MESIAL DISTAL WIDTH: 9.0MM
3220 | 4215150327400 | CROWN DENTAL TEMPORARY TOOTH: UPPER AND LOWER RIGHT CANINE POLYCARBONATE SIZE: 301 MESIAL DISTAL WIDTH: 8.6MM
3221 | 4215150327500 | CROWN DENTAL TEMPORARY TOOTH: UPPER AND LOWER RIGHT CANINE POLYCARBONATE SIZE: 30 MESIAL DISTAL WIDTH: 8.3MM
3222 | 4215150327600 | CROWN DENTAL TEMPORARY TOOTH: UPPER AND LOWER RIGHT CANINE POLYCARBONATE SIZE: 31 MESIAL DISTAL WIDTH: 8.1MM
3223 | 4215150327700 | CROWN DENTAL TEMPORARY TOOTH: UPPER AND LOWER RIGHT CANINE POLYCARBONATE SIZE: 32 MESIAL DISTAL WIDTH: 7.8MM
3224 | 4215150327800 | CROWN DENTAL TEMPORARY TOOTH: UPPER AND LOWER RIGHT CANINE POLYCARBONATE SIZE: 33 MESIAL DISTAL WIDTH: 7.7MM
3225 | 4215150327900 | CROWN DENTAL TEMPORARY TOOTH: UPPER AND LOWER RIGHT CANINE POLYCARBONATE SIZE: 34 MESIAL DISTAL WIDTH: 7.5MM
3226 | 4215150328000 | CROWN DENTAL TEMPORARY TOOTH: UPPER AND LOWER LEFT CANINE POLYCARBONATE SIZE: 35 MESIAL DISTAL WIDTH: 7.5MM
3227 | 4215150328100 | CROWN DENTAL TEMPORARY TOOTH: UPPER AND LOWER LEFT CANINE POLYCARBONATE SIZE: 36 MESIAL DISTAL WIDTH: 7.7MM
3228 | 4215150328200 | CROWN DENTAL TEMPORARY TOOTH: UPPER AND LOWER LEFT CANINE POLYCARBONATE SIZE: 37 MESIAL DISTAL WIDTH: 7.8MM
3229 | 4215150328300 | CROWN DENTAL TEMPORARY TOOTH: UPPER AND LOWER LEFT CANINE POLYCARBONATE SIZE: 38 MESIAL DISTAL WIDTH: 8.1MM
3230 | 4215150328400 | CROWN DENTAL TEMPORARY TOOTH: UPPER AND LOWER LEFT CANINE POLYCARBONATE SIZE: 39 MESIAL DISTAL WIDTH: 8.3MM
3231 | 4215150328500 | CROWN DENTAL TEMPORARY TOOTH: UPPER AND LOWER LEFT CANINE POLYCARBONATE SIZE: 302 MESIAL DISTAL WIDTH: 8.6MM
3232 | 4215150328600 | CROWN DENTAL TEMPORARY TOOTH: UPPER AND LOWER LEFT CANINE POLYCARBONATE SIZE: 303 MESIAL DISTAL WIDTH: 9.0MM
3233 | 4215150328700 | CROWN DENTAL TEMPORARY TOOTH: FIRST PREMOLAR POLYCARBONATE SIZE: 40 MESIAL DISTAL WIDTH: 7.2MM
3234 | 4215150328800 | CROWN DENTAL TEMPORARY TOOTH: FIRST PREMOLAR POLYCARBONATE SIZE: 41 MESIAL DISTAL WIDTH: 6.9MM
3235 | 4215150328900 | CROWN DENTAL TEMPORARY TOOTH: FIRST PREMOLAR POLYCARBONATE SIZE: 42 MESIAL DISTAL WIDTH: 6.8MM
3236 | 4215150329000 | CROWN DENTAL TEMPORARY TOOTH: FIRST PREMOLAR POLYCARBONATE SIZE: 43 MESIAL DISTAL WIDTH: 6.5MM
3237 | 4215150329100 | CROWN DENTAL TEMPORARY TOOTH: FIRST PREMOLAR POLYCARBONATE SIZE: 44 MESIAL DISTAL WIDTH: 6.2MM
3238 | 4215150329200 | CROWN DENTAL TEMPORARY TOOTH: SECOND PREMOLAR POLYCARBONATE SIZE: 50 MESIAL DISTAL WIDTH: 7.5MM
3239 | 4215150329300 | CROWN DENTAL TEMPORARY TOOTH: SECOND PREMOLAR POLYCARBONATE SIZE: 51 MESIAL DISTAL WIDTH: 7.2MM
3240 | 4215150329400 | CROWN DENTAL TEMPORARY TOOTH: SECOND PREMOLAR POLYCARBONATE SIZE: 52 MESIAL DISTAL WIDTH: 6.9MM
3241 | 4215150329500 | CROWN DENTAL TEMPORARY TOOTH: SECOND PREMOLAR POLYCARBONATE SIZE: 53 MESIAL DISTAL WIDTH: 6.8MM
3242 | 4215150329600 | CROWN DENTAL TEMPORARY TOOTH: SECOND PREMOLAR POLYCARBONATE SIZE: 54 MESIAL DISTAL WIDTH: 6.4MM
3243 | 4215150329700 | KIT DENTAL CROWNS INCLUDES: 120 CROWNS STRIP/PEDIATRIC/PEEL OFF FOR DENTAL
3244 | 4215150329800 | PEDO CROWNS METAL WITH WHITE FACING FOR ANTERIORS
3245 | 4215150329900 | CROWN FORM TRANSPARENT SIZE A3 LEFT CENTRAL XL
3246 | 4215150330000 | CROWN FORM TRANSPARENT SIZE C3 LEFT CENTRAL M
3247 | 4215150330100 | CROWN FORM TRANSPARENT SIZE C4 RIGHT CENTRAL M
3248 | 4215150330200 | CROWN FORM TRANSPARENT SIZE D3 LEFT CENTRAL MS
3249 | 4215150330300 | CROWN FORM TRANSPARENT SIZE D4 RIGHT CENTRAL MS
3250 | 4215150330400 | CROWN FORM TRANSPARENT SIZE E3 LEFT CENTRAL S
3251 | 4215150330500 | CROWN FORM TRANSPARENT SIZE E4 RIGHT CENTRAL S
3252 | 4215150330600 | CROWN FORM TRANSPARENT SIZE 5 RIGHT LATERAL S
3253 | 4215150330700 | CROWN FORM TRANSPARENT SIZE C2 LEFT LATERAL M
3254 | 4215150330800 | CROWN FORM TRANSPARENT SIZE C5 RIGHT LATERAL M
3255 | 4215150330900 | CROWN FORM TRANSPARENT SIZE D2 LEFT LATERAL MS
3256 | 4215150331000 | CROWN FORM TRANSPARENT SIZE D5 RIGHT LATERAL MS
3257 | 4215150331100 | CROWN FORM TRANSPARENT SIZE C6 RIGHT CUSPID M
3258 | 4215150331200 | CROWN FORM TRANSPARENT SIZE E2 LEFT LATERAL S
3259 | 4215150331300 | CROWN DENTAL TEMPORARY CROWN TOOTH: UPPER AND LOWER LEFT CUSPID POLYCARBONATE SIZE: 037 MESIAL DISTAL WIDTH: 7.8MM
3260 | 4215150331400 | CROWN DENTAL TEMPORARY CROWN TOOTH: UPPER AND LOWER LEFT CUSPID POLYCARBONATE SIZE: 038 MESIAL DISTAL WIDTH: 8.1MM
3261 | 4215150331500 | CROWN DENTAL TEMPORARY CROWN TOOTH: UPPER RIGHT CENTRAL INCISOR POLYCARBONATE SIZE: 010 MESIAL DISTAL WIDTH: 8.9MM
3262 | 4215150331600 | CROWN DENTAL TEMPORARY CROWN TOOTH: UPPER RIGHT CENTRAL INCISOR POLYCARBONATE SIZE: 011 MESIAL DISTAL WIDTH: 8.4MM
3263 | 4215150331700 | CROWN DENTAL TEMPORARY CROWN TOOTH: UPPER RIGHT CENTRAL INCISOR POLYCARBONATE SIZE: 012 MESIAL DISTAL WIDTH: 8.2MM
3264 | 4215150331800 | CROWN DENTAL TEMPORARY CROWN TOOTH: UPPER LEFT CENTRAL INCISOR POLYCARBONATE SIZE: 017 MESIAL DISTAL WIDTH: 8.2MM
3265 | 4215150331900 | CROWN DENTAL TEMPORARY CROWN TOOTH: UPPER LEFT CENTRAL INCISOR POLYCARBONATE SIZE: 018 MESIAL DISTAL WIDTH: 8.4MM
3266 | 4215150332000 | CROWN DENTAL TEMPORARY CROWN TOOTH: UPPER LEFT CENTRAL INCISOR POLYCARBONATE SIZE: 019 MESIAL DISTAL WIDTH: 8.9MM
3267 | 4215150332100 | CROWN DENTAL TEMPORARY CROWN TOOTH: UPPER RIGHT CENTRAL INCISOR POLYCARBONATE SIZE: 100 MESIAL DISTAL WIDTH: 10.1MM
3268 | 4215150332200 | CROWN DENTAL TEMPORARY CROWN TOOTH: UPPER RIGHT CENTRAL INCISOR POLYCARBONATE SIZE: 101 MESIAL DISTAL WIDTH: 9.4MM
3269 | 4215150332300 | CROWN DENTAL TEMPORARY CROWN TOOTH: UPPER LEFT CENTRAL INCISOR POLYCARBONATE SIZE: 103 MESIAL DISTAL WIDTH: 10.1MM
3270 | 4215150332400 | CROWN DENTAL TEMPORARY CROWN TOOTH: UPPER RIGHT LATERAL INCISOR POLYCARBONATE SIZE: 021 MESIAL DISTAL WIDTH: 7.0MM
3271 | 4215150332500 | CROWN DENTAL TEMPORARY CROWN TOOTH: UPPER RIGHT LATERAL INCISOR POLYCARBONATE SIZE: 022 MESIAL DISTAL WIDTH: 6.5MM
3272 | 4215150332600 | CROWN DENTAL TEMPORARY CROWN TOOTH: UPPER RIGHT LATERAL INCISOR POLYCARBONATE SIZE: 023 MESIAL DISTAL WIDTH: 6.4MM
3273 | 4215150332700 | CROWN DENTAL TEMPORARY CROWN TOOTH: UPPER LEFT LATERAL INCISOR POLYCARBONATE SIZE: 025 MESIAL DISTAL WIDTH: 5.8MM
3274 | 4215150332800 | CROWN DENTAL TEMPORARY CROWN TOOTH: UPPER LEFT LATERAL INCISOR POLYCARBONATE SIZE: 026 MESIAL DISTAL WIDTH: 6.4MM
3275 | 4215150332900 | CROWN DENTAL TEMPORARY CROWN TOOTH: UPPER LEFT LATERAL INCISOR POLYCARBONATE SIZE: 200 MESIAL DISTAL WIDTH: 7.6MM
3276 | 4215150333000 | CROWN DENTAL TEMPORARY CROWN TOOTH: FIRST PREMOLAR POLYCARBONATE SIZE: 041 MESIAL DISTAL WIDTH: 6.9MM
3277 | 4215150333100 | CROWN DENTAL TEMPORARY CROWN TOOTH: FIRST PREMOLAR POLYCARBONATE SIZE: 042 MESIAL DISTAL WIDTH: 6.8MM
3278 | 4215150333200 | CROWN DENTAL TEMPORARY CROWN TOOTH: FIRST PREMOLAR POLYCARBONATE SIZE: 043 MESIAL DISTAL WIDTH: 6.5MM
3279 | 4215150333300 | CROWN DENTAL TEMPORARY CROWN TOOTH: FIRST PREMOLAR POLYCARBONATE SIZE: 044 MESIAL DISTAL WIDTH: 6.2MM
3280 | 4215150333400 | CROWN DENTAL TEMPORARY CROWN TOOTH: FIRST PREMOLAR POLYCARBONATE SIZE: 045
3281 | 4215150333500 | CROWN DENTAL TEMPORARY CROWN TOOTH: SECOND PREMOLAR POLYCARBONATE SIZE: 052 MESIAL DISTAL WIDTH: 6.9MM
3282 | 4215150333600 | CROWN DENTAL TEMPORARY CROWN TOOTH: SECOND PREMOLAR POLYCARBONATE SIZE: 053 MESIAL DISTAL WIDTH: 6.8MM
3283 | 4215150333700 | CROWN DENTAL TEMPORARY CROWN TOOTH: SECOND PREMOLAR POLYCARBONATE SIZE: 054 MESIAL DISTAL WIDTH: 6.4MM
3284 | 4215150333800 | KIT DENTAL CROWN INCLUDES: 300 CROWNS TEMPORARY CROWN POLYCARBONATE TOOTH: ANTERIOR AND PREMOLAR
3285 | 4215150333900 | CROWN DENTAL STRIP TOOTH: PERMANENT UPPER ANTERIOR CELLULOID TRANSPARENT
3286 | 4215150334000 | KIT DENTAL CROWNS PEDIATRIC POLYCARBONATE TOOTH: ANTERIOR FOR DENTAL
3287 | 4215150342000 | FIBER SPLINT ML MULTI LAYER
3288 | 4215150342200 | STAINLESS STEEL CROWN ANATOMICAL PER - CRIMPED PRE - CONTOURED DECIDUOUS CROWNS FOR SECOND LOWER RIGHT MOLAR SIZE: 7
3289 | 4215150342300 | STAINLESS STEEL CROWN ANATOMICAL PRE - CRIMPED PRE - CONTOURED DECIDUOUS CROWNS FOR FIRST LOWER LEFT MOLAR SIZE: 7
3290 | 4215150342400 | STAINLESS STEEL CROWN ANATOMICAL PRE - CRIMPED PRE - CONTOURED DECIDUOUS CROWNS FOR FIRST UPPER RIGHT MOLAR SIZE: 7
3291 | 4215150342600 | STAINLESS STEEL CROWN ANATOMICAL PRE - CRIMPED PRE - CONTOURED DECIDUOUS CROWNS FOR SECOND LOWER LEFT MOLAR SIZE: 7
3292 | 4215150342700 | STAINLESS STEEL CROWN ANATOMICAL PRE - CRIMPED PRE - CONTOURED DECIDUOUS CROWNS FOR SECOND UPPER LEFT MOLAR SIZE: 7
3293 | 4215150342800 | STAINLESS STEEL CROWN ANATOMICAL PRE - CRIMPED PRE - CONTOURED DECIDUOUS CROWNS FOR SECOND UPPER RIGHT MOLAR SIZE: 7
3294 | 4215150342900 | TOOTH COLORED ZIRCONIA PEDIATRIC CROWN FOR PRIMARY CUSPID TOOTH KIT (DIFFERENT SIZES)
3295 | 4215150343000 | TOOTH COLORED ZIRCONIA PEDIATRIC CROWN FOR PRIMARY POSTERIOR TEETH KIT (DIFFERENT SIZES)
3296 | 4215150400600 | DENTAL DUAL LAMINATES ROUND D 125MM THICKNESS 1 MM
3297 | 4215150400700 | DENTAL DUAL LAMINATES ROUND D 125MM THICKNESS 2 MM
3298 | 4215150400800 | DENTAL DUAL LAMINATES ROUND D 125MM THICKNESS 3 MM
3299 | 4215150500000 | KIT ETCHING INCLUDES: 4 1.2ML SYRINGES GEL OF 35-37.5$ PHOSPHORIC ACID OF IDEAL VISCOSITY/MICRO TIPS TOOTH SURFACE PREPARATION FOR DENTAL
3300 | 4215150500400 | CERAMIC ETCHING GEL ASSORTMENT FOR METAL FREE CERAMIC SYSTEM CONTAINS: 1X5ML GEL 1X30G NEUTRALIZING POWDER 1X1 DOSING SCOOP
3301 | 4215150500500 | KIT PORCELAIN ETCHING INCLUDES: 4 SYRINGES PER KIT/SALINE/APPLICATION TIPS(NOT LESS T HAN 100 TIPS) 9% HYDROFLUORIC ACID FOR DENTAL
3302 | 4215150501100 | SELF ETCHING LIGHT CURE ADHESIVE. ETCH AND PRIME ENAMEL IN ONE STEP.
3303 | 4215150600400 | POWDER BLEACHING TEETH WHITENING SODIUM PERBORATE WEIGHT: 20.0-40.0GM FOR INTERNAL BLEACHING
3304 | 4215150600500 | KIT BLEACHING TEETH WHITENING IN OFFICE 35-40% HYDROGEN PEROXIDE GEL VOLUME: 50.0-100.0ML
3305 | 4215150600800 | ENDO NON-VITAL WHITENING GEL USED FOR INTERNAL BLEACHING CONTAIN 35% HYDROGEN PEROXIDE AND NON HAZARDOUS SUBSTANCES COMES IN SYRINGE WITH MULTIPLE TIPS
3306 | 4215150700200 | SINGLE SHADE UNIVERSAL COMPOSITE MATCH ALL 16 VITA CLASSICAL SHADES
3307 | 4215150900200 | PORCELAIN PFM HIGH FUSE COMPLETE BASIC KIT CLASSIC SHADE (A-D) SHADES EASY TO USE NOT TECHNIQUE SENSITIVE FINE CRYSTAL SIZE INCISAL PORCELAIN FOR LOWEST POSSIBLE WEARING OF OPPOSING DENTITION. THE ORDERED BASIC KIT SHOULD BE A PART OF COMPREHENSIVE PORCELAIN SYSTEM ALL OTHER COLORS MODIFIERS STAINS ETC
3308 | 4215151100000 | KIT TAG FIXATION INCLUDES: HAMMER/DRIVER FOR TAGS(STRAIGHT AND ANGULATED)/TRAY FOR TAG PINS FOR PERIODONTICS
3309 | 4215151100300 | TRAY TAGS LABEL COLOR : GREEN; WIDTH : 2 INCH (5CM) ; LENGTH : 5.5 INCH (14CM)
3310 | 4215151100400 | TRAY TAGS LABEL COLOR RED WIDTH : 2 INCH (5CM) ; LENGTH : 5.5 INCH (14CM)
3311 | 4215151300000 | DENTAL IMPLANT HEALING ABUTMENT GROUP DIAMETER 3.0 - 3.5 MM TITANIUM OR TITANIUM ALLOY WITH AVERAGE LENGTH 5 - 6 MM
3312 | 4215151300100 | DENTAL IMPLANT HEALING ABUTMENT GROUP DIAMETER 3.6 - 4.5 MM TITANIUM OR TITANIUM ALLOY WITH AVERAGE LENGTH 1 - 2 MM
3313 | 4215151300200 | DENTAL IMPLANT HEALING ABUTMENT GROUP DIAMETER 3.6 - 4.5 MM TITANIUM ALLOY WITH AVERAGE LENGTH 3 - 4 MM
3314 | 4215151300300 | DENTAL IMPLANT HEALING ABUTMENT GROUP DIAMETER 3.6 - 4.5 MM TITANIUM OR TITANIUM ALLOY WITH AVERAGE LENGTH 5 - 6 MM
3315 | 4215151300400 | DENTAL IMPLANT HEALING ABUTMENT GROUP DIAMETER 4.6 - 6.0 MM TITANIUM OR TITANIUM ALLOY WITH AVERAGE LENGTH 1 - 2 MM
3316 | 4215151300500 | DENTAL IMPLANT HEALING ABUTMENT GROUP DIAMETER 4.6-6MM TITANIUM OR TITANIUM ALLOY WITH AVERAGE LENGTH 3-4MM
3317 | 4215151300600 | DENTAL IMPLANT HEALING ABUTMENT GROUP DIAMETER 4.6-6MM TITANIUM OR TITANIUM ALLOY WITH AVERAGE LENGTH 5-6MM
3318 | 4215151300700 | SCREW COVER
3319 | 4215151300800 | SCREW NARROW NECK OCCLUSAL
3320 | 4215151300900 | SCREW SSC OCCLUSAL
3321 | 4215151301000 | SCREW REGULAR NECK CLOSURE SMALL
3322 | 4215151301100 | SCREW NARROW CROSSFIT HEALING ABUTMENT CONICAL SHAPE DIAMETER 4.8 MM HEIGHT 2 MM TITANIUM
3323 | 4215151301200 | SCREW NARROW CROSSFIT HEALING ABUTMENT CONICAL SHAPE DIAMETER 4.8 MM HEIGHT 3.5 MM TITANIUM
3324 | 4215151301300 | SCREW REGULAR HEALING ABUTMENT BOTTLE SHAPE DIAMETER 4.4MM HEIGHT 4MM
3325 | 4215151301400 | ABUTMENT REGULAR NECK SYNOCTA GOLD COPING CROWN 048.602
3326 | 4215151301500 | ABUTMENT NARROW CROSSFIT/REGULAR CROSSFIT OCCLUSAL FROM SCREW FOR COPING ON MULTI BASE TITANIUM ALLOY
3327 | 4215151301600 | POST IMPRESSION REGULAR CROSSFIT FOR CLOSED TRAY WITH GUIDE SCREW AND CAP TITANIUM ALLOY
3328 | 4215151301700 | ANALOG NARROW CROSSFIT IMPLANT LENGTH 12 MM TITANIUM
3329 | 4215151301800 | ANALOG WIDE NECK FOR SYNOCTA GREY LENGTH 12 MM STAINLESS STEEL
3330 | 4215151301900 | IMPRESSION CAP WIDE NECK SCREW RETAINED HEIGHT 10 MM ALUMINUM
3331 | 4215151302000 | IMPRESSION CAP NARROW NECK WITH INTEGRAL GUIDE SCREW L 17.5 MM
3332 | 4215151302100 | REGISTRATION BITE NARROW CROSSFIT AID HEIGHT 12 MM POLYMER
3333 | 4215151302200 | LOCATOR FROM NARROW CROSSFIT ABUTMENT HEIGHT 2 MM
3334 | 4215151302300 | ABUTMENT TEMPORARY NARROW CROSSFIT HEIGHT 12 MM DIA 5 MM
3335 | 4215151302400 | LOCATOR ABUTMENT REGULAR CROSSFIT HEIGHT 1 MM
3336 | 4215151302500 | ABUTMENT MULTI UNIT CONICAL CONNECTION REGULAR PLATFORM 2.5 MM
3337 | 4215151302600 | ABUTMENT 30 DEG MULTI UNIT CONICAL CONNECTION REGULAR PLATFORM 4.5 MM
3338 | 4215151302700 | NOBEL REPLACE CONICAL CONNECTION REGULAR PLATFORM 4.3 X 10 MM
3339 | 4215151302800 | NOBEL REPLACE CONICAL CONNECTION REGULAR PLATFORM 5.0 X 10 MM
3340 | 4215151302900 | ANALOG PROTECTION ANALOG CONICAL CONNECTION REGULAR PLATFORM
3341 | 4215151303000 | TRAY OPEN IMPRESSION COPING CONICAL CONNECTION NARROW PLATFORM BRIDGE
3342 | 4215151303100 | LOCATOR ABUTMENT CONICAL CONNECTION NARROW PLATFORM 4.0 MM
3343 | 4215151303700 | MAXILLOFACIAL EXTRAORAL IMPLANT ABUTMENT SIZE 3.5MM
3344 | 4215151303800 | MAXILLOFACIAL EXTRAORAL IMPLANT ABUTMENT SIZE 4.5MM
3345 | 4215151303900 | MAXILLOFACIAL EXTRAORAL IMPLANT ABUTMENT SIZE 6 MM
3346 | 4215151304000 | MAXILLOFACIAL EXTRAORAL IMPLANT ABUTMENT SIZE 7.5 MM
3347 | 4215160000800 | PLUGGER GLICK GUTTA PERCHA PRESSING DIA: 2.0MM FOR ENDODONTICS
3348 | 4215160000900 | KIT DENTAL EXAMINATION DIA: 152.0MMX184.0MMX34.0MM INCLUDES: 8 INSTRUMENTS/ACCESSORY AREA UNIQUELY SOPHISTICATED ERGONOMIC DESIGN/REVOLUTIONARY NEW HOLE PATTERN FOR OPTIMAL USE IN THERMODISINFECTOR/LONG LASTING LOW MAINTENANCE/DURABLE/COLORED(11 COLOR OPTIONS) SILICONE RAILS SECURELY HOLD INSTRUMENTS THROUGHOUT PROCESSING CYCLE/ERGONOMIC LATCH WITH POSITIVE LOCKING MECHANISM/SAFE/EASY-TO-USE/ONE-HANDED OPENING/VISUAL CONFIRMATION IF THE CASSETTE IS LOCKED OR UNLOCKED/ELECTROPOLISHED STAINLESS STEEL COMPATIBILITY: CURRENT CLEANING EQUIPMENT INCLUDING AUTOMATED WASHERS
3349 | 4215160001000 | DENTAL LAB HEAVY - DUTY WIRE CUTTER WITH CARBIDE OR VANADIUM EDGE
3350 | 4215160001100 | KIT ORTHODONTICS PEDODONTICS CASSETTE SIZE: 152.0MMX184.0MMX34.0MM INCLUDES: 11 INSTRUMENTS UNIQUELY SOPHISTICATED ERGONOMIC DESIGN/REVOLUTIONARY NEW HOLE PATTERN FOR OPTIMAL USE IN THERMODISINFECTOR/DURABLE/COLORED SILICONE RAILS (11 COLOR OPTIONS) SECURELY HOLD INSTRUMENTS THROUGHOUT PROCESSING CYCLE/ERGONOMIC LATCH WITH POSITIVE LOCKING MECHANISM/SAFE/EASY-TO-USE/ONE-HANDED OPENING/VISUAL CONFIRMATION IF THE CASSETTE IS LOCKED OR UNLOCKED/ELECTRO POLISHED LONG LASTING LOW MAINTENANCE STAINLESS STEEL COMPATIBILITY: CURRENT CLEANING EQUIPMENT INCLUDING AUTOMATED WASHERS
3351 | 4215160001300 | PLUGGER GLICK GUTTA PERCHA PRESSING DIA: 1.0MM FOR ENDODONTICS
3352 | 4215160001400 | SPACE MAINTAINER PREFABRICATED KIT STAINLESS STEEL BAND ASSORTED KIT FOR DECIDUOUS (PRIMARY) MOLARS ANATOMICALLY CONTOURED PRE - WELDED RETAINER TUBE ON EACH BAND WITH THE FOLLOWING COMPONENTS 120 - 144 BANDS - NARROW PERFORMED MAINTAINER WIRE (20 EACH) - PREFORMED MAINTAINER WIRES WITH DROP - LOOP (30 EACH) .NARROW PREFORMED MAINTAINER WIRES WITH RESTS (20 EACH) - NARROW PREFORMED MAINTENANCE WIRES WITH DISTAL SHOES (20 EA CH) - CRIMPING PLIERS FOR THE TUBES (1 EACH)
3353 | 4215160001500 | KIT PERIODONTAL SURGICAL CASSETTE SIZE: 290.0MMX184.0MMX34.0MM INCLUDES: 24 INSTRUMENTS UNIQUELY SOPHISTICATED ERGONOMIC DESIGN/REVOLUTIONARY NEW HOLE PATTERN FOR OPTIMAL USE IN THERMODISINFECTOR/DURABLE/COLORED SILICONE RAILS (11 COLOR OPTIONS) SECURELY HOLD INSTRUMENTS THROUGHOUT PROCESSING CYCLE/ERGONOMIC LATCH WITH POSITIVE LOCKING MECHANISM/SAFE/EASY-TO-USE/ONE-HANDED OPENING/VISUAL CONFIRMATION IF THE CASSETTE IS LOCKED OR UNLOCKED/ELECTRO POLISHED LONG LASTING LOW MAINTENANCE STAINLESS STEEL COMPATIBILITY: CURRENT CLEANING EQUIPMENT INCLUDING AUTOMATED WASHERS
3354 | 4215160001600 | KIT PEDODONTICS CASSETTE SIZE: 152.0MMX184.0MMX34.0MM INCLUDES: 8 INSTRUMENTS UNIQUELY SOPHISTICATED ERGONOMIC DESIGN/REVOLUTIONARY NEW HOLE PATTERN FOR OPTIMAL USE IN THERMODISINFECTOR/DURABLE/COLORED SILICONE RAILS (11 COLOR OPTIONS) SECURELY HOLD INSTRUMENTS THROUGHOUT PROCESSING CYCLE/ERGONOMIC LATCH WITH POSITIVE LOCKING MECHANISM/SAFE/EASY-TO-USE/ONE-HANDED OPENING/VISUAL CONFIRMATION IF THE CASSETTE IS LOCKED OR UNLOCKED/ELECTRO POLISHED LONG LASTING LOW MAINTENANCE STAINLESS STEEL COMPATIBILITY: CURRENT CLEANING EQUIPMENT INCLUDING AUTOMATED WASHERS
3355 | 4215160001700 | KIT PERIODONTAL MICROSURGICAL COMES IN METAL CASSETTE INCLUDES: HIGH DEFINITION MIRROR SINGLE SIDED/MIRROR HANDLE/UNC PROBE 15MM/MICROSURGICAL SCALPEL HANDLE/MICRO ADISON TISSUE PLIER/PERIOSTEAL MICROSURGERY ELEVATOR #1-3/NEEDLE HOLDER CASTROVIEJO ROUND HANDLE/MICROSURGICAL ROSS SCISSOR/SUTURE PLIER/MICROSCALPEL BLADE(BLADE-NORDLAND 69)/MICRO CHISEL #1
3356 | 4215160300000 | HYDROXIDE CALCIUM PULP CAPPING BASE/CATALYST/RADIOPAQUE BASE WEIGHT: 13.0GM CATALYST WEIGHT: 11.0GM PACKAGING: WITH MIXING PADS FOR DENTAL
3357 | 4215160300200 | CALCIUM HYDROXIDE PREMIXED/INJECTABLE PACKAGING: KIT CONTAINING 4 SYRINGES AND 20 DELIVERY TIPS FOR ENDODONTICS
3358 | 4215160400100 | INSTRUMENT DENTAL COMPOSITE PLACEMENT AND CONTOURING #6 SATIN STEEL HANDLE
3359 | 4215160500100 | REMOVER CROWN MORREL/WITH 3 INSERTS STAINLESS STEEL FOR DENTAL
3360 | 4215160600500 | WAX CARVER SET WHICH CONSISTS OF 12 PCS: LE - CORN CARVER LARGE WAX SPATULA BLADE HANDLE (SCALPEL) WAX SPATULA NO. 7 LARGE WAX KNIFE SMALL WAX KNIFE P.K.T NO. 1 P.K.T NO. 2 P.K.T NO. 4 P.K.T NO. 5 ASH NO. 5 CARVER AND TWEEZERSS
3361 | 4215160601500 | CARVER FOR PORCELAIN SCULPTURING AND MIXING THIN AND FLEXIBLE
3362 | 4215160601600 | CARVER FOR PORCELAIN OCCLUSAL CARVING POINTED TIP
3363 | 4215160601700 | CARVER DENTAL RESTORATION SHAPING LONG/DOUBLE ENDED STAINLESS STEEL
3364 | 4215160601800 | CARVER DENTAL RESTORATION SHAPING INTERPROXIMAL/LONG/DOUBLE ENDED STAINLESS STEEL
3365 | 4215160601900 | CARVER DENTAL RESTORATION SHAPING DISCOID/CLEOID/DOUBLE ENDED STAINLESS STEEL
3366 | 4215160602200 | DENTAL CARVER DE HOLLENBACK #6 HANDLE # CVHL3
3367 | 4215160602300 | DENTAL CARVER DE TANNER 6 CV6T
3368 | 4215160602400 | INSTRUMENT DENTAL 3/6 DISCOID-CLEOID CARVER #6 SATIN STEEL HANDLE
3369 | 4215160602500 | INSTRUMENT DENTAL 89/92 DISCOID-CLEOID CARVER #6 SATIN STEEL HANDLE
3370 | 4215160602600 | LECRON WAX CARVER STAINLESS STEEL HANDLE DOUBLE-ENDED KNIFE END/SMALL SCOPE END SIZE 5
3371 | 4215161000100 | NIPPER DENTAL ACCENTUATING INTERPROXIMAL GINGIVAL CONTOUR BONE/TISSUE/GOLDMAN FOX/TRIPLE TEMPERED FOR GREATER RIGIDITY LENGTH: 16.0CM GRADE 440 SERIES STAINLESS STEEL/CARBON/CHROMIUM FOR PERIODONTICS
3372 | 4215161000200 | NIPPER DENTAL ACCENTUATING INTERPROXIMAL GINGIVAL CONTOUR TISSUE/SUGARMAN/NIPRO/TRIPLE TEMPERED FOR GREATER RIGIDITY LENGTH: 16.0CM GRADE 440 SERIES STAINLESS STEEL/CARBON/CHROMIUM FOR PERIODONTICS
3373 | 4215161000300 | SUTURE REMOVAL KIT :MICRO CURVED SMOOTH CASTROVIEJO NEEDLE HOLDER CASTROVIEJO SCISSORS 18 CURVED IRIS SUPER - CUT SCISSORS# 5 EXPLORER 4 R/ 4 L COLUMBIA UNIVERSITY CURETTE 2 R/ 2 L COLUMBIA UNIVERSITY CURETTE UTILITY PICK - UP DRESSING PLIERS INSTRUMENT CASSETTE
3374 | 4215161000500 | TITANIUM - REINFORCED NON - RESORBABLE HIGH - DENSITY PTFE MEMBRANES 250 MICRONS THICK 12 X 24 MM
3375 | 4215161000600 | TITANIUM - REINFORCED NON - RESORBABLE HIGH - DENSITY PTFE MEMBRANES 250 MICRONS THICK 12 X 30 MM
3376 | 4215161000700 | TITANIUM - REINFORCED NON - RESORBABLE HIGH - DENSITY PTFE MEMBRANES 250 MICRONS THICK 20 X 25 MM
3377 | 4215161000800 | TITANIUM - REINFORCED NON - RESORBABLE HIGH - DENSITY PTFE MEMBRANES 250 MICRONS THICK 25 X 30 MM
3378 | 4215161000900 | TITANIUM - REINFORCED NON - RESORBABLE HIGH - DENSITY PTFE MEMBRANES 250 MICRONS THICK 30 X 40 MM
3379 | 4215161001700 | "APRON LAMINATED PLASTIC SIZE 75 X 145CM (+/- 5 CM) DISPOSABLE"
3380 | 4215161001800 | 2/4 MOLT SURGICAL CURETTE
3381 | 4215161001900 | 4 - 0 CHROMIC GUT 18 INCH C - 3 NEEDLE 13 MM 3/8 CIRCLE PREMIUM REVERSE CUT
3382 | 4215161002000 | 5 - 0 CHROMIC GUT SUTURE 18 INCHES FS - 219 MM NEEDLE 3/8 CIRCLE REVERSE CUT
3383 | 4215161002100 | 6 - 0 MONOFILAMENT SUTURES
3384 | 4215161003000 | ALVEOPLASTY BUR KIT INCLUDES 2 LINDEMANN BONE CUTTERS (SHORT AND LONG) 2 INITIAL STARTER DRILLS 1 ROUND DIAMOND 5 CARBIDE ALVEOPLASTY BURS WITH ROUND ENDS TO PROTECT TISSUE
3385 | 4215161003100 | ANTERIOR CORTICAL AUTOGENOUS BONE BLOCK CLAMP
3386 | 4215161003200 | CYANOACRYLATE TISSUE ADHESIVE FOR WOUND CLOSURE
3387 | 4215161003300 | NON - ABSORBABLE PTFE SUTURES 19 MM 3/8 CIRCLE PRECISION REVERSE CUTTING NEEDLE SIZE 3.0 SUTURE LENGTH: 45 CM
3388 | 4215161003400 | NON - ABSORBABLE PTFE SUTURES 19 MM 3/8 CIRCLE PRECISION REVERSE CUTTING NEEDLE SIZE 4.0 SUTURE LENGTH: 45 CM
3389 | 4215161003500 | NON - ABSORBABLE PTFE SUTURES 19 MM 3/8 CIRCLE PRECISION REVERSE CUTTING NEEDLE SIZE 5.0 SUTURE LENGTH: 45 CM
3390 | 4215161003600 | 10 - MDP CONTAINING SELF - ADHESIVE RESIN CEMENT
3391 | 4215161003700 | PASTE ABRASIVE PASTE REUSABLE OR EQUIVALENT
3392 | 4215161003800 | ALUMINUM OXIDE POWDER FOR CHAIRSIDE INTRAORAL SANDBLASTER
3393 | 4215161003900 | HANDHELD PERIOTEST M FOR IMPLANT STABILITY MEASUREMENT
3394 | 4215161004000 | HOLE IN ONE PILOT DRILL KIT SPECIAL
3395 | 4215161004100 | SILVER DIAMINE FLUORIDE FILLING 38% 30 PACK UNIT KIT
3396 | 4215161004300 | CASTING CRUCIBLE WITH GRAPHITE
3397 | 4215161004400 | SCALPEL HANDLE
3398 | 4215161004600 | 2% SODIUM HYPOCHLORIDE CANAL IRRIGATION SOLUTION 200 ML
3399 | 4215161004700 | 2% SODIUM HYPOCHLORIDE CANAL IRRIGATION SOLUTION 500 ML
3400 | 4215161004800 | 3% SODIUM HYPOCHLORIDE CANAL IRRIGATION SOLUTION 200 ML
3401 | 4215161004900 | 3% SODIUM HYPOCHLORIDE CANAL IRRIGATION SOLUTION 500 ML
3402 | 4215161005000 | 5% SODIUM HYPOCHLORIDE CANAL IRRIGATION SOLUTION 200 ML
3403 | 4215161005100 | 5% SODIUM HYPOCHLORIDE CANAL IRRIGATION SOLUTION 500 ML
3404 | 4215161005400 | TITANIUM CUTTING DISC 1.5 X 0.025 INCH
3405 | 4215161006400 | SEPARATOR PLIERS STERILIZABLE
3406 | 4215161006500 | SILICON BUTTON MOLD RESEMBLING LINGUAL BUTTON STERILIZABLE
3407 | 4215161006600 | STAINLESS STEEL OPEN COIL SPRING
3408 | 4215161006700 | STAINLESS STEEL RULER FOR ORTHO DOUBLE SIDED.15 CM LONG
3409 | 4215161006800 | STANDARD CONTOURED REGULAR NON ETCHED CONVERTIBLE FIRST MOLAR BANDS UPPER PRE WELDED WITH TRIPLE BUCCAL TUBES MBT RX. #0.022 AND LINGUAL CLEAT PERMANENT LASER ID MARKING RIGHT # 38 OR EQUIVALENT
3410 | 4215161006900 | SUTURE POLYGLACTIN 910 BRAIDED ANTIBACTERIAL SUTURE SIZE 3 - 0 3/8 CIRCLE REVERSE CUTTING FS - 2 NEEDLE 19 MM 45 CM LONG
3411 | 4215161007000 | SUTURE POLYGLACTIN 910 BRAIDED ANTIBACTERIAL SUTURE SIZE 4 - 0 3/8 CIRCLE REVERSE CUTTING FS - 2 NEEDLE 19 MM 45 CM LONG
3412 | 4215161007100 | SUTURE POLYGLACTIN 910 BRAIDED ANTIBACTERIAL SUTURE SIZE 5 - 0 3/8 CIRCLE REVERSE CUTTING FS - 2 NEEDLE 19 MM 45 CM LONG
3413 | 4215161007200 | POLYGLACTIN 910 SUTURE SIZE 3 - 0 3/8 CIRCLE REVERSE CUTTING FS - 2 NEEDLE 19 MM 45 CM LONG
3414 | 4215161007300 | POLYGLACTIN 910 SUTURE SIZE 4 - 0 3/8 CIRCLE REVERSE CUTTING C - 3 NEEDLE 13 MM 45 CM LONG
3415 | 4215161007400 | SUTURE POLYGLACTIN 910 SUTURE SIZE 4 - 0 3/8 CIRCLE REVERSE CUTTING FS - 2 NEEDLE 19 MM 45 CM LONG
3416 | 4215161007500 | POLYGLACTIN 910 SUTURE SIZE 5 - 0 3/8 CIRCLE REVERSE CUTTING C - 3 NEEDLE 13 MM 45 CM LONG
3417 | 4215161007600 | SUTURE POLYGLACTIN 910 SUTURE SIZE 5 - 0 3/8 CIRCLE REVERSE CUTTING FS - 2 NEEDLE 19 MM 45 CM LONG
3418 | 4215161007700 | POSTERIOR CORTICAL AUTOGENOUS BONE BLOCK CLAMP
3419 | 4215161007800 | X - RAY FIXER 5 L FOR MANUAL PROCESSING
3420 | 4215161009000 | PORCELAIN ADJUSTMENT KIT
3421 | 4215161012000 | BLOCK FOR ALL CERAMIC GLASS - CERAMIC (LITHIUM SILICATE BASED GLASS - CERAMIC) CAD B40 L MO1 DIFFERENT CONNECTOR
3422 | 4215161012100 | BLOCK FOR ALL CERAMIC GLASS - CERAMIC (LITHIUM SILICATE BASED GLASS - CERAMIC) CAD B85 L22 MO2 DIFFERENT CONNECTOR
3423 | 4215161012300 | BLOCK FOR ALL CERAMIC GLASS - CERAMIC (LITHIUM SILICATE BASED GLASS - CERAMIC) CAD HT C14 A1 DIFFERENT CONNECTOR
3424 | 4215161012400 | BLOCK FOR ALL CERAMIC GLASS - CERAMIC (LITHIUM SILICATE BASED GLASS - CERAMIC) CAD HT C14 A2 DIFFERENT CONNECTOR
3425 | 4215161012500 | BLOCK FOR ALL CERAMIC GLASS - CERAMIC (LITHIUM SILICATE BASED GLASS - CERAMIC) CAD HT C14 A3 DIFFERENT CONNECTOR
3426 | 4215161012600 | BLOCK FOR ALL CERAMIC GLASS - CERAMIC (LITHIUM SILICATE BASED GLASS - CERAMIC) CAD HT C14 C2 DIFFERENT CONNECTOR
3427 | 4215161012700 | BLOCK FOR ALL CERAMIC GLASS - CERAMIC (LITHIUM SILICATE BASED GLASS - CERAMIC) CAD HT C14 D2 DIFFERENT CONNECTOR
3428 | 4215161012800 | BLOCK FOR ALL CERAMIC GLASS - CERAMIC (LITHIUM SILICATE BASED GLASS - CERAMIC) CAD LT B32 A1 DIFFERENT CONNECTOR
3429 | 4215161012900 | BLOCK FOR ALL CERAMIC GLASS - CERAMIC (LITHIUM SILICATE BASED GLASS - CERAMIC) CAD LT B32 A2 DIFFERENT CONNECTOR
3430 | 4215161013000 | BLOCK FOR ALL CERAMIC GLASS - CERAMIC (LITHIUM SILICATE BASED GLASS - CERAMIC) CAD LT B32 B2 DIFFERENT CONNECTOR
3431 | 4215161013100 | BLOCK FOR ALL CERAMIC GLASS - CERAMIC (LITHIUM SILICATE BASED GLASS - CERAMIC) CAD LT B32 C1 DIFFERENT CONNECTOR
3432 | 4215161013200 | BLOCK FOR ALL CERAMIC GLASS - CERAMIC (LITHIUM SILICATE BASED GLASS - CERAMIC) CAD LT B32 D2 DIFFERENT CONNECTOR
3433 | 4215161013300 | BLOCK FOR ALL CERAMIC GLASS - CERAMIC (LITHIUM SILICATE BASED GLASS - CERAMIC) CAD LT C14 A1 DIFFERENT CONNECTOR
3434 | 4215161013400 | BLOCK FOR ALL CERAMIC GLASS - CERAMIC (LITHIUM SILICATE BASED GLASS - CERAMIC) CAD LT C14 A2 DIFFERENT CONNECTOR
3435 | 4215161013500 | BLOCK FOR ALL CERAMIC GLASS - CERAMIC (LITHIUM SILICATE BASED GLASS - CERAMIC) CAD LT C14 B2 DIFFERENT CONNECTOR
3436 | 4215161013600 | BLOCK FOR ALL CERAMIC GLASS - CERAMIC (LITHIUM SILICATE BASED GLASS - CERAMIC) CAD LT C14 C2 DIFFERENT CONNECTOR
3437 | 4215161013700 | BLOCK FOR ALL CERAMIC GLASS - CERAMIC (LITHIUM SILICATE BASED GLASS - CERAMIC CAD LT C14 D2 DIFFERENT CONNECTOR
3438 | 4215161014100 | BLOCK FOR ALL CERAMIC GLASS - CERAMIC (RESIN REINFORCED FELDSPATHIC CERAMIC) CAD B40L MO1 DIFFERENT CONNECTOR
3439 | 4215161014200 | BLOCK FOR ALL CERAMIC GLASS - CERAMIC (RESIN REINFORCED FELDSPATHIC CERAMIC) CAD B85 L22 MO2 DIFFERENT CONNECTOR
3440 | 4215161014300 | BLOCK FOR ALL CERAMIC GLASS - CERAMIC (RESIN REINFORCED FELDSPATHIC CERAMIC) CAD C15 MO2 DIFFERENT CONNECTOR
3441 | 4215161014400 | BLOCK FOR ALL CERAMIC GLASS - CERAMIC (RESIN REINFORCED FELDSPATHIC CERAMIC) CAD HT C14 A1 DIFFERENT CONNECTOR
3442 | 4215161014500 | BLOCK FOR ALL CERAMIC GLASS - CERAMIC (RESIN REINFORCED FELDSPATHIC CERAMIC) CAD HT C14 A2 DIFFERENT CONNECTOR
3443 | 4215161014600 | BLOCK FOR ALL CERAMIC GLASS - CERAMIC (RESIN REINFORCED FELDSPATHIC CERAMIC) CAD HT C14 A3 DIFFERENT CONNECTOR
3444 | 4215161014700 | BLOCK FOR ALL CERAMIC GLASS - CERAMIC (RESIN REINFORCED FELDSPATHIC CERAMIC) CAD HT C14 C2 DIFFERENT CONNECTOR
3445 | 4215161014800 | BLOCK FOR ALL CERAMIC GLASS - CERAMIC (RESIN REINFORCED FELDSPATHIC CERAMIC) CAD HT C14 D2 DIFFERENT CONNECTOR
3446 | 4215161014900 | BLOCK FOR ALL CERAMIC GLASS - CERAMIC (RESIN REINFORCED FELDSPATHIC CERAMIC) CAD LT B32 A1 DIFFERENT CONNECTOR
3447 | 4215161015000 | BLOCK FOR ALL CERAMIC GLASS - CERAMIC (RESIN REINFORCED FELDSPATHIC CERAMIC) CAD LT B32 A2 DIFFERENT CONNECTOR
3448 | 4215161015100 | BLOCK FOR ALL CERAMIC GLASS - CERAMIC (RESIN REINFORCED FELDSPATHIC CERAMIC) CAD LT B32 B2 DIFFERENT CONNECTOR
3449 | 4215161015200 | BLOCK FOR ALL CERAMIC GLASS - CERAMIC (RESIN REINFORCED FELDSPATHIC CERAMIC) CAD LT B32 C1 DIFFERENT CONNECTOR
3450 | 4215161015300 | BLOCK FOR ALL CERAMIC GLASS - CERAMIC (RESIN REINFORCED FELDSPATHIC CERAMIC) CAD LT B32 D2 DIFFERENT CONNECTOR
3451 | 4215161015400 | BLOCK FOR ALL CERAMIC GLASS - CERAMIC (RESIN REINFORCED FELDSPATHIC CERAMIC) CAD LT C14 A1 DIFFERENT CONNECTOR
3452 | 4215161015500 | BLOCK FOR ALL CERAMIC GLASS - CERAMIC (RESIN REINFORCED FELDSPATHIC CERAMIC) CAD LT C14 A2 DIFFERENT CONNECTOR
3453 | 4215161015600 | BLOCK FOR ALL CERAMIC GLASS - CERAMIC (RESIN REINFORCED FELDSPATHIC CERAMIC) CAD LT C14 B2 DIFFERENT CONNECTOR
3454 | 4215161015700 | BLOCK FOR ALL CERAMIC GLASS - CERAMIC (RESIN REINFORCED FELDSPATHIC CERAMIC) CAD LT C14 C2 DIFFERENT CONNECTOR
3455 | 4215161015800 | BLOCK FOR ALL CERAMIC GLASS - CERAMIC (RESIN REINFORCED FELDSPATHIC CERAMIC) CAD LT C14 D2 DIFFERENT CONNECTOR
3456 | 4215161016300 | BLOCK FOR ZIRCONIA BLOCK CAD B85L 22 MO2 DIFFERENT CONNECTOR (EA=PCS/BOX) 5PCS/ BO
3457 | 4215161016400 | BLOCK FOR ZIRCONIA BLOCK CAD C15 MO2 DIFFERENT (EA=PCS/BOX) 5PCS/BOX
3458 | 4215161018300 | BLOCK FOR ALL CERAMIC GLASS - CERAMIC (ZIRCONIA REINFORCED LITHIUM SILICATE) CAD B40 L MO1 DIFFERENT CONNECTOR
3459 | 4215161018400 | BLOCK FOR ALL CERAMIC GLASS - CERAMIC (ZIRCONIA REINFORCED LITHIUM SILICATE) CAD B85 L22 MO2 DIFFERENT CONNECTOR
3460 | 4215161018500 | BLOCK FOR ALL CERAMIC GLASS - CERAMIC (ZIRCONIA REINFORCED LITHIUM SILICATE) CAD C15 MO2 DIFFERENT CONNECTOR
3461 | 4215161018600 | BLOCK FOR ALL CERAMIC GLASS - CERAMIC (ZIRCONIA REINFORCED LITHIUM SILICATE) CAD HT C14 A1 DIFFERENT CONNECTOR
3462 | 4215161018700 | BLOCK FOR ALL CERAMIC GLASS - CERAMIC (ZIRCONIA REINFORCED LITHIUM SILICATE) CAD HT C14 A2 DIFFERENT CONNECTOR
3463 | 4215161018800 | BLOCK FOR ALL CERAMIC GLASS - CERAMIC (ZIRCONIA REINFORCED LITHIUM SILICATE) CAD HT C14 A3 DIFFERENT CONNECTOR
3464 | 4215161018900 | BLOCK FOR ALL CERAMIC GLASS - CERAMIC (ZIRCONIA REINFORCED LITHIUM SILICATE) CAD HT C14 C2 DIFFERENT CONNECTOR
3465 | 4215161019000 | BLOCK FOR ALL CERAMIC GLASS - CERAMIC (ZIRCONIA REINFORCED LITHIUM SILICATE) CAD HT C14 D2 DIFFERENT CONNECTOR
3466 | 4215161019100 | BLOCK FOR ALL CERAMIC GLASS - CERAMIC (ZIRCONIA REINFORCED LITHIUM SILICATE) CAD LT B32 A1 DIFFERENT CONNECTOR
3467 | 4215161019200 | BLOCK FOR ALL CERAMIC GLASS - CERAMIC (ZIRCONIA REINFORCED LITHIUM SILICATE) CAD LT B32 A2 DIFFERENT CONNECTOR
3468 | 4215161019300 | BLOCK FOR ALL CERAMIC GLASS - CERAMIC (ZIRCONIA REINFORCED LITHIUM SILICATE) CAD LT B32 B2 DIFFERENT CONNECTOR
3469 | 4215161019400 | BLOCK FOR ALL CERAMIC GLASS - CERAMIC (ZIRCONIA REINFORCED LITHIUM SILICATE) CAD LT B32 C1 DIFFERENT CONNECTOR
3470 | 4215161019500 | BLOCK FOR ALL CERAMIC GLASS - CERAMIC (ZIRCONIA REINFORCED LITHIUM SILICATE) CAD LT B32 D2 DIFFERENT CONNECTOR
3471 | 4215161019600 | BLOCK FOR ALL CERAMIC GLASS - CERAMIC (ZIRCONIA REINFORCED LITHIUM SILICATE) CAD LT C14 A1 DIFFERENT CONNECTOR
3472 | 4215161019700 | BLOCK FOR ALL CERAMIC GLASS - CERAMIC (ZIRCONIA REINFORCED LITHIUM SILICATE) CAD LT C14 A2 DIFFERENT CONNECTOR
3473 | 4215161019800 | BLOCK FOR ALL CERAMIC GLASS - CERAMIC (ZIRCONIA REINFORCED LITHIUM SILICATE) CAD LT C14 B2 DIFFERENT CONNECTOR
3474 | 4215161019900 | BLOCK FOR ALL CERAMIC GLASS - CERAMIC (ZIRCONIA REINFORCED LITHIUM SILICATE) CAD LT C14 C2 DIFFERENT CONNECTOR
3475 | 4215161020000 | BLOCK FOR ALL CERAMIC GLASS - CERAMIC (ZIRCONIA REINFORCED LITHIUM SILICATE) CAD LT C14 D2 DIFFERENT CONNECTOR
3476 | 4215161020400 | BLOCK FOR COMPOSITE RESIN CAD HT SIZE C14 SHADE A1 COMPATIBLE WITH EACH HOSPITAL CONNECTOR
3477 | 4215161020500 | BLOCK FOR COMPOSITE RESIN CAD HT SIZE C14 SHADE A2 COMPATIBLE WITH EACH HOSPITAL CONNECTOR
3478 | 4215161020600 | BLOCK FOR COMPOSITE RESIN CAD HT SIZE C14 SHADE A3 COMPATIBLE WITH EACH HOSPITAL CONNECTOR
3479 | 4215161020700 | BLOCK FOR COMPOSITE RESIN CAD HT SIZE C14 SHADE C2 COMPATIBLE WITH EACH HOSPITAL CONNECTOR
3480 | 4215161020800 | BLOCK FOR COMPOSITE RESIN CAD HT SIZE C14 SHADE D2 COMPATIBLE WITH EACH HOSPITAL CONNECTOR
3481 | 4215161020900 | BLOCK FOR COMPOSITE RESIN CAD LT SIZE B32 SHADE A1 COMPATIBLE WITH EACH HOSPITAL CONNECTOR
3482 | 4215161021000 | BLOCK FOR COMPOSITE RESIN CAD LT SIZE B32 SHADE A2 COMPATIBLE WITH EACH HOSPITAL CONNECTOR
3483 | 4215161021100 | BLOCK FOR COMPOSITE RESIN CAD LT SIZE B32 SHADE B2 COMPATIBLE WITH EACH HOSPITAL CONNECTOR
3484 | 4215161021200 | BLOCK FOR COMPOSITE RESIN CAD LT SIZE B32 SHADE C1 COMPATIBLE WITH EACH HOSPITAL CONNECTOR
3485 | 4215161021300 | BLOCK FOR COMPOSITE RESIN CAD LT SIZE B32 SHADE D2 COMPATIBLE WITH EACH HOSPITAL CONNECTOR
3486 | 4215161021400 | BLOCK FOR COMPOSITE RESIN CAD LT SIZE C14 SHADE A1 COMPATIBLE WITH EACH HOSPITAL CONNECTOR
3487 | 4215161021500 | BLOCK FOR COMPOSITE RESIN CAD LT SIZE C14 SHADE A2 COMPATIBLE WITH EACH HOSPITAL CONNECTOR
3488 | 4215161021600 | BLOCK FOR COMPOSITE RESIN CAD LT SIZE C14 SHADE B2 COMPATIBLE WITH EACH HOSPITAL CONNECTOR
3489 | 4215161021700 | BLOCK FOR COMPOSITE RESIN CAD LT SIZE C14 SHADE C2 COMPATIBLE WITH EACH HOSPITAL CONNECTOR
3490 | 4215161021800 | BLOCK FOR COMPOSITE RESIN CAD LT SIZE C14 SHADE D2 COMPATIBLE WITH EACH HOSPITAL CONNECTOR
3491 | 4215161021900 | BLOCK FOR COMPOSITE RESIN CAD LT SIZE C16 SHADE A1 COMPATIBLE WITH EACH HOSPITAL CONNECTOR
3492 | 4215161022000 | BLOCK FOR COMPOSITE RESIN CAD LT SIZE C16 SHADE B2 COMPATIBLE WITH EACH HOSPITAL CONNECTOR
3493 | 4215161022100 | BLOCK FOR COMPOSITE RESIN CAD LT SIZE C16 SHADE D2 COMPATIBLE WITH EACH HOSPITAL CONNECTOR
3494 | 4215161028700 | INGOTS GLASS -CERAMIC PRESS SHADE GRADATION B2
3495 | 4215161028800 | INGOTS GLASS -CERAMIC PRESS SHADE GRADATION C2
3496 | 4215161028900 | INGOTS GLASS -CERAMIC PRESS SHADE GRADATION D2
3497 | 4215161029000 | INGOTS GLASS-CERAMIC ZIRCONIA REINFORCED LITHIUM SILICATE (ZLS) HT A1
3498 | 4215161029100 | INGOTS GLASS-CERAMIC ZIRCONIA REINFORCED LITHIUM SILICATE (ZLS) HT A2
3499 | 4215161029200 | INGOTS GLASS-CERAMIC ZIRCONIA REINFORCED LITHIUM SILICATE (ZLS) HT B1
3500 | 4215161029300 | INGOTS GLASS-CERAMIC ZIRCONIA REINFORCED LITHIUM SILICATE (ZLS) HT B2
3501 | 4215161029400 | INGOTS GLASS-CERAMIC ZIRCONIA REINFORCED LITHIUM SILICATE (ZLS) HT C2
3502 | 4215161029500 | INGOTS GLASS-CERAMIC ZIRCONIA REINFORCED LITHIUM SILICATE (ZLS) HT D2
3503 | 4215161029600 | INGOTS GLASS-CERAMIC ZIRCONIA REINFORCED LITHIUM SILICATE (ZLS) LT A1
3504 | 4215161029700 | INGOTS GLASS-CERAMIC ZIRCONIA REINFORCED LITHIUM SILICATE (ZLS) LT A2
3505 | 4215161029800 | INGOTS GLASS-CERAMIC ZIRCONIA REINFORCED LITHIUM SILICATE (ZLS) LT B1
3506 | 4215161029900 | INGOTS GLASS-CERAMIC ZIRCONIA REINFORCED LITHIUM SILICATE (ZLS) LT B2
3507 | 4215161030000 | INGOTS GLASS-CERAMIC ZIRCONIA REINFORCED LITHIUM SILICATE (ZLS) LT C2
3508 | 4215161030100 | INGOTS GLASS-CERAMIC ZIRCONIA REINFORCED LITHIUM SILICATE (ZLS) LT D2
3509 | 4215161030200 | MAGNETIC MOUNTING SYSTEM FOR ARTICULATOR
3510 | 4215161030600 | WAX NATURAL BADGE COLOR
3511 | 4215161030700 | PLASTIC FORMER FOR 30 MM CASTING RING
3512 | 4215161030800 | PLASTIC FORMER FOR 48 MM CASTING RING
3513 | 4215161030900 | PLASTIC FORMER FOR 65 MM CASTING RING
3514 | 4215161031000 | PLASTIC FORMER FOR 80 MM CASTING RING
3515 | 4215161031100 | LIGHT CURE ADHESIVE RESIN LUTING CEMENT
3516 | 4215161031200 | RESIN INFILTRATION OF CARIES LESIONS KIT ONE EACH (EA) = ONE (1) KIT
3517 | 4215161031900 | IMAGING DIGITAL PLATE SIZE 0 FOR DIGORA SCANNER
3518 | 4215161032000 | IMAGING DIGITAL PLATE SIZE 1 FOR DIGORA SCANNER
3519 | 4215161032100 | IMAGING DIGITAL PLATE SIZE 2 FOR DIGORA SCANNER
3520 | 4215161032200 | IMAGING DIGITAL PLATE SIZE 3 FOR DIGORA SCANNER
3521 | 4215161032300 | IMAGING PLATE HYGIENE BAG SZ.0 FOR DIGORA SCANNER
3522 | 4215161032400 | IMAGING PLATE HYGIENE BAG SZ.1 FOR DIGORA SCANNER
3523 | 4215161032500 | IMAGING PLATE HYGIENE BAG SZ.2 FOR DIGORA SCANNER
3524 | 4215161032600 | IMAGING PLATE HYGIENE BAG SZ.3 FOR DIGORA SCANNER
3525 | 4215161032900 | X - RAY DEVELOPER 5 L FOR MANUAL PROCESSING
3526 | 4215161033000 | X - RAY FILM DENTAL 27 X 54 MM OCCLUSAL FILM
3527 | 4215161033300 | PENCIL RED ARCH MARKING ORTHODONTIC DISPOSABLE
3528 | 4215161033500 | SYRINGE DISPOSABLE 1.2 ML FOR ASTRINGEDENT
3529 | 4215161034100 | ORTHODONTIC RETAINER BOXES 25 MM/ 1 INCH DEPTH
3530 | 4215161034200 | ORTHODONTIC STUDY MODEL LARGE BOX ACCOMMODATE 6 MODELS (4 UPPER 4 LOWER) (EA=SET)
3531 | 4215161034300 | ORTHODONTIC STUDY MODEL MEDIUM BOX ACCOMMODATE 6 MODELS (3 UPPER 3 LOWER) (EA=SET)
3532 | 4215161034400 | ORTHODONTIC STUDY MODEL SMALL BOX ACCOMMODATE 6 MODELS (2 UPPER 2 LOWER) (EA=SET)
3533 | 4215161034500 | ORTHODONTICS TWIN BRACKETS MBT RX SLOT # 0.022 INCH WITH HOOKS ON 3 4 AND 5 WITH THE FOLLOWING SPECIFICATIONS: MANUFACTURED FROM HIGH STRENGTH MEDICAL STAINLESS STEEL TORQUE IN BASE COLOR ID MARKING FOR EASY IDENTIFICATION HOOK AND BALL ARE MILLED FROM SINGLE PIECE OF METAL - BACKING 20 PCS/PACK
3534 | 4215161034600 | SAFETY LOCKING FACEBOW SNAP FREE HEADGEAR KLOEHN TYPE STAINLESS STEEL SIZE 1
3535 | 4215161034700 | SAFETY LOCKING FACEBOW SNAP FREE HEADGEAR KLOEHN TYPE STAINLESS STEEL SIZE 2
3536 | 4215161034800 | SAFETY LOCKING FACEBOW SNAP FREE HEADGEAR KLOEHN TYPE STAINLESS STEEL SIZE 3
3537 | 4215161034900 | SAFETY LOCKING FACEBOW SNAP FREE HEADGEAR KLOEHN TYPE STAINLESS STEEL SIZE 4
3538 | 4215161035000 | SAFETY LOCKING FACEBOW SNAP FREE HEADGEAR KLOEHN TYPE STAINLESS STEEL SIZE 5
3539 | 4215161035100 | X - RAY FILM ILLUMINATOR VIEWER LIGHT BOX PANEL
3540 | 4215161035200 | TORQUING TURRENTS 18 INCH WITH TORQUE OF 0 7 10 13 16 DEG S
3541 | 4215161035300 | TUBE TWEEZERS WITH LOCK
3542 | 4215161035400 | STANDARD CONTOURED REGULAR NON ETCHED CONVERTIBLE LOWER LEFT FIRST MOLAR BANDS PRE WELDED WITH DOUBLE BUCCAL TUBES MBT RX. #0.022 AND LINGUAL CLEAT PERMANENT LASER ID MARKING # 34 + OR EQUIVALENT
3543 | 4215161035500 | STANDARD CONTOURED REGULAR NON ETCHED CONVERTIBLE LOWER LEFT FIRST MOLAR BANDS PRE WELDED WITH DOUBLE BUCCAL TUBES MBT RX. #0.022 AND LINGUAL CLEAT PERMANENT LASER ID MARKING # 38 OR EQUIVALENT
3544 | 4215161035600 | STANDARD CONTOURED REGULAR NON ETCHED CONVERTIBLE LOWER LEFT FIRST MOLAR BANDS PRE WELDED WITH DOUBLE BUCCAL TUBES MBT RX. #0.022 AND LINGUAL CLEAT PERMANENT LASER ID MARKING # 34 OR EQUIVALENT
3545 | 4215161035700 | STANDARD CONTOURED REGULAR NON ETCHED CONVERTIBLE LOWER LEFT FIRST MOLAR BANDS PRE WELDED WITH DOUBLE BUCCAL TUBES MBT RX. #0.022 AND LINGUAL CLEAT PERMANENT LASER ID MARKING # 35 OR EQUIVALENT
3546 | 4215161035800 | STANDARD CONTOURED REGULAR NON ETCHED CONVERTIBLE LOWER LEFT FIRST MOLAR BANDS PRE WELDED WITH DOUBLE BUCCAL TUBES MBT RX. #0.022 AND LINGUAL CLEAT PERMANENT LASER ID MARKING # 35 + OR EQUIVALENT
3547 | 4215161035900 | STANDARD CONTOURED REGULAR NON ETCHED CONVERTIBLE LOWER LEFT FIRST MOLAR BANDS PRE WELDED WITH DOUBLE BUCCAL TUBES MBT RX. #0.022 AND LINGUAL CLEAT PERMANENT LASER ID MARKING # 36 OR EQUIVALENT
3548 | 4215161036000 | STANDARD CONTOURED REGULAR NON ETCHED CONVERTIBLE LOWER LEFT FIRST MOLAR BANDS PRE WELDED WITH DOUBLE BUCCAL TUBES MBT RX. #0.022 AND LINGUAL CLEAT PERMANENT LASER ID MARKING # 36 + OR EQUIVALENT
3549 | 4215161036100 | STANDARD CONTOURED REGULAR NON ETCHED CONVERTIBLE LOWER LEFT FIRST MOLAR BANDS PRE WELDED WITH DOUBLE BUCCAL TUBES MBT RX. #0.022 AND LINGUAL CLEAT PERMANENT LASER ID MARKING # 37 OR EQUIVALENT
3550 | 4215161036200 | STANDARD CONTOURED REGULAR NON ETCHED CONVERTIBLE LOWER LEFT FIRST MOLAR BANDS PRE WELDED WITH DOUBLE BUCCAL TUBES MBT RX. #0.022 AND LINGUAL CLEAT PERMANENT LASER ID MARKING # 37 + OR EQUIVALENT
3551 | 4215161036300 | STANDARD CONTOURED REGULAR NON ETCHED CONVERTIBLE LOWER LEFT FIRST MOLAR BANDS PRE WELDED WITH DOUBLE BUCCAL TUBES MBT RX. #0.022 AND LINGUAL CLEAT PERMANENT LASER ID MARKING # 38 + OR EQUIVALENT
3552 | 4215161036400 | STANDARD CONTOURED REGULAR NON ETCHED CONVERTIBLE LOWER LEFT FIRST MOLAR BANDS PRE WELDED WITH DOUBLE BUCCAL TUBES MBT RX. #0.022 AND LINGUAL CLEAT PERMANENT LASER ID MARKING # 39 OR EQUIVALENT
3553 | 4215161036500 | STANDARD CONTOURED REGULAR NON ETCHED CONVERTIBLE LOWER LEFT SECOND MOLAR BANDS PRE WELDED WITH SINGLE BUCCAL TUBE MBT RX. #0.022 AND LINGUAL CLEAT PERMANENT LASER ID MARKING # 31 OR EQUIVALENT
3554 | 4215161036600 | STANDARD CONTOURED REGULAR NON ETCHED CONVERTIBLE LOWER LEFT SECOND MOLAR BANDS PRE WELDED WITH SINGLE BUCCAL TUBE MBT RX. #0.022 AND LINGUAL CLEAT PERMANENT LASER ID MARKING # 31 + OR EQUIVALENT
3555 | 4215161036700 | STANDARD CONTOURED REGULAR NON ETCHED CONVERTIBLE LOWER LEFT SECOND MOLAR BANDS PRE WELDED WITH SINGLE BUCCAL TUBE MBT RX. #0.022 AND LINGUAL CLEAT PERMANENT LASER ID MARKING # 32 OR EQUIVALENT
3556 | 4215161036800 | STANDARD CONTOURED REGULAR NON ETCHED CONVERTIBLE LOWER LEFT SECOND MOLAR BANDS PRE WELDED WITH SINGLE BUCCAL TUBE MBT RX. #0.022 AND LINGUAL CLEAT PERMANENT LASER ID MARKING # 32 + OR EQUIVALENT
3557 | 4215161036900 | STANDARD CONTOURED REGULAR NON ETCHED CONVERTIBLE LOWER LEFT SECOND MOLAR BANDS PRE WELDED WITH SINGLE BUCCAL TUBE MBT RX. #0.022 AND LINGUAL CLEAT PERMANENT LASER ID MARKING # 33 OR EQUIVALENT
3558 | 4215161037000 | STANDARD CONTOURED REGULAR NON ETCHED CONVERTIBLE LOWER LEFT SECOND MOLAR BANDS PRE WELDED WITH SINGLE BUCCAL TUBE MBT RX. #0.022 AND LINGUAL CLEAT PERMANENT LASER ID MARKING # 33 + OR EQUIVALENT
3559 | 4215161037100 | STANDARD CONTOURED REGULAR NON ETCHED CONVERTIBLE LOWER LEFT SECOND MOLAR BANDS PRE WELDED WITH SINGLE BUCCAL TUBE MBT RX. #0.022 AND LINGUAL CLEAT PERMANENT LASER ID MARKING # 34 OR EQUIVALENT
3560 | 4215161037200 | STANDARD CONTOURED REGULAR NON ETCHED CONVERTIBLE LOWER LEFT SECOND MOLAR BANDS PRE WELDED WITH SINGLE BUCCAL TUBE MBT RX. #0.022 AND LINGUAL CLEAT PERMANENT LASER ID MARKING # 34 + OR EQUIVALENT
3561 | 4215161037300 | STANDARD CONTOURED REGULAR NON ETCHED CONVERTIBLE LOWER LEFT SECOND MOLAR BANDS PRE WELDED WITH SINGLE BUCCAL TUBE MBT RX. #0.022 AND LINGUAL CLEAT PERMANENT LASER ID MARKING # 35 OR EQUIVALENT
3562 | 4215161037400 | STANDARD CONTOURED REGULAR NON ETCHED CONVERTIBLE LOWER RIGHT FIRST MOLAR BANDS PRE WELDED WITH DOUBLE BUCCAL TUBES MBT RX. #0.022 AND LINGUAL CLEAT PERMANENT LASER ID MARKING # 34 OR EQUIVALENT
3563 | 4215161037500 | STANDARD CONTOURED REGULAR NON ETCHED CONVERTIBLE LOWER RIGHT FIRST MOLAR BANDS PRE WELDED WITH DOUBLE BUCCAL TUBES MBT RX. #0.022 AND LINGUAL CLEAT PERMANENT LASER ID MARKING # 34 + OR EQUIVALENT
3564 | 4215161037600 | STANDARD CONTOURED REGULAR NON ETCHED CONVERTIBLE LOWER RIGHT FIRST MOLAR BANDS PRE WELDED WITH DOUBLE BUCCAL TUBES MBT RX. #0.022 AND LINGUAL CLEAT PERMANENT LASER ID MARKING # 35 OR EQUIVALENT
3565 | 4215161037700 | STANDARD CONTOURED REGULAR NON ETCHED CONVERTIBLE LOWER RIGHT FIRST MOLAR BANDS PRE WELDED WITH DOUBLE BUCCAL TUBES MBT RX. #0.022 AND LINGUAL CLEAT PERMANENT LASER ID MARKING # 35 + OR EQUIVALENT
3566 | 4215161037800 | STANDARD CONTOURED REGULAR NON ETCHED CONVERTIBLE LOWER RIGHT FIRST MOLAR BANDS PRE WELDED WITH DOUBLE BUCCAL TUBES MBT RX. #0.022 AND LINGUAL CLEAT PERMANENT LASER ID MARKING # 36 OR EQUIVALENT
3567 | 4215161037900 | STANDARD CONTOURED REGULAR NON ETCHED CONVERTIBLE LOWER RIGHT FIRST MOLAR BANDS PRE-WELDED WITH DOUBLE BUCCAL TUBES MBT RX. #0.022 AND LINGUAL CLEAT PERMANENT LASER ID MARKING # 36 + OR EQUIVALENT
3568 | 4215161038000 | STANDARD CONTOURED REGULAR NON ETCHED CONVERTIBLE LOWER RIGHT FIRST MOLAR BANDS PRE-WELDED WITH DOUBLE BUCCAL TUBES MBT RX. #0.022 AND LINGUAL CLEAT PERMANENT LASER ID MARKING # 37 OR EQUIVALENT
3569 | 4215161038100 | STANDARD CONTOURED REGULAR NON ETCHED CONVERTIBLE LOWER RIGHT FIRST MOLAR BANDS PRE WELDED WITH DOUBLE BUCCAL TUBES MBT RX. #0.022 AND LINGUAL CLEAT PERMANENT LASER ID MARKING # 37 + OR EQUIVALENT
3570 | 4215161038200 | STANDARD CONTOURED REGULAR NON ETCHED CONVERTIBLE LOWER RIGHT FIRST MOLAR BANDS PRE WELDED WITH DOUBLE BUCCAL TUBES MBT RX. #0.022 AND LINGUAL CLEAT PERMANENT LASER ID MARKING # 38 OR EQUIVALENT
3571 | 4215161038300 | STANDARD CONTOURED REGULAR NON ETCHED CONVERTIBLE LOWER RIGHT FIRST MOLAR BANDS PRE WELDED WITH DOUBLE BUCCAL TUBES MBT RX. #0.022 AND LINGUAL CLEAT PERMANENT LASER ID MARKING # 38 + OR EQUIVALENT
3572 | 4215161038400 | STANDARD CONTOURED REGULAR NON ETCHED CONVERTIBLE LOWER RIGHT FIRST MOLAR BANDS PRE WELDED WITH DOUBLE BUCCAL TUBES MBT RX. #0.022 AND LINGUAL CLEAT PERMANENT LASER ID MARKING # 39 OR EQUIVALENT
3573 | 4215161038500 | STANDARD CONTOURED REGULAR NON ETCHED CONVERTIBLE LOWER RIGHT SECOND MOLAR BANDS PRE WELDED WITH SINGLE BUCCAL TUBE MBT RX. #0.022 AND LINGUAL CLEAT PERMANENT LASER ID MARKING # 31 OR EQUIVALENT
3574 | 4215161038600 | STANDARD CONTOURED REGULAR NON ETCHED CONVERTIBLE LOWER RIGHT SECOND MOLAR BANDS PRE WELDED WITH SINGLE BUCCAL TUBE MBT RX. #0.022 AND LINGUAL CLEAT PERMANENT LASER ID MARKING # 31 + OR EQUIVALENT
3575 | 4215161038700 | STANDARD CONTOURED REGULAR NON ETCHED CONVERTIBLE LOWER RIGHT SECOND MOLAR BANDS PRE WELDED WITH SINGLE BUCCAL TUBE MBT RX. #0.022 AND LINGUAL CLEAT PERMANENT LASER ID MARKING # 32 OR EQUIVALENT
3576 | 4215161038800 | STANDARD CONTOURED REGULAR NON ETCHED CONVERTIBLE LOWER RIGHT SECOND MOLAR BANDS PRE WELDED WITH SINGLE BUCCAL TUBE MBT RX. #0.022 AND LINGUAL CLEAT PERMANENT LASER ID MARKING # 32 + OR EQUIVALENT
3577 | 4215161038900 | STANDARD CONTOURED REGULAR NON ETCHED CONVERTIBLE LOWER RIGHT SECOND MOLAR BANDS PRE WELDED WITH SINGLE BUCCAL TUBE MBT RX. #0.022 AND LINGUAL CLEAT PERMANENT LASER ID MARKING # 33 OR EQUIVALENT
3578 | 4215161039000 | STANDARD CONTOURED REGULAR NON ETCHED CONVERTIBLE LOWER RIGHT SECOND MOLAR BANDS PRE WELDED WITH SINGLE BUCCAL TUBE MBT RX. #0.022 AND LINGUAL CLEAT PERMANENT LASER ID MARKING # 33 + OR EQUIVALENT
3579 | 4215161039100 | STANDARD CONTOURED REGULAR NON ETCHED CONVERTIBLE LOWER RIGHT SECOND MOLAR BANDS PRE-WELDED WITH SINGLE BUCCAL TUBE MBT RX. #0.022 AND LINGUAL CLEAT PERMANENT LASER ID MARKING # 34 OR EQUIVALENT
3580 | 4215161039200 | STANDARD CONTOURED REGULAR NON ETCHED CONVERTIBLE LOWER RIGHT SECOND MOLAR BANDS PRE-WELDED WITH SINGLE BUCCAL TUBE MBT RX. #0.022 AND LINGUAL CLEAT PERMANENT LASER ID MARKING # 34 + OR EQUIVALENT
3581 | 4215161039300 | STANDARD CONTOURED REGULAR NON ETCHED CONVERTIBLE LOWER RIGHT SECOND MOLAR BANDS PRE WELDED WITH SINGLE BUCCAL TUBE MBT RX. #0.022 AND LINGUAL CLEAT PERMANENT LASER ID MARKING # 35 OR EQUIVALENT
3582 | 4215161039400 | STANDARD CONTOURED REGULAR NON ETCHED CONVERTIBLE LOWER RIGHT SECOND MOLAR BANDS PRE-WELDED WITH SINGLE BUCCAL TUBE MBT RX. #0.022 AND LINGUAL CLEAT PERMANENT LASER ID MARKING # 35 + OR EQUIVALENT
3583 | 4215161039500 | STANDARD CONTOURED REGULAR NON ETCHED CONVERTIBLE LOWER RIGHT SECOND MOLAR BANDS PRE-WELDED WITH SINGLE BUCCAL TUBE MBT RX. #0.022 AND LINGUAL CLEAT PERMANENT LASER ID MARKING # 36 OR EQUIVALENT
3584 | 4215161039600 | STANDARD CONTOURED REGULAR NON ETCHED CONVERTIBLE LOWER RIGHT SECOND MOLAR BANDS PRE-WELDED WITH SINGLE BUCCAL TUBE MBT RX. #0.022 AND LINGUAL CLEAT PERMANENT LASER ID MARKING # 36 + OR EQUIVALENT
3585 | 4215161039700 | STANDARD CONTOURED REGULAR NON ETCHED CONVERTIBLE LOWER RIGHT SECOND MOLAR BANDS PRE WELDED WITH SINGLE BUCCAL TUBE MBT RX. #0.022 AND LINGUAL CLEAT PERMANENT LASER ID MARKING # 37 OR EQUIVALENT
3586 | 4215161039800 | STANDARD CONTOURED REGULAR NON ETCHED CONVERTIBLE UPPER LEFT FIRST MOLAR BANDS PRE WELDED WITH TRIPLE BUCCAL TUBES MBT RX. #0.022 AND LINGUAL CLEAT PERMANENT LASER ID MARKING # 35 OR EQUIVALENT
3587 | 4215161039900 | STANDARD CONTOURED REGULAR NON ETCHED CONVERTIBLE UPPER LEFT FIRST MOLAR BANDS PRE WELDED WITH TRIPLE BUCCAL TUBES MBT RX. #0.022 AND LINGUAL CLEAT PERMANENT LASER ID MARKING # 35 + OR EQUIVALENT
3588 | 4215161040000 | STANDARD CONTOURED REGULAR NON ETCHED CONVERTIBLE UPPER LEFT FIRST MOLAR BANDS PRE WELDED WITH TRIPLE BUCCAL TUBES MBT RX. #0.022 AND LINGUAL CLEAT PERMANENT LASER ID MARKING # 36 OR EQUIVALENT
3589 | 4215161040100 | STANDARD CONTOURED REGULAR NON ETCHED CONVERTIBLE UPPER LEFT FIRST MOLAR BANDS PRE WELDED WITH TRIPLE BUCCAL TUBES MBT RX. #0.022 AND LINGUAL CLEAT PERMANENT LASER ID MARKING # 37 OR EQUIVALENT
3590 | 4215161040200 | STANDARD CONTOURED REGULAR NON ETCHED CONVERTIBLE UPPER LEFT FIRST MOLAR BANDS PRE WELDED WITH TRIPLE BUCCAL TUBES MBT RX. #0.022 AND LINGUAL CLEAT PERMANENT LASER ID MARKING # 37 + OR EQUIVALENT
3591 | 4215161040300 | STANDARD CONTOURED REGULAR NON ETCHED CONVERTIBLE UPPER LEFT FIRST MOLAR BANDS PRE WELDED WITH TRIPLE BUCCAL TUBES MBT RX. #0.022 AND LINGUAL CLEAT PERMANENT LASER ID MARKING # 39 OR EQUIVALENT
3592 | 4215161040400 | STANDARD CONTOURED REGULAR NON ETCHED CONVERTIBLE UPPER LEFT FIRST MOLAR BANDS PRE WELDED WITH TRIPLE BUCCAL TUBES MBT RX. #0.022 AND LINGUAL CLEAT PERMANENT LASER ID MARKING PERMANENT LASER ID MARKING # 34 + OR EQUIVALENT
3593 | 4215161040500 | STANDARD CONTOURED REGULAR NON ETCHED CONVERTIBLE UPPER LEFT FIRST MOLAR BANDS PRE WELDED WITH TRIPLE BUCCAL TUBES MBT RX. #0.022 AND LINGUAL CLEAT PERMANENT LASER ID MARKING PERMANENT LASER ID MARKING # 36 + OR EQUIVALENT
3594 | 4215161040600 | STANDARD CONTOURED REGULAR NON ETCHED CONVERTIBLE UPPER LEFT FIRST MOLAR BANDS PRE WELDED WITH TRIPLE BUCCAL TUBES ROTH RX. #0.022 AND LINGUAL CLEAT PERMANENT LASER ID MARKING # 37 OR EQUIVALENT
3595 | 4215161040700 | STANDARD CONTOURED REGULAR NON ETCHED CONVERTIBLE UPPER LEFT FIRST MOLAR BANDS RE WELDED WITH TRIPLE BUCCAL TUBES MBT RX. #0.022 AND LINGUAL CLEAT PERMANENT LASER ID MARKING # 38 + OR EQUIVALENT
3596 | 4215161040800 | STANDARD CONTOURED REGULAR NON ETCHED CONVERTIBLE UPPER LEFT SECOND MOLAR BANDS PRE WELDED WITH SINGLE BUCCAL TUBE MBT RX. #0.022 AND LINGUAL CLEAT PERMANENT LASER ID MARKING # 31 OR EQUIVALENT
3597 | 4215161040900 | STANDARD CONTOURED REGULAR NON ETCHED CONVERTIBLE UPPER LEFT SECOND MOLAR BANDS PRE WELDED WITH SINGLE BUCCAL TUBE MBT RX. #0.022 AND LINGUAL CLEAT PERMANENT LASER ID MARKING # 31 + OR EQUIVALENT
3598 | 4215161041000 | STANDARD CONTOURED REGULAR NON ETCHED CONVERTIBLE UPPER LEFT SECOND MOLAR BANDS PRE WELDED WITH SINGLE BUCCAL TUBE MBT RX. #0.022 AND LINGUAL CLEAT PERMANENT LASER ID MARKING # 32 OR EQUIVALENT
3599 | 4215161041100 | STANDARD CONTOURED REGULAR NON ETCHED CONVERTIBLE UPPER LEFT SECOND MOLAR BANDS PRE-WELDED WITH SINGLE BUCCAL TUBE MBT RX. #0.022 AND LINGUAL CLEAT PERMANENT LASER ID MARKING # 32 + OR EQUIVALENT
3600 | 4215161041200 | STANDARD CONTOURED REGULAR NON ETCHED CONVERTIBLE UPPER LEFT SECOND MOLAR BANDS PRE-WELDED WITH SINGLE BUCCAL TUBE MBT RX. #0.022 AND LINGUAL CLEAT PERMANENT LASER ID MARKING # 33 OR EQUIVALENT
3601 | 4215161041300 | STANDARD CONTOURED REGULAR NON ETCHED CONVERTIBLE UPPER LEFT SECOND MOLAR BANDS PRE-WELDED WITH SINGLE BUCCAL TUBE MBT RX. #0.022 AND LINGUAL CLEAT PERMANENT LASER ID MARKING # 33 + OR EQUIVALENT
3602 | 4215161041400 | STANDARD CONTOURED REGULAR NON ETCHED CONVERTIBLE UPPER LEFT SECOND MOLAR BANDS PRE-WELDED WITH SINGLE BUCCAL TUBE MBT RX. #0.022 AND LINGUAL CLEAT PERMANENT LASER ID MARKING # 34 OR EQUIVALENT
3603 | 4215161041500 | STANDARD CONTOURED REGULAR NON ETCHED CONVERTIBLE UPPER LEFT SECOND MOLAR BANDS PRE-WELDED WITH SINGLE BUCCAL TUBE MBT RX. #0.022 AND LINGUAL CLEAT PERMANENT LASER ID MARKING # 34 + OR EQUIVALENT
3604 | 4215161041600 | STANDARD CONTOURED REGULAR NON ETCHED CONVERTIBLE UPPER LEFT SECOND MOLAR BANDS PRE-WELDED WITH SINGLE BUCCAL TUBE MBT RX. #0.022 AND LINGUAL CLEAT PERMANENT LASER ID MARKING # 35 OR EQUIVALENT
3605 | 4215161041700 | STANDARD CONTOURED REGULAR NON ETCHED CONVERTIBLE UPPER LEFT SECOND MOLAR BANDS PRE-WELDED WITH SINGLE BUCCAL TUBE MBT RX. #0.022 AND LINGUAL CLEAT PERMANENT LASER ID MARKING # 35 + OR EQUIVALENT
3606 | 4215161041800 | STANDARD CONTOURED REGULAR NON ETCHED CONVERTIBLE UPPER LEFT SECOND MOLAR BANDS PRE WELDED WITH SINGLE BUCCAL TUBE MBT RX. #0.022 AND LINGUAL CLEAT PERMANENT LASER ID MARKING # 36 OR EQUIVALENT
3607 | 4215161041900 | STANDARD CONTOURED REGULAR NON ETCHED CONVERTIBLE UPPER LEFT SECOND MOLAR BANDS PRE WELDED WITH SINGLE BUCCAL TUBE MBT RX. #0.022 AND LINGUAL CLEAT PERMANENT LASER ID MARKING # 36 + OR EQUIVALENT
3608 | 4215161042000 | STANDARD CONTOURED REGULAR NON ETCHED CONVERTIBLE UPPER LEFT SECOND MOLAR BANDS PRE WELDED WITH SINGLE BUCCAL TUBE MBT RX. #0.022 AND LINGUAL CLEAT PERMANENT LASER ID MARKING # 37 OR EQUIVALENT
3609 | 4215161042100 | STANDARD CONTOURED REGULAR NON ETCHED CONVERTIBLE UPPER RIGHT FIRST MOLAR BANDS PRE WELDED WITH DOUBLE BUCCAL TUBES MBT RX #0.022 AND LINGUAL CLEAT PERMANENT LASER ID MARKING # 34 OR EQUIVALENT
3610 | 4215161042200 | STANDARD CONTOURED REGULAR NON ETCHED CONVERTIBLE UPPER RIGHT FIRST MOLAR BANDS PRE WELDED WITH TRIPLE BUCCAL TUBES MBT RX. #0.022 AND LINGUAL CLEAT PERMANENT LASER ID MARKING # 36 + OR EQUIVALENT
3611 | 4215161042300 | STANDARD CONTOURED REGULAR NON ETCHED CONVERTIBLE UPPER RIGHT FIRST MOLAR BANDS PRE WELDED WITH TRIPLE BUCCAL TUBES MBT RX. #0.022 AND LINGUAL CLEAT PERMANENT LASER ID MARKING # 37 OR EQUIVALENT
3612 | 4215161042400 | STANDARD CONTOURED REGULAR NON ETCHED CONVERTIBLE UPPER RIGHT FIRST MOLAR BANDS PRE WELDED WITH TRIPLE BUCCAL TUBES MBT RX. #0.022 AND LINGUAL CLEAT PERMANENT LASER ID MARKING # 38 + OR EQUIVALENT
3613 | 4215161042500 | STANDARD CONTOURED REGULAR NON ETCHED CONVERTIBLE UPPER RIGHT FIRST MOLAR BANDS PRE WELDED WITH TRIPLE BUCCAL TUBES MBT RX. #0.022 AND LINGUAL CLEAT PERMANENT LASER ID MARKING # 39 OR EQUIVALENT
3614 | 4215161042600 | STANDARD CONTOURED REGULAR NON ETCHED CONVERTIBLE UPPER RIGHT SECOND MOLAR BANDS PRE-WELDED WITH SINGLE BUCCAL TUBE MBT RX. #0.022 AND LINGUAL CLEAT PERMANENT LASER ID MARKING # 31 OR EQUIVALENT
3615 | 4215161042700 | STANDARD CONTOURED REGULAR NON ETCHED CONVERTIBLE UPPER RIGHT SECOND MOLAR BANDS PRE-WELDED WITH SINGLE BUCCAL TUBE MBT RX. #0.022 AND LINGUAL CLEAT PERMANENT LASER ID MARKING # 31 + OR EQUIVALENT
3616 | 4215161042800 | STANDARD CONTOURED REGULAR NON ETCHED CONVERTIBLE UPPER RIGHT SECOND MOLAR BANDS PRE WELDED WITH SINGLE BUCCAL TUBE MBT RX. #0.022 AND LINGUAL CLEAT PERMANENT LASER ID MARKING # 32 OR EQUIVALENT
3617 | 4215161042900 | STANDARD CONTOURED REGULAR NON ETCHED CONVERTIBLE UPPER RIGHT SECOND MOLAR BANDS PRE-WELDED WITH SINGLE BUCCAL TUBE MBT RX. #0.022 AND LINGUAL CLEAT PERMANENT LASER ID MARKING # 32 + OR EQUIVALENT
3618 | 4215161043000 | STANDARD CONTOURED REGULAR NON ETCHED CONVERTIBLE UPPER RIGHT SECOND MOLAR BANDS PRE-WELDED WITH SINGLE BUCCAL TUBE MBT RX. #0.022 AND LINGUAL CLEAT PERMANENT LASER ID MARKING # 33 OR EQUIVALENT
3619 | 4215161043100 | STANDARD CONTOURED REGULAR NON ETCHED CONVERTIBLE UPPER RIGHT SECOND MOLAR BANDS PRE WELDED WITH SINGLE BUCCAL TUBE MBT RX. #0.022 AND LINGUAL CLEAT PERMANENT LASER ID MARKING # 33 + OR EQUIVALENT
3620 | 4215161043200 | STANDARD CONTOURED REGULAR NON ETCHED CONVERTIBLE UPPER RIGHT SECOND MOLAR BANDS PRE-WELDED WITH SINGLE BUCCAL TUBE MBT RX. #0.022 AND LINGUAL CLEAT PERMANENT LASER ID MARKING # 34 OR EQUIVALENT
3621 | 4215161043300 | STANDARD CONTOURED REGULAR NON ETCHED CONVERTIBLE UPPER RIGHT SECOND MOLAR BANDS PRE WELDED WITH SINGLE BUCCAL TUBE MBT RX. #0.022 AND LINGUAL CLEAT PERMANENT LASER ID MARKING # 34 + OR EQUIVALENT
3622 | 4215161043400 | STANDARD CONTOURED REGULAR NON ETCHED CONVERTIBLE UPPER RIGHT SECOND MOLAR BANDS PRE WELDED WITH SINGLE BUCCAL TUBE MBT RX. #0.022 AND LINGUAL CLEAT PERMANENT LASER ID MARKING # 35 OR EQUIVALENT
3623 | 4215161043500 | STANDARD CONTOURED REGULAR NON ETCHED CONVERTIBLE UPPER RIGHT SECOND MOLAR BANDS PRE-WELDED WITH SINGLE BUCCAL TUBE MBT RX. #0.022 AND LINGUAL CLEAT PERMANENT LASER ID MARKING # 35 + OR EQUIVALENT
3624 | 4215161043600 | STANDARD CONTOURED REGULAR NON ETCHED CONVERTIBLE UPPER RIGHT SECOND MOLAR BANDS PRE-WELDED WITH SINGLE BUCCAL TUBE MBT RX. #0.022 AND LINGUAL CLEAT PERMANENT LASER ID MARKING # 36 OR EQUIVALENT
3625 | 4215161043700 | STANDARD CONTOURED REGULAR NON ETCHED CONVERTIBLE UPPER RIGHT SECOND MOLAR BANDS PRE-WELDED WITH SINGLE BUCCAL TUBE MBT RX. #0.022 AND LINGUAL CLEAT PERMANENT LASER ID MARKING # 36 + OR EQUIVALENT
3626 | 4215161043800 | STANDARD CONTOURED REGULAR NON ETCHED CONVERTIBLE UPPER RIGHT SECOND MOLAR BANDS PRE WELDED WITH SINGLE BUCCAL TUBE MBT RX. #0.022 AND LINGUAL CLEAT PERMANENT LASER ID MARKING # 37 OR EQUIVALENT
3627 | 4215161043900 | STRESS TENSION GAUGE 100 - 1000 GM
3628 | 4215161044000 | SURGICAL CRIMPABLE HOOKS FOR 0.018 INCH SLOT NEW DESCRIPTION IS CRIMPABLE BALL HOOKS WITH SPLIT ARCHWIRE OPENING 6 - 7 MM TALL MADE FROM HIGH QUALITY STAINLESS STEEL CRIMPS TO ROUND OR RECTANGULAR ARCHWIRES UP TO 0.018 INCH X 0.022 INCH
3629 | 4215161044100 | SURGICAL CRIMPABLE HOOKS FOR 0.022 INCH SLOT NEW DESCRIPTION IS CRIMPABLE BALL HOOKS WITH SPLIT ARCHWIRE OPENING 6 - 7 MM TALL MADE FROM HIGH QUALITY STAINLESS STEEL CRIMPS TO ROUND OR RECTANGULAR ARCHWIRES UP TO 0.022 INCH X 0.025 INCH
3630 | 4215161044200 | TORQUING PLIERS (+KEY) SIZE 0.018 LOWER ARCH
3631 | 4215161044300 | TORQUING PLIERS (+KEY) SIZE 0.018 UPPER ARCH
3632 | 4215161044400 | TORQUING PLIERS (+KEY) SIZE 0.022 FOR LOWER ARCH
3633 | 4215161044500 | TORQUING PLIERS (+KEY) SIZE 0.022 FOR UPPER ARCH
3634 | 4215161044600 | WAX MODELLING SHEET PINK
3635 | 4215161044700 | QUADHELIX PREFABRICATED PALATAL WITH ARMS IN LINGUAL SHEETS 0.9/34 MM
3636 | 4215161044800 | QUADHELIX PREFABRICATED PALATAL WITH ARMS IN LINGUAL SHEETS 0.9/36 MM
3637 | 4215161044900 | QUADHELIX PREFABRICATED PALATAL WITH ARMS IN LINGUAL SHEETS 0.9/38 MM
3638 | 4215161045000 | QUADHELIX PREFABRICATED PALATAL WITH ARMS IN LINGUAL SHEETS 0.9/40 MM
3639 | 4215161045100 | QUADHELIX PREFABRICATED PALATAL WITH ARMS IN LINGUAL SHEETS 0.9/44 MM
3640 | 4215161045200 | QUADHELIX PREFABRICATED PALATAL WITH ARMS IN LINGUAL SHEETS 0.9/46 MM
3641 | 4215161045300 | QUADHELIX PREFABRICATED PALATAL WITH ARMS IN LINGUAL SHEETS 0.9/42 MM
3642 | 4215161045400 | REVERSE CURVE LOWER NITI ARCH WIRE 0.019 X 0.025 INCH
3643 | 4215161045500 | REVERSE CURVE LOWER NITI ARCHWIRE 0.018 INCH
3644 | 4215161045600 | REVERSE CURVE UPPER NITI ARCH WIRE 0.018 INCH
3645 | 4215161045700 | REVERSE CURVE UPPER NITI ARCH WIRE 0.019 X 0.025 INCH
3646 | 4215161045800 | REVERSE PULL (FACE MASK) WITH ADJUSTABLE FOREHEAD CAP CHIN CAP AND ADJUSTABLE HOOKS TO ENGAGE ELASTIC FOREHEAD AND CHIN PAD ARE LINED FOR PATIENT COMFORT
3647 | 4215161045900 | REVERSE PULL (FACE MASK) WITH ADJUSTABLE FOREHEAD CAP CHIN CAP AND ADJUSTABLE HOOKS TO ENGAGE ELASTIC DELAIRE TYPE FOREHEAD AND CHIN PAD ARE LINED FOR PATIENT COMFORT
3648 | 4215161046000 | SELF - CUTTING ORTHODONTIC MINISCREW STERILE INDIVIDUAL PACKED BRACKET HEAD MADE OF TITANIUM ALLOY - SIZE 10 MM WITH DIAMETER RANGE FROM 1.3 - 1.4 MM MUST PROVIDE INSERTION TOOLS NECESSARY WITH IT (HANDLE DRIVER SCREW DRIVER BODY CONTRA ANGLE DRIVER DRILL BURS)
3649 | 4215161046100 | SELF - CUTTING ORTHODONTIC MINISCREW STERILE INDIVIDUAL PACKED BRACKET HEAD MADE OF TITANIUM ALLOY - SIZE 10 MM WITH DIAMETER RANGE FROM 1.5 - 1.6 MM MUST PROVIDE INSERTION TOOLS NECESSARY WITH IT (HANDLE DRIVER SCREW DRIVER BODY CONTRA ANGLE DRIVER DRILL BURS)
3650 | 4215161046200 | SELF - CUTTING ORTHODONTIC MINISCREW STERILE INDIVIDUAL PACKED BRACKET HEAD MADE OF TITANIUM ALLOY - SIZE 10 MM WITH DIAMETER RANGE FROM 1.7 - 1.8 MM MUST PROVIDE INSERTION TOOLS NECESSARY WITH IT (HANDLE DRIVER SCREW DRIVER BODY CONTRA ANGLE DRIVER DRILL BURS)
3651 | 4215161046300 | SELF - CUTTING ORTHODONTIC MINISCREW STERILE INDIVIDUAL PACKED BRACKET HEAD MADE OF TITANIUM ALLOY - SIZE 10 MM WITH DIAMETER RANGE FROMC 1.9 - 2 MM MUST PROVIDE INSERTION TOOLS NECESSARY WITH IT (HANDLE DRIVER SCREW DRIVER BODY CONTRA ANGLE DRIVER DRILL BURS)
3652 | 4215161046400 | SELF - CUTTING ORTHODONTIC MINISCREW STERILE INDIVIDUAL PACKED BRACKET HEAD MADE OF TITANIUM ALLOY - SIZE 6 MM WITH DIAMETER RANGE FROM 1.3 - 1.4 MM MUST PROVIDE INSERTION TOOLS NECESSARY WITH IT (HANDLE DRIVER SCREW DRIVER BODY CONTRA ANGLE DRIVER DRILL BURS)
3653 | 4215161046500 | SELF - CUTTING ORTHODONTIC MINISCREW STERILE INDIVIDUAL PACKED BRACKET HEAD MADE OF TITANIUM ALLOY - SIZE 6 MM WITH DIAMETER RANGE FROM 1.5 - 1.6 MM MUST PROVIDE INSERTION TOOLS NECESSARY WITH IT (HANDLE DRIVER SCREW DRIVER BODY CONTRA ANGLE DRIVER DRILL BURS)
3654 | 4215161046600 | SELF - CUTTING ORTHODONTIC MINISCREW STERILE INDIVIDUAL PACKED BRACKET HEAD MADE OF TITANIUM ALLOY - SIZE 6 MM WITH DIAMETER RANGE FROM 1.7 - 1.8 MM MUST PROVIDE INSERTION TOOLS NECESSARY WITH IT (HANDLE DRIVER SCREW DRIVER BODY CONTRA ANGLE DRIVER DRILL BURS)
3655 | 4215161046700 | SELF - CUTTING ORTHODONTIC MINISCREW STERILE INDIVIDUAL PACKED BRACKET HEAD MADE OF TITANIUM ALLOY - SIZE 6 MM WITH DIAMETER RANGE FROM 1.9 - 2 MM MUST PROVIDE INSERTION TOOLS NECESSARY WITH IT (HANDLE DRIVER SCREW DRIVER BODY CONTRA ANGLE DRIVER DRILL BURS)
3656 | 4215161046800 | SELF - CUTTING ORTHODONTIC MINISCREW STERILE INDIVIDUAL PACKED MADE OF TITANIUM ALLOY - SIZE 10 MM WITH DIAMETER RANGE FROM 1.3 - 1.4 MM MUST PROVIDE INSERTION TOOLS NECESSARY WITH IT (HANDLE DRIVER SCREW DRIVER BODY CONTRA ANGLE DRIVER DRILL BURS)
3657 | 4215161046900 | SELF - CUTTING ORTHODONTIC MINISCREW STERILE INDIVIDUAL PACKED MADE OF TITANIUM ALLOY - SIZE 10 MM WITH DIAMETER RANGE FROM 1.5 - 1.6 MM MUST PROVIDE INSERTION TOOLS NECESSARY WITH IT (HANDLE DRIVER SCREW DRIVER BODY CONTRA ANGLE DRIVER DRILL BURS)
3658 | 4215161047000 | SELF - CUTTING ORTHODONTIC MINISCREW STERILE INDIVIDUAL PACKED MADE OF TITANIUM ALLOY - SIZE 10 MM WITH DIAMETER RANGE FROMC 1.9 - 2 MM MUST PROVIDE INSERTION TOOLS NECESSARY WITH IT (HANDLE DRIVER SCREW DRIVER BODY CONTRA ANGLE DRIVER DRILL BURS)
3659 | 4215161047100 | SELF - CUTTING ORTHODONTIC MINISCREW STERILE INDIVIDUAL PACKED MADE OF TITANIUM ALLOY - SIZE 6 MM WITH DIAMETER RANGE FROM 1.3 - 1.4 MM MUST PROVIDE INSERTION TOOLS NECESSARY WITH IT (HANDLE DRIVER SCREW DRIVER BODY CONTRA ANGLE DRIVER DRILL BURS)
3660 | 4215161047200 | SELF - CUTTING ORTHODONTIC MINISCREW STERILE INDIVIDUAL PACKED MADE OF TITANIUM ALLOY - SIZE 6 MM WITH DIAMETER RANGE FROM 1.5 - 1.6 MM MUST PROVIDE INSERTION TOOLS NECESSARY WITH IT (HANDLE DRIVER SCREW DRIVER BODY CONTRA ANGLE DRIVER DRILL BURS)
3661 | 4215161047300 | SELF - CUTTING ORTHODONTIC MINISCREW STERILE INDIVIDUAL PACKED MADE OF TITANIUM ALLOY - SIZE 6 MM WITH DIAMETER RANGE FROM 1.7 - 1.8 MM MUST PROVIDE INSERTION TOOLS NECESSARY WITH IT (HANDLE DRIVER SCREW DRIVER BODY CONTRA ANGLE DRIVER DRILL BURS)
3662 | 4215161047400 | SELF - CUTTING ORTHODONTIC MINISCREW STERILE INDIVIDUAL PACKED MADE OF TITANIUM ALLOY - SIZE 6 MM WITH DIAMETER RANGE FROM 1.9 - 2 MM MUST PROVIDE INSERTION TOOLS NECESSARY WITH IT (HANDLE DRIVER SCREW DRIVER BODY CONTRA ANGLE DRIVER DRILL BURS)
3663 | 4215161047500 | SELF - CUTTING ORTHODONTIC MINISCREW STERILE INDIVIDUAL PACKED MADE OF TITANIUM ALLOY - SIZE 10 MM WITH DIAMETER RANGE FROM 1.7 - 1.8 MM MUST PROVIDE INSERTION TOOLS NECESSARY WITH IT (HANDLE DRIVER SCREW DRIVER BODY CONTRA ANGLE DRIVER DRILL BURS)
3664 | 4215161047600 | SELF - CUTTING ORTHODONTIC MINISCREW STERILE INDIVIDUAL PACKED MADE OF TITANIUM OR SS ALLOY - SIZE 12 MM WITH DIAMETER RANGE FROM 1.5 - 1.6 MM MUST PROVIDE INSERTION TOOLS NECESSARY WITH IT (HANDLE DRIVER SCREW DRIVER BODY CONTRA ANGLE DRIVER DRILL BURS)
3665 | 4215161047700 | SELF - CUTTING ORTHODONTIC MINISCREW STERILE INDIVIDUAL PACKED MADE OF TITANIUM OR SS ALLOY - SIZE 12 MM WITH DIAMETER RANGE FROM 1.9 - 2 MM MUST PROVIDE INSERTION TOOLS NECESSARY WITH IT (HANDLE DRIVER SCREW DRIVER BODY CONTRA ANGLE DRIVER DRILL BURS)
3666 | 4215161047800 | SELF - CUTTING ORTHODONTIC MINISCREW STERILE INDIVIDUAL PACKED BRACKET HEAD MADE OF TITANIUM OR SS ALLOY - SIZE 12 MM WITH DIAMETER RANGE FROM 1.3 - 1.4 MM MUST PROVIDE INSERTION TOOLS NECESSARY WITH IT (HANDLE DRIVER SCREW DRIVER BODY CONTRA ANGLE DRIVER DRILL BURS)
3667 | 4215161047900 | SELF - CUTTING ORTHODONTIC MINISCREW STERILE INDIVIDUAL PACKED BRACKET HEAD MADE OF TITANIUM OR SS ALLOY - SIZE 12 MM WITH DIAMETER RANGE FROM 1.5 - 1.6 MM MUST PROVIDE INSERTION TOOLS NECESSARY WITH IT (HANDLE DRIVER SCREW DRIVER BODY CONTRA ANGLE DRIVER DRILL BURS)
3668 | 4215161048000 | SELF - CUTTING ORTHODONTIC MINISCREW STERILE INDIVIDUAL PACKED BRACKET HEAD MADE OF TITANIUM OR SS ALLOY - SIZE 12 MM WITH DIAMETER RANGE FROM 1.7 - 1.8 MM MUST PROVIDE INSERTION TOOLS NECESSARY WITH IT (HANDLE DRIVER SCREW DRIVER BODY CONTRA ANGLE DRIVER DRILL BURS)
3669 | 4215161048100 | SELF - CUTTING ORTHODONTIC MINISCREW STERILE INDIVIDUAL PACKED BRACKET HEAD MADE OF TITANIUM OR SS ALLOY - SIZE 12 MM WITH DIAMETER RANGE FROM 1.9 - 2 MM MUST PROVIDE INSERTION TOOLS NECESSARY WITH IT (HANDLE DRIVER SCREW DRIVER BODY CONTRA ANGLE DRIVER DRILL BURS)
3670 | 4215161048200 | SELF - CUTTING ORTHODONTIC MINISCREW STERILE INDIVIDUAL PACKED MADE OF TITANIUM OR SS ALLOY - SIZE 12 MM WITH DIAMETER RANGE FROM 1.3 - 1.4 MM MUST PROVIDE INSERTION TOOLS NECESSARY WITH IT (HANDLE DRIVER SCREW DRIVER BODY CONTRA ANGLE DRIVER DRILL BURS)
3671 | 4215161048300 | SELF - CUTTING ORTHODONTIC MINISCREW STERILE INDIVIDUAL PACKED MADE OF TITANIUM OR SS ALLOY - SIZE 12 MM WITH DIAMETER RANGE FROM 1.7 - 1.8 MM MUST PROVIDE INSERTION TOOLS NECESSARY WITH IT (HANDLE DRIVER SCREW DRIVER BODY CONTRA ANGLE DRIVER DRILL BURS)
3672 | 4215161048400 | SELF - CUTTING ORTHODONTIC MINISCREW STERILE INDIVIDUAL PACKED BRACKET HEAD MADE OF TITANIUM ALLOY SIZE 8 MM WITH DIAMETER RANGE FROM 1.3 - 1.4 MM MUST PROVIDE INSERTION TOOLS NECESSARY WITH IT (HANDLE DRIVER SCREW DRIVER BODY CONTRA ANGLE DRIVER DRILL BURS)
3673 | 4215161048500 | SELF - CUTTING ORTHODONTIC MINISCREW STERILE INDIVIDUAL PACKED BRACKET HEAD MADE OF TITANIUM ALLOY SIZE 8 MM WITH DIAMETER RANGE FROM 1.5 - 1.6 MM MUST PROVIDE INSERTION TOOLS NECESSARY WITH IT (HANDLE DRIVER SCREW DRIVER BODY CONTRA ANGLE DRIVER DRILL BURS)
3674 | 4215161048600 | SELF - CUTTING ORTHODONTIC MINISCREW STERILE INDIVIDUAL PACKED BRACKET HEAD MADE OF TITANIUM ALLOY SIZE 8 MM WITH DIAMETER RANGE FROM 1.7 - 1.8 MM MUST PROVIDE INSERTION TOOLS NECESSARY WITH IT (HANDLE DRIVER SCREW DRIVER BODY CONTRA ANGLE DRIVER DRILL BURS)
3675 | 4215161048700 | SELF - CUTTING ORTHODONTIC MINISCREW STERILE INDIVIDUAL PACKED BRACKET HEAD MADE OF TITANIUM ALLOY SIZE 8 MM WITH DIAMETER RANGE FROM 1.9 - 2 MM MUST PROVIDE INSERTION TOOLS NECESSARY WITH IT (HANDLE DRIVER SCREW DRIVER BODY CONTRA ANGLE DRIVER DRILL BURS)
3676 | 4215161048800 | SELF - CUTTING ORTHODONTIC MINISCREW STERILE INDIVIDUAL PACKED MADE OF TITANIUM ALLOY SIZE 8 MM WITH DIAMETER RANGE FROM 1.3 - 1.4 MM MUST PROVIDE INSERTION TOOLS NECESSARY WITH IT (HANDLE DRIVER SCREW DRIVER BODY CONTRA ANGLE DRIVER DRILL BURS)
3677 | 4215161048900 | SELF - CUTTING ORTHODONTIC MINISCREW STERILE INDIVIDUAL PACKED MADE OF TITANIUM ALLOY SIZE 8 MM WITH DIAMETER RANGE FROM 1.7 - 1.8 MM MUST PROVIDE INSERTION TOOLS NECESSARY WITH IT (HANDLE DRIVER SCREW DRIVER BODY CONTRA ANGLE DRIVER DRILL BURS)
3678 | 4215161049000 | SELF - CUTTING ORTHODONTIC MINISCREW STERILE INDIVIDUAL PACKED MADE OF TITANIUM ALLOY SIZE 8 MM WITH DIAMETER RANGE FROM 1.5 - 1.6 MM MUST PROVIDE INSERTION TOOLS NECESSARY WITH IT (HANDLE DRIVER SCREW DRIVER BODY CONTRA ANGLE DRIVER DRILL BURS)
3679 | 4215161049100 | SELF - CUTTING ORTHODONTIC MINISCREW STERILE INDIVIDUAL PACKED MADE OF TITANIUM ALLOY SIZE 8 MM WITH DIAMETER RANGE FROM 1.9 - 2 MM MUST PROVIDE INSERTION TOOLS NECESSARY WITH IT (HANDLE DRIVER SCREW DRIVER BODY CONTRA ANGLE DRIVER DRILL BURS)
3680 | 4215161049200 | UPPER NITI SUPER ELASTIC ARCHWIRE 0.012 INCH BROAD SHAPE EACH WIRE IS PACKED SEPARATELY (ARCH COORDINATION)
3681 | 4215161049300 | UPPER NITI SUPER ELASTIC ARCHWIRE 0.012 INCH OVOID SHAPE EACH WIRE IS PACKED SEPARATELY (ARCH COORDINATION)
3682 | 4215161049400 | UPPER NITI SUPER ELASTIC ARCHWIRE 0.014 INCH BROAD SHAPE EACH WIRE IS PACKED SEPARATELY (ARCH COORDINATION)
3683 | 4215161049500 | UPPER NITI SUPER ELASTIC ARCHWIRE 0.014 INCH OVOID SHAPE EACH WIRE IS PACKED SEPARATELY (ARCH COORDINATION)
3684 | 4215161049600 | UPPER NITI SUPER ELASTIC ARCHWIRE 0.016 INCH BROAD SHAPE EACH WIRE IS PACKED SEPARATELY (ARCH COORDINATION)
3685 | 4215161049700 | UPPER NITI SUPER ELASTIC ARCHWIRE 0.016 INCH OVOID SHAPE EACH WIRE IS PACKED SEPARATELY (ARCH COORDINATION)
3686 | 4215161049800 | UPPER NITI SUPER ELASTIC ARCHWIRE 0.016 INCH X 0.022 INCH BROAD SHAPE EACH WIRE IS PACKED SEPARATELY (ARCH COORDINATION)
3687 | 4215161049900 | UPPER NITI SUPER ELASTIC ARCHWIRE 0.017 INCH X 0.025 INCH BROAD SHAPE EACH WIRE IS PACKED SEPARATELY (ARCH COORDINATION)
3688 | 4215161050000 | UPPER NITI SUPER ELASTIC ARCHWIRE 0.018 INCH BROAD SHAPE EACH WIRE IS PACKED SEPARATELY (ARCH COORDINATION)
3689 | 4215161050100 | UPPER NITI SUPER ELASTIC ARCHWIRE 0.019 INCH X 0.025 INCH BROAD SHAPE EACH WIRE IS PACKED SEPARATELY (ARCH COORDINATION)
3690 | 4215161050200 | UPPER STAINLESS STEEL ARCHWIRE 0.014 INCH BROAD SHAPE EACH WIRE IS PACKED SEPARATELY (ARCH COORDINATION)
3691 | 4215161050300 | UPPER STAINLESS STEEL ARCHWIRE 0.016 INCH X 0.022 INCH BROAD SHAPE EACH WIRE IS PACKED SEPARATELY (ARCH COORDINATION)
3692 | 4215161050400 | UPPER STAINLESS STEEL ARCHWIRE 0.016 INCH BROAD SHAPE EACH WIRE IS PACKED SEPARATELY (ARCH COORDINATION)
3693 | 4215161050500 | UPPER STAINLESS STEEL ARCHWIRE 0.017 INCH X 0.025 INCH BROAD SHAPE EACH WIRE IS PACKED SEPARATELY (ARCH COORDINATION)
3694 | 4215161050600 | UPPER STAINLESS STEEL ARCHWIRE 0.018 INCH BROAD SHAPE EACH WIRE IS PACKED SEPARATELY (ARCH COORDINATION)
3695 | 4215161050700 | UPPER STAINLESS STEEL ARCHWIRE 0.018 INCH OVOID SHAPE WITH SOLDERED BRASS POST EACH WIRE IS PACKED SEPARATELY (ARCH COORDINATION)
3696 | 4215161050800 | UPPER STAINLESS STEEL ARCHWIRE 0.019 INCH X 0.025 INCH BROAD SHAPE EACH WIRE IS PACKED SEPARATELY (ARCH COORDINATION)
3697 | 4215161050900 | UPPER STAINLESS STEEL ARCHWIRE 0.019 INCH X 0.025 INCH WITH SOLDERED BRASS POST OVOID SHAPE EACH WIRE IS PACKED SEPARATELY (ARCH COORDINATION)
3698 | 4215161051000 | UPPER STAINLESS STEEL ARCHWIRE 0.021 INCH X 0.025 INCH BROAD SHAPE EACH WIRE IS PACKED SEPARATELY (ARCH COORDINATION)
3699 | 4215161051100 | UPPER TMA ARCHWIRE 0.016 X 0.016 INCH BROAD SHAPE EACH WIRE IS PACKED SEPARATELY (ARCH COORDINATION)
3700 | 4215161051200 | UPPER TMA ARCHWIRE 0.016 X 0.022 INCH BROAD SHAPE EACH WIRE IS PACKED SEPARATELY (ARCH COORDINATION)
3701 | 4215161051300 | UPPER TMA ARCHWIRE 0.017 INCH X 0.025 INCH BROAD SHAPE EACH WIRE IS PACKED SEPARATELY (ARCH COORDINATION)
3702 | 4215161051500 | WIPE FOR CLEANING AND DEGREASING INSTRUMENTS
3703 | 4215161052400 | BONE PLATE TITANIUM MINI PLATE 1.3 - 1.5 MM STRAIGHT 4 HOLES 4 HOLES WITH SPACE 6 HOLES 6 HOLES WITH SPACE 12 - 16 HOLES. L - SHAPE:RIGHT AND LEFT 4 HOLES AND 4 HOLES WITH SPACE 6 HOLES AND 6 HOLES WITH SPACE Y - SHAPE AND Y - SHAPE WITH SPACE DOUBLE Y - SHAPE AND DOUBLE Y - SHAPE WITH SPACE T - SHAPE AND T - SHAPE WITH SPACE ORBITAL 8 - 12 HOLES FOR ORTHOGNATHIC (LEFORT I OSTEOTOMY) SPACE 3 - 7 MM
3704 | 4215161052500 | TADS NITI POWER CLOSING SPRINGS 12 MM
3705 | 4215161052600 | TADS NITI POWER CLOSING SPRINGS 9 MM
3706 | 4215161052700 | THERMALLY ACTIVE LOWER CUNITI 0.014 X 0.025 ARCHWIRE BROAD SHAPE
3707 | 4215161052800 | THERMALLY ACTIVE LOWER CUNITI 0.014 X 0.025 ARCHWIRE OVOID SHAPE
3708 | 4215161052900 | THERMALLY ACTIVE LOWER CUNITI 0.016 X 0.022 ARCHWIRE BROAD SHAPE
3709 | 4215161053000 | THERMALLY ACTIVE LOWER CUNITI 0.016 X 0.022 ARCHWIRE OVOID SHAPE
3710 | 4215161053100 | THERMALLY ACTIVE LOWER CUNITI 0.018 X 0.025 ARCHWIRE BROAD SHAPE
3711 | 4215161053200 | THERMALLY ACTIVE LOWER CUNITI 0.018 X 0.025 ARCHWIRE OVOID SHAPE
3712 | 4215161053300 | THERMALLY ACTIVE LOWER CUNITI 0.019 X 0.025 ARCHWIRE BROAD SHAPE
3713 | 4215161053400 | THERMALLY ACTIVE LOWER CUNITI 0.014 ARCHWIRE BROAD SHAPE
3714 | 4215161053500 | THERMALLY ACTIVE LOWER CUNITI 0.014 ARCHWIRE OVOID SHAPE
3715 | 4215161053600 | THERMALLY ACTIVE LOWER CUNITI 0.016 ARCHWIRE BROAD SHAPE
3716 | 4215161053700 | THERMALLY ACTIVE LOWER CUNITI 0.016 ARCHWIRE OVOID SHAPE
3717 | 4215161053800 | THERMALLY ACTIVE LOWER CUNITI 0.018 ARCHWIRE BROAD SHAPE
3718 | 4215161053900 | THERMALLY ACTIVE LOWER CUNITI 0.018 ARCHWIRE OVOID SHAPE
3719 | 4215161054000 | THERMALLY ACTIVE UPPER CUNITI 0.014 X 0.025 ARCHWIRE BROAD SHAPE
3720 | 4215161054100 | THERMALLY ACTIVE UPPER CUNITI 0.014 X 0.025 ARCHWIRE OVOID SHAPE
3721 | 4215161054200 | THERMALLY ACTIVE UPPER CUNITI 0.016 X 0.022 ARCHWIRE BROAD SHAPE
3722 | 4215161054300 | THERMALLY ACTIVE UPPER CUNITI 0.016 X 0.022 ARCHWIRE OVOID SHAPE
3723 | 4215161054400 | THERMALLY ACTIVE UPPER CUNITI 0.018 X 0.025 ARCHWIRE BROAD SHAPE
3724 | 4215161054500 | THERMALLY ACTIVE UPPER CUNITI 0.018 X 0.025 ARCHWIRE OVOID SHAPE
3725 | 4215161054600 | THERMALLY ACTIVE UPPER CUNITI 0.019 X 0.025 ARCHWIRE BROAD SHAPE
3726 | 4215161054700 | THERMALLY ACTIVE UPPER CUNITI 0.014 ARCHWIRE BROAD SHAPE
3727 | 4215161054800 | THERMALLY ACTIVE UPPER CUNITI 0.014 ARCHWIRE OVOID SHAPE
3728 | 4215161054900 | THERMALLY ACTIVE UPPER CUNITI 0.016 ARCHWIRE BROAD SHAPE
3729 | 4215161055000 | THERMALLY ACTIVE UPPER CUNITI 0.016 ARCHWIRE OVOID SHAPE
3730 | 4215161055100 | THERMALLY ACTIVE UPPER CUNITI 0.018 ARCHWIRE BROAD SHAPE
3731 | 4215161055200 | THERMALLY ACTIVE UPPER CUNITI 0.018 ARCHWIRE OVOID SHAPE
3732 | 4215161055300 | TMJ ARTHROSCOPY KIT AND DISPOSABLES FOR THE SAME COMPANY
3733 | 4215161055400 | TEMPROMANDIBULAR JOINT FRACTURE PLATE IN 3 D DESIGN TMJ FRACTURE PLATE IN 3 D DESIGN NON - LOCKING PLATE DESIGN WITH GLIDING HOLES TMJ FRACTURE PLATE IN 3 D DESIGN LOCKING PLATE DESIGN COMPATIBLE WITH LOCKING AND NON LOCKING SCREW S
3734 | 4215161055500 | BONE FIXATION KIT INCLUDE:SCREW DRIVER HANDLESHORT SCREW DRIVER INSERT LONG SCREW DRIVER INSERT PILOT DRILL FIXATION SCREWS 8 10 12 MM TENTING SCREW S 3 4 5 MM MEMBRANE TACKS 3 4 5 MM
3735 | 4215161055600 | BONE GRAFTING KIT INCLUDE: CASSETTE FOR 15 INSTRUMENTS NO. 5 SCALPEL HANDLE EUWE BONE SCOOP/PLUGGER MICRO SUTURE PLIERS BUSER PERIOSTEAL ELEVATOR 9 MOLT PERIOSTEAL ELEVATOR PJO/ 1 AND PJO/ 3 COMBINED 13 KLPJO/ 2 AND PJO/ 3 COMBINED 13 KL 86 LUCAS DE SURGICAL CURETTE PR 1/2 PRICHARD CURETTE BONE WELL # 16 GOLDMAN - FOX SCISSORS CRILE - WOOD NEEDLE HOLDER MEMBRANE PLACEMENT INSTRUMENT 4.5 MM DIAMETER RING HANDLE BONE SYRINGE - CURVED CASTROVIEJO NEEDLE HOLDER 14 CM (5.5 INCHES)
3736 | 4215161055700 | BONE SUBSTITUTE - CALCIUM SULFATE MEDICAL GRADE SURGICAL PLASTER (CASO4) 0.5 GM
3737 | 4215161055800 | BONE SUBSTITUTE - CALCIUM SULFATE MEDICAL GRADE SURGICAL PLASTER (CASO4) 1.0 GM
3738 | 4215161055900 | BONE SUBSTITUTE SYNTHETIC B - TCB 70% POROSITY 250 - 500 MICRON 0.5 CC
3739 | 4215161056000 | BONE SUBSTITUTE SYNTHETIC B - TCB 70% POROSITY 250 - 500 MICRON 1.0 CC
3740 | 4215161056100 | BONE SUBSTITUTE XENOGRAFT PARTICLES 250 - 1 000 MICRON 0.5 G
3741 | 4215161056200 | BONE SUBSTITUTE XENOGRAFT PARTICLES 250 - 1 000 MICRON 1.0 G
3742 | 4215161056300 | BONE ALLOGRAFT SOLVENT DEHYDRATED IRRADIATED CORTICO - CANCELLOUS 250 - 1 000 MICRON 0.5 CC
3743 | 4215161056400 | BONE ALLOGRAFT SOLVENT DEHYDRATED IRRADIATED CORTICO - CANCELLOUS 250 - 1 000 MICRON 1.0 CC
3744 | 4215161056500 | BONE ALLOGRAFT SOLVENT DEHYDRATED IRRADIATED CORTICO - CANCELLOUS 250 - 1 000 MICRON 2.0 CC
3745 | 4215161056600 | DEMINERALIZED BONE MATRIX ALLOGAFT PUTTY WITH CHIPS 0.5 CC
3746 | 4215161056700 | DEMINERALIZED BONE MATRIX ALLOGAFT PUTTY WITH CHIPS 1.0 CC
3747 | 4215161056800 | DEMINERALIZED BONE MATRIX ALLOGAFT PUTTY WITH CHIPS 2.0 CC
3748 | 4215161056900 | DEMINERALIZED BONE MATRIX ALLOGAFT PUTTY 0.5 CC
3749 | 4215161057000 | DEMINERALIZED BONE MATRIX ALLOGAFT PUTTY 1.0 CC
3750 | 4215161057100 | DEMINERALIZED BONE MATRIX ALLOGAFT PUTTY 2.0 CC
3751 | 4215161057200 | DEMINERALIZED FREEZE DRIED BONE ALLOGRAFT CORTICO - CANCELLOUS 250 - 1 000 MICRON 0.5 CC
3752 | 4215161057300 | DEMINERALIZED FREEZE DRIED BONE ALLOGRAFT CORTICO - CANCELLOUS 250 - 1 000 MICRON 1.0 CC
3753 | 4215161057400 | DEMINERALIZED FREEZE DRIED BONE ALLOGRAFT CORTICO - CANCELLOUS 250 - 1 000 MICRON 2.0 CC
3754 | 4215161057500 | MATRIX SAGITTAL SPLIT PLATE CURVED WITH INTERSECTION BAR 10 MM 6 HOLES 1.0 MM PURE
3755 | 4215161057600 | MATRIX SAGITTAL SPLIT PLATE CURVED WITH INTERSECTION BAR 6 MM 6 HOLES 1.0 MM PURE
3756 | 4215161057700 | MATRIX SAGITTAL SPLIT PLATE CURVED WITH INTERSECTION BAR 8 MM 6 HOLES 1.0 MM PURE
3757 | 4215161057800 | MATRIX SAGITTAL SPLIT PLATE CURVED WITH INTERSECTIONAL BAR 12 MM 6 HOLES 1.0 MM
3758 | 4215161057900 | MATRIX SAGITTAL SPLIT PLATE STR WITH INTERSECTION BAR 10 MM 4 HOLES 1.0 MM PURE
3759 | 4215161058000 | MATRIX SAGITTAL SPLIT PLATE STR WITH INTERSECTION BAR 12 MM 4 HOLES 1.0 MM PURE
3760 | 4215161058100 | MATRIX SAGITTAL SPLIT PLATE STR WITH INTERSECTION BAR 6 MM 4 HOLES 1.0 MM PURE
3761 | 4215161058200 | MATRIX SAGITTAL SPLIT PLATE STR WITH INTERSECTION BAR 8 MM 4 HOLES 1.0 MM PURE
3762 | 4215161058300 | OSCHENBEIN AND BECKER: CROWN LENGTH ENING SYSTEM INCLUDES:A500 BLUE ALUMINUM BUR BLOCK 10 FG 4 FG SURG ROUND CARBIDE H 1.36.0146 FG SURG ROUND CARBIDE H 1.36.0188 FG SURG ROUND CARBIDE H 1.36.0237004 FG SURG ROUND CARBIDE H 41.36.0147006 FG SURG ROUND CARBIDE H 41.36.0187008 FG SURG ROUND CARBIDE H 41.36.023 H 274.36.016 FG SURG FLAME CARBIDE 958 FG SURG END CUTTING CARBIDE H 207.36.012957 FG END CUTTING CARBIDE H 207.31.010
3763 | 4215161058400 | BONE GRAFTING INSTRUMENTS: A. BONE TREPHINES B. BONE MILLS C. BONE MORSELIZER D. BONE SCRAPER E. BONE GRAFT SYRINGES F. GRAFT PACKERS
3764 | 4215161058500 | SCALPEL HANDLE #SH 10 PARALLEL BLADE (1.0 MM)
3765 | 4215161058600 | BLADE SCALPEL NO. 12 STAINLESS STEEL
3766 | 4215161058700 | BLADE SCALPEL NO. 15 C STAINLESS STEEL
3767 | 4215161058800 | BONE BLOCK ALLOGRAFT CORTICO - CANCELLOUS 10 MM
3768 | 4215161058900 | BONE BLOCK ALLOGRAFT CORTICO - CANCELLOUS 15 MM
3769 | 4215161059000 | BONE COLLECTOR DISPOSABLE MICRO - BLADES MINIMALLY INVASIVE AUTOGENOUS BONE COLLECTOR
3770 | 4215161059100 | COLLAGEN MEMBRANE CROSSLINKED 15 X 20 MM
3771 | 4215161059200 | COLLAGEN MEMBRANE CROSSLINKED 20 X 30 MM
3772 | 4215161059300 | COLLAGEN MEMBRANE CROSSLINKED 30 X 40 MM
3773 | 4215161059400 | COLLAGEN MEMBRANE NON - CROSSLINKED 15 X 20 MM
3774 | 4215161059500 | COLLAGEN MEMBRANE NON - CROSSLINKED 20 X 30 MM
3775 | 4215161059600 | COLLAGEN MEMBRANE NON - CROSSLINKED 30 X 40 MM
3776 | 4215161059700 | COLLAGEN MEMBRANE PERICARDIUM 15 X 20 MM
3777 | 4215161059800 | COLLAGEN MEMBRANE PERICARDIUM 20 X 30 MM
3778 | 4215161059900 | COLLAGEN MEMBRANE PERICARDIUM 30 X 40 MM
3779 | 4215161060000 | COLLAGEN PLUG FOR WOUND DRESSING 10 X 20 MM
3780 | 4215161060100 | COLLAGEN TAPE 2.5 CM X 7.5 CM 1.0 MM THICK
3781 | 4215161060200 | SCALPEL BLADE. NO.17 STERILE
3782 | 4215161060300 | NSK SAGITAL SAW: A.SAGITAL SAW HANDPIECES B.SAW BLADES SMALL AND MEDIUM AND LARGE SIZE S
3783 | 4215161100000 | BRUSH INTERPROXIMAL W/ HANDLE AND TIP SET
3784 | 4215161100400 | BRUSH BETWEEN MODERATE IS DESIGNED FOR INDIVIDUALS WITH MEDIUM SPACES BETWEEN THEIR TEETH AND IS SLIGHTLY NARROWER THAN THE WIDE BRUSH
3785 | 4215161100500 | BRUSH INTERDENTAL REFILLS MODERATE - 8CT
3786 | 4215161100600 | BRUSH INTERDENTAL REFILLS WIDE - 8CT
3787 | 4215161200400 | SURGICAL WIEDER TONGUE RETRACTOR STAINLESS STEEL SIZE 1 AND 2
3788 | 4215161200500 | BAUER INTRAORAL VERTICAL RAMUS RETRACTOR WITH FIBER OPTIC STAINLESS STEEL RIGHT
3789 | 4215161200600 | DUNN-DAUTREY CONDYLE RETRACTOR ANTERIORS STAINLESS STEEL BLADE WIDTH: 6.5X60 MM APPROXIMATE LENGTH: 16CM APPROXIMATE
3790 | 4215161200800 | RETRACTOR LIP AUTOCLAVABLE PLASTIC SIZE: STANDARD FOR DENTAL
3791 | 4215161200900 | OBWEGESER RAMUS RETRACTOR (V-NOTCH) STAINLESS STEEL SHARP CURVED BLADE SIZE: 22X70MM OVERALL LENGTH: 24CM APPROXIMATE
3792 | 4215161201000 | METAL SIMPLE PLANE LINE ARTICULATOR (HINGE TYPE)
3793 | 4215161201100 | RETRACTOR MOUTH AUTOCLAVABLE SPANDEX PLASTIC SIZE: SMALL FOR DENTAL
3794 | 4215161201200 | RETRACTOR MOUTH AUTOCLAVABLE SPANDEX PLASTIC SIZE: LARGE FOR DENTAL
3795 | 4215161300300 | BURNISHER DENTAL RESTORATION CONTOURING/POLISHING FOOTBALL/DOUBLE ENDED STAINLESS STEEL
3796 | 4215161300400 | BURNISHER DENTAL RESTORATION CONTOURING/POLISHING BALL/DOUBLE ENDED STAINLESS STEEL
3797 | 4215161301500 | INSTRUMENT DENTAL 21B BURNISHER #6 SATIN STEEL HANDLE
3798 | 4215161301600 | INSTRUMENT DENTAL BURNISHER 27/29 #6 SATIN STEEL HANDLE
3799 | 4215161401000 | BUR DENTAL FLAT END TAPER GRIT: FINE SHANK TYPE: FG DIAMOND DIA: 1.4MM ISO# 806-314-175-514-014
3800 | 4215161405400 | SET BUR PORCELAIN LAMINATED VENEER PREPARATION SHANK TYPE: FG DIAMOND INCLUDES: 6 BURS FOR DENTAL ISO# 834-314-021; 834-314-016; 6844-314-016; 6844-314-014; H 133 U F 314 010; 852EF-314-014; 955EF-314-008; 379EF-314-023
3801 | 4215161406300 | BUR OTOLOGY DIAMOND EXTENDED 5MM OR EQUIVALENT
3802 | 4215161406500 | BUR OTOLOGY SKEETER OR EQUIVALENT 2.3MM RED/ WHITE
3803 | 4215161406800 | BUR OTOLOGY DIAMOND EXTENDED 1MM OR EQUIVALENT
3804 | 4215161407000 | BUR OTOLOGY DIAMOND EXTENDED 0.5MM OR EQUIVALENT
3805 | 4215161407400 | BUR OTOLOGY SKEETER OR EQUIVALENT 0.5MM VIOLET
3806 | 4215161407500 | BUR OTOLOGY SKEETER OR EQUIVALENT 0.6MM BLACK
3807 | 4215161407600 | BUR OTOLOGY SKEETER OR EQUIVALENT 0.6MM BLUE
3808 | 4215161408100 | BUR OTOLOGY SKEETER OR EQUIVALENT 1.4MM GRAY
3809 | 4215161408200 | BUR OTOLOGY SKEETER OR EQUIVALENT 1.8MM BROWN
3810 | 4215161408300 | BUR OTOLOGY SKEETER OR EQUIVALENT 1MM ORANGE
3811 | 4215161408400 | BUR OTOLOGY SKEETER OR EQUIVALENT 2.3MM RED
3812 | 4215161408500 | BUR DENTAL INVERTED CONE SHANK TYPE: RA TUNGSTEN CARBIDE DIA: 1.0MM ISO# 500-204-010-001-010
3813 | 4215161408600 | BUR DENTAL INVERTED CONE SHANK TYPE: RA TUNGSTEN CARBIDE DIA: 1.4MM ISO# 500-204-010-001-014
3814 | 4215161408700 | BUR DENTAL FLAT END TAPER SHANK TYPE: RA TUNGSTEN CARBIDE DIA: 1.2MM ISO# 500-204-171-006-012
3815 | 4215161408800 | BUR DENTAL LONG/SURGICAL SHANK TYPE: RA TUNGSTEN CARBIDE DIA: 1.2MM ISO# 500-205-415-007-016
3816 | 4215161408900 | BUR DENTAL ROUND GRIT: MEDIUM SHANK TYPE: FG DIAMOND DIA: 1.2MM ISO# 806-314-001-524-012
3817 | 4215161409000 | BUR DENTAL ROUND GRIT: MEDIUM SHANK TYPE: FG DIAMOND DIA: 1.8MM
3818 | 4215161409100 | BUR DENTAL FLAT END TAPER/SHORT GRIT: MEDIUM SHANK TYPE: FG DIAMOND DIA: 1.6MM ISO# 806-314-171-524-016
3819 | 4215161409200 | BUR DENTAL ROUND END TAPER GRIT: SUPER COARSE SHANK TYPE: FG DIAMOND DIA: 1.6MM ISO# 806-314-199-544-016
3820 | 4215161409300 | BUR DIAMOND HP MEDIUM COARSE SIZE 6 MM ISO# 806 - 104 - 237 - 524 - 060
3821 | 4215161409400 | BUR DENTAL POLISHER/FLAME/ROUND END SHANK TYPE: FG STONE DIA: 2.5MM ISO# 635-314-243-505-025
3822 | 4215161409600 | BUR DENTAL POLISHER/FLAME ARKANSAS SHANK TYPE: RA STONE DIA: 2.5MM ISO# 635-204-243-505-025
3823 | 4215161410400 | BUR DENTAL FLAT END TAPER SHANK TYPE: FG TUNGSTEN CARBIDE DIA: 0.9MM ISO# 500-314-171-006-009
3824 | 4215161410500 | BUR DENTAL FLAT END TAPER SHANK TYPE: FG TUNGSTEN CARBIDE DIA: 1.0MM ISO# 500-314-171-006-010
3825 | 4215161410700 | BUR DIAMOND ENDO ACCESS TAPERED ROUND END 21 MM FG (FRICTION GRIP) COARSE SZ MEDIUM
3826 | 4215161410800 | BUR DIAMOND ENDO ACCESS TAPERED ROUND END 21 MM FG (FRICTION GRIP) COARSE SZ SMALL
3827 | 4215161412100 | BITE REGISTRATION TIP
3828 | 4215161412300 | BUR OTOLOGY DIAMOND EXTENDED 2MM OR EQUIVALENT
3829 | 4215161412400 | BUR OTOLOGY DIAMOND EXTENDED 3MM OR EQUIVALENT
3830 | 4215161412600 | BUR OTOLOGY DIAMOND EXTENDED 4MM OR EQUIVALENT
3831 | 4215161413200 | BUR OTOLOGY SKEETER OR EQUIVALENT 0.75MM BLACK
3832 | 4215161413300 | BUR OTOLOGY SKEETER OR EQUIVALENT 0.7MM GREEN
3833 | 4215161413400 | BUR OTOLOGY SKEETER OR EQUIVALENT 0.8MM BLACK
3834 | 4215161413900 | TUBE LASER SHIELD ENDOTRACHEAL ID 7MM
3835 | 4215161414100 | BLADE DEBRIDER 12° NASAL CURVED BLADE 3.5MM OR EQUIVALENT
3836 | 4215161414200 | BLADE DEBRIDER 12° NASAL CURVED BLADE 4MM OR EQUIVALENT
3837 | 4215161414300 | BLADE DEBRIDER 40° NASAL CURVED BLADE 4MM OR EQUIVALENT
3838 | 4215161414500 | BUR HI SPEED SINUS BUR DIAMOND 70° 3MM 13CM SPEED UP TO 30 000 RPM OR EQUIVALENT
3839 | 4215161414600 | BUR HI SPEED SINUS BUR TAPERED DIAMOND 70° 4MM SPEED UP TO 30 000 RPM OR EQUIVALENT
3840 | 4215161414800 | ADHESIVE REGULAR TRACHEOSTOMA SEAL USED WITH HEAT MOISTURE EXCHANGER ROUND OR EQUIVALENT
3841 | 4215161414900 | ADHESIVE REGULAR TRACHEOSTOMA SEAL USED WITH HEAT MOISTURE EXCHANGER OVAL OR EQUIVALENT
3842 | 4215161415100 | TIP FOR OTOACOUSTIC EMISSION TESTING FOR INFANTS SIZE 3 MM PREEMIE
3843 | 4215161415300 | FOAM TIP FOR INSERTING EAR PHONE
3844 | 4215161415800 | BUR: DIAMOND LATCH TYPECUTTING DICS ISO# 806-104-357-514-190
3845 | 4215161415900 | PORCELAIN ON METAL HIGH FUSING AND LOW FUSING SYSTEM SHADE/STAINS KIT
3846 | 4215161423900 | BUR DENTAL INVERTED CONE SHANK TYPE: RA TUNGSTEN CARBIDE DIA: 1.6MM ISO# 500-204-010-001-016
3847 | 4215161424100 | BUR ACRYLIC CYLINDER SIZE LARGE
3848 | 4215161424200 | BUR ACRYLIC TAPERED SIZE LARGE
3849 | 4215161424300 | BUR EVIAN HIGH SPEED SIZE 2 6 /PACK
3850 | 4215161424400 | BUR EVIAN HIGH SPEED SIZE 4 6 /PACK
3851 | 4215161424500 | BUR DENTAL EVIAN SHANK TYPE: FG YYY SIZE: 6 PACKAGING: 6 PER PACK
3852 | 4215161424600 | DISC DENTAL SEPARATING/UNMOUNTED/ABRASIVE/ULTRAFINE SHANK TYPE: HP SILICON CARBIDE BLACK SIZE: 22.0MM THICKNESS: 0.3MM PACKAGING: 25 PER BOX
3853 | 4215161424700 | DISC DENTAL SEPARATING/UNMOUNTED/ABRASIVE/ULTRAFINE SHANK TYPE: HP SILICON CARBIDE DARK BROWN SIZE: 22.0MM THICKNESS: 0.6MM PACKAGING: 25 PER BOX
3854 | 4215161424800 | BUR DENTAL TAPERED/SAFE-ENDED/NON-CUTTING TIP SHANK TYPE: FG TUNGSTEN CARBIDE LENGTH: 21.0MM FOR ENDODONTICS
3855 | 4215161424900 | BUR DENTAL TAPERED/SAFE-ENDED/NON-CUTTING TIP SHANK TYPE: FG TUNGSTEN CARBIDE LENGTH: 25.0MM FOR ENDODONTICS
3856 | 4215161425000 | BUR DENTAL LONG TAPERED/ROUND SHANK TYPE: RA STEEL DIA: 1.0MM ISO# 310-001-071-204-010
3857 | 4215161425100 | BUR HP WAX CUTTER SIZE 023 ISO# 310 - 104 - 471 - 377 - 023
3858 | 4215161425200 | BUR DENTAL LONG TAPERED/ROUND SHANK TYPE: RA STEEL DIA: 1.0MM ISO# 310-204-001-071-010
3859 | 4215161425300 | BUR DENTAL LONG TAPERED/ROUND SHANK TYPE: RA STEEL DIA: 1.6MM ISO# 310-204-001-071-016
3860 | 4215161425400 | BUR DENTAL TAPERED/SAFE-ENDED/NON-CUTTING TIP SHANK TYPE: FG TUNGSTEN CARBIDE DIA: YYY FOR ENDODONTICS/PULP CHAMBER ISO# 310-206-697-001-014
3861 | 4215161425500 | MANDREL HOLDING DIAMOND DISCS STAINLESS STEEL FOR DENTAL ISO# 330-104-603-391-050
3862 | 4215161425600 | MANDREL HOLDING CYLINDERS SPINDLE SHAPED STAINLESS STEEL FOR DENTAL ISO# 330-104-610-415
3863 | 4215161425700 | MANDREL HOLDING PAPER FINISHING STRIPS STAINLESS STEEL FOR DENTAL ISO# 330-104-622-444
3864 | 4215161425800 | BUR TUNGSTEN CARBIDE HP CYLINDER ISO# 500 - 103 - 116 - 190 - 015
3865 | 4215161425900 | BUR TUNGSTEN CARBIDE HP CYLINDER ROUND ISO# 500 - 103 - 137 - 135 - 010
3866 | 4215161426000 | BUR SURGICAL TUNGSTEN CARBIDE HP ROUND (US# 12) ISO# 500 - 104 - 001 - 001 - 006
3867 | 4215161426100 | BUR SURGICAL TUNGSTEN CARBIDE HP ROUND (US#6) ISO# 500 - 104 - 001 - 001 - 018
3868 | 4215161426200 | BUR SURGICAL TUNGSTEN CARBIDE HP ROUND (US#8) ISO# 500 - 104 - 001 - 001 - 023
3869 | 4215161426300 | BUR SURGICAL TUNGSTEN CARBIDE HP TAPERED LONG FISSURE CROSSCUT (US# 700 L) ISO# 500 - 104 - 171 - 007
3870 | 4215161426400 | BUR TUNGSTEN CARBIDE HP ROUND ISO# 500 - 104 - 001 - 190 - 014
3871 | 4215161426500 | BUR CARBIDE HP ROUND 2.3 MM ISO# 500 - 104 - 001 - 190 - 023
3872 | 4215161426600 | BUR CARBIDE HP ROUND 1 MM ISO# 500 - 104 - 001 - 291 - 010
3873 | 4215161426700 | BUR CARBIDE HP ROUND 1.8 MM ISO# 500 - 104 - 001 - 291 - 018
3874 | 4215161426800 | BUR CARBIDE TUNGSTEN CARBIDE COARSE FINE ISO# 500 - 104 - 123 - 190 - 014
3875 | 4215161426900 | BUR TUNGSTEN CARBIDE HP TAPERED SIZE 010 ISO# 500 - 104 - 168 - 007 - 010
3876 | 4215161427000 | BUR DENTAL FISSURE SHANK TYPE: HP TUNGSTEN CARBIDE DIA: 2.1MM FOR ORAL SURGERY ISO# 500-104-168-007-021
3877 | 4215161427100 | BUR DENTAL FLAT END TAPER/LONG/CROSSCUT/FISSURE SHANK TYPE: HP TUNGSTEN CARBIDE DIA: 2.1MM ISO# 500-104-171-007-021
3878 | 4215161427200 | BUR CARBIDE HP TAPER ISO# 500 - 104 - 194 - 140 - 023
3879 | 4215161427300 | BUR TUNGSTEN CARBIDE HP TAPERED ROUND FINE CUTTER SIZE 040 ISO# 500 - 104 - 194 - 142 - 040
3880 | 4215161427400 | BUR ACRYLIC TUNGSTEN CARBIDE STANDARD BUR PLAIN CUT ISO# 500 - 104 - 194 - 190 - 023
3881 | 4215161427500 | BUR CARBIDE HP TAPERED ROUND END MEDIUM CUTTING SIZE 5 MM ISO# 500 - 104 - 194 - 190 - 050
3882 | 4215161427600 | BUR ACRYLIC TUNGSTEN CARBIDE STANDARD TAPERED ROUND CROSS CUT COARSE ISO# 500 - 104 - 194 - 190 - 060
3883 | 4215161427700 | BUR TUNGSTEN CARBIDE HP LONG TAPERED ROUND ENDED COARSE CUTTER ISO# 500 - 104 - 194 - 192 - 023
3884 | 4215161427800 | BUR TUNGSTEN CARBIDE HP COARSE CUTTER ISO# 500 - 104 - 194 - 220 - 070
3885 | 4215161427900 | BUR TUNGSTEN CARBIDE HP BUD SHAPE CUTTER ISO# 500 - 104 - 194 - 223 - 050
3886 | 4215161428000 | BUR ACRYLIC TRIMMER TUNGSTEN CARBIDE HP ISO# 500 - 104 - 194 - 223 - 060
3887 | 4215161428100 | BUR ACRYLIC TRIMMER TUNGSTEN CARBIDE HP ISO# 500 - 104 - 194 - 223 - 070
3888 | 4215161428200 | BUR TUNGSTEN CARBIDE HP TAPERED ROUND CUTTER ISO# 500 - 104 - 196 - 190 - 014
3889 | 4215161428300 | BUR DENTAL ROUND END TAPER/COARSE CUTTING/CROSSCUT SHANK TYPE: HP TUNGSTEN CARBIDE DIA: 2.3MM FOR DENTURE CUTTING ISO# 500-104-197-140-018
3890 | 4215161428400 | BUR CARBIDE HP TAPERED ROUND END MEDIUM CUTTING SIZE 5 MM ISO# 500 - 104 - 199 - 141 - 023
3891 | 4215161428500 | BUR TUNGSTEN CARBIDE HP TAPERED FINE CUTTER ISO# 500 - 104 - 201 - 140 - 023
3892 | 4215161428600 | BUR CARBIDE HP ISO# 500 - 104 - 206 - 315 - 060
3893 | 4215161428700 | BUR DENTAL GRENADE SHANK TYPE: HP TUNGSTEN CARBIDE DIA: 1.2MM ISO# 500-104-274-072-012
3894 | 4215161428800 | BUR DENTAL GRENADE SHANK TYPE: HP TUNGSTEN CARBIDE DIA: 1.4MM ISO# 500-104-274-072-014
3895 | 4215161428900 | BUR DENTAL GRENADE/CROSSCUT/SUPERFINE CUTTING SHANK TYPE: HP TUNGSTEN CARBIDE DIA: 6.0MM FOR DENTURE CUTTING ISO# 500-104-274-140-060
3896 | 4215161429000 | BUR TUNGSTEN CARBIDE HP COARSE CUTTER ISO# 500 - 104 - 274 - 192 - 060
3897 | 4215161429100 | BUR TUNGSTEN CARBIDE HP COARSE CUTTER ISO# 500 - 104 - 274 - 220 - 060
3898 | 4215161429200 | BUR DENTAL GRENADE/FINE LARGE/CROSSCUT SHANK TYPE: HP TUNGSTEN CARBIDE DIA: 6.0MM ISO# 500-104-274-221-060
3899 | 4215161429300 | BUR TUNGSTEN CARBIDE HP EGG ROUND ISO# 500 - 104 - 277 - 072 - 014
3900 | 4215161429400 | BUR TUNGSTEN CARBIDE HP EGG SHAPE COARSE CUTTER ISO# 500 - 104 - 277 - 190 - 060
3901 | 4215161429500 | BUR CARBIDE HP FISSURE ISO# 500 - 104 - 415 - 296 - 016
3902 | 4215161429600 | BUR CARBIDE HP TAPERED SIZE 2.1 MM ISO# 500 - 104 - 415 - 296 - 018
3903 | 4215161429700 | BUR CARBIDE HP TAPERED SIZE 2.1 MM ISO# 500 - 104 - 415 - 296 - 021
3904 | 4215161429800 | BUR CARBIDE HP TAPERED SIZE 2.3 MM ISO# 500 - 104 - 415 - 296 - 023
3905 | 4215161429900 | BUR DENTAL CROSS CUT/FRICTION GRIP SHANK TYPE: HP TUNGSTEN CARBIDE DIA: 1.0MM ISO# 500-107-007-314-010 ISO# 500-107-007-314-010
3906 | 4215161430000 | BUR DENTAL TAPERED ROUND END/CUTTER COARSE SHANK TYPE: HP TUNGSTEN CARBIDE DIA: 4.0MM FOR TRIMMING/CUTTING CHROME COBALT ISO# 500-194-134-104-040
3907 | 4215161430100 | BUR DENTAL ROUND SHANK TYPE: RA TUNGSTEN CARBIDE DIA: 0.6MM ISO# 500-204-001-001-006
3908 | 4215161430200 | BUR DENTAL ROUND SHANK TYPE: RA TUNGSTEN CARBIDE DIA: 0.7MM
3909 | 4215161430300 | BUR DENTAL ROUND SHANK TYPE: RA TUNGSTEN CARBIDE DIA: 0.8MM ISO# 500-204-001-001-008
3910 | 4215161430400 | BUR DENTAL ROUND/LONG/TAPERED SHANK TYPE: RA TUNGSTEN CARBIDE DIA: 1.6MM ISO# 500-204-001-001-016
3911 | 4215161430500 | BUR DENTAL INVERTED CONE SHANK TYPE: RA TUNGSTEN CARBIDE DIA: 0.6MM ISO# 500-204-010-001-006
3912 | 4215161430600 | BUR DENTAL INVERTED CONE SHANK TYPE: RA TUNGSTEN CARBIDE DIA: 0.8MM ISO# 500-204-010-001-008
3913 | 4215161430700 | BUR DENTAL INVERTED CONE SHANK TYPE: RA TUNGSTEN CARBIDE DIA: 2.3MM ISO# 500-204-010-001-023
3914 | 4215161430800 | BUR DENTAL BULLET SHANK TYPE: RA TUNGSTEN CARBIDE DIA: 1.4MM FOR FINISHING AMALGAM
3915 | 4215161430900 | BUR DENTAL BULLET SHANK TYPE: RA TUNGSTEN CARBIDE DIA: 2.3MM FOR FINISHING AMALGAM ISO# 500-204-499-072-023
3916 | 4215161431000 | BUR DENTAL ROUND/LONG SHANK TYPE: RA TUNGSTEN CARBIDE DIA: 1.4MM FOR SURGICAL ISO# 500-205-001-001-014
3917 | 4215161431100 | BUR DENTAL LONG SHANK/ROUND/BLT SHANK TYPE: RA TUNGSTEN CARBIDE DIA: 1.8MM ISO# 500-205-001-291-018
3918 | 4215161431200 | BUR DENTAL LONG SHANK/ROUND/BLT SHANK TYPE: RA TUNGSTEN CARBIDE DIA: 2.3MM ISO# 500-205-001-291-023
3919 | 4215161431300 | BUR DENTAL EXTRA LONG SHANK/ROUND SHANK TYPE: RA TUNGSTEN CARBIDE DIA: 1.0MM FOR SURGICAL ISO# 500-206-001-001-010
3920 | 4215161431400 | BUR DENTAL BUD SHAPE/CUTTER SHANK TYPE: RA TUNGSTEN CARBIDE DIA: 6.0MM ISO# 500-274-190-104-060
3921 | 4215161431500 | BUR DENTAL ROUND SHANK TYPE: FG TUNGSTEN CARBIDE DIA: 0.5MM ISO# 500-314-001-001-005
3922 | 4215161431600 | BUR DENTAL ROUND SHANK TYPE: FG TUNGSTEN CARBIDE DIA: 0.6MM ISO# 500-314-001-001-006
3923 | 4215161431700 | BUR DENTAL ROUND SHANK TYPE: FG TUNGSTEN CARBIDE DIA: 0.8MM ISO# 500-314-001-001-008
3924 | 4215161431800 | BUR DENTAL ROUND SHANK TYPE: FG TUNGSTEN CARBIDE DIA: 1.0MM ISO# 500-314-001-001-010
3925 | 4215161431900 | BUR DENTAL ROUND SHANK TYPE: FG TUNGSTEN CARBIDE DIA: 1.2MM ISO# 500-314-001-001-012
3926 | 4215161432000 | BUR DENTAL ROUND SHANK TYPE: FG TUNGSTEN CARBIDE DIA: 1.4MM ISO# 500-314-001-001-014
3927 | 4215161432100 | BUR DENTAL ROUND SHANK TYPE: FG TUNGSTEN CARBIDE DIA: 1.6MM ISO# 500-314-001-001-016
3928 | 4215161432200 | BUR DENTAL ROUND SHANK TYPE: FG TUNGSTEN CARBIDE DIA: 2.3MM ISO# 500-314-001-001-023
3929 | 4215161432300 | BUR DENTAL ROUND/COARSE SHANK TYPE: FG TUNGSTEN CARBIDE DIA: 2.7MM ISO# 500-314-001-001-027
3930 | 4215161432400 | BUR DENTAL ROUND/COARSE SHANK TYPE: FG TUNGSTEN CARBIDE DIA: 1.8MM ISO# 500-314-001-003-018
3931 | 4215161432500 | BUR DENTAL ROUND/COARSE SHANK TYPE: FG TUNGSTEN CARBIDE DIA: 2.3MM ISO# 500-314-001-003-023
3932 | 4215161432600 | BUR TUNGSTEN CARBIDE FG FINISHING ROUND ISO# 500 - 314 - 001 - 071 - 012
3933 | 4215161432700 | BUR DENTAL ROUND SHANK TYPE: FG TUNGSTEN CARBIDE DIA: 2.3MM FOR FINISHING ISO# 500-314-001-071-023
3934 | 4215161432800 | BUR DENTAL INVERTED CONE SHANK TYPE: FG TUNGSTEN CARBIDE DIA: 0.6MM ISO# 500-314-010-001-006
3935 | 4215161432900 | BUR DENTAL INVERTED CONE SHANK TYPE: FG TUNGSTEN CARBIDE DIA: 0.8MM ISO# 500-314-010-001-008
3936 | 4215161433000 | BUR DENTAL INVERTED CONE SHANK TYPE: FG TUNGSTEN CARBIDE DIA: 1.0MM ISO# 500-314-010-001-010
3937 | 4215161433100 | BUR DENTAL INVERTED CONE SHANK TYPE: FG TUNGSTEN CARBIDE DIA: 1.2MM ISO# 500-314-010-001-012
3938 | 4215161433200 | BUR DENTAL INVERTED CONE SHANK TYPE: FG TUNGSTEN CARBIDE DIA: 1.6MM ISO# 500-314-010-001-016
3939 | 4215161433300 | BUR DENTAL INVERTED CONE SHANK TYPE: FG TUNGSTEN CARBIDE DIA: 1.8MM ISO# 500-314-010-001-018
3940 | 4215161433400 | BUR TUNGSTEN CARBIDE FG INVERTED CONE ISO# 500 - 314 - 010 - 006 - 010
3941 | 4215161433500 | BUR DENTAL CYLINDER FLAT END/SHORT SHANK TYPE: FG TUNGSTEN CARBIDE DIA: 0.8MM ISO# 500-314-107-006-008
3942 | 4215161433600 | BUR DENTAL CYLINDER FLAT END/LARGE SHANK TYPE: FG TUNGSTEN CARBIDE DIA: 0.9MM FOR ORTHODONTICS ISO# 500-314-107-006-009
3943 | 4215161433700 | BUR DENTAL CYLINDER FLAT END SHANK TYPE: FG TUNGSTEN CARBIDE DIA: 1.0MM ISO# 500-314-107-006-010
3944 | 4215161433800 | BUR DENTAL CYLINDER FLAT END SHANK TYPE: FG TUNGSTEN CARBIDE DIA: 1.2MM ISO# 500-314-107-006-012
3945 | 4215161433900 | BUR CARBIDE FG STRAIGHT FISSURE ISO# 500 - 314 - 107 - 007 - 008
3946 | 4215161434000 | BUR DENTAL CYLINDER FLAT END/SHORT SHANK TYPE: FG TUNGSTEN CARBIDE DIA: 1.2MM ISO# 500-314-107-007-012
3947 | 4215161434100 | BUR DENTAL CYLINDER FLAT END/STRAIGHT/FISSURE SHANK TYPE: FG TUNGSTEN CARBIDE DIA: 1.2MM ISO# 500-314-107-008-012
3948 | 4215161434200 | BUR TUNGSTEN CARBIDE FG LONG CYLINDER ISO# 500 - 314 - 110 - 006 - 010
3949 | 4215161434300 | BUR DENTAL CYLINDER/ROUND END SHANK TYPE: FG TUNGSTEN CARBIDE DIA: 1.0MM ISO# 500-314-137-006-010
3950 | 4215161434400 | BUR DENTAL CYLINDER/ROUND END SHANK TYPE: FG TUNGSTEN CARBIDE DIA: 1.2MM ISO# 500-314-137-006-012
3951 | 4215161434500 | BUR DENTAL END CUTTING/SHORT SHANK TYPE: FG TUNGSTEN CARBIDE DIA: 1.0MM FOR PERIO/CROWN LENGTHENING ISO# 500-314-150-001-010
3952 | 4215161434600 | BUR DENTAL END CUTTING/SHORT SHANK TYPE: FG TUNGSTEN CARBIDE DIA: 1.2MM FOR PERIO/CROWN LENGTHENING ISO# 500-314-150-001-012
3953 | 4215161434700 | BUR DENTAL CYLINDER ROUND EDGE/FISSURE/FINISHING/FINE SHANK TYPE: FG TUNGSTEN CARBIDE DIA: 1.2MM ISO# 500-314-158-072-012
3954 | 4215161434800 | BUR DENTAL TAPER/FISSURE SHANK TYPE: FG TUNGSTEN CARBIDE DIA: 0.8MM ISO# 500-314-168-006-008
3955 | 4215161434900 | BUR DENTAL TAPER/FISSURE/PLAIN SHANK TYPE: FG TUNGSTEN CARBIDE DIA: 1.0MM ISO# 500-314-168-006-010
3956 | 4215161435000 | BUR DENTAL TAPER/FISSURE/CROSSCUT/FLAT END SHANK TYPE: FG TUNGSTEN CARBIDE DIA: 0.9MM ISO# 500-314-168-007-009
3957 | 4215161435100 | BUR DENTAL TAPER SHANK TYPE: FG TUNGSTEN CARBIDE DIA: 1.0MM ISO# 500-314-168-007-010
3958 | 4215161435200 | BUR DENTAL TAPER/FISSURE/CROSSCUT/FLAT END SHANK TYPE: FG TUNGSTEN CARBIDE DIA: 1.2MM ISO# 500-314-168-007-012
3959 | 4215161435300 | BUR DENTAL TAPER/FISSURE/CROSSCUT/FLAT END SHANK TYPE: FG TUNGSTEN CARBIDE DIA: 1.6MM ISO# 500-314-168-007-016
3960 | 4215161435400 | BUR DENTAL TAPER/FINISHING SHANK TYPE: FG TUNGSTEN CARBIDE DIA: 1.0MM ISO# 500-314-168-072-010
3961 | 4215161435500 | BUR DENTAL FLAT END TAPER/FISSURE/CROSSCUT SHANK TYPE: FG TUNGSTEN CARBIDE DIA: 1.2MM ISO# 500-314-171-007-012
3962 | 4215161435600 | BUR DENTAL TAPER/FISSURE/PLAIN/ROUND END SHANK TYPE: FG TUNGSTEN CARBIDE DIA: 1.0MM ISO# 500-314-194-006-010
3963 | 4215161435700 | BUR DENTAL CYLINDER FLAT END/STRAIGHT FISSURE CROSSCUT SHANK TYPE: FG TUNGSTEN CARBIDE DIA: 0.8MM ISO# 500-314-107-007-008
3964 | 4215161435800 | BUR DENTAL TAPER/ROUND/FINE SHANK TYPE: FG TUNGSTEN CARBIDE DIA: 1.0MM
3965 | 4215161435900 | BUR DENTAL TAPER/ROUND/ULTRA FINE SHANK TYPE: FG TUNGSTEN CARBIDE DIA: 1.6MM ISO# 500-314-194-007-016
3966 | 4215161436000 | BUR TUNGSTEN CARBIDE FG TAPERED ROUND CROWN CUTTER ISO# 500 - 314 - 194 - 293 - 016
3967 | 4215161436100 | BUR DENTAL TAPER/ROUND/NON CUTTING SAFE END SHANK TYPE: FG TUNGSTEN CARBIDE DIA: 1.6MM ISO# 500-314-219-295-016
3968 | 4215161436200 | BUR DENTAL PEAR SHANK TYPE: FG TUNGSTEN CARBIDE DIA: 1.0MM ISO# 500-314-232-001-008
3969 | 4215161436300 | BUR DENTAL PEAR SHANK TYPE: FG TUNGSTEN CARBIDE DIA: 1.2MM ISO# 500-314-232-001-012
3970 | 4215161436400 | BUR DENTAL PEAR/LONG SHANK TYPE: FG TUNGSTEN CARBIDE DIA: 0.8MM ISO# 500-314-233-006-008
3971 | 4215161436500 | BUR DENTAL PEAR/LONG SHANK TYPE: FG TUNGSTEN CARBIDE DIA: 1.0MM ISO# 500-314-234-006-010
3972 | 4215161436600 | BUR DENTAL PEAR/LONG SHANK TYPE: FG TUNGSTEN CARBIDE DIA: 1.4MM ISO# 500-314-234-006-014
3973 | 4215161436700 | BUR DENTAL PEAR SHANK TYPE: FG TUNGSTEN CARBIDE DIA: 0.6MM ISO# 500-314-237-001-006
3974 | 4215161436800 | BUR DENTAL FLAME/LONG/FINSHING/FINE SHANK TYPE: FG TUNGSTEN CARBIDE DIA: 1.0MM ISO# 500-314-249-072-010
3975 | 4215161436900 | BUR DENTAL FLAME/POINTED END SHANK TYPE: FG TUNGSTEN CARBIDE DIA: 1.4MM FOR FINISHING AMALGAM ISO# 500-314-254-072-014
3976 | 4215161437000 | BUR DENTAL FLAME/FINE SHANK TYPE: FG TUNGSTEN CARBIDE DIA: 1.8MM ISO# 500-314-254-072-018
3977 | 4215161437100 | BUR DENTAL GRENADE/FINE SHANK TYPE: FG TUNGSTEN CARBIDE DIA: 1.4MM ISO# 500-314-274-072-014
3978 | 4215161437200 | BUR DENTAL FLAME/FISSURE SHANK TYPE: FG TUNGSTEN CARBIDE DIA: 2.3MM ISO# 500-314-277-042-023
3979 | 4215161437300 | BUR DENTAL EGG/FINISHING SHANK TYPE: FG TUNGSTEN CARBIDE DIA: 1.3MM ISO# 500-314-277-072-013
3980 | 4215161437400 | BUR DENTAL TAPER/FISSURE/TORPEDO SHANK TYPE: FG TUNGSTEN CARBIDE DIA: 1.8MM ISO# 500-314-299-072-018
3981 | 4215161437500 | BUR DENTAL TAPER/FISSURE/FLAT END SHANK TYPE: FG TUNGSTEN CARBIDE DIA: 0.6MM ISO# 500-314-168-006-006
3982 | 4215161437600 | BUR DENTAL TAPER/FISSURE/FLAT END SHANK TYPE: FG TUNGSTEN CARBIDE DIA: 1.2MM ISO# 500-314-168-006-012
3983 | 4215161437700 | BUR DENTAL TAPER/FISSURE/FLAT END SHANK TYPE: FG TUNGSTEN CARBIDE DIA: 1.6MM ISO# 500-314-168-006-016
3984 | 4215161437800 | BUR DENTAL FLAME/FINISHING/SHORT/FINE SHANK TYPE: FG TUNGSTEN CARBIDE DIA: 1.0MM ISO# 500-314-496-071-010
3985 | 4215161437900 | BUR DENTAL FLAME/FINISHING/SHORT/FINE SHANK TYPE: FG TUNGSTEN CARBIDE DIA: 1.2MM ISO# 500-314-496-071-012
3986 | 4215161438000 | BUR DENTAL CYLINDER FLAT END/FISSURE/LONG SHANK TYPE: FG TUNGSTEN CARBIDE DIA: 1.0MM ISO# 500-315-110-007-010
3987 | 4215161438100 | BUR DENTAL END CUTTING/LONG SHANK TYPE: FG TUNGSTEN CARBIDE DIA: 1.0MM FOR PERIO/CROWN LENGTHENING ISO# 500-315-150-001-010
3988 | 4215161438200 | BUR DENTAL ROUND/LONG SHANK TYPE: FG TUNGSTEN CARBIDE DIA: 1.2MM ISO# 500-316-001-001-012
3989 | 4215161438300 | BUR DENTAL ROUND/LONG SHANK TYPE: FG TUNGSTEN CARBIDE DIA: 1.4MM ISO# 500-316-001-001-014
3990 | 4215161438400 | BUR TUNGSTEN CARBIDE FG TAPER FISSURE CROSS CUT LONG HEAD LONG SHANK (US#702 L) ISO# 500 - 316 - 107 - 007
3991 | 4215161438500 | BUR DENTAL POLISHER/BULLET/MOUNTED SHANK TYPE: HP RUBBER BROWN DIA: 5.0MM ISO# 568-104-292-513-050
3992 | 4215161438600 | BUR STONE HP PINK COLOR ROUND SIZE 4 MM ISO# 625 - 104 - 001 - 523 - 040
3993 | 4215161438700 | BUR STONE HP GREEN COLOR SIZE 3.5 MM ISO# 625 - 104 - 173 - 523 - 035
3994 | 4215161438800 | BUR STONE HP GREEN COLOR SIZE 5 MM ISO# 625 - 104 - 243 - 523 - 050
3995 | 4215161438900 | BUR STONE HP GREEN COLOR SIZE 6 MM ISO# 625 - 104 - 266 - 523 - 060
3996 | 4215161439000 | BUR STONE HP GREEN COLOR SIZE 11 MM ISO# 625 - 104 - 273 - 523 - 110
3997 | 4215161439100 | BUR STONE HP GREEN COLOR SIZE 2.5 MM ISO# 625 - 104 - 288 - 513 - 025
3998 | 4215161439200 | BUR STONE HP GREEN COLOR SIZE 8.5 MM ISO# 625 - 104 - 316 - 523 - 085
3999 | 4215161439300 | BUR STONE HP GREEN COLOR CYLINDER SIZE 3 MM ISO# 655 - 204 - 107 - 523 - 030
4000 | 4215161439400 | BUR DENTAL POLISHER/ROUND ARKANSAS SHANK TYPE: FG STONE DIA: 3.0MM ISO# 635-314-001-505-030
4001 | 4215161439500 | BUR DENTAL POLISHER/ARKANSAS SHANK TYPE: FG STONE DIA: 2.5MM ISO# 635-314-288-504-025
4002 | 4215161439600 | BUR POLISHER MOUNTED BULLET RUBBER BROWN ISO# 653 - 104 - 292 - 513 - 045
4003 | 4215161439700 | BUR DENTAL POLISHER/MOUNTED/FLAT WHEEL SHANK TYPE: HP RUBBER BROWN DIA: 15.0MM ISO# 653-104-372-513-150
4004 | 4215161439800 | BUR DENTAL POLISHER/COMPOFIX/SUPERFINE SHANK TYPE: HP RUBBER DIA: 7.0MM ISO# 653-104-541-502-070
4005 | 4215161439900 | BUR DENTAL POLISHER/UPOFIX-O/SUPER COARSE SHANK TYPE: HP RUBBER BLACK DIA: 21.0MM ISO# 653-104-543-242-210
4006 | 4215161440000 | BUR POLISHER UPOFIX - V SUPER FINE Y/R ISO# 653 - 104 - 543 - 492 - 180
4007 | 4215161440100 | BUR DENTAL POLISHER/UPOFIX-O/SUPER FINE SHANK TYPE: HP RUBBER YELLOW DIA: 21.0MM ISO# 653-104-543-492-210
4008 | 4215161440200 | BUR POLISHER UPOFIX - IV FINE RED RING ISO# 653 - 104 - 543 - 502 - 180
4009 | 4215161440300 | BUR POLISHER UPOFIX - III COARSE G/RING ISO# 653 - 104 - 543 - 522 - 180
4010 | 4215161440400 | BUR DENTAL POLISHER/UPOFIX-O/COARSE SHANK TYPE: HP RUBBER GREEN DIA: 21.0MM ISO# 653-104-543-522-210
4011 | 4215161440500 | BUR POLISHER UPOFIX - O SUPER COARSE B/R ISO# 653 - 104 - 543 - 542 - 180
4012 | 4215161440600 | BUR POLISHER SILICON BROWN FRICTION GRIP ISO# 653 - 204 - 243 - 513 - 045
4013 | 4215161440700 | BUR DENTAL POLISHER/WHEEL/HEATLESS/COARSE SHANK TYPE: HP RUBBER/DIAMOND IMPREGNATED DIA: 5.0MM FOR PORCELAIN GRINDING ISO# 654-900-372-531-190
4014 | 4215161440800 | BUR STONE HP GREEN COLOR CYLINDER SIZE 4 MM ISO# 655 - 204 - 107 - 523 - 040
4015 | 4215161440900 | BUR STONE RA GREEN COLOR TRIMMER SIZE 4 MM ISO# 655 - 204 - 254 - 523 - 040
4016 | 4215161441000 | BUR STONE RA GREEN COLOR CYLINDER SIZE 5 MM ISO# 655 - 204 - 107 - 523 - 050
4017 | 4215161441100 | BUR POLISHER ACRYLIC DENTURE BULLET MEDIUM GRIT BLACK OR GRAY SILICONE
4018 | 4215161441200 | BUR POLISHER POINT HP RUBBER GREEN ISO# 658 - 104 - 243 - 503 - 055
4019 | 4215161441300 | BUR POLISHER MINI POINT HP RUBBER BROWN ISO# 658 - 104 - 243 - 513 - 030
4020 | 4215161441400 | BUR POLISHER FOR ACRYLIC MOUNTED BULLET SILICONE GREY MEDIUM GRIT ISO# 658 - 104 - 243 - 534 - 110
4021 | 4215161441500 | BUR POLISHER MOUNTED LENTICULAR RUBBER GREEN ISO# 658 - 104 - 303 - 503 - 150
4022 | 4215161441600 | BUR POLISHER MOUNTED FLAT WHEEL RUBBER BROWN ISO# 658 - 104 - 373 - 513 - 145
4023 | 4215161441700 | BUR DENTAL POLISHER/FLAME SHANK TYPE: RA RUBBER DIA: 3.0MM FOR COMPOSITE POLISHING ISO# 658-204-243-503-030
4024 | 4215161441800 | BUR DENTAL POLISHER/LENS SHAPE SHANK TYPE: RA RUBBER DIA: 10.0MM FOR COMPOSITE POLISHING ISO# 658-204-303-513-100
4025 | 4215161441900 | BUR POLISHER WHEEL RUBBER BROWN PRE - POLISHER ISO# 658 - 900 - 303 - 515 - 170
4026 | 4215161442000 | BUR POLISHER ACRYLIC DENTURE BUD SILICONE COARSE GRIT GREEN
4027 | 4215161442100 | BUR POLISHER ACRYLIC DENTURE BULLET SILICONE FINE GRIT
4028 | 4215161442200 | DISC DENTAL SEPARATING SHANK TYPE: HP DIAMOND DIA: 22.0MM ISO# 800-104-365-514-220
4029 | 4215161442300 | BUR DENTAL POLISHER/WHEEL/MIRROR FINISH WITH DIAMOND IMPREGNATION SHANK TYPE: HP RUBBER GREEN DIA: 11.0MM ISO# 802-104-303-514-110
4030 | 4215161442400 | BUR DENTAL POLISHER/WHEEL/MIRROR FINISH WITH DIAMOND IMPREGNATION SHANK TYPE: HP RUBBER GREEN DIA: 15.0MM ISO# 802-104-303-514-150
4031 | 4215161442500 | BUR DENTAL POLISHER/WHEEL/HEATLESS/COARSE SHANK TYPE: HP RUBBER/DIAMOND IMPREGNATED DIA: 20.5MM FOR PORCELAIN GRINDING ISO# 802-104-303-533-205
4032 | 4215161442600 | DISC DENTAL SUPERFINE SHANK TYPE: HP FLEXIBLE FOIL DIA: 20.0MM ISO# 803-104-345-502-200
4033 | 4215161442700 | BUR DENTAL CYLINDER/POINTED GRIT: FINE MEDIUM SHANK TYPE: FG DIAMOND DIA: 1.2MM ISO# 805-314-130-524-012
4034 | 4215161442800 | BUR DENTAL INVERTED CONE/SMALL SHANK TYPE: FG TUNGSTEN CARBIDE DIA: 1.4MM ISO# 806-010-524-314-014
4035 | 4215161442900 | BUR DIAMOND HP ROUND ISO# 806 - 104 - 001 - 514 - 014
4036 | 4215161443000 | BUR DENTAL ROUND WHEEL/HALF CIRCLE RIM GRIT: FINE MEDIUM SHANK TYPE: FG DIAMOND DIA: 5.5MM ISO# 806-104-068-524-055
4037 | 4215161443100 | BUR DENTAL ROUND END CYLIDER GRIT: MEDIUM SHANK TYPE: FG DIAMOND DIA: 1.4MM ISO# 806-104-140-524-014
4038 | 4215161443200 | BUR DENTAL POINTED/NEEDLE/LONG GRIT: MEDIUM SHANK TYPE: FG DIAMOND DIA: 1.8MM ISO# 806-104-166-524-018
4039 | 4215161443300 | BUR DIAMOND HP FINE TAPERED ROUND ISO# 806 - 104 - 199 - 524 - 016
4040 | 4215161443400 | DISC DENTAL SEPAFLEX/FINE/RED RING SHANK TYPE: HP DIAMOND DIA: 22.0MM ISO# 806-104-350-514-220
4041 | 4215161443500 | DISC DENTAL SEPARATING/SUPER FLEX/DOUBLE SIDED SHANK TYPE: HP DIAMOND DIA: 22.0MM THICKNESS: 0.1MM/3.0MM COATING FOR PORCELAIN CUTTING ISO# 806-104-355-514-220
4042 | 4215161443600 | DISC DENTAL CUTTING/FLEXIBLE/LASER FLEX/FINE SHANK TYPE: HP DIAMOND DIA: 19.0MM ISO# 806-104-380-514-190
4043 | 4215161443700 | DISC DENTAL CUTTING/MINI/FINE/RED RING SHANK TYPE: HP DIAMOND DIA: 32.0MM FOR PLASTER CUTTING ISO# 806-104-380-514-320
4044 | 4215161443800 | BUR DENTAL TAPER/TORPEDO GRIT: COARSE SHANK TYPE: FG DIAMOND DIA: 2.1MM ISO# 806-173-534-314-021
4045 | 4215161443900 | BUR DENTAL CYLINDER FLAT END/SHORT/STRAIGHT FISSURE GRIT: MEDIUM SHANK TYPE: FG DIAMOND DIA: 1.2MM
4046 | 4215161444000 | BUR DENTAL ROUND GRIT: EXTRA FINE SHANK TYPE: FG DIAMOND DIA: 1.8MM FOR FINISHING ISO# 806-314-001-504-018
4047 | 4215161444100 | BUR DENTAL ROUND GRIT: FINE SHANK TYPE: FG DIAMOND DIA: 1.8MM ISO# 806-314-001-514-018
4048 | 4215161444200 | BUR DENTAL ROUND GRIT: MEDIUM SHANK TYPE: FG DIAMOND DIA: 0.9MM ISO# 806-314-001-524-009
4049 | 4215161444300 | BUR DENTAL ROUND GRIT: MEDIUM SHANK TYPE: FG DIAMOND DIA: 1.6MM ISO# 806-314-001-524-016
4050 | 4215161444400 | BUR DENTAL ROUND GRIT: MEDIUM SHANK TYPE: FG DIAMOND DIA: 1.8MM PACKAGING: 6 PER PACK ISO# 806-314 001-524-018
4051 | 4215161444500 | BUR DENTAL ROUND GRIT: COARSE SHANK TYPE: FG DIAMOND DIA: 1.8MM ISO# 806-314-001-534-018
4052 | 4215161444600 | BUR DENTAL ROUND GRIT: SUPER COARSE SHANK TYPE: FG DIAMOND DIA: 2.3MM ISO# 806-314-001-544-023
4053 | 4215161444700 | BUR DENTAL INVERTED CONE GRIT: MEDIUM SHANK TYPE: FG DIAMOND DIA: 1.0MM ISO# 806-314-010-524-010
4054 | 4215161444800 | BUR DENTAL INVERTED CONE GRIT: MEDIUM SHANK TYPE: FG DIAMOND DIA: 1.4MM ISO# 806-314-010-524-014
4055 | 4215161444900 | BUR DENTAL INVERTED CONE GRIT: MEDIUM SHANK TYPE: FG DIAMOND DIA: 1.8MM ISO# 806-314-010-524-018
4056 | 4215161445000 | BUR DENTAL DOUBLE CONE GRIT: MEDIUM SHANK TYPE: FG DIAMOND DIA: 3.3MM ISO# 806-314-038-524-033
4057 | 4215161445100 | BUR DENTAL DOUBLE CONE GRIT: MEDIUM SHANK TYPE: FG DIAMOND DIA: 3.7MM ISO# 806-314-039-524-037
4058 | 4215161445200 | BUR DENTAL WHEEL GRIT: MEDIUM SHANK TYPE: FG DIAMOND DIA: 1.6MM ISO# 806-314-040-524-016
4059 | 4215161445300 | BUR DENTAL CYLINDER FLAT END/SHORT GRIT: MEDIUM SHANK TYPE: FG DIAMOND DIA: 0.8MM ISO# 806-314-107-524-008
4060 | 4215161445400 | BUR DENTAL CYLINDER FLAT END GRIT: MEDIUM SHANK TYPE: FG DIAMOND DIA: 1.0MM ISO# 806-314-107-524-010
4061 | 4215161445500 | BUR DENTAL CYLINDER FLAT END/STRAIGHT FISSURE GRIT: MEDIUM SHANK TYPE: FG DIAMOND DIA: 1.4MM ISO# 806-314-107-524-014
4062 | 4215161445600 | BUR DENTAL CYLINDER FLAT END/SHORT/STRAIGHT FISSURE GRIT: MEDIUM SHANK TYPE: FG DIAMOND DIA: 1.4MM ISO# 806-314-110-524-014
4063 | 4215161445700 | BUR DENTAL CYLINDER FLAT END/LONG GRIT: SUPER COARSE SHANK TYPE: FG DIAMOND DIA: 1.4MM ISO# 806-314-111-544-014
4064 | 4215161445800 | BUR DENTAL BEVELED CYLIDER/POINTED GRIT: COARSE SHANK TYPE: FG DIAMOND DIA: 1.6MM ISO# 806-314-131-534-016
4065 | 4215161445900 | BUR DENTAL ROUND END CYLINDER GRIT: FINE MEDIUM SHANK TYPE: FG DIAMOND DIA: 1.2MM ISO# 806-314-137-524-012
4066 | 4215161446000 | BUR DENTAL ROUND END CYLINDER GRIT: FINE MEDIUM SHANK TYPE: FG DIAMOND DIA: 1.4MM ISO# 806-314-140-524-014
4067 | 4215161446100 | BUR DENTAL ROUND END CYLINDER GRIT: MEDIUM SHANK TYPE: FG DIAMOND DIA: 1.2MM ISO# 806-314-141-524-012
4068 | 4215161446200 | BUR DENTAL CYLINDER FLAT END/LONG GRIT: MEDIUM SHANK TYPE: FG DIAMOND DIA: 1.0MM ISO# 806-314-158-524-010
4069 | 4215161446300 | BUR DENTAL CYLINDER FLAT END/LONG GRIT: MEDIUM SHANK TYPE: FG DIAMOND DIA: 1.2MM ISO# 806-314-158-524-012
4070 | 4215161446400 | BUR DENTAL POINTED GRIT: FINE SHANK TYPE: FG DIAMOND DIA: 1.0MM ISO# 806-314-159-514-010
4071 | 4215161446500 | BUR DENTAL POINTED/SHORT/XMAS TREE GRIT: FINE SHANK TYPE: FG DIAMOND DIA: 1.2MM ISO# 806-314-164-514-012
4072 | 4215161446600 | BUR DENTAL POINTED/SHORT/XMAS TREE GRIT: FINE MEDIUM SHANK TYPE: FG DIAMOND DIA: 1.2MM ISO# 806-314-164-524-012
4073 | 4215161446700 | BUR DENTAL POINTED/SHORT/XMAS TREE GRIT: COARSE SHANK TYPE: FG DIAMOND DIA: 1.2MM ISO# 806-314-164-534-012
4074 | 4215161446800 | BUR DENTAL POINTED/NEEDLE GRIT: MEDIUM SHANK TYPE: FG DIAMOND DIA: 1.0MM ISO# 806-314-165-524-010
4075 | 4215161446900 | BUR DENTAL POINTED/NEEDLE GRIT: COARSE SHANK TYPE: FG DIAMOND DIA: 1.4MM ISO# 806-314-165-534-014
4076 | 4215161447000 | BUR DENTAL TAPER/NEEDLE/FISSURE GRIT: COARSE SHANK TYPE: FG DIAMOND DIA: 1.8MM ISO# 806-314-166-534-018
4077 | 4215161447100 | BUR DENTAL TAPER GRIT: EXTRA FINE SHANK TYPE: FG DIAMOND DIA: 1.4MM ISO# 806-314-167-504-014
4078 | 4215161447200 | BUR DENTAL POINTED/LONG GRIT: FINE MEDIUM SHANK TYPE: FG DIAMOND DIA: 1.0MM ISO# 806-314-167-524-010
4079 | 4215161447300 | BUR DENTAL FLAT END TAPER GRIT: MEDIUM SHANK TYPE: FG DIAMOND DIA: 1.2MM ISO# 806-314-168-524-012
4080 | 4215161447400 | BUR DENTAL FLAT END TAPER GRIT: FINE MEDIUM SHANK TYPE: FG DIAMOND DIA: 1.4MM ISO# 806-314-168-524-014
4081 | 4215161447500 | BUR DENTAL FLAT END TAPER GRIT: MEDIUM SHANK TYPE: FG DIAMOND DIA: 1.6MM ISO# 806-314-173-524-016
4082 | 4215161447600 | BUR DENTAL ROUND END TAPER/SHORT GRIT: COARSE SHANK TYPE: FG DIAMOND DIA: 2.5MM ISO# 806-314-197-534-025
4083 | 4215161447700 | BUR DENTAL ROUND END TAPER GRIT: EXTRA FINE SHANK TYPE: FG DIAMOND DIA: 1.6MM ISO# 806-314-198-504-016
4084 | 4215161447800 | BUR DENTAL ROUND END TAPER GRIT: MEDIUM SHANK TYPE: FG DIAMOND DIA: 1.2MM ISO# 806-314-198-524-012
4085 | 4215161447900 | BUR DENTAL ROUND END TAPER GRIT: FINE MEDIUM SHANK TYPE: FG DIAMOND DIA: 1.8MM ISO# 806-314-198-524-018
4086 | 4215161448000 | BUR DENTAL ROUND END TAPER/LONG/FISSURE GRIT: MEDIUM SHANK TYPE: FG DIAMOND DIA: 2.5MM ISO# 806-314-198-524-025
4087 | 4215161448100 | BUR DENTAL ROUND END CYLINDER/STRAIGHT/FISSURE/CHAMFER GRIT: COARSE SHANK TYPE: FG DIAMOND DIA: 1.6MM ISO# 806-314-198-534-016
4088 | 4215161448200 | BUR DENTAL ROUND END CYLINDER GRIT: COARSE SHANK TYPE: FG DIAMOND DIA: 1.8MM ISO# 806-314-198-534-018
4089 | 4215161448300 | BUR DENTAL ROUND END CYLINDER GRIT: SUPER COARSE SHANK TYPE: FG DIAMOND DIA: 1.6MM ISO# 806-314-198-544-016
4090 | 4215161448400 | BUR DENTAL ROUND END TAPER GRIT: MEDIUM SHANK TYPE: FG DIAMOND DIA: 1.2MM ISO# 806-314-199-524-012
4091 | 4215161448500 | BUR DENTAL ROUND END TAPER GRIT: MEDIUM SHANK TYPE: FG DIAMOND DIA: 1.4MM ISO# 806-314-199-524-014
4092 | 4215161448600 | BUR DENTAL ROUND END TAPER GRIT: COARSE SHANK TYPE: FG DIAMOND DIA: 1.2MM ISO# 806-314-199-534-012
4093 | 4215161448700 | BUR DENTAL ROUND END TAPER/ELLIPSE GRIT: COARSE SHANK TYPE: FG DIAMOND DIA: 1.6MM ISO# 806-314-199-534-016
4094 | 4215161448800 | BUR DENTAL INVERTED CONE/LARGE SHANK TYPE: FG TUNGSTEN CARBIDE DIA: 1.8MM ISO# 806-314-225-524-018
4095 | 4215161448900 | BUR DENTAL PEAR GRIT: FINE MEDIUM SHANK TYPE: FG DIAMOND DIA: 0.8MM ISO# 806-314-232-524-008
4096 | 4215161449000 | BUR DENTAL FLAME GRIT: FINE SHANK TYPE: FG DIAMOND DIA: 1.2MM ISO# 806-314-245-514-012
4097 | 4215161449100 | BUR DENTAL FLAME GRIT: MEDIUM SHANK TYPE: FG DIAMOND DIA: 1.4MM ISO# 806-314-245-524-014
4098 | 4215161449200 | BUR DENTAL FLAME GRIT: MEDIUM SHANK TYPE: FG DIAMOND DIA: 1.0MM ISO# 806-314-249-524-010
4099 | 4215161449300 | BUR DENTAL FLAME GRIT: MEDIUM SHANK TYPE: FG DIAMOND DIA: 1.2MM ISO# 806-314-249-524-012
4100 | 4215161449400 | BUR DENTAL FLAME GRIT: SUPER COARSE SHANK TYPE: FG DIAMOND DIA: 1.2MM ISO# 806-314-249-544-012
4101 | 4215161449500 | BUR DENTAL EGG GRIT: MEDIUM SHANK TYPE: FG DIAMOND DIA: 2.3MM ISO# 806-314-257-524-023
4102 | 4215161449600 | BUR DENTAL EGG GRIT: SUPER FINE SHANK TYPE: FG DIAMOND DIA: 2.3MM ISO# 806-314-277-504-023
4103 | 4215161449700 | BUR DENTAL FOOTBALL GRIT: MEDIUM SHANK TYPE: FG DIAMOND DIA: 1.4MM ISO# 806-314-277-524-014
4104 | 4215161449800 | BUR DENTAL TAPER/FISSURE/POINTED GRIT: FINE SHANK TYPE: FG DIAMOND DIA: 1.0MM ISO# 806-314-167-514-010
4105 | 4215161449900 | BUR DENTAL PEAR GRIT: MEDIUM SHANK TYPE: FG DIAMOND DIA: 1.2MM ISO# 806-314-288-524-012
4106 | 4215161450100 | BUR DENTAL CYLINDER/TORPEDO GRIT: COARSE SHANK TYPE: FG DIAMOND DIA: 1.4MM ISO# 806-314-289-534-014
4107 | 4215161450200 | BUR DENTAL TORPEDO TAPERED/ROUND END GRIT: MEDIUM SHANK TYPE: FG DIAMOND DIA: 1.2MM ISO# 806-314-298-524-012
4108 | 4215161450300 | BUR DENTAL TORPEDO TAPERED/ROUND END GRIT: MEDIUM SHANK TYPE: FG DIAMOND DIA: 1.8MM ISO# 806-314-298-524-018
4109 | 4215161450400 | BUR DENTAL TORPEDO TAPERED GRIT: COARSE SHANK TYPE: FG DIAMOND DIA: 2.1MM ISO# 806-314-298-534-021
4110 | 4215161450500 | BUR DENTAL TAPERED/FISSURE/LONG GRIT: MEDIUM SHANK TYPE: FG DIAMOND DIA: 1.2MM ISO# 806-314-496-524-012
4111 | 4215161450600 | BUR DIAMOND FG TORPEDO FINE - MEDIUM ISO# 806 - 314 - 534 - 524 - 009
4112 | 4215161450700 | BUR DENTAL CYLINDER FLAT END/TAPER GRIT: FINE SHANK TYPE: FG DIAMOND DIA: 2.5MM ISO# 806-314-544-524-025
4113 | 4215161450800 | BUR DENTAL CYLINDER ROUND EDGE/TAPER GRIT: MEDIUM SHANK TYPE: FG DIAMOND DIA: 1.6MM ISO# 806-314-545-524-016
4114 | 4215161450900 | BUR DENTAL CYLINDER ROUND EDGE/TAPER GRIT: MEDIUM SHANK TYPE: FG DIAMOND DIA: 1.8MM ISO# 806-314-545-524-018
4115 | 4215161451000 | BUR DENTAL ROUND EDGE TAPER GRIT: FINE SHANK TYPE: FG DIAMOND DIA: 2.3MM ISO# 806-314-546-504-023
4116 | 4215161451100 | BUR DENTAL ROUND EDGE TAPER GRIT: FINE SHANK TYPE: FG DIAMOND DIA: 2.3MM ISO# 806-314-546-514-023
4117 | 4215161451200 | BUR DENTAL DEPTH MARKING GRIT: MEDIUM SHANK TYPE: FG DIAMOND DIA: 2.1MM ISO# 806-314-552-524-021
4118 | 4215161451300 | BUR DENTAL TAPERED GRIT: FINE SHANK TYPE: FG DIAMOND DIA: 2.0MM ISO# 806-314-585-514-020
4119 | 4215161451400 | BUR DENTAL TAPERED GRIT: FINE SHANK TYPE: FG DIAMOND DIA: 2.4MM ISO# 806-314-585-514-024
4120 | 4215161451500 | BUR DENTAL TAPERED GRIT: FINE SHANK TYPE: FG DIAMOND DIA: 2.3MM ISO# 806-314-585-524-023
4121 | 4215161451600 | BUR DENTAL TAPER/FISSURE/LONG SHANK TYPE: FG TUNGSTEN CARBIDE DIA: 1.4MM ISO# 806-315-551-534-014
4122 | 4215161451700 | BUR DENTAL ROUND/COARSE/EXTRA LONG SHANK TYPE: FG TUNGSTEN CARBIDE DIA: 2.3MM ISO# 500-316-001-001-023
4123 | 4215161451800 | BUR DENTAL TAPERED/ROUND GRIT: MICROFINE SHANK TYPE: HP SINTERED DIAMOND DIA: 2.9MM ISO# 807-104-198-524-029
4124 | 4215161451900 | BUR DENTAL TAPERED/ROUND GRIT: COARSE SHANK TYPE: HP SINTERED DIAMOND DIA: 3.3MM ISO# 807-104-198-534-033
4125 | 4215161452000 | BUR DENTAL TAPERED/ROUND GRIT: MICROFINE SHANK TYPE: HP SINTERED DIAMOND DIA: 5.0MM ISO# 807-104-200-524-050
4126 | 4215161452100 | BUR DENTAL FLAME GRIT: MICROFINE SHANK TYPE: HP SINTERED DIAMOND DIA: 1.6MM ISO# 807-104-249-513-016
4127 | 4215161452200 | BUR DENTAL TAPERED CHAMFER ROUND WITH GUIDE PIN GRIT: FINE SHANK TYPE: FG DIAMOND DIA: 1.8MM
4128 | 4215161452300 | BUR ACRYLIC POLISHER WHITE HP #9554
4129 | 4215161452400 | BUR ACRYLIC POLISHER WHITE HP #9555
4130 | 4215161452500 | BUR ACRYLIC POLISHER WHITE HP #9627
4131 | 4215161452600 | MANDREL HP WOOL WHEEL DIAMETER 2 - 2.5 CM MOUNTED ON HP 12 MANDRELSPACKAGE
4132 | 4215161452700 | DISC DENTAL SEPARATING/SUPER THIN/DOUBLE CUTTING SHANK TYPE: HP CARBIDE DIA: 7.0MM-8.0MM THICKNESS: 0.025INCH
4133 | 4215161452800 | DISC CUTTING METAL SIZE 22 X 0.3 MM FLEXURAL STRENGTH 2.5 N
4134 | 4215161452900 | DIS SEPARATING PORCELAIN SIZE 22 X 0.38 MM STRENGTH 4.5 N
4135 | 4215161453000 | BUR SINTERED DIAMOND SET
4136 | 4215161453100 | SET BUR ESTHETIC COMPOSITE TEETH TREATMENT INCLUDES: ASSORTED SHAPES AND SIZE OF BURS FOR DENTAL
4137 | 4215161453200 | BUR ACRYLIC TUNGSTEN CARBIDE STANDARD TAPERED ROUND METAL TRIMMING FINE SIZE 060
4138 | 4215161453300 | BUR DENTAL TAPERED/12FLUTED/COARSE SHANK TYPE: FG TUNGSTEN CARBIDE DIA: 1.6MM FOR REMOVAL OF ADHESIVE RESIDUE
4139 | 4215161453400 | BUR CARBIDE RA FINE 12 FLUTED FOR REMOVAL OF ADHESIVE RESIDUE
4140 | 4215161453500 | KIT BUR ORTHODONTIC FINISHING/POLISHING HIGH LUSTRE FOR ORTHODONTICS
4141 | 4215161453600 | BUR DENTAL POLISHER/TORPEDO CYLINDRICAL SHANK TYPE: HP SILICONE BROWN DIA: 5.0MM ISO# 104-9610-104-045
4142 | 4215161453700 | BUR DENTAL TAPERED/ROUND END/LARGE GRIT: COARSE SHANK TYPE: FG DIAMOND DIA: 2.1MM FOR ENDO ACCESS
4143 | 4215161453800 | BUR ACRYLIC FLAME SHAPE SIZE LARGE
4144 | 4215161453900 | BUR DENTAL TREPHINE STAINLESS STEEL SIZE: DIFFERENT LENGTH: DIFFERENT FOR BONE HARVESTING/BONE PERFORATION/IMPLANT REMOVAL
4145 | 4215161454000 | BUR ACRYLIC TAPERED SIZE SMALL
4146 | 4215161454100 | BUR ACRYLIC FLAME SHAPE SIZE SMALL
4147 | 4215161454200 | BUR ACRYLIC CYLINDER SIZE SMALL
4148 | 4215161454300 | BUR DIAMOND INTERPROXIMAL FINE GRIT LONG 0.39 MM
4149 | 4215161454400 | BUR CARBIDE HP ROUND 1.4 MM ISO# 500 - 104 - 001 - 291 - 014
4150 | 4215161454500 | BUR DENTAL TAPERED/18FLUTED/COARSE SHANK TYPE: FG TUNGSTEN CARBIDE DIA: 1.6MM FOR REMOVAL OF ADHESIVE RESIDUE
4151 | 4215161454600 | BUR DENTAL COARSE/12 FLUTED/FOOTBALL SHAPE SHANK TYPE: FG TUNGSTEN CARBIDE DIA: YYY FOR REMOVAL OF ORTHODONTIC ADHESIVE RESIDUE
4152 | 4215161454700 | BUR DIAMOND HP TAPERED FLAT END MEDIUM COARSE SIZE 1.8 MM ISO# 806 - 104 - 171 - 524 - 018
4153 | 4215161454800 | BUR DENTAL AMERICAN FOOTBALL GRIT: MEDIUM SHANK TYPE: FG DIAMOND DIA: 1.8MM ISO# 806-314-257-524-018
4154 | 4215161454900 | BUR DENTAL FLAME GRIT: MEDIUM SHANK TYPE: FG DIAMOND DIA: 1.6MM ISO# 806-314-249-524-016
4155 | 4215161455000 | BUR DENTAL FLAME GRIT: MEDIUM SHANK TYPE: FG DIAMOND DIA: 1.4MM ISO# 806-314-249-524-014
4156 | 4215161455100 | BUR DENTAL FLAME GRIT: SUPER FINE SHANK TYPE: FG DIAMOND DIA: 1.6MM ISO# 806-314-249-504-016
4157 | 4215161455200 | BUR DENTAL ROUND END TAPER GRIT: MEDIUM SHANK TYPE: FG DIAMOND DIA: 2.3MM ISO# 806-314-199-524-023
4158 | 4215161455300 | BUR DENTAL ROUND END TAPER GRIT: MEDIUM SHANK TYPE: FG DIAMOND DIA: 1.6MM ISO# 806-314-199-524-016
4159 | 4215161455400 | BUR DENTAL ROUND END TAPER GRIT: MEDIUM SHANK TYPE: FG DIAMOND DIA: 1.6MM ISO# 806-314-198-524-016
4160 | 4215161455500 | BUR DENTAL ROUND END TAPER GRIT: MEDIUM SHANK TYPE: FG DIAMOND DIA: 1.4MM ISO# 806-314-198-524-014
4161 | 4215161455600 | BUR DENTAL ROUND END TAPER GRIT: MEDIUM SHANK TYPE: FG DIAMOND DIA: 1.0MM ISO# 806-314-198-524-010
4162 | 4215161455700 | BUR DENTAL FLAT END TAPER/LONG GRIT: COARSE SHANK TYPE: FG DIAMOND DIA: 1.8MM ISO# 806-314-173-534-018
4163 | 4215161455800 | BUR DENTAL FLAT END TAPER GRIT: MEDIUM SHANK TYPE: FG DIAMOND DIA: 2.3MM ISO# 806-314-173-524-023
4164 | 4215161455900 | BUR DENTAL TAPER/NEEDLE/THIN GRIT: MEDIUM SHANK TYPE: FG DIAMOND DIA: 1.4MM ISO# 806-314-165-524-014
4165 | 4215161456000 | BUR DENTAL ROUND END CYLINDER GRIT: MEDIUM SHANK TYPE: FG DIAMOND DIA: 1.4MM ISO# 806-314-141-524-014
4166 | 4215161456100 | BUR DENTAL CYLINDER FLAT END/LONG GRIT: MEDIUM SHANK TYPE: FG DIAMOND DIA: 1.2MM ISO# 806-314-111-524-012
4167 | 4215161456200 | BUR DENTAL CYLINDER FLAT END/SHORT GRIT: MEDIUM SHANK TYPE: FG DIAMOND DIA: 1.6MM ISO# 806-314-107-524-016
4168 | 4215161456300 | BUR DENTAL CYLINDER FLAT END/SHORT GRIT: MEDIUM SHANK TYPE: FG DIAMOND DIA: 1.2MM ISO# 806-314-107-524-012
4169 | 4215161456400 | BUR DENTAL ROUND EDGE WHEEL GRIT: MEDIUM SHANK TYPE: FG DIAMOND DIA: 5.5MM ISO# 806-314-068-524-055
4170 | 4215161456500 | BUR DENTAL ROUND EDGE WHEEL GRIT: MEDIUM SHANK TYPE: FG DIAMOND DIA: 4.0MM ISO# 806-314-068-524-040
4171 | 4215161456600 | BUR DENTAL DOUBLE CONE GRIT: MEDIUM SHANK TYPE: FG DIAMOND DIA: 3.1MM ISO# 806-314-038-524-031
4172 | 4215161456700 | BUR DENTAL ROUND GRIT: MEDIUM SHANK TYPE: FG DIAMOND DIA: 2.3MM ISO# 806-314-001-524-023
4173 | 4215161456800 | BUR DENTAL ROUND GRIT: MEDIUM SHANK TYPE: FG DIAMOND DIA: 1.4MM
4174 | 4215161456900 | BUR DENTAL ROUND END TAPER/SHORT GRIT: COARSE SHANK TYPE: FG DIAMOND DIA: 2.3MM ISO# 806-313-197-534-023
4175 | 4215161457000 | BUR DIAMOND FG CYLINDER FLAT END SHORT 2 MM MEDIUM COARSE SIZE 0.9 MM ISO# 805 - 314 - 232 - 524 - 009
4176 | 4215161457100 | BUR DENTAL CYLINDER FLAT END SHANK TYPE: RA TUNGSTEN CARBIDE DIA: 1.2MM ISO# 500-204-107-006-012
4177 | 4215161457200 | BUR DENTAL INVERTED CONE SHANK TYPE: RA TUNGSTEN CARBIDE DIA: 1.8MM ISO# 500-204-010-001-018
4178 | 4215161457300 | BUR DENTAL ROUND SHANK TYPE: RA TUNGSTEN CARBIDE DIA: 2.3MM ISO# 500-204-001-001-023
4179 | 4215161457400 | BUR DENTAL ROUND SHANK TYPE: RA TUNGSTEN CARBIDE DIA: 1.4MM ISO# 500-204-001-001-014
4180 | 4215161457500 | BUR DENTAL ROUND SHANK TYPE: RA TUNGSTEN CARBIDE DIA: 1.0MM ISO# 500-204-001-001-010
4181 | 4215161457600 | BUR CARBIDE HP CYLINDER BEVELED END SIZE 2.3 MM ISO# 500 - 104 - 292 - 192 - 023
4182 | 4215161457700 | BUR CARBIDE HP CYLINDER BEVELED END SIZE 2.3 MM ISO# 500 - 104 - 292 - 191 - 023
4183 | 4215161457800 | BUR CARBIDE HP CYLINDER BEVELED END MEDIUM CUTTING SIZE 2.3 MM ISO# 500 - 104 - 292 - 190 - 023
4184 | 4215161457900 | BUR CARBIDE HP CYLINDER BEVELED END EXTRA FINE CUTTING SIZE 2.3 MM ISO# 500 - 104 - 292 - 141 - 023
4185 | 4215161458000 | BUR CARBIDE HP FLAME SUPER COARSE CUTTING SIZE 6 MM ISO# 500 - 104 - 274 - 224 - 060
4186 | 4215161458100 | BUR CARBIDE HP ISO# 500 - 104 - 263 - 190 - 060
4187 | 4215161458200 | BUR CARBIDE HP PEAR FINE CUTTING SIZE 6 MM ISO# 500 - 104 - 237 - 140 - 060
4188 | 4215161458300 | BUR CARBIDE HP TAPERED ROUND END EXTRA FINE CUTTING SIZE 5 MM ISO# 500 - 104 - 199 - 140 - 023
4189 | 4215161458400 | BUR CARBIDE HP TAPERED ROUND END MEDIUM CUTTING SIZE 4 MM ISO# 500 - 104 - 194 - 190 - 040
4190 | 4215161458500 | BUR CARBIDE HP TAPERED ROUND END EXTRA FINE CUTTING SIZE 4 MM ISO# 500 - 104 - 194 - 141 - 040
4191 | 4215161458600 | BUR CARBIDE HP CYLINDER ROUND END FINE CUTTING SIZE 4.5 MM ISO# 500 - 104 - 194 - 140 - 045
4192 | 4215161458700 | BUR CARBIDE HP CYLINDER ROUND END SIZE 2.3 MM ISO# 500 - 104 - 144 - 190 - 023
4193 | 4215161458800 | BUR CARBIDE HP CYLINDER ROUND END MEDIUM CUTTING SIZE 6 MM ISO# 500 - 104 - 137 - 190 - 060
4194 | 4215161458900 | BUR CARBIDE HP ROUND 2.3 MM ISO# 500 - 104 - 001 - 291 - 023
4195 | 4215161459100 | BUR DENTAL FLAT END TAPER GRIT: FINE SHANK TYPE: FG DIAMOND DIA: 1.2MM ISO# 806-314-175-514-012
4196 | 4215161459200 | BUR DENTAL INVERTED CONE SHANK TYPE: FG DIAMOND DIA: 2.3MM ISO# 806-104-014-524-023
4197 | 4215161459300 | BUR DENTAL FLAT END TAPER/LONG/CROSSCUT/FISSURE SHANK TYPE: FG TUNGSTEN CARBIDE DIA: 1.2MM ISO# 500-316-171-007-012
4198 | 4215161460600 | BUR SURGICAL AND ENDODONTIC LENGTH CARBIDE FRICTION GRIP BUR SURGICAL LENGTH #8 DIAMETER=2.3 MM LWH=1.6 MM
4199 | 4215161463400 | BUR SURGICAL CARBIDE HP LONG NECK FISSURE ISO NO: 500 104 415 007-016
4200 | 4215161463500 | BUR SURGICAL CARBIDE HP LONG NECK ROUND ISO NO: 500 104 697 001-023
4201 | 4215161463700 | BUR ROUND OPERATIVE RIGHT ANGLE #8 DIAMETER 2.3 MM LWH 1.7 MM
4202 | 4215161471400 | BUR OTOLOGY SKEETER OR EQUIVALENT 0.7MM GREEN/ WHITE
4203 | 4215161471500 | BUR OTOLOGY SKEETER OR EQUIVALENT 0.8MM YELLOW-WHITE
4204 | 4215161471600 | BUR OTOLOGY SKEETER OR EQUIVALENT 1MM ORANGE - WHITE
4205 | 4215161471800 | HEMOSTASIS HEMOSTATIC MATRIX PLUS FLEX TIP BOVINE-DERIVED GELATIN MATRIX AND HUMAN THROMBIN 5 ML STERILE
4206 | 4215161471900 | HEMOSTASIS KIT CONTAINS : STARCH POWDER 2 GM 2 APPLICATORS WITH BLUNT TIP FOR ENT
4207 | 4215161472000 | HEMOSTASIS POWDER ABSORBABLE ORC HEMOSTAT 3.0 GRAMS FOR BROAD SURFACE OOZING BACTERICIDAL
4208 | 4215161472100 | HEMOSTASIS ENDOSCOPIC APPLICATOR OXIDIZED REGENERATED CELLULOSE BACTERICIDAL POWDER LAPAROSCOPIC 2-IN-1 RIGID AND FLEXIBLE TIPS 38 CM ( +/- 2 CM ) STERILE
4209 | 4215161472200 | HEMOSTASIS, POWDER, ABSORBABLE, DERIVED FROM PURIFIED PLANT STARCH ( POLYSACCHARIDE ), 5 GRAM
4210 | 4215161472300 | HEMOSTASIS, POWDER, ABSORBABLE, DERIVED FROM PURIFIED PLANT STARCH ( POLYSACCHARIDE ), 1 GRAM
4211 | 4215161472400 | HEMOSTASIS, POWDER, ABSORBABLE, DERIVED FROM PURIFIED PLANT STARCH ( POLYSACCHARIDE ), 3 GRAM
4212 | 4215161472500 | HEMOSTASIS SEALANT KIT PLATELET ENRICHED AUTOLOGOUS FIBRIN ACTS BOTH AND HELPS TISSUE REGENERATION FOR OPEN AND LAPAROSCOPIC SURGERIES COMPONENTS : CITRAL/TA (5 ML) FIBRIN PREPATION UNIT CODAR SPIKE SURGICAL SWAB PH 4 REPLACEMENT CUP DISINFECTION SWAB PERMARABLE BATCH TRACKING LABELS 21 GAUGE NEEDLE 1 ML SYRINGE DISPOSABLE STERILE
4213 | 4215161472600 | HEMOSTASIS SOFT PLIABLE SPONGE ABSORBABLE MICROFIBRILLAR 100 % COLLAGEN 2 CM X 6.25 CM X 7 MM DISPOSABLE STERILE
4214 | 4215161472800 | HEMOSTASIS SOFT PLIABLE SPONGE ABSORBABLE MICROFIBRILLAR 100 % COLLAGEN 8 CM X 12.5 CM X 3 MM DISPOSABLE STERILE
4215 | 4215161473000 | HEMOSTASIS SOFT PLIABLE SPONGE ABSORBABLE MICROFIBRILLAR 100% COLLAGEN 8 CM X 12.5 CM X 1 CM 100 SQ CM DISPOSABLE STERILE
4216 | 4215161473100 | HEMOSTASIS GELATIN MATRIX KIT CONTAINING 2 SYRINGES (MALE AND FEMALE) 2 APPLICATORS PREPARED BY MIXING GELATIN SYRINGE WITH SALINE 8 ML STERILE
4217 | 4215161474000 | STRAIGHT FLAT END CROSSCUT FISSURE OPERATIVE FRICTION GRIP BUR # 557 DIAMETER 1 MM LWH 3.8 MM
4218 | 4215161474100 | BUR PEAR SHAPER OPERATIVE FRICTION GRIP #331 DIAMETER1 MM LWH1.8 MM
4219 | 4215161474200 | BUR ROUND OPERATIVE FRICTION GRIP #6 DIAMETER 1.8 MM LWH 1.3 MM
4220 | 4215161474300 | BUR ROUND OPERATIVE FRICTION GRIP#4 DIAMETER1.4 MM LWH0.9 MM
4221 | 4215161474400 | BUR ROUND OPERATIVE RIGHT ANGLE #5 DIAMETER 1.6 MM LWH 1.1 MM
4222 | 4215161474500 | BUR SURGICAL AND ENDODONTIC LENGTH CARBIDE FRICTION GRIP BUR SURGICAL LENGTH 6 DIAMETER1.8 MM LWH1.3 MM
4223 | 4215161474600 | BUR EXTRA LONG TAPER TRIMMING AND FINISHING FRICTION GRIP #7664 DIAMETER 1.5 MM LWH 6.8 MM
4224 | 4215161474700 | BUR ROUND OPERATIVE FRICTION GRIP #2 DIAMETER1 MM LWH0.7 MM
4225 | 4215161474800 | BUR ROUND OPERATIVE RIGHT ANGLE # 4 DIAMETER1.4 MM LWH0.9 MM
4226 | 4215161474900 | BUR SURGICAL AND ENDODONTIC LENGTH CARBIDE FRICTION GRIP BUR SURGICAL LENGTH 4 DIAMETER1.4 MM LWH0.8 MM
4227 | 4215161475000 | BUR SURGICAL AND ENDODONTIC LENGTH CARBIDE RIGHT ANGLE BUR SURGICAL LENGTH 2 DIAMETER 1.2 MM
4228 | 4215161475100 | BUR SURGICAL AND ENDODONTIC LENGTH CARBIDE RIGHT ANGLE BUR SURGICAL LENGTH 4 DIAMETER1.4 MM
4229 | 4215161475200 | BUR SURGICAL AND ENDODONTIC LENGTH CARBIDE RIGHT ANGLE BUR SURGICAL LENGTH 6 DIAMETER1.8 MM
4230 | 4215161475300 | BUR SURGICAL AND ENDODONTIC LENGTH CARBIDE RIGHT ANGLE BUR SURGICAL LENGTH 8 DIAMETER2.3 MM
4231 | 4215161475400 | SILICONE RING 100 G
4232 | 4215161475500 | SYSTEM SHADE/STAINS KIT FOR PFM
4233 | 4215161475600 | SYSTEM STAINS ESSENCE 1-3 G OLIVE E 07 OR EQUIVALENT (EA=KIT)
4234 | 4215161475700 | INTERMEDIATE RESTORATIVE MATERIAL POWDER 38G AND LIQUID 14ML
4235 | 4215161475800 | EXPLORER DENTAL # 23 REUSABLE
4236 | 4215161475900 | DENTAL PROTAPER GOLD ROTARY FILES-SHAPER 1 - 31MM (YELLOW)
4237 | 4215161476100 | BRACKET BONDABLE MANDIBULAR CUSPIDS LEFT 0.018 IN SLOT WITH HOOK MBT PRESCRIPTION LOW PROFILE
4238 | 4215161476200 | BICUSPID BANDS PREWELDED WITH BICUSPID BRACKET WITH HOOK MBT RX #0.022 INCH AND LINGUAL CLEAT PERMANENT LASER ID MARKING UPPER RIGHT AND LEFT SET OF 150 DIFFERENT SIZE S (10 TO 25) OR EQUIVALENT
4239 | 4215161476300 | BICUSPID BANDS PREWELDED WITH SECOND BICUSPID BRACKET WITH HOOK MBT RX #0.022 INCH AND LINGUAL CLEAT PERMANENT LASER ID MARKING LOWER RIGHT AND LEFT SET OF 150 DIFFERENT SIZE S (10 TO 25) OR EQUIVALENT
4240 | 4215161476400 | MIXING TIP - RED WORKS WITH CENTER AUTOMATIC MIXING DEVICES CURRENTLY IN HOSPITAL USE.
4241 | 4215161476500 | TIP DYNAMIC MIXING FOR USE WITH AUTOMIX MACHINE
4242 | 4215161476600 | BUR CARBIDE RA SMALL ROUND FOR IMPLANT 1.4 MM
4243 | 4215161476700 | INSTRUMENT DENTAL PLUGGER (CONDENSER) HOLLENBACK DOUBLE END #6 SATIN STEEL HANDLE
4244 | 4215161476800 | BUR STRAIGHT FLAT END CROSSCUT FISSURE OPERATIVE FRICTION GRIP # 558L DIAMETER 1.2 MM LWH 5 MM
4245 | 4215161476900 | BUR STRAIGHT FLAT END CROSSCUT FISSURE OPERATIVE FRICTION GRIP #557L DIAMETER1 MM LWH5 MM
4246 | 4215161477000 | PEAR SHAPE OPERATIVE FRICTION GRIP 331L DIAMETER1 MM LWH3.8 MM
4247 | 4215161477100 | BUR PEAR SHAPER OPERATIVE FRICTION GRIP SHORT SHANK #330 DIAMETER0.8 MM LWH1.6 MM
4248 | 4215161477200 | BUR AMALGAM CARBIDE OPERATIVE FRICTION GRIP (FG) #245 DIAMETER 0.9 MM LWH 2.8 MM - 15052
4249 | 4215161477300 | BULLET TRIMMING AND FINISHING FRICTION GRIP (FG) BUR # 7802 DIAMETER 1 MM LWH 3.8 MM
4250 | 4215161477400 | BULLET TRIMMING AND FINISHING FRICTION GRIP (FG) BUR # 9803
4251 | 4215161477500 | DENTAL BURS DIAMOND CUT CARBIDE 850.104.016
4252 | 4215161477600 | DENTAL BURS DIAMOND CUT CARBIDE 850.104.023
4253 | 4215161477700 | EGG TRIMMING AND FINISHING FRICTION GRIP (FG) BUR #7406 DIAMETER 1.8 MM LWH 3.5 MM
4254 | 4215161477800 | EGG TRIMMING AND FINISHING FRICTION GRIP (FG) BUR # 7404 DIAMETER 1.4 MM LWH 2.7 MM
4255 | 4215161477900 | LINDEMANN BUR FOR BONE CUTTING LATCH TYPE LARGE SIZE
4256 | 4215161478000 | FRICTION GRIP (FG) TRANSMETAL BUR CROSSCUT SHAPE CUTTING SURFACE LENGTH 5 MM TOTAL LENGTH 19 MM
4257 | 4215161478100 | INVERTED CONE BUR OPERATIVE FRICTION GRIP (FG) #34 DIAMETER 0.8 MM LWH 0.6 MM
4258 | 4215161478200 | NEEDLE TRIMMING AND FINISHING FRICTION GRIP (FG) BUR # 9903 DIAMETER 1.3 MM LWH 3.8 MM
4259 | 4215161478300 | NEEDLE TRIMMING AND FINISHING FRICTION GRIP (FG) BUR #7901 DIAMETER 0.9 MM LWH 3.8 MM
4260 | 4215161478400 | BUR ROUND OPERATIVE FRICTION GRIP (FG) #1/2 DIAMETER 0.9 MM LWH 0.9 MM
4261 | 4215161478500 | BUR ROUND OPERATIVE FRICTION GRIP (FG) #1/4 DIAMETER 0.5 MM LWH 0.4 MM
4262 | 4215161478600 | BUR ROUND OPERATIVE RIGHT ANGLE #6 DIAMETER 1.8 MM LWH 1.3 MM
4263 | 4215161478700 | BUR CARBIDE AND ENDODONTIC LENGTH CARBIDE FRICTION GRIP (FG) BUR CARBIDE LENGTH 2 DIAMETER 1 MM LWH 0.7 MM
4264 | 4215161478800 | UNIVERSAL REGULAR OSSEODENSIFICATION SURGICAL BUR KIT FOR DENTAL IMPLANT PREPARATION
4265 | 4215161478900 | BUR: ENDO TUNGSTEN CARBIDE TAPERED SAFE ENDED NON-CUTTING TIP 22MM EACH
4266 | 4215161479000 | BUR: ENDO TUNGSTEN CARBIDE TAPERED SAFE ENDED NON-CUTTING TIP 23MM EACH
4267 | 4215161479100 | BUR: ENDO TUNGSTEN CARBIDE TAPERED SAFE ENDED NON-CUTTING TIP 24MM EACH
4268 | 4215161600000 | TENSION AND COMPRESSION GAUGE FROM 200 - 1000 G
4269 | 4215161700700 | GATES GLIDDEN DRILLS STAINLESS STEEL RA LENGTH 19 MM SIZE 2 6 /BOX ONE EACH (EA) = ONE (1) PACK
4270 | 4215161701200 | GATES GLIDDEN DRILLS STAINLESS STEEL RA LENGTH 19 MM SIZE 1 6 /BOX ONE EACH (EA) = ONE (1) PACK
4271 | 4215161701300 | GATES GLIDDEN DRILLS STAINLESS STEEL RA LENGTH 19 MM SIZE 3 6 /BOX ONE EACH (EA) = ONE (1) PACK
4272 | 4215161701400 | GATES GLIDDEN DRILLS STAINLESS STEEL RA LENGTH 19 MM SIZE 4 6 /BOX ONE EACH (EA) = ONE (1) PACK
4273 | 4215161701500 | GATES GLIDDEN DRILLS STAINLESS STEEL RA LENGTH 19 MM SIZE 5 6 /BOX ONE EACH (EA) = ONE (1) PACK
4274 | 4215161701600 | GATES GLIDDEN DRILLS STAINLESS STEEL RA LENGTH 19 MM SIZE 6 6 /BOX ONE EACH (EA) = ONE (1) PACK
4275 | 4215161701700 | DRILL GATES GLIDDEN ENLARGING ROOT CANAL CORONAL PART SHANK TYPE: RA STAINLESS STEEL LENGTH: 28.0MM SIZE: 1 PACKAGING: 6 PER BOX FOR ENDODONTICS
4276 | 4215161701800 | DRILL GATES GLIDDEN ENLARGING ROOT CANAL CORONAL PART SHANK TYPE: RA STAINLESS STEEL LENGTH: 28.0MM SIZE: 2 PACKAGING: 6 PER BOX FOR ENDODONTICS
4277 | 4215161701900 | DRILL GATES GLIDDEN ENLARGING ROOT CANAL CORONAL PART SHANK TYPE: RA STAINLESS STEEL LENGTH: 28.0MM SIZE: 3 PACKAGING: 6 PER BOX FOR ENDODONTICS
4278 | 4215161702000 | DRILL GATES GLIDDEN ENLARGING ROOT CANAL CORONAL PART SHANK TYPE: RA STAINLESS STEEL LENGTH: 28.0MM SIZE: 4 PACKAGING: 6 PER BOX FOR ENDODONTICS
4279 | 4215161702100 | DRILL GATES GLIDDEN ENLARGING ROOT CANAL CORONAL PART SHANK TYPE: RA STAINLESS STEEL LENGTH: 28.0MM SIZE: 5 PACKAGING: 6 PER BOX FOR ENDODONTICS
4280 | 4215161702200 | DRILL GATES GLIDDEN ENLARGING ROOT CANAL CORONAL PART SHANK TYPE: RA STAINLESS STEEL LENGTH: 28.0MM SIZE: 6 PACKAGING: 6 PER BOX FOR ENDODONTICS
4281 | 4215161702300 | DRILL GATES GLIDDEN ENLARGING ROOT CANAL CORONAL PART SHANK TYPE: RA STAINLESS STEEL LENGTH: 28.0MM SIZE: ASSORTED/1-6 PACKAGING: 6 PER BOX FOR ENDODONTICS
4282 | 4215161702400 | DRILL GATES GLIDDEN ENLARGING ROOT CANAL CORONAL PART SHANK TYPE: RA STAINLESS STEEL LENGTH: 32.0MM SIZE: 3 PACKAGING: 6 PER BOX FOR ENDODONTICS
4283 | 4215161702500 | DRILL GATES GLIDDEN ENLARGING ROOT CANAL CORONAL PART SHANK TYPE: RA STAINLESS STEEL LENGTH: 32.0MM SIZE: 5 PACKAGING: 6 PER BOX FOR ENDODONTICS
4284 | 4215161702600 | DRILL GATES GLIDDEN ENLARGING ROOT CANAL CORONAL PART SHANK TYPE: RA STAINLESS STEEL LENGTH: 32.0MM SIZE: 6 PACKAGING: 6 PER BOX FOR ENDODONTICS
4285 | 4215161702700 | DRILL GATES GLIDDEN ENLARGING ROOT CANAL CORONAL PART SHANK TYPE: RA STAINLESS STEEL LENGTH: 38.0MM SIZE: 1 PACKAGING: 6 PER BOX FOR ENDODONTICS
4286 | 4215161702800 | DRILL GATES GLIDDEN ENLARGING ROOT CANAL CORONAL PART SHANK TYPE: RA STAINLESS STEEL LENGTH: 38.0MM SIZE: 2 PACKAGING: 6 PER BOX FOR ENDODONTICS
4287 | 4215161702900 | DRILL GATES GLIDDEN ENLARGING ROOT CANAL CORONAL PART SHANK TYPE: RA STAINLESS STEEL LENGTH: 38.0MM SIZE: 3 PACKAGING: 6 PER BOX FOR ENDODONTICS
4288 | 4215161703000 | DRILL GATES GLIDDEN ENLARGING ROOT CANAL CORONAL PART SHANK TYPE: RA STAINLESS STEEL LENGTH: 38.0MM SIZE: 4 PACKAGING: 6 PER BOX FOR ENDODONTICS
4289 | 4215161703100 | DRILL GATES GLIDDEN ENLARGING ROOT CANAL CORONAL PART SHANK TYPE: RA STAINLESS STEEL LENGTH: 38.0MM SIZE: 5 PACKAGING: 6 PER BOX FOR ENDODONTICS
4290 | 4215161703200 | DRILL GATES GLIDDEN ENLARGING ROOT CANAL CORONAL PART SHANK TYPE: RA STAINLESS STEEL LENGTH: 38.0MM SIZE: 6 PACKAGING: 6 PER BOX FOR ENDODONTICS
4291 | 4215161703300 | DRILL GATES GLIDDEN ENLARGING ROOT CANAL CORONAL PART SHANK TYPE: RA STAINLESS STEEL LENGTH: 32.0MM SIZE: 2 PACKAGING: 6 PER BOX FOR ENDODONTICS
4292 | 4215161703400 | GATES GLIDDEN DRILLS STAINLESS STEEL RA LENGTH 32MM SIZE ASSORTED 1 -6 6/BOX
4293 | 4215161703500 | DRILL GATES GLIDDEN ENLARGING ROOT CANAL CORONAL PART SHANK TYPE: RA STAINLESS STEEL LENGTH: 32.0MM SIZE: 4 PACKAGING: 6 PER BOX FOR ENDODONTICS
4294 | 4215161703600 | DRILL GATES GLIDDEN ENLARGING ROOT CANAL CORONAL PART SHANK TYPE: RA STAINLESS STEEL LENGTH: 32.0MM SIZE: 1 PACKAGING: 6 PER BOX FOR ENDODONTICS
4295 | 4215161703700 | KIT FIBER POST CASTING TECHNIQUE INCLUDES: BURNOUT POST 25 PIECES/IMPRESSION POSTS 25 PIECES/IMPRESSION POSTS 25 PIECES/TEMPORARY POST 25 PIECES/3 SIZE 3/4 SIZE4/4 SIZE 4.5/4 SIZE 5/4 SIZE 5.5/3 SIZE 6/3 SIZE 7/PARAPOSTX DRILLS 7 PIECES FOR DENTAL
4296 | 4215161800100 | LANGENBECK PERIOSTEAL ELEVATOR STAINLESS STEEL TIP SIZE: 17CM
4297 | 4215161800500 | LANGENBECK PERIOSTEAL ELEVATOR STAINLESS STEEL TIP SIZE: 16.5CM
4298 | 4215161801700 | BRISTOW MALAR DENTAL ELEVATOR 240MM SHARP EDGE
4299 | 4215161801800 | FREER PERIOSTEAL ELEVATOR STRAIGHT STAINLESS STEEL
4300 | 4215161801900 | MOLT PERIOSTEAL ELEVATOR STAINLESS STEEL FGUIRE #9 DOUBLE ENDED 18CM APPROXIMATE WORKING END: 4MM AND 7MM APPROXIMATE
4301 | 4215161802100 | KEY PERIOSTEAL ELEVATOR NON SLIPPERY SIZE 1/2 INCH LENGTH 7.5 INCH OR EQUIVALENT SPINAL
4302 | 4215161802200 | KEY PERIOSTEAL ELEVATOR NON SLIPPERY SIZE 1/4 IN LENGTH 6.34 IN OR EQUIVALENT SPINAL
4303 | 4215161802300 | KEY PERIOSTEAL ELEVATOR NON SLIPPERY SIZE 1/8 IN LENGTH 6.34 IN OR EQUIVALENT SPINAL
4304 | 4215161802400 | KEY PERIOSTEAL ELEVATOR NON SLIPPERY SIZE 3/8 IN LENGTH 7.5 IN OR EQUIVALENT SPINAL
4305 | 4215161802500 | KEY PERIOSTEAL ELEVATOR NON SLIPPERY SIZE 1 INCH LENGTH 8 INCH OR EQUIVALENT SPINAL
4306 | 4215161802600 | KEY PERIOSTEAL ELEVATOR NON SLIPPERY SIZE 3/4 INCH LENGTH 8 INCH OR EQUIVALENT SPINAL
4307 | 4215161802700 | KEY PERIOSTEAL ELEVATOR NON SLIPPERY SIZE 5/8 INCH LENGTH 7.5 INCH OR EQUIVALENT SPINAL
4308 | 4215161802800 | KONIG PERIOSTEAL ELEVATOR 20 CM OR EQUIVALENT SPINAL
4309 | 4215161802900 | LANGENBECK ELEVATOR NON SLIPPERY OVERALL LENGTH 230 MM OR EQUIVALENT SPINAL
4310 | 4215161803000 | KILNER MALAR ELEVATOR STAINLESS STEAL TOTAL LENGTH 18 CM APPROXIMATE
4311 | 4215161803100 | SET OF TWO OBWEGESER INFERIOR BORDER STRIPPER STAINLESS STEEL CURVED (RIGHT - LEFT) TIP SIZE: 10MM APPROXIMATE
4312 | 4215161803200 | SELDIN PERIOSTEAL ELEVATOR STAINLESS STEEL STRAIGHT LENGTH: 20CM APPROXIMATE FIGURE#23
4313 | 4215161803500 | LASTER CHEEK RETRACTOR FOR UPPER THIRD MOLAR 100MM
4314 | 4215161803600 | METAL HANDLE COBB ELEVATOR 11 INCH OVERALL LENGTH SIZE 1 INCH OR EQUIVALENT SPINAL
4315 | 4215161803700 | METAL HANDLE COBB ELEVATOR 11 INCH OVERALL LENGTH SIZE 1/2 INCH OR EQUIVALENT SPINAL
4316 | 4215161803800 | METAL HANDLE COBB ELEVATOR 11 INCH OVERALL LENGTH SIZE 3/4 INCH OR EQUIVALENT SPINAL
4317 | 4215161803900 | METAL HANDLE COBB ELEVATOR 11 INCH OVERALL LENGTH SIZE 3/8 INCH OR EQUIVALENT SPINAL
4318 | 4215161804000 | METAL HANDLE COBB ELEVATOR 11 INCH OVERALL LENGTH SIZE 1/4 INCH OR EQUIVALENT SPINAL
4319 | 4215161804100 | METAL HANDLE COBB ELEVATOR 9 INCH OVERALL LENGTH SIZE 1/4 INCH OR EQUIVALENT SPINAL
4320 | 4215161804200 | METAL HANDLE COBB ELEVATOR 9 INCH OVERALL LENGTH SIZE 3/4 INCH OR EQUIVALENT SPINAL
4321 | 4215161804300 | METAL HANDLE COBB ELEVATOR 9 INCH OVERALL LENGTH SIZE 1/2 INCH OR EQUIVALENT SPINAL
4322 | 4215161804400 | WINTER ROOT ELEVATOR RIGHT STAINLESS STEEL
4323 | 4215161804500 | PRICHARD PERIOSTEAL ELEVATOR STAINLESS STEEL
4324 | 4215161804600 | WARWICK JAMES DENTAL ELEVATOR STAINLESS STEEL RIGHT TIP SIZE: 2MM APPROXIMATE
4325 | 4215161804700 | WARWICK JAMES DENTAL ELEVATOR STAINLESS STEEL LEFT TIP SIZE: 2MM APPROXIMATE
4326 | 4215161804900 | FREER PERIOSTEAL ELEVATOR STAINLESS STEEL FIGURE#16
4327 | 4215161805000 | CRYER ROOT ELEVATOR STAINLESS STEEL RIGHT
4328 | 4215161805100 | CRYER ROOT ELEVATOR STAINLESS STEEL LEFT
4329 | 4215161805200 | APICAL DENTAL ELEVATOR STAINLESS STEEL STRAIGHT
4330 | 4215161805300 | COUPLAND ELEVATOR STAINLESS STEEL SIZE: 3
4331 | 4215161805400 | COUPLAND ELEVATOR STAINLESS STEEL SIZE: 2
4332 | 4215161805500 | COUPLAND ELEVATOR STAINLESS STEEL SIZE: 1
4333 | 4215161805600 | WARWICK JAMES DENTAL ELEVATOR STAINLESS STEEL STRAIGHT TIP SIZE: 2MM APPROXIMATE
4334 | 4215161805700 | LANGENBECK PERIOSTEAL ELEVATOR STAINLESS STEEL TIP SIZE: 20CM
4335 | 4215161805800 | SURGICAL MINI SELDIN PERIOSTEAL ELEVATOR
4336 | 4215161805900 | GOLDMAN-FOX PERIOSTEAL ELEVATOR DOUBLE ENDED STAINLESS STEEL FIGURE #14
4337 | 4215161900500 | EXCAVATOR DENTAL CARIES EXCAVATION ROUND EDGE/SPOON SHAPE STAINLESS STEEL DIA: 1.5MM
4338 | 4215161900800 | EXCAVATOR DENTAL CARIES EXCAVATION DISCOID STAINLESS STEEL DIA: 1.5MM
4339 | 4215161900900 | EXCAVATOR DENTAL CARIES EXCAVATION DISCOID STAINLESS STEEL DIA: 1.2MM
4340 | 4215161901000 | EXCAVATOR DENTAL CARIES EXCAVATION DISCOID STAINLESS STEEL DIA: 1.8MM
4341 | 4215161901100 | EXCAVATOR DENTAL CARIES EXCAVATION SPOON SHAPE/LONG SHANK STAINLESS STEEL
4342 | 4215161901200 | EXCAVATOR DENTAL CARIES EXCAVATION ROUND EDGE/SPOON SHAPE STAINLESS STEEL DIA: 1.8MM
4343 | 4215161901300 | EXCAVATOR DENTAL CARIES EXCAVATION ROUND EDGE/SPOON SHAPE STAINLESS STEEL DIA: 1.2MM
4344 | 4215161901400 | EXCAVATOR ENDODONTIC SPOON/LONG SHANK/DOUBLE ENDED STAINLESS STEEL SIZE: SMALL
4345 | 4215161901500 | EXCAVATOR ENDODONTIC SPOON/LONG SHANK/DOUBLE ENDED STAINLESS STEEL SIZE: MEDIUM
4346 | 4215161901600 | EXCAVATOR ENDODONTIC SPOON/LONG SHANK/DOUBLE ENDED STAINLESS STEEL SIZE: LARGE
4347 | 4215162000300 | K - FILE STAINLESS STEEL PRE - INSERTED SILICONE STOPS LENGTH 21 MM SIZE 10 6 /BOX ONE EACH (EA) = ONE (1) PACK
4348 | 4215162003900 | NICKEL TITANIUM ROTARY FILE CONVEX TRIANGLE CROSS - SECTION AND SYMMETRIC ROTATION PROGRESSIVELY CHANGING HELICAL ANGLE AND PITCH VARIABLE TIP DIAMETERS MODIFIED GUIDING TIP NO RADIAL LANDS MORE EFFICIENT CUTTING ANGLE SHORT HANDLES. SIZE ASSORTED SX S1 S 2 F 1 F 2 F 3 LENGTH 25 MM ONE EACH (EA) = ONE (1) PACK
4349 | 4215162004000 | DENTAL PROTAPER GOLD ROTARY FILES- SHAPER 1 - 21MM (PURPLE)
4350 | 4215162004100 | DENTAL PROTAPER GOLD ROTARY FILES- SHAPER 1 - 25MM (PURPLE)
4351 | 4215162016200 | DENTAL PROTAPER GOLD ROTARY FILES- SHAPER 2 - 25MM (WHITE)
4352 | 4215162016300 | NICKEL TITANIUM ROTARY FILE CONVEX TRIANGLE CROSS - SECTION AND SYMMETRIC ROTATION PROGRESSIVELY CHANGING HELICAL ANGLE AND PITCH VARIABLE TIP DIAMETERS MODIFIED GUIDING TIP NO RADIAL LANDS MORE EFFICIENT CUTTING ANGLE SHORT HANDLES. SIZE ASSORTED SX S1 S 2 F 1 F 2 F 3 LENGTH 21 MM. (ALL MUST BE SUPPLIED BY SAME MANUFACTURER) ONE EACH (EA) = ONE (1) PACK
4353 | 4215162018200 | FILE ROTARY ROOT CANAL PREPARATION CONVEX TRIANGLE CROSS-SECTION/SYMMETRIC ROTATION/PROGRESSIVELY CHANGING HELICAL ANGLE AND PITCH/MODIFIED GUIDING TIP/NO RADIAL LANDS/MORE EFFICIENT CUTTING ANGLE/SHORT HANDLES NICKEL-TITANIUM LENGTH: 25.0MM SIZE: F4 FOR ENDODONTICS
4354 | 4215162018300 | FILE ROTARY ROOT CANAL PREPARATION SURFACE TREATED/FLUTES CREATED BY TWISTING THE FILE R-PHASE HEAT TREATED NICKEL-TITANIUM LENGTH: 23.0MM TAPER: 0.06 TIP: 25 FOR ENDODONTICS
4355 | 4215162018600 | H-FILE ROOT CANAL PREPARATION PRE-INSERTED SILICONE STOPS STAINLESS STEEL LENGTH: 21.0MM SIZE: 15 PACKAGING: 6 PER BOX FOR ENDODONTICS
4356 | 4215162018800 | FILE PERIODONTAL DEEP POCKET DEBRIDEMENT SUGARMAN/MESIAL/DISTAL/BUCCAL/LINGUAL/ROUND HOLLOW HANDLE FOR A STRESS FREE GRIP/TRIPLE TEMPERED FOR GREATER RIGIDITY/SATIN FINISHED/LIGHT WEIGHT HANDLE/CURVED GRADE 440 STAINLESS STEEL DIA: LARGE
4357 | 4215162038300 | C-FILE ROOT CANAL PREPARATION PRE-INSERTED SILICONE STOPS STAINLESS STEEL LENGTH: 21.0MM SIZE: 6 PACKAGING: 6 PER BOX FOR ENDODONTICS
4358 | 4215162038400 | C-FILE ROOT CANAL PREPARATION PRE-INSERTED SILICONE STOPS STAINLESS STEEL LENGTH: 21.0MM SIZE: 8 PACKAGING: 6 PER BOX FOR ENDODONTICS
4359 | 4215162038500 | C-FILE ROOT CANAL PREPARATION PRE-INSERTED SILICONE STOPS STAINLESS STEEL LENGTH: 25.0MM SIZE: 6 PACKAGING: 6 PER BOX FOR ENDODONTICS
4360 | 4215162038600 | C-FILE ROOT CANAL PREPARATION PRE-INSERTED SILICONE STOPS STAINLESS STEEL LENGTH: 25.0MM SIZE: 8 PACKAGING: 6 PER BOX FOR ENDODONTICS
4361 | 4215162038700 | H-FILE ROOT CANAL PREPARATION PRE-INSERTED SILICONE STOPS STAINLESS STEEL LENGTH: 21.0MM SIZE: 20 PACKAGING: 6 PER BOX FOR ENDODONTICS
4362 | 4215162038800 | H-FILE ROOT CANAL PREPARATION PRE-INSERTED SILICONE STOPS STAINLESS STEEL LENGTH: 21.0MM SIZE: 25 PACKAGING: 6 PER BOX FOR ENDODONTICS
4363 | 4215162038900 | H-FILE ROOT CANAL PREPARATION PRE-INSERTED SILICONE STOPS STAINLESS STEEL LENGTH: 21.0MM SIZE: 30 PACKAGING: 6 PER BOX FOR ENDODONTICS
4364 | 4215162039000 | H-FILE ROOT CANAL PREPARATION PRE-INSERTED SILICONE STOPS STAINLESS STEEL LENGTH: 21.0MM SIZE: 35 PACKAGING: 6 PER BOX FOR ENDODONTICS
4365 | 4215162039100 | H-FILE ROOT CANAL PREPARATION PRE-INSERTED SILICONE STOPS STAINLESS STEEL LENGTH: 21.0MM SIZE: 40 PACKAGING: 6 PER BOX FOR ENDODONTICS
4366 | 4215162039200 | H-FILE ROOT CANAL PREPARATION PRE-INSERTED SILICONE STOPS STAINLESS STEEL LENGTH: 21.0MM SIZE: 90-140 PACKAGING: 6 PER BOX FOR ENDODONTICS
4367 | 4215162039300 | H-FILE ROOT CANAL PREPARATION PRE-INSERTED SILICONE STOPS STAINLESS STEEL LENGTH: 25.0MM SIZE: 8 PACKAGING: 6 PER BOX FOR ENDODONTICS
4368 | 4215162039400 | H-FILE ROOT CANAL PREPARATION PRE-INSERTED SILICONE STOPS STAINLESS STEEL LENGTH: 25.0MM SIZE: 10 PACKAGING: 6 PER BOX FOR ENDODONTICS
4369 | 4215162039500 | H-FILE ROOT CANAL PREPARATION PRE-INSERTED SILICONE STOPS STAINLESS STEEL LENGTH: 25.0MM SIZE: 20 PACKAGING: 6 PER BOX FOR ENDODONTICS
4370 | 4215162039600 | H-FILE ROOT CANAL PREPARATION PRE-INSERTED SILICONE STOPS STAINLESS STEEL LENGTH: 25.0MM SIZE: 25 PACKAGING: 6 PER BOX FOR ENDODONTICS
4371 | 4215162039700 | H-FILE ROOT CANAL PREPARATION PRE-INSERTED SILICONE STOPS STAINLESS STEEL LENGTH: 25.0MM SIZE: 30 PACKAGING: 6 PER BOX FOR ENDODONTICS
4372 | 4215162039800 | H-FILE ROOT CANAL PREPARATION PRE-INSERTED SILICONE STOPS STAINLESS STEEL LENGTH: 25.0MM SIZE: 35 PACKAGING: 6 PER BOX FOR ENDODONTICS
4373 | 4215162039900 | H-FILE ROOT CANAL PREPARATION PRE-INSERTED SILICONE STOPS STAINLESS STEEL LENGTH: 25.0MM SIZE: 40 PACKAGING: 6 PER BOX FOR ENDODONTICS
4374 | 4215162040000 | H-FILE ROOT CANAL PREPARATION PRE-INSERTED SILICONE STOPS STAINLESS STEEL LENGTH: 25.0MM SIZE: 45 PACKAGING: 6 PER BOX FOR ENDODONTICS
4375 | 4215162040100 | H-FILE ROOT CANAL PREPARATION PRE-INSERTED SILICONE STOPS STAINLESS STEEL LENGTH: 25.0MM SIZE: 50 PACKAGING: 6 PER BOX FOR ENDODONTICS
4376 | 4215162040200 | H-FILE ROOT CANAL PREPARATION PRE-INSERTED SILICONE STOPS STAINLESS STEEL LENGTH: 25.0MM SIZE: 55 PACKAGING: 6 PER BOX FOR ENDODONTICS
4377 | 4215162040300 | H-FILE ROOT CANAL PREPARATION PRE-INSERTED SILICONE STOPS STAINLESS STEEL LENGTH: 25.0MM SIZE: 60 PACKAGING: 6 PER BOX FOR ENDODONTICS
4378 | 4215162040400 | H-FILE ROOT CANAL PREPARATION PRE-INSERTED SILICONE STOPS STAINLESS STEEL LENGTH: 25.0MM SIZE: 70 PACKAGING: 6 PER BOX FOR ENDODONTICS
4379 | 4215162040500 | H-FILE ROOT CANAL PREPARATION PRE-INSERTED SILICONE STOPS STAINLESS STEEL LENGTH: 25.0MM SIZE: 80 PACKAGING: 6 PER BOX FOR ENDODONTICS
4380 | 4215162040600 | H-FILE ROOT CANAL PREPARATION PRE-INSERTED SILICONE STOPS STAINLESS STEEL LENGTH: 25.0MM SIZE: 90 PACKAGING: 6 PER BOX FOR ENDODONTICS
4381 | 4215162040700 | H-FILE ROOT CANAL PREPARATION PRE-INSERTED SILICONE STOPS STAINLESS STEEL LENGTH: 25.0MM SIZE: 90-140 PACKAGING: 6 PER BOX FOR ENDODONTICS
4382 | 4215162040800 | H-FILE ROOT CANAL PREPARATION PRE-INSERTED SILICONE STOPS STAINLESS STEEL LENGTH: 31.0MM SIZE: 15 PACKAGING: 6 PER BOX FOR ENDODONTICS
4383 | 4215162040900 | H-FILE ROOT CANAL PREPARATION PRE-INSERTED SILICONE STOPS STAINLESS STEEL LENGTH: 31.0MM SIZE: 20 PACKAGING: 6 PER BOX FOR ENDODONTICS
4384 | 4215162041000 | H-FILE ROOT CANAL PREPARATION PRE-INSERTED SILICONE STOPS STAINLESS STEEL LENGTH: 31.0MM SIZE: 25 PACKAGING: 6 PER BOX FOR ENDODONTICS
4385 | 4215162041100 | H-FILE ROOT CANAL PREPARATION PRE-INSERTED SILICONE STOPS STAINLESS STEEL LENGTH: 31.0MM SIZE: 30 PACKAGING: 6 PER BOX FOR ENDODONTICS
4386 | 4215162041200 | H-FILE ROOT CANAL PREPARATION PRE-INSERTED SILICONE STOPS STAINLESS STEEL LENGTH: 31.0MM SIZE: 35 PACKAGING: 6 PER BOX FOR ENDODONTICS
4387 | 4215162041300 | H-FILE ROOT CANAL PREPARATION PRE-INSERTED SILICONE STOPS STAINLESS STEEL LENGTH: 31.0MM SIZE: 40 PACKAGING: 6 PER BOX FOR ENDODONTICS
4388 | 4215162041400 | H-FILE ROOT CANAL PREPARATION PRE-INSERTED SILICONE STOPS STAINLESS STEEL LENGTH: 31.0MM SIZE: 90-140 PACKAGING: 6 PER BOX FOR ENDODONTICS
4389 | 4215162041500 | K-FILE ROOT CANAL PREPARATION PRE-INSERTED SILICONE STOPS STAINLESS STEEL LENGTH: 21.0MM SIZE: 45-80 PACKAGING: 6 PER BOX FOR ENDODONTICS
4390 | 4215162041600 | K-FILE ROOT CANAL PREPARATION PRE-INSERTED SILICONE STOPS STAINLESS STEEL LENGTH: 25.0MM SIZE: 45 PACKAGING: 6 PER BOX FOR ENDODONTICS
4391 | 4215162041700 | K-FILE ROOT CANAL PREPARATION PRE-INSERTED SILICONE STOPS STAINLESS STEEL LENGTH: 25.0MM SIZE: 50 PACKAGING: 6 PER BOX FOR ENDODONTICS
4392 | 4215162041800 | K-FILE ROOT CANAL PREPARATION PRE-INSERTED SILICONE STOPS STAINLESS STEEL LENGTH: 25.0MM SIZE: 60 PACKAGING: 6 PER BOX FOR ENDODONTICS
4393 | 4215162041900 | K-FILE ROOT CANAL PREPARATION PRE-INSERTED SILICONE STOPS STAINLESS STEEL LENGTH: 25.0MM SIZE: 90-140 PACKAGING: 6 PER BOX FOR ENDODONTICS
4394 | 4215162042000 | K-FILE ROOT CANAL PREPARATION PRE-INSERTED SILICONE STOPS STAINLESS STEEL LENGTH: 31.0MM SIZE: 30 PACKAGING: 6 PER BOX FOR ENDODONTICS
4395 | 4215162042100 | K-FILE ROOT CANAL PREPARATION PRE-INSERTED SILICONE STOPS STAINLESS STEEL LENGTH: 31.0MM SIZE: 35 PACKAGING: 6 PER BOX FOR ENDODONTICS
4396 | 4215162042200 | K-FILE ROOT CANAL PREPARATION PRE-INSERTED SILICONE STOPS STAINLESS STEEL LENGTH: 31.0MM SIZE: 40 PACKAGING: 6 PER BOX FOR ENDODONTICS
4397 | 4215162042300 | K-FILE ROOT CANAL PREPARATION PRE-INSERTED SILICONE STOPS STAINLESS STEEL LENGTH: 31.0MM SIZE: 90-140 PACKAGING: 6 PER BOX FOR ENDODONTICS
4398 | 4215162042400 | K-FILE FLEX ROOT CANAL PREPARATION LENGTH: 21.0MM SIZE: 08 PACKAGING: 6 PER BOX FOR ENDODONTICS
4399 | 4215162042500 | K-FILE FLEX ROOT CANAL PREPARATION LENGTH: 21.0MM SIZE: 10 PACKAGING: 6 PER BOX FOR ENDODONTICS
4400 | 4215162042600 | K-FILE FLEX ROOT CANAL PREPARATION LENGTH: 21.0MM SIZE: 15 PACKAGING: 6 PER BOX FOR ENDODONTICS
4401 | 4215162042700 | K-FILE FLEX ROOT CANAL PREPARATION LENGTH: 21.0MM SIZE: 20 PACKAGING: 6 PER BOX FOR ENDODONTICS
4402 | 4215162042800 | K-FILE FLEX ROOT CANAL PREPARATION LENGTH: 21.0MM SIZE: 25 PACKAGING: 6 PER BOX FOR ENDODONTICS
4403 | 4215162042900 | K-FILE FLEX ROOT CANAL PREPARATION LENGTH: 21.0MM SIZE: 30 PACKAGING: 6 PER BOX FOR ENDODONTICS
4404 | 4215162043000 | K-FILE FLEX ROOT CANAL PREPARATION LENGTH: 21.0MM SIZE: 35 PACKAGING: 6 PER BOX FOR ENDODONTICS
4405 | 4215162043100 | K-FILE FLEX ROOT CANAL PREPARATION LENGTH: 21.0MM SIZE: 40 PACKAGING: 6 PER BOX FOR ENDODONTICS
4406 | 4215162043200 | K-FILE FLEX ROOT CANAL PREPARATION LENGTH: 21.0MM SIZE: 15-40 PACKAGING: 6 PER BOX FOR ENDODONTICS
4407 | 4215162043300 | K-FILE FLEX ROOT CANAL PREPARATION LENGTH: 25.0MM SIZE: 06 PACKAGING: 6 PER BOX FOR ENDODONTICS
4408 | 4215162043400 | K-FILE FLEX ROOT CANAL PREPARATION LENGTH: 25.0MM SIZE: 08 PACKAGING: 6 PER BOX FOR ENDODONTICS
4409 | 4215162043500 | K-FILE FLEX ROOT CANAL PREPARATION LENGTH: 25.0MM SIZE: 10 PACKAGING: 6 PER BOX FOR ENDODONTICS
4410 | 4215162043600 | K-FILE FLEX ROOT CANAL PREPARATION LENGTH: 25.0MM SIZE: 15 PACKAGING: 6 PER BOX FOR ENDODONTICS
4411 | 4215162043700 | K-FILE FLEX ROOT CANAL PREPARATION LENGTH: 25.0MM SIZE: 20 PACKAGING: 6 PER BOX FOR ENDODONTICS
4412 | 4215162043800 | K-FILE FLEX ROOT CANAL PREPARATION LENGTH: 25.0MM SIZE: 25 PACKAGING: 6 PER BOX FOR ENDODONTICS
4413 | 4215162043900 | K-FILE FLEX ROOT CANAL PREPARATION LENGTH: 25.0MM SIZE: 30 PACKAGING: 6 PER BOX FOR ENDODONTICS
4414 | 4215162044000 | K-FILE FLEX ROOT CANAL PREPARATION LENGTH: 25.0MM SIZE: 35 PACKAGING: 6 PER BOX FOR ENDODONTICS
4415 | 4215162044100 | K-FILE FLEX ROOT CANAL PREPARATION LENGTH: 25.0MM SIZE: 40 PACKAGING: 6 PER BOX FOR ENDODONTICS
4416 | 4215162044200 | K-FILE FLEX ROOT CANAL PREPARATION LENGTH: 25.0MM SIZE: 45 PACKAGING: 6 PER BOX FOR ENDODONTICS
4417 | 4215162044300 | K-FILE FLEX ROOT CANAL PREPARATION LENGTH: 25.0MM SIZE: 55 PACKAGING: 6 PER BOX FOR ENDODONTICS
4418 | 4215162044400 | K-FILE FLEX ROOT CANAL PREPARATION LENGTH: 25.0MM SIZE: 60 PACKAGING: 6 PER BOX FOR ENDODONTICS
4419 | 4215162044500 | K-FILE FLEX ROOT CANAL PREPARATION LENGTH: 25.0MM SIZE: 70 PACKAGING: 6 PER BOX FOR ENDODONTICS
4420 | 4215162044600 | K-FILE FLEX ROOT CANAL PREPARATION LENGTH: 25.0MM SIZE: 80 PACKAGING: 6 PER BOX FOR ENDODONTICS
4421 | 4215162044700 | K-FILE FLEX ROOT CANAL PREPARATION LENGTH: 25.0MM SIZE: 90 PACKAGING: 6 PER BOX FOR ENDODONTICS
4422 | 4215162044800 | K-FILE FLEX ROOT CANAL PREPARATION LENGTH: 25.0MM SIZE: 45-80 PACKAGING: 6 PER BOX FOR ENDODONTICS
4423 | 4215162044900 | K-FILE FLEX ROOT CANAL PREPARATION LENGTH: 30.0MM SIZE: 08 PACKAGING: 6 PER BOX FOR ENDODONTICS
4424 | 4215162045000 | K-FILE FLEX ROOT CANAL PREPARATION LENGTH: 30.0MM SIZE: 10 PACKAGING: 6 PER BOX FOR ENDODONTICS
4425 | 4215162045100 | K-FILE FLEX ROOT CANAL PREPARATION LENGTH: 30.0MM SIZE: 45 PACKAGING: 6 PER BOX FOR ENDODONTICS
4426 | 4215162045200 | K-FILE FLEX ROOT CANAL PREPARATION LENGTH: 30.0MM SIZE: 50 PACKAGING: 6 PER BOX FOR ENDODONTICS
4427 | 4215162045300 | K-FILE FLEX ROOT CANAL PREPARATION LENGTH: 30.0MM SIZE: 60 PACKAGING: 6 PER BOX FOR ENDODONTICS
4428 | 4215162045400 | K-FILE FLEX ROOT CANAL PREPARATION LENGTH: 31.0MM SIZE: 08 PACKAGING: 6 PER BOX FOR ENDODONTICS
4429 | 4215162045500 | K-FILE FLEX ROOT CANAL PREPARATION LENGTH: 31.0MM SIZE: 10 PACKAGING: 6 PER BOX FOR ENDODONTICS
4430 | 4215162045600 | K-FILE FLEX ROOT CANAL PREPARATION LENGTH: 31.0MM SIZE: 15 PACKAGING: 6 PER BOX FOR ENDODONTICS
4431 | 4215162045700 | K-FILE FLEX ROOT CANAL PREPARATION LENGTH: 31.0MM SIZE: 20 PACKAGING: 6 PER BOX FOR ENDODONTICS
4432 | 4215162045800 | K-FILE FLEX ROOT CANAL PREPARATION LENGTH: 31.0MM SIZE: 25 PACKAGING: 6 PER BOX FOR ENDODONTICS
4433 | 4215162045900 | K-FILE FLEX ROOT CANAL PREPARATION LENGTH: 31.0MM SIZE: 30 PACKAGING: 6 PER BOX FOR ENDODONTICS
4434 | 4215162046000 | K-FILE FLEX ROOT CANAL PREPARATION LENGTH: 31.0MM SIZE: 35 PACKAGING: 6 PER BOX FOR ENDODONTICS
4435 | 4215162046100 | K-FILE FLEX ROOT CANAL PREPARATION LENGTH: 31.0MM SIZE: 40 PACKAGING: 6 PER BOX FOR ENDODONTICS
4436 | 4215162046200 | K-FILE FLEX ROOT CANAL PREPARATION LENGTH: 31.0MM SIZE: 55 PACKAGING: 6 PER BOX FOR ENDODONTICS
4437 | 4215162046300 | K-FILE FLEX ROOT CANAL PREPARATION LENGTH: 31.0MM SIZE: 60 PACKAGING: 6 PER BOX FOR ENDODONTICS
4438 | 4215162046400 | K-FILE FLEX ROOT CANAL PREPARATION LENGTH: 31.0MM SIZE: 70 PACKAGING: 6 PER BOX FOR ENDODONTICS
4439 | 4215162046500 | K-FILE FLEX ROOT CANAL PREPARATION LENGTH: 31.0MM SIZE: 80 PACKAGING: 6 PER BOX FOR ENDODONTICS
4440 | 4215162046600 | K-FILE FLEX ROOT CANAL PREPARATION LENGTH: 31.0MM SIZE: 15-40 PACKAGING: 6 PER BOX FOR ENDODONTICS
4441 | 4215162046700 | K-FILE FLEX ROOT CANAL PREPARATION LENGTH: 31.0MM SIZE: 45-80 PACKAGING: 6 PER BOX FOR ENDODONTICS
4442 | 4215162046800 | K-FILE FLEX ROOT CANAL PREPARATION LENGTH: 31.0MM SIZE: 90-110 PACKAGING: 6 PER BOX FOR ENDODONTICS
4443 | 4215162046900 | K-FLEXOFILE ROOT CANAL PREPARATION STERILE LENGTH: 21.0MM SIZE: 08 PACKAGING: BLISTER OF 6 FOR ENDODONTICS
4444 | 4215162047000 | K-FLEXOFILE ROOT CANAL PREPARATION STERILE LENGTH: 21.0MM SIZE: 10 PACKAGING: BLISTER OF 6 FOR ENDODONTICS
4445 | 4215162047100 | K-FLEXOFILE ROOT CANAL PREPARATION STERILE LENGTH: 21.0MM SIZE: 15 PACKAGING: BLISTER OF 6 FOR ENDODONTICS
4446 | 4215162047200 | K-FLEXOFILE ROOT CANAL PREPARATION STERILE LENGTH: 21.0MM SIZE: 20 PACKAGING: BLISTER OF 6 FOR ENDODONTICS
4447 | 4215162047300 | K-FLEXOFILE ROOT CANAL PREPARATION STERILE LENGTH: 21.0MM SIZE: 25 PACKAGING: BLISTER OF 6 FOR ENDODONTICS
4448 | 4215162047400 | K-FLEXOFILE ROOT CANAL PREPARATION STERILE LENGTH: 21.0MM SIZE: 30 PACKAGING: BLISTER OF 6 FOR ENDODONTICS
4449 | 4215162047500 | K-FLEXOFILE ROOT CANAL PREPARATION STERILE LENGTH: 21.0MM SIZE: 35 PACKAGING: BLISTER OF 6 FOR ENDODONTICS
4450 | 4215162047600 | K-FLEXOFILE ROOT CANAL PREPARATION STERILE LENGTH: 21.0MM SIZE: 40 PACKAGING: BLISTER OF 6 FOR ENDODONTICS
4451 | 4215162047700 | K-FLEXOFILE ROOT CANAL PREPARATION STERILE LENGTH: 21.0MM SIZE: 45 PACKAGING: BLISTER OF 6 FOR ENDODONTICS
4452 | 4215162047800 | K-FLEXOFILE ROOT CANAL PREPARATION STERILE LENGTH: 21.0MM SIZE: 50 PACKAGING: BLISTER OF 6 FOR ENDODONTICS
4453 | 4215162047900 | K-FLEXOFILE ROOT CANAL PREPARATION STERILE LENGTH: 21.0MM SIZE: 55 PACKAGING: BLISTER OF 6 FOR ENDODONTICS
4454 | 4215162048000 | K-FLEXOFILE ROOT CANAL PREPARATION STERILE LENGTH: 21.0MM SIZE: 60 PACKAGING: BLISTER OF 6 FOR ENDODONTICS
4455 | 4215162048100 | K-FLEXOFILE ROOT CANAL PREPARATION STERILE LENGTH: 21.0MM SIZE: 70 PACKAGING: BLISTER OF 6 FOR ENDODONTICS
4456 | 4215162048200 | K-FLEXOFILE ROOT CANAL PREPARATION STERILE LENGTH: 21.0MM SIZE: 80 PACKAGING: BLISTER OF 6 FOR ENDODONTICS
4457 | 4215162048300 | K-FLEXOFILE ROOT CANAL PREPARATION STERILE LENGTH: 21.0MM SIZE: 15-40 PACKAGING: BLISTER OF 6 FOR ENDODONTICS
4458 | 4215162048400 | K-FLEXOFILE ROOT CANAL PREPARATION STERILE LENGTH: 25.0MM SIZE: 08 PACKAGING: BLISTER OF 6 FOR ENDODONTICS
4459 | 4215162048500 | K-FLEXOFILE ROOT CANAL PREPARATION STERILE LENGTH: 25.0MM SIZE: 10 PACKAGING: BLISTER OF 6 FOR ENDODONTICS
4460 | 4215162048600 | K-FLEXOFILE ROOT CANAL PREPARATION STERILE LENGTH: 25.0MM SIZE: 15 PACKAGING: BLISTER OF 6 FOR ENDODONTICS
4461 | 4215162048700 | K-FLEXOFILE ROOT CANAL PREPARATION STERILE LENGTH: 25.0MM SIZE: 20 PACKAGING: BLISTER OF 6 FOR ENDODONTICS
4462 | 4215162048800 | K-FLEXOFILE ROOT CANAL PREPARATION STERILE LENGTH: 25.0MM SIZE: 25 PACKAGING: BLISTER OF 6 FOR ENDODONTICS
4463 | 4215162048900 | K-FLEXOFILE ROOT CANAL PREPARATION STERILE LENGTH: 25.0MM SIZE: 30 PACKAGING: BLISTER OF 6 FOR ENDODONTICS
4464 | 4215162049000 | K-FLEXOFILE ROOT CANAL PREPARATION STERILE LENGTH: 25.0MM SIZE: 35 PACKAGING: BLISTER OF 6 FOR ENDODONTICS
4465 | 4215162049100 | K-FLEXOFILE ROOT CANAL PREPARATION STERILE LENGTH: 25.0MM SIZE: 40 PACKAGING: BLISTER OF 6 FOR ENDODONTICS
4466 | 4215162049200 | K-FLEXOFILE ROOT CANAL PREPARATION STERILE LENGTH: 25.0MM SIZE: 45 PACKAGING: BLISTER OF 6 FOR ENDODONTICS
4467 | 4215162049300 | K-FLEXOFILE ROOT CANAL PREPARATION STERILE LENGTH: 25.0MM SIZE: 50 PACKAGING: BLISTER OF 6 FOR ENDODONTICS
4468 | 4215162049400 | K-FLEXOFILE ROOT CANAL PREPARATION STERILE LENGTH: 25.0MM SIZE: 55 PACKAGING: BLISTER OF 6 FOR ENDODONTICS
4469 | 4215162049500 | K-FLEXOFILE ROOT CANAL PREPARATION STERILE LENGTH: 25.0MM SIZE: 60 PACKAGING: BLISTER OF 6 FOR ENDODONTICS
4470 | 4215162049600 | K-FLEXOFILE ROOT CANAL PREPARATION STERILE LENGTH: 25.0MM SIZE: 70 PACKAGING: BLISTER OF 6 FOR ENDODONTICS
4471 | 4215162049700 | K-FLEXOFILE ROOT CANAL PREPARATION STERILE LENGTH: 25.0MM SIZE: 80 PACKAGING: BLISTER OF 6 FOR ENDODONTICS
4472 | 4215162049800 | K-FLEXOFILE ROOT CANAL PREPARATION STERILE LENGTH: 25.0MM SIZE: 90 PACKAGING: BLISTER OF 6 FOR ENDODONTICS
4473 | 4215162049900 | K-FLEXOFILE ROOT CANAL PREPARATION STERILE LENGTH: 25.0MM SIZE: 100 PACKAGING: BLISTER OF 6 FOR ENDODONTICS
4474 | 4215162050000 | FILE ROTARY ROOT CANAL PREPARATION SURFACE TREATED/FLUTES CREATED BY TWISTING THE FILE R-PHASE HEAT TREATED NICKEL-TITANIUM LENGTH: 27.0MM TAPER: 0.06 TIP: 25 FOR ENDODONTICS
4475 | 4215162050100 | FILE ROTARY ROOT CANAL PREPARATION U-SHAPE/RADIAL LAND/NON-CUTTING TIP/CONSTANT TAPER NICKEL-TITANIUM LENGTH: 25.0MM TAPER: 0.04 TIP: ASSORTED/45-90 PACKAGING: 6 PER BOX FOR ENDODONTICS
4476 | 4215162050200 | FILE ROTARY ROOT CANAL CORONAL THIRD PREPARATION ORIFICE OPENER/U-SHAPE/RADIAL LAND/NON-CUTTING TIP NICKEL-TITANIUM TIP: ASSORTED/1-6 PACKAGING: 6 PER BOX FOR ENDODONTICS
4477 | 4215162050300 | FILE ROTARY ROOT CANAL PREPARATION U-SHAPE/RADIAL LAND/NON-CUTTING TIP/CONSTANT TAPER NICKEL-TITANIUM LENGTH: 21.0MM TAPER: 0.04 TIP: 15 PACKAGING: 6 PER BOX FOR ENDODONTICS
4478 | 4215162050400 | FILE ROTARY ROOT CANAL PREPARATION U-SHAPE/RADIAL LAND/NON-CUTTING TIP/CONSTANT TAPER NICKEL-TITANIUM LENGTH: 21.0MM TAPER: 0.04 TIP: 20 PACKAGING: 6 PER BOX FOR ENDODONTICS
4479 | 4215162050500 | FILE ROTARY ROOT CANAL PREPARATION U-SHAPE/RADIAL LAND/NON-CUTTING TIP/CONSTANT TAPER NICKEL-TITANIUM LENGTH: 21.0MM TAPER: 0.04 TIP: 40 PACKAGING: 6 PER BOX FOR ENDODONTICS
4480 | 4215162050600 | FILE ROTARY ROOT CANAL PREPARATION U-SHAPE/RADIAL LAND/NON-CUTTING TIP/CONSTANT TAPER NICKEL-TITANIUM LENGTH: 21.0MM TAPER: 0.06 TIP: 25 PACKAGING: 6 PER BOX FOR ENDODONTICS
4481 | 4215162050700 | FILE ROTARY ROOT CANAL PREPARATION U-SHAPE/RADIAL LAND/NON-CUTTING TIP/CONSTANT TAPER NICKEL-TITANIUM LENGTH: 25.0MM TAPER: 0.06 TIP: 35 PACKAGING: 6 PER BOX FOR ENDODONTICS
4482 | 4215162050800 | FILE ROTARY ROOT CANAL PREPARATION RECTANGULAR CROSS-SECTION/OFF-CENTERED DESIGN/ASYMMETRIC/SWAGGERING ACTION M-WIRE NICKEL-TITANIUM LENGTH: 25.0MM SIZE: ASSORTED/X1-X2-X3 PACKAGING: 3 PER BOX FOR ENDODONTICS
4483 | 4215162051000 | NICKEL TITANIUM ROTARY FILE CONVEX TRIANGLE CROSS-SECTION AND SYMMETRIC ROTATION PROGRESSIVELY CHANGING HELICAL ANGLE AND PITCH V ARIABLE TIP DIAMETERS MODIFIED GUIDING TIP NO RADIAL LANDS MORE EFFICIENT CUTTING ANGLE SHORT HANDLES. SIZE ASSORTED SX S1 S2 F1 F2 F3 LENGTH 25MM LOCATION:
4484 | 4215162051100 | FILE ROTARY ROOT CANAL PREPARATION CONVEX TRIANGLE CROSS-SECTION/SYMMETRIC ROTATION/PROGRESSIVELY CHANGING HELICAL ANGLE AND PITCH/MODIFIED GUIDING TIP/NO RADIAL LANDS/MORE EFFICIENT CUTTING ANGLE/SHORT HANDLES NICKEL-TITANIUM LENGTH: 21.0MM SIZE: F1 FOR ENDODONTICS
4485 | 4215162051200 | FILE ROTARY ROOT CANAL PREPARATION CONVEX TRIANGLE CROSS-SECTION/SYMMETRIC ROTATION/PROGRESSIVELY CHANGING HELICAL ANGLE AND PITCH/MODIFIED GUIDING TIP/NO RADIAL LANDS/MORE EFFICIENT CUTTING ANGLE/SHORT HANDLES NICKEL-TITANIUM LENGTH: 25.0MM SIZE: F1 FOR ENDODONTICS
4486 | 4215162051300 | FILE ROTARY ROOT CANAL PREPARATION CONVEX TRIANGLE CROSS-SECTION/SYMMETRIC ROTATION/PROGRESSIVELY CHANGING HELICAL ANGLE AND PITCH/MODIFIED GUIDING TIP/NO RADIAL LANDS/MORE EFFICIENT CUTTING ANGLE/SHORT HANDLES NICKEL-TITANIUM LENGTH: 21.0MM SIZE: F2 FOR ENDODONTICS
4487 | 4215162051400 | FILE ROTARY ROOT CANAL PREPARATION CONVEX TRIANGLE CROSS-SECTION/SYMMETRIC ROTATION/PROGRESSIVELY CHANGING HELICAL ANGLE AND PITCH/MODIFIED GUIDING TIP/NO RADIAL LANDS/MORE EFFICIENT CUTTING ANGLE/SHORT HANDLES NICKEL-TITANIUM LENGTH: 25.0MM SIZE: F2 FOR ENDODONTICS
4488 | 4215162051500 | FILE ROTARY ROOT CANAL PREPARATION CONVEX TRIANGLE CROSS-SECTION/SYMMETRIC ROTATION/PROGRESSIVELY CHANGING HELICAL ANGLE AND PITCH/MODIFIED GUIDING TIP/NO RADIAL LANDS/MORE EFFICIENT CUTTING ANGLE/SHORT HANDLES NICKEL-TITANIUM LENGTH: 21.0MM SIZE: F3 FOR ENDODONTICS
4489 | 4215162051600 | FILE ROTARY ROOT CANAL PREPARATION CONVEX TRIANGLE CROSS-SECTION/SYMMETRIC ROTATION/PROGRESSIVELY CHANGING HELICAL ANGLE AND PITCH/MODIFIED GUIDING TIP/NO RADIAL LANDS/MORE EFFICIENT CUTTING ANGLE/SHORT HANDLES NICKEL-TITANIUM LENGTH: 25.0MM SIZE: F3 FOR ENDODONTICS
4490 | 4215162051700 | FILE ROTARY ROOT CANAL PREPARATION CONVEX TRIANGLE CROSS-SECTION/SYMMETRIC ROTATION/PROGRESSIVELY CHANGING HELICAL ANGLE AND PITCH/MODIFIED GUIDING TIP/NO RADIAL LANDS/MORE EFFICIENT CUTTING ANGLE/SHORT HANDLES NICKEL-TITANIUM LENGTH: 21.0MM SIZE: F4 FOR ENDODONTICS
4491 | 4215162051800 | FILE ROTARY ROOT CANAL PREPARATION CONVEX TRIANGLE CROSS-SECTION/SYMMETRIC ROTATION/PROGRESSIVELY CHANGING HELICAL ANGLE AND PITCH/MODIFIED GUIDING TIP/NO RADIAL LANDS/MORE EFFICIENT CUTTING ANGLE/SHORT HANDLES NICKEL-TITANIUM LENGTH: 21.0MM SIZE: S1 FOR ENDODONTICS
4492 | 4215162051900 | FILE ROTARY ROOT CANAL PREPARATION CONVEX TRIANGLE CROSS-SECTION/SYMMETRIC ROTATION/PROGRESSIVELY CHANGING HELICAL ANGLE AND PITCH/MODIFIED GUIDING TIP/NO RADIAL LANDS/MORE EFFICIENT CUTTING ANGLE/SHORT HANDLES NICKEL-TITANIUM LENGTH: 25.0MM SIZE: S1 FOR ENDODONTICS
4493 | 4215162052000 | FILE ROTARY ROOT CANAL PREPARATION CONVEX TRIANGLE CROSS-SECTION/SYMMETRIC ROTATION/PROGRESSIVELY CHANGING HELICAL ANGLE AND PITCH/MODIFIED GUIDING TIP/NO RADIAL LANDS/MORE EFFICIENT CUTTING ANGLE/SHORT HANDLES NICKEL-TITANIUM LENGTH: 25.0MM SIZE: S2 FOR ENDODONTICS
4494 | 4215162052100 | FILE ROTARY ROOT CANAL PREPARATION CONVEX TRIANGLE CROSS-SECTION/SYMMETRIC ROTATION/PROGRESSIVELY CHANGING HELICAL ANGLE AND PITCH/MODIFIED GUIDING TIP/NO RADIAL LANDS/MORE EFFICIENT CUTTING ANGLE/SHORT HANDLES NICKEL-TITANIUM LENGTH: 19.0MM SIZE: SX FOR ENDODONTICS
4495 | 4215162052200 | FILE ROTARY ROOT CANAL PREPARATION RECTANGULAR CROSS-SECTION/OFF-CENTERED DESIGN/ASYMMETRIC/SWAGGERING ACTION M-WIRE NICKEL-TITANIUM LENGTH: 21.0MM SIZE: ASSORTED/X1-X2-X3 PACKAGING: 3 PER BOX FOR ENDODONTICS
4496 | 4215162052300 | FILE PERIODONTAL DEEP POCKET DEBRIDEMENT SUGARMAN/MESIAL/DISTAL/BUCCAL/LINGUAL/ROUND HOLLOW HANDLE FOR A STRESS FREE GRIP/TRIPLE TEMPERED FOR GREATER RIGIDITY/SATIN FINISHED/LIGHT WEIGHT HANDLE/STRAIGHT GRADE 440 STAINLESS STEEL DIA: LARGE
4497 | 4215162052400 | FILE ROTARY ROOT CANAL PREPARATION U-SHAPE/RADIAL LAND/NON-CUTTING TIP/CONSTANT TAPER NICKEL-TITANIUM LENGTH: 25.0MM TAPER: 0.06 TIP: ASSORTED/15-40 PACKAGING: 6 PER BOX FOR ENDODONTICS
4498 | 4215162052500 | FILE ROTARY ROOT CANAL PREPARATION SURFACE TREATED/FLUTES CREATED BY TWISTING THE FILE R-PHASE HEAT TREATED NICKEL-TITANIUM LENGTH: 23.0MM TAPER: 0.06 TIP: 30 FOR ENDODONTICS
4499 | 4215162052600 | FILE ROTARY ROOT CANAL PREPARATION SURFACE TREATED/FLUTES CREATED BY TWISTING THE FILE R-PHASE HEAT TREATED NICKEL-TITANIUM LENGTH: 23.0MM TAPER: 0.04 TIP: 25 FOR ENDODONTICS
4500 | 4215162052700 | FILE ROTARY ROOT CANAL PREPARATION U-SHAPE/RADIAL LAND/NON-CUTTING TIP/CONSTANT TAPER NICKEL-TITANIUM LENGTH: 25.0MM TAPER: 0.04 TIP: 25 PACKAGING: 6 PER BOX FOR ENDODONTICS
4501 | 4215162052800 | K-FILE ROOT CANAL PREPARATION PRE-INSERTED SILICONE STOPS STAINLESS STEEL LENGTH: 21.0MM SIZE: 40 PACKAGING: 6 PER BOX FOR ENDODONTICS
4502 | 4215162052900 | K-FILE ROOT CANAL PREPARATION PRE-INSERTED SILICONE STOPS STAINLESS STEEL LENGTH: 31.0MM SIZE: 25 PACKAGING: 6 PER BOX FOR ENDODONTICS
4503 | 4215162053000 | BARBED BROACH ENDODONTIC PLASTIC HANDLE COLOR CODED SIZE XX FINE
4504 | 4215162053100 | BROACH BARBED PULP TISSUE REMOVAL COLOR CODED/PLASTIC HANDLE STAINLESS STEEL RED LENGTH: 25.0MM SIZE: 35 FOR ENDODONTICS
4505 | 4215162053200 | BARBED BROACH ENDODONTIC PLASTIC HANDLE COLOR CODED SIZE FINE
4506 | 4215162053300 | BARBED BROACH ENDODONTIC PLASTIC HANDLE COLOR CODED ASSORTED
4507 | 4215162053400 | FILE ROTARY ROOT CANAL PREPARATION U-SHAPE/RADIAL LAND/NON-CUTTING TIP/CONSTANT TAPER NICKEL-TITANIUM LENGTH: 25.0MM TAPER: 0.04 TIP: 45 PACKAGING: 6 PER BOX FOR ENDODONTICS
4508 | 4215162053500 | FILE ROTARY ROOT CANAL PREPARATION U-SHAPE/RADIAL LAND/NON-CUTTING TIP/CONSTANT TAPER NICKEL-TITANIUM LENGTH: 21.0MM TAPER: 0.04 TIP: 45 PACKAGING: 6 PER BOX FOR ENDODONTICS
4509 | 4215162053600 | FILE ROTARY ROOT CANAL PREPARATION U-SHAPE/RADIAL LAND/NON-CUTTING TIP/CONSTANT TAPER NICKEL-TITANIUM LENGTH: 25.0MM TAPER: 0.04 TIP: 40 PACKAGING: 6 PER BOX FOR ENDODONTICS
4510 | 4215162053700 | FILE ROTARY ROOT CANAL PREPARATION U-SHAPE/RADIAL LAND/NON-CUTTING TIP/CONSTANT TAPER NICKEL-TITANIUM LENGTH: 25.0MM TAPER: 0.06 TIP: 40 PACKAGING: 6 PER BOX FOR ENDODONTICS
4511 | 4215162053800 | FILE ROTARY ROOT CANAL PREPARATION U-SHAPE/RADIAL LAND/NON-CUTTING TIP/CONSTANT TAPER NICKEL-TITANIUM LENGTH: 25.0MM TAPER: 0.06 TIP: 30 PACKAGING: 6 PER BOX FOR ENDODONTICS
4512 | 4215162053900 | FILE ROTARY ROOT CANAL PREPARATION U-SHAPE/RADIAL LAND/NON-CUTTING TIP/CONSTANT TAPER NICKEL-TITANIUM LENGTH: 25.0MM TAPER: 0.06 TIP: 25 PACKAGING: 6 PER BOX FOR ENDODONTICS
4513 | 4215162054000 | FILE ROTARY ROOT CANAL PREPARATION U-SHAPE/RADIAL LAND/NON-CUTTING TIP/CONSTANT TAPER NICKEL-TITANIUM LENGTH: 25.0MM TAPER: 0.06 TIP: 20 PACKAGING: 6 PER BOX FOR ENDODONTICS
4514 | 4215162054100 | FILE ROTARY ROOT CANAL PREPARATION U-SHAPE/RADIAL LAND/NON-CUTTING TIP/CONSTANT TAPER NICKEL-TITANIUM LENGTH: 21.0MM TAPER: 0.06 TIP: 40 PACKAGING: 6 PER BOX FOR ENDODONTICS
4515 | 4215162054200 | FILE ROTARY ROOT CANAL PREPARATION U-SHAPE/RADIAL LAND/NON-CUTTING TIP/CONSTANT TAPER NICKEL-TITANIUM LENGTH: 21.0MM TAPER: 0.06 TIP: 35 PACKAGING: 6 PER BOX FOR ENDODONTICS
4516 | 4215162054300 | FILE ROTARY ROOT CANAL PREPARATION U-SHAPE/RADIAL LAND/NON-CUTTING TIP/CONSTANT TAPER NICKEL-TITANIUM LENGTH: 21.0MM TAPER: 0.06 TIP: 30 PACKAGING: 6 PER BOX FOR ENDODONTICS
4517 | 4215162054400 | FILE ROTARY ROOT CANAL PREPARATION U-SHAPE/RADIAL LAND/NON-CUTTING TIP/CONSTANT TAPER NICKEL-TITANIUM LENGTH: 21.0MM TAPER: 0.06 TIP: 20 PACKAGING: 6 PER BOX FOR ENDODONTICS
4518 | 4215162054500 | FILE ROTARY ROOT CANAL PREPARATION U-SHAPE/RADIAL LAND/NON-CUTTING TIP/CONSTANT TAPER NICKEL-TITANIUM LENGTH: 21.0MM TAPER: 0.06 TIP: ASSORTED/15-40 PACKAGING: 6 PER BOX FOR ENDODONTICS
4519 | 4215162054600 | FILE ROTARY ROOT CANAL PREPARATION U-SHAPE/RADIAL LAND/NON-CUTTING TIP/CONSTANT TAPER NICKEL-TITANIUM LENGTH: 25.0MM TAPER: 0.04 TIP: 35 PACKAGING: 6 PER BOX FOR ENDODONTICS
4520 | 4215162054700 | FILE ROTARY ROOT CANAL PREPARATION U-SHAPE/RADIAL LAND/NON-CUTTING TIP/CONSTANT TAPER NICKEL-TITANIUM LENGTH: 25.0MM TAPER: 0.04 TIP: 30 PACKAGING: 6 PER BOX FOR ENDODONTICS
4521 | 4215162054800 | FILE ROTARY ROOT CANAL PREPARATION U-SHAPE/RADIAL LAND/NON-CUTTING TIP/CONSTANT TAPER NICKEL-TITANIUM LENGTH: 25.0MM TAPER: 0.04 TIP: 20 PACKAGING: 6 PER BOX FOR ENDODONTICS
4522 | 4215162054900 | FILE ROTARY ROOT CANAL PREPARATION U-SHAPE/RADIAL LAND/NON-CUTTING TIP/CONSTANT TAPER NICKEL-TITANIUM LENGTH: 25.0MM TAPER: 0.04 TIP: 15 PACKAGING: 6 PER BOX FOR ENDODONTICS
4523 | 4215162055000 | FILE ROTARY ROOT CANAL PREPARATION U-SHAPE/RADIAL LAND/NON-CUTTING TIP/CONSTANT TAPER NICKEL-TITANIUM LENGTH: 21.0MM TAPER: 0.04 TIP: 35 PACKAGING: 6 PER BOX FOR ENDODONTICS
4524 | 4215162055100 | FILE ROTARY ROOT CANAL PREPARATION U-SHAPE/RADIAL LAND/NON-CUTTING TIP/CONSTANT TAPER NICKEL-TITANIUM LENGTH: 21.0MM TAPER: 0.04 TIP: 30 PACKAGING: 6 PER BOX FOR ENDODONTICS
4525 | 4215162055200 | FILE ROTARY ROOT CANAL PREPARATION U-SHAPE/RADIAL LAND/NON-CUTTING TIP/CONSTANT TAPER NICKEL-TITANIUM LENGTH: 21.0MM TAPER: 0.04 TIP: 25 PACKAGING: 6 PER BOX FOR ENDODONTICS
4526 | 4215162055300 | FILE ROTARY ROOT CANAL PREPARATION U-SHAPE/RADIAL LAND/NON-CUTTING TIP/CONSTANT TAPER NICKEL-TITANIUM LENGTH: 21.0MM TAPER: 0.04 TIP: ASSORTED/15-40 PACKAGING: 6 PER BOX FOR ENDODONTICS
4527 | 4215162055400 | FILE ROTARY ROOT CANAL PREPARATION U-SHAPE/RADIAL LAND/NON-CUTTING TIP/CONSTANT TAPER NICKEL-TITANIUM LENGTH: 25.0MM TAPER: 0.06 TIP: 45 PACKAGING: 6 PER BOX FOR ENDODONTICS
4528 | 4215162055500 | FILE ROTARY ROOT CANAL PREPARATION U-SHAPE/RADIAL LAND/NON-CUTTING TIP/CONSTANT TAPER NICKEL-TITANIUM LENGTH: 21.0MM TAPER: 0.06 TIP: 45 PACKAGING: 6 PER BOX FOR ENDODONTICS
4529 | 4215162055600 | FILE ROTARY ROOT CANAL PREPARATION U-SHAPE/RADIAL LAND/NON-CUTTING TIP/CONSTANT TAPER NICKEL-TITANIUM LENGTH: 25.0MM TAPER: 0.06 TIP: 15 PACKAGING: 6 PER BOX FOR ENDODONTICS
4530 | 4215162055700 | FILE ROTARY ROOT CANAL PREPARATION U-SHAPE/RADIAL LAND/NON-CUTTING TIP/CONSTANT TAPER NICKEL-TITANIUM LENGTH: 21.0MM TAPER: 0.06 TIP: 15 PACKAGING: 6 PER BOX FOR ENDODONTICS
4531 | 4215162055800 | FILE ROTARY ROOT CANAL PREPARATION U-SHAPE/RADIAL LAND/NON-CUTTING TIP/CONSTANT TAPER NICKEL-TITANIUM LENGTH: 25.0MM TAPER: 0.04 TIP: ASSORTED/15-40 PACKAGING: 6 PER BOX FOR ENDODONTICS
4532 | 4215162055900 | FILE ROTARY ROOT CANAL PREPARATION RECTANGULAR CROSS-SECTION/OFF-CENTERED DESIGN/ASYMMETRIC/SWAGGERING ACTION M-WIRE NICKEL-TITANIUM LENGTH: 25.0MM SIZE: X4 PACKAGING: 3 PER BOX FOR ENDODONTICS
4533 | 4215162056000 | FILE ROTARY ROOT CANAL PREPARATION RECTANGULAR CROSS-SECTION/OFF-CENTERED DESIGN/ASYMMETRIC/SWAGGERING ACTION M-WIRE NICKEL-TITANIUM LENGTH: 21.0MM SIZE: X4 PACKAGING: 3 PER BOX FOR ENDODONTICS
4534 | 4215162056100 | FILE ROTARY ROOT CANAL PREPARATION SURFACE TREATED/FLUTES CREATED BY TWISTING THE FILE R-PHASE HEAT TREATED NICKEL-TITANIUM LENGTH: 27.0MM TAPER: 0.08 TIP: 25 FOR ENDODONTICS
4535 | 4215162056200 | FILE ROTARY ROOT CANAL PREPARATION SURFACE TREATED/FLUTES CREATED BY TWISTING THE FILE R-PHASE HEAT TREATED NICKEL-TITANIUM LENGTH: 23.0MM TAPER: 0.08 TIP: 25 FOR ENDODONTICS
4536 | 4215162056300 | FILE ROTARY ROOT CANAL PREPARATION SURFACE TREATED/FLUTES CREATED BY TWISTING THE FILE R-PHASE HEAT TREATED NICKEL-TITANIUM LENGTH: 27.0MM TAPER: 0.06 TIP: 35 FOR ENDODONTICS
4537 | 4215162056400 | FILE ROTARY ROOT CANAL PREPARATION SURFACE TREATED/FLUTES CREATED BY TWISTING THE FILE R-PHASE HEAT TREATED NICKEL-TITANIUM LENGTH: 23.0MM TAPER: 0.06 TIP: 35 FOR ENDODONTICS
4538 | 4215162056500 | FILE ROTARY ROOT CANAL PREPARATION SURFACE TREATED/FLUTES CREATED BY TWISTING THE FILE R-PHASE HEAT TREATED NICKEL-TITANIUM LENGTH: 27.0MM TAPER: 0.06 TIP: 30 FOR ENDODONTICS
4539 | 4215162056600 | FILE ROTARY ROOT CANAL PREPARATION SURFACE TREATED/FLUTES CREATED BY TWISTING THE FILE R-PHASE HEAT TREATED NICKEL-TITANIUM LENGTH: 27.0MM TAPER: 0.04 TIP: 40 FOR ENDODONTICS
4540 | 4215162056700 | FILE ROTARY ROOT CANAL PREPARATION SURFACE TREATED/FLUTES CREATED BY TWISTING THE FILE R-PHASE HEAT TREATED NICKEL-TITANIUM LENGTH: 23.0MM TAPER: 0.04 TIP: 40 FOR ENDODONTICS
4541 | 4215162056800 | FILE ROTARY ROOT CANAL PREPARATION SURFACE TREATED/FLUTES CREATED BY TWISTING THE FILE R-PHASE HEAT TREATED NICKEL-TITANIUM LENGTH: 27.0MM TAPER: 0.04 TIP: 25 FOR ENDODONTICS
4542 | 4215162056900 | K-FILE ROOT CANAL PREPARATION PRE-INSERTED SILICONE STOPS STAINLESS STEEL LENGTH: 31.0MM SIZE: 45-80 PACKAGING: 6 PER BOX FOR ENDODONTICS
4543 | 4215162057000 | K-FILE ROOT CANAL PREPARATION PRE-INSERTED SILICONE STOPS STAINLESS STEEL LENGTH: 31.0MM SIZE: 20 PACKAGING: 6 PER BOX FOR ENDODONTICS
4544 | 4215162057100 | K-FILE ROOT CANAL PREPARATION PRE-INSERTED SILICONE STOPS STAINLESS STEEL LENGTH: 31.0MM SIZE: 15 PACKAGING: 6 PER BOX FOR ENDODONTICS
4545 | 4215162057200 | K-FILE ROOT CANAL PREPARATION PRE-INSERTED SILICONE STOPS STAINLESS STEEL LENGTH: 31.0MM SIZE: 10 PACKAGING: 6 PER BOX FOR ENDODONTICS
4546 | 4215162057300 | K-FILE ROOT CANAL PREPARATION PRE-INSERTED SILICONE STOPS STAINLESS STEEL LENGTH: 25.0MM SIZE: 6 PACKAGING: 6 PER BOX FOR ENDODONTICS
4547 | 4215162057400 | K-FILE ROOT CANAL PREPARATION PRE-INSERTED SILICONE STOPS STAINLESS STEEL LENGTH: 25.0MM SIZE: 45-80 PACKAGING: 6 PER BOX FOR ENDODONTICS
4548 | 4215162057500 | K-FILE ROOT CANAL PREPARATION PRE-INSERTED SILICONE STOPS STAINLESS STEEL LENGTH: 25.0MM SIZE: 35 PACKAGING: 6 PER BOX FOR ENDODONTICS
4549 | 4215162057600 | K-FILE ROOT CANAL PREPARATION PRE-INSERTED SILICONE STOPS STAINLESS STEEL LENGTH: 25.0MM SIZE: 30 PACKAGING: 6 PER BOX FOR ENDODONTICS
4550 | 4215162057700 | K-FILE ROOT CANAL PREPARATION PRE-INSERTED SILICONE STOPS STAINLESS STEEL LENGTH: 25.0MM SIZE: 25 PACKAGING: 6 PER BOX FOR ENDODONTICS
4551 | 4215162057800 | K-FILE ROOT CANAL PREPARATION PRE-INSERTED SILICONE STOPS STAINLESS STEEL LENGTH: 25.0MM SIZE: 20 PACKAGING: 6 PER BOX FOR ENDODONTICS
4552 | 4215162057900 | K-FILE ROOT CANAL PREPARATION PRE-INSERTED SILICONE STOPS STAINLESS STEEL LENGTH: 25.0MM SIZE: 15 PACKAGING: 6 PER BOX FOR ENDODONTICS
4553 | 4215162058000 | K-FILE ROOT CANAL PREPARATION PRE-INSERTED SILICONE STOPS STAINLESS STEEL LENGTH: 25.0MM SIZE: 10 PACKAGING: 6 PER BOX FOR ENDODONTICS
4554 | 4215162058100 | K-FILE ROOT CANAL PREPARATION PRE-INSERTED SILICONE STOPS STAINLESS STEEL LENGTH: 21.0MM SIZE: 90-140 PACKAGING: 6 PER BOX FOR ENDODONTICS
4555 | 4215162058200 | K-FILE ROOT CANAL PREPARATION PRE-INSERTED SILICONE STOPS STAINLESS STEEL LENGTH: 21.0MM SIZE: 8 PACKAGING: 6 PER BOX FOR ENDODONTICS
4556 | 4215162058300 | K-FILE ROOT CANAL PREPARATION PRE-INSERTED SILICONE STOPS STAINLESS STEEL LENGTH: 21.0MM SIZE: 6 PACKAGING: 6 PER BOX FOR ENDODONTICS
4557 | 4215162058400 | K-FILE ROOT CANAL PREPARATION PRE-INSERTED SILICONE STOPS STAINLESS STEEL LENGTH: 21.0MM SIZE: 35 PACKAGING: 6 PER BOX FOR ENDODONTICS
4558 | 4215162058500 | K-FILE ROOT CANAL PREPARATION PRE-INSERTED SILICONE STOPS STAINLESS STEEL LENGTH: 21.0MM SIZE: 30 PACKAGING: 6 PER BOX FOR ENDODONTICS
4559 | 4215162058600 | K-FILE ROOT CANAL PREPARATION PRE-INSERTED SILICONE STOPS STAINLESS STEEL LENGTH: 21.0MM SIZE: 25 PACKAGING: 6 PER BOX FOR ENDODONTICS
4560 | 4215162058700 | K-FILE ROOT CANAL PREPARATION PRE-INSERTED SILICONE STOPS STAINLESS STEEL LENGTH: 21.0MM SIZE: 20 PACKAGING: 6 PER BOX FOR ENDODONTICS
4561 | 4215162058800 | K-FILE ROOT CANAL PREPARATION PRE-INSERTED SILICONE STOPS STAINLESS STEEL LENGTH: 21.0MM SIZE: 15 PACKAGING: 6 PER BOX FOR ENDODONTICS
4562 | 4215162058900 | H-FILE ROOT CANAL PREPARATION PRE-INSERTED SILICONE STOPS STAINLESS STEEL LENGTH: 31.0MM SIZE: 45-80 PACKAGING: 6 PER BOX FOR ENDODONTICS
4563 | 4215162059000 | H-FILE ROOT CANAL PREPARATION PRE-INSERTED SILICONE STOPS STAINLESS STEEL LENGTH: 25.0MM SIZE: 45-80 PACKAGING: 6 PER BOX FOR ENDODONTICS
4564 | 4215162059100 | H-FILE ROOT CANAL PREPARATION PRE-INSERTED SILICONE STOPS STAINLESS STEEL LENGTH: 25.0MM SIZE: 15 PACKAGING: 6 PER BOX FOR ENDODONTICS
4565 | 4215162059200 | INSTRUMENT DENTAL COMPOSITE/PLASTIC W3 #6 SATIN STEEL HANDLE
4566 | 4215162059900 | FILE DENTAL SMALL SIZE 025.08 L 21 MM RECIPROCATING
4567 | 4215162061800 | FILE H ENDODONTIC STAINLESS STEEL WITH PRE-INSERTED SILICONE STOPS SIZE 60 LENGTH 21MM
4568 | 4215162062300 | FILE H ENDODONTIC STAINLESS STEEL WITH PRE-INSERTED SILICONE STOPS ASSORTED SIZES 15-40 LENGTH 21MM
4569 | 4215162067300 | K - FILE STAINLESS STEEL PRE - INSERTED SILICONE STOPS LENGTH 25 MM SIZE 40 6 /BOX ONE EACH (EA) = ONE (1) PACK
4570 | 4215162074800 | DENTAL PROTAPER GOLD ROTARY FILES - SHAPER 1 - SX 19MM (YELLOW)
4571 | 4215162076300 | FILE DENTAL SMALL PRIMARY LARGE L21 MM RECIPROCATING
4572 | 4215162077200 | K-FILE FLEX ROOT CANAL PREPARATION LENGTH: 25.0MM SIZE: 15-40 PACKAGING: 6 PER BOX FOR ENDODONTICS
4573 | 4215162077300 | K-FILE FLEX ROOT CANAL PREPARATION LENGTH: 28.0MM SIZE: 15-40 PACKAGING: 6 PER BOX FOR ENDODONTICS
4574 | 4215162078700 | DENTAL PROTAPER GOLD ROTARY FILES-SHAPER 2 - 21MM (WHITE)
4575 | 4215162078800 | DENTAL PROTAPER GOLD ROTARY FILES-SHAPER 1 - 31MM (PURPLE)
4576 | 4215162078900 | DENTAL PROTAPER GOLD ROTARY FILES-SHAPER 2 - 31MM (WHITE)
4577 | 4215162079000 | THREE-DIMENSIONAL (3D) ENDO SHAPING FILE MAX WIRE ALLOY TRIANGULAR CROSS SECTION WITH SPECIAL BOOSTER TIP NO.30 LENGTH 21MM PK/3
4578 | 4215162079100 | THREE-DIMENSIONAL (3D) ENDO SHAPING FILE MAX WIRE ALLOY TRIANGULAR CROSS SECTION WITH SPECIAL BOOSTER TIP NO.30 LENGTH 25MM PK/3
4579 | 4215162079200 | THREE-DIMENSIONAL (3D) ENDO SHAPING FILE MAX WIRE ALLOY TRIANGULAR CROSS SECTION WITH SPECIAL BOOSTER TIP NO.30 LENGTH 31MM PK/3
4580 | 4215162079300 | DENTAL PROTAPER GOLD ROTARY FILES- SHAPER 3 - 31MM (BLUE)
4581 | 4215162079400 | DENTAL PROTAPER GOLD ROTARY FILES- SHAPER 4 - 31MM (DOUBLE BLACK)
4582 | 4215162079500 | DENTAL PROTAPER GOLD ROTARY FILES- SHAPER 5 - 31MM (DOUBLE YELLOW)
4583 | 4215162079600 | DENTAL PROTAPER GOLD ROTARY FILES- SHAPER 2 - 31MM (RED)
4584 | 4215162079700 | DENTAL PROTAPER GOLD ROTARY FILES- SHAPER 5 - 21MM (DOUBLE YELLOW)
4585 | 4215162079800 | DENTAL PROTAPER GOLD ROTARY FILES- SHAPER 4 - 25MM (DOUBLE BLACK)
4586 | 4215162079900 | DENTAL PROTAPER GOLD ROTARY FILES- SHAPER 1 - 21MM (YELLOW)
4587 | 4215162080000 | DENTAL PROTAPER GOLD ROTARY FILES- SHAPER 1 - 25MM (YELLOW)
4588 | 4215162080100 | DENTAL PROTAPER GOLD ROTARY FILES- SHAPER 2 - 21MM (RED)
4589 | 4215162080200 | DENTAL PROTAPER GOLD ROTARY FILES- SHAPER 2 - 25MM (RED)
4590 | 4215162080300 | DENTAL PROTAPER GOLD ROTARY FILES- SHAPER 3 - 21MM (BLUE)
4591 | 4215162080400 | DENTAL PROTAPER GOLD ROTARY FILES- SHAPER 3 - 25MM (BLUE)
4592 | 4215162080500 | DENTAL PROTAPER GOLD ROTARY FILES- SHAPER 4 - 21MM (DOUBLE BLACK)
4593 | 4215162080600 | DENTAL PROTAPER GOLD ROTARY FILES- SHAPER 5 - 25MM (DOUBLE YELLOW)
4594 | 4215162080700 | HEAT TREATED NITI WIRE BLUE TRIANGULAR CROSS SECTION WITH ALTERNATIVE CUTTING EDGE AND CONSTANT TAPER 06% NO.25 LENGTH 25MM PK/6
4595 | 4215162080800 | RECIPROCATING HEAT TREATED NITI WIRE BLUE REINFORCED TRIANGULAR CROSS SECTION TAPER 04% NO. 50 LENGTH 25 MM PK/3
4596 | 4215162080900 | RECIPROCATING HEAT TREATED NITI WIRE BLUE REINFORCED TRIANGULAR CROSS SECTION TAPER 06% NO. 25 LENGTH 25 MM PK/3
4597 | 4215162081000 | ROTARY NITI FILE WITH TRIPLE-FLUTED ASYMMETRICAL PLACED RADIAL LANDS POSITIVE RAKE ANGLE 0.04 TAPER 25MM SZ 50
4598 | 4215162081100 | ROTARY NITI FILE WITH TRIPLE-FLUTED ASYMMETRICAL PLACED RADIAL LANDS POSITIVE RAKE ANGLE 0.04 TAPER 25MM SZ 55
4599 | 4215162081200 | ROTARY FILE: NICKLE TITANIUM ONE GLIDE PATH FILE USE IN RECIPROCATING MOTION SIZE 015 02 VARIABLE TAPER LENGTH 21MM PACK OF 3 FILES/PK
4600 | 4215162081300 | ROTARY FILE: NICKLE TITANIUM NICKLE TITANIUM ONE GLIDE PATH FILE USE IN RECIPROCATING MOTION SIZE 015 02 VARIABLE TAPER LENGTH 25MM PACK OF 3 FILES/PK
4601 | 4215162081400 | ROTARY FILE:NICKLE TITANIUM ONE GLIDE PATH FILE USE IN RECIPROCATING MOTION SIZE 015 02 VARIABLE TAPER LENGTH 31MM PACK OF 3 FILES/PK
4602 | 4215162081500 | ROTARY FILE: CONVEX TRIANGULAR CROSS-SECTION NON-CUTTING TIP BLUE FILE: SMOOTHLY TAPERED SHAPES SIZE 04/15 21MM/PK
4603 | 4215162081600 | ROTARY FILE: CONVEX TRIANGULAR CROSS-SECTION NON-CUTTING TIP BLUE FILE: SMOOTHLY TAPERED SHAPES SIZE 04/15 25MM/PK
4604 | 4215162081700 | ROTARY FILE: CONVEX TRIANGULAR CROSS-SECTION NON-CUTTING TIP BLUE FILE: SMOOTHLY TAPERED SHAPES SIZE 04/15 30MM/PK
4605 | 4215162081800 | ROTARY FILE: CONVEX TRIANGULAR CROSS-SECTION NON-CUTTING TIP BLUE FILE: SMOOTHLY TAPERED SHAPES SIZE 04/20 21MM
4606 | 4215162081900 | ROTARY FILE: CONVEX TRIANGULAR CROSS-SECTION NON-CUTTING TIP BLUE FILE: SMOOTHLY TAPERED SHAPES SIZE 04/20 25MM/PK
4607 | 4215162082000 | ROTARY FILE: CONVEX TRIANGULAR CROSS-SECTION NON-CUTTING TIP BLUE FILE: SMOOTHLY TAPERED SHAPES SIZE 04/20 30MM/PK
4608 | 4215162082100 | ROTARY FILE: CONVEX TRIANGULAR CROSS-SECTION NON-CUTTING TIP BLUE FILE: SMOOTHLY TAPERED SHAPES SIZE 04/25 21MM/PK
4609 | 4215162082200 | ROTARY FILE: CONVEX TRIANGULAR CROSS-SECTION NON-CUTTING TIP BLUE FILE: SMOOTHLY TAPERED SHAPES SIZE 04/25 25MM/PK
4610 | 4215162082300 | ROTARY FILE:CONVEX TRIANGULAR CROSS-SECTION NON-CUTTING TIP BLUE FILE: SMOOTHLY TAPERED SHAPES SIZE 04/25 30MM/PK
4611 | 4215162082400 | ROTARY FILE: CONVEX TRIANGULAR CROSS-SECTION NON-CUTTING TIP BLUE FILE: SMOOTHLY TAPERED SHAPES SIZE 04/30 21MM/PK
4612 | 4215162082500 | ROTARY FILE: CONVEX TRIANGULAR CROSS-SECTION NON-CUTTING TIP BLUE FILE: SMOOTHLY TAPERED SHAPES SIZE 04/30 25MMPK
4613 | 4215162082600 | ROTARY FILE: CONVEX TRIANGULAR CROSS-SECTION NON-CUTTING TIP BLUE FILE: SMOOTHLY TAPERED SHAPES SIZE 04/30 30MM/PK
4614 | 4215162082700 | ROTARY FILE: CONVEX TRIANGULAR CROSS-SECTION NON-CUTTING TIP BLUE FILE: SMOOTHLY TAPERED SHAPES SIZE 04/35 21MM/PK
4615 | 4215162082800 | ROTARY FILE: CONVEX TRIANGULAR CROSS-SECTION NON-CUTTING TIP BLUE FILE: SMOOTHLY TAPERED SHAPES SIZE 04/35 25MM/PK
4616 | 4215162082900 | ROTARY FILE: CONVEX TRIANGULAR CROSS-SECTION NON-CUTTING TIP BLUE FILE: SMOOTHLY TAPERED SHAPES SIZE 04/35 30MM/PK
4617 | 4215162083000 | ROTARY FILE: CONVEX TRIANGULAR CROSS-SECTION NON-CUTTING TIP BLUE FILE: SMOOTHLY TAPERED SHAPES SIZE 04/40 21MM/PK
4618 | 4215162083100 | ROTARY FILE:CONVEX TRIANGULAR CROSS-SECTION NON-CUTTING TIP BLUE FILE: SMOOTHLY TAPERED SHAPES SIZE 04/40 25MM/PK
4619 | 4215162083200 | ROTARY FILE: CONVEX TRIANGULAR CROSS-SECTION NON-CUTTING TIP BLUE FILE: SMOOTHLY TAPERED SHAPES SIZE 04/40 30MM/PK
4620 | 4215162083300 | ROTARY FILE: CONVEX TRIANGULAR CROSS-SECTION NON-CUTTING TIP BLUE FILE: SMOOTHLY TAPERED SHAPES SIZE 04/45 21MM/PK
4621 | 4215162083400 | ROTARY FILE: CONVEX TRIANGULAR CROSS-SECTION NON-CUTTING TIP BLUE FILE: SMOOTHLY TAPERED SHAPES SIZE 04/45 25MM/PK
4622 | 4215162083500 | ROTARY FILE:CONVEX TRIANGULAR CROSS-SECTION NON-CUTTING TIP BLUE FILE: SMOOTHLY TAPERED SHAPES SIZE 04/45 30MM/PK
4623 | 4215162083600 | ROTARY FILE: CONVEX TRIANGULAR CROSS-SECTION NON-CUTTING TIP BLUE FILE: SMOOTHLY TAPERED SHAPES SIZE 04/50 21MM/PK
4624 | 4215162083700 | ROTARY FILE:CONVEX TRIANGULAR CROSS-SECTION NON-CUTTING TIP BLUE FILE: SMOOTHLY TAPERED SHAPES SIZE 04/50 25MM/PK
4625 | 4215162083800 | ROTARY FILE: CONVEX TRIANGULAR CROSS-SECTION NON-CUTTING TIP BLUE FILE: SMOOTHLY TAPERED SHAPES SIZE 04/50 30MM/PK
4626 | 4215162083900 | ROTARY FILE: CONVEX TRIANGULAR CROSS-SECTION NON-CUTTING TIP BLUE FILE: SMOOTHLY TAPERED SHAPES SIZE 4/AST 21MM/PK
4627 | 4215162084000 | ROTARY FILE: CONVEX TRIANGULAR CROSS-SECTION NON-CUTTING TIP BLUE FILE: SMOOTHLY TAPERED SHAPES SIZE 4/AST 25MM/PK
4628 | 4215162084100 | ROTARY FILE: CONVEX TRIANGULAR CROSS-SECTION NON-CUTTING TIP BLUE FILE: SMOOTHLY TAPERED SHAPES SIZE 4/AST 30MM/PK
4629 | 4215162084200 | ROTARY FILE: CONVEX TRIANGULAR CROSS-SECTION NON-CUTTING TIP BLUE FILE: SMOOTHLY TAPERED SHAPES SIZE 06/15 21MM/PK
4630 | 4215162084300 | ROTARY FILE: CONVEX TRIANGULAR CROSS-SECTION NON-CUTTING TIP BLUE FILE: SMOOTHLY TAPERED SHAPES SIZE 06/15 25MM/PK
4631 | 4215162084400 | ROTARY FILE: CONVEX TRIANGULAR CROSS-SECTION NON-CUTTING TIP BLUE FILE: SMOOTHLY TAPERED SHAPES SIZE 06/15 30MM/PK
4632 | 4215162084500 | ROTARY FILE: CONVEX TRIANGULAR CROSS-SECTION NON-CUTTING TIP BLUE FILE: SMOOTHLY TAPERED SHAPES SIZE 06/20 21MM/PK
4633 | 4215162084600 | ROTARY FILE: CONVEX TRIANGULAR CROSS-SECTION NON-CUTTING TIP BLUE FILE: SMOOTHLY TAPERED SHAPES SIZE 06/20 25MM/PK
4634 | 4215162084700 | ROTARY FILE: CONVEX TRIANGULAR CROSS-SECTION NON-CUTTING TIP BLUE FILE: SMOOTHLY TAPERED SHAPES SIZE 06/20 30MM/PK
4635 | 4215162084800 | ROTARY FILE: CONVEX TRIANGULAR CROSS-SECTION NON-CUTTING TIP BLUE FILE: SMOOTHLY TAPERED SHAPES SIZE 06/25 21MM/PK
4636 | 4215162084900 | ROTARY FILE: CONVEX TRIANGULAR CROSS-SECTION NON-CUTTING TIP BLUE FILE: SMOOTHLY TAPERED SHAPES SIZE 06/25 25MM/PK
4637 | 4215162085000 | ROTARY FILE: CONVEX TRIANGULAR CROSS-SECTION NON-CUTTING TIP BLUE FILE: SMOOTHLY TAPERED SHAPES SIZE 06/25 30MM/PK
4638 | 4215162085100 | ROTARY FILE: CONVEX TRIANGULAR CROSS-SECTION NON-CUTTING TIP BLUE FILE: SMOOTHLY TAPERED SHAPES SIZE 06/30 21MM/PK
4639 | 4215162085200 | ROTARY FILE: CONVEX TRIANGULAR CROSS-SECTION NON-CUTTING TIP BLUE FILE: SMOOTHLY TAPERED SHAPES SIZE 06/30 25MM/PK
4640 | 4215162085300 | ROTARY FILE:CONVEX TRIANGULAR CROSS-SECTION NON-CUTTING TIP BLUE FILE: SMOOTHLY TAPERED SHAPES SIZE 06/30 30MM/PK
4641 | 4215162085400 | ROTARY FILE: CONVEX TRIANGULAR CROSS-SECTION NON-CUTTING TIP BLUE FILE: SMOOTHLY TAPERED SHAPES SIZE 06/35 21MM/PK
4642 | 4215162085500 | ROTARY FILE: CONVEX TRIANGULAR CROSS-SECTION NON-CUTTING TIP BLUE FILE: SMOOTHLY TAPERED SHAPES SIZE 06/35 25MM/PK
4643 | 4215162085600 | ROTARY FILE: CONVEX TRIANGULAR CROSS-SECTION NON-CUTTING TIP BLUE FILE: SMOOTHLY TAPERED SHAPES SIZE 06/35 30MM/PK
4644 | 4215162085700 | ROTARY FILE: CONVEX TRIANGULAR CROSS-SECTION NON-CUTTING TIP BLUE FILE: SMOOTHLY TAPERED SHAPES SIZE 06/40 21MM/PK
4645 | 4215162085800 | ROTARY FILE:CONVEX TRIANGULAR CROSS-SECTION NON-CUTTING TIP BLUE FILE: SMOOTHLY TAPERED SHAPES SIZE 06/40 25MM/PK
4646 | 4215162085900 | ROTARY FILE: CONVEX TRIANGULAR CROSS-SECTION NON-CUTTING TIP BLUE FILE: SMOOTHLY TAPERED SHAPES SIZE 06/40 30MM/PK
4647 | 4215162086000 | ROTARY FILE: CONVEX TRIANGULAR CROSS-SECTION NON-CUTTING TIP BLUE FILE: SMOOTHLY TAPERED SHAPES SIZE 06/45 21MM/PK
4648 | 4215162086100 | ROTARY FILE: CONVEX TRIANGULAR CROSS-SECTION NON-CUTTING TIP BLUE FILE: SMOOTHLY TAPERED SHAPES SIZE 06/45 25MM/PK
4649 | 4215162086200 | ROTARY FILE:CONVEX TRIANGULAR CROSS-SECTION NON-CUTTING TIP BLUE FILE: SMOOTHLY TAPERED SHAPES SIZE 06/45 30MM/PK
4650 | 4215162086300 | ROTARY FILE: CONVEX TRIANGULAR CROSS-SECTION NON-CUTTING TIP BLUE FILE: SMOOTHLY TAPERED SHAPES SIZE 06/50 21MM/PK
4651 | 4215162086400 | ROTARY FILE: CONVEX TRIANGULAR CROSS-SECTION NON-CUTTING TIP BLUE FILE: SMOOTHLY TAPERED SHAPES SIZE 06/50 25MM/PK
4652 | 4215162086500 | ROTARY FILE: CONVEX TRIANGULAR CROSS-SECTION NON-CUTTING TIP BLUE FILE: SMOOTHLY TAPERED SHAPES SIZE 06/50 30MM/PK
4653 | 4215162086600 | ROTARY FILE: CONVEX TRIANGULAR CROSS-SECTION NON-CUTTING TIP BLUE FILE: SMOOTHLY TAPERED SHAPES SIZE 6/AST 21MM/PK
4654 | 4215162086700 | ROTARY FILE: CONVEX TRIANGULAR CROSS-SECTION NON-CUTTING TIP BLUE FILE: SMOOTHLY TAPERED SHAPES SIZE 6/AST 30MM/PK
4655 | 4215162086800 | ROTARY FILE: CONVEX TRIANGULAR CROSS-SECTION NON-CUTTING TIP BLUE FILE SMOOTHLY TAPERED SHAPES SIZE 6/AST 25MM/PK
4656 | 4215162300000 | EXTRACTION FORCEPS STAINLESS STEAL FOR DECIDUOUS LOWER ROOTS AND INCISORS FIGURE #33S
4657 | 4215162300800 | EXTRACTION FORCEPS STAINLESS STEAL FOR UPPER LEFT MOLAR FIGURE #18
4658 | 4215162301500 | EXTRACTION FORCEPS STAINLESS STEAL FOR UPPER POSTERIOR ROOTS NARROW BEAKS FIGURE #51
4659 | 4215162302600 | EXTRACTION FORCEPS STAINLESS STEAL FOR DECIDUOUS UPPER ROOTS AND INCISORS FIGURE #30S
4660 | 4215162302700 | EXTRACTION FORCEPS STAINLESS STEAL FOR DECIDUOUS UPPER INCISORS AND CUSPIDS FIGURE #37
4661 | 4215162302800 | EXTRACTION FORCEPS STAINLESS STEAL FOR DECIDUOUS UPPER LEFT MOLARS FIGURE #39L
4662 | 4215162302900 | EXTRACTION FORCEPS STAINLESS STEAL FOR DECIDUOUS UPPER RIGHT MOLARS FIGURE #39R
4663 | 4215162303000 | EXTRACTION FORCEPS STAINLESS STEAL FOR UPPER ANTERIOR ROOTS NARROW BEAKS FIGURE #29
4664 | 4215162303100 | EXTRACTION FORCEPS STAINLESS STEAL FOR WIDE UPPER WISDOM TOOTH BAYONET PATTERN FIGURE #67
4665 | 4215162303200 | EXTRACTION FORCEPS STAINLESS STEAL FOR LOWER INCISORS AND BICUSPIDS (NARROW) FIGURE #74N
4666 | 4215162303300 | EXTRACTION FORCEPS STAINLESS STEAL FOR LOWER INCISORS AND BICUSPIDS (WIDE) FIGURE #75
4667 | 4215162303400 | ADSON SOFT TISSUE NON-TOOTHED FORCEPS 12CM APPROXIMATE STAINLESS STEEL SERRATED
4668 | 4215162303500 | ADSON SOFT TISSUE TOOTHED FORCEPS 12CM APPROXIMATE STAINLESS STEEL
4669 | 4215162303600 | JOINT DISTRACTION FORCEPS FOR TMJ STAINLESS STEEL
4670 | 4215162303700 | FORCEPS STIEGLITZ SILVER POINT REMOVAL STRAIGHT STAINLESS STEEL FOR ENDODONTICS
4671 | 4215162303800 | FORCEPS STIEGLITZ SILVER POINT REMOVAL 90 DEGREE CURVED STAINLESS STEEL FOR ENDODONTICS
4672 | 4215162303900 | LIGHT WIRE PLIER (BIRD PEAK) TIPS ROUND AND SQUARE SMALL SIZE
4673 | 4215162304000 | FORCEPS MILLER HOLDING ARTICULATING PAPER CURVED STAINLESS STEEL FOR DENTAL
4674 | 4215162304100 | FORCEPS MILLER HOLDING ARTICULATING PAPER STRAIGHT STAINLESS STEEL FOR DENTAL
4675 | 4215162304200 | EXTRACTION FORCEPS STAINLESS STEAL FOR UPPER RIGHT MOLARS FIGURE #17
4676 | 4215162304300 | EXTRACTION FORCEPS STAINLESS STEAL FOR UPPER INCISORS CANINES WIDE ENDED FIGURE #1
4677 | 4215162304400 | EXTRACTION FORCEPS STAINLESS STEAL FOR UPPER INCISORS CANINES NARROW ENDED FIGURE #2
4678 | 4215162304500 | EXTRACTION FORCEPS STAINLESS STEAL FOR UPPER BICUSPIDS FIGURE #7
4679 | 4215162304600 | EXTRACTION FORCEPS STAINLESS STEAL SHARP BEAKS FOR LOWER WISDOM TOOTH FIGURE #79
4680 | 4215162304700 | EXTRACTION FORCEPS STAINLESS STEAL FOR LOWER MOLARS FIGURE #73
4681 | 4215162304800 | EXTRACTION FORCEPS STAINLESS STEAL FOR DECIDUOUS LOWER MOLARS FIGURE #6
4682 | 4215162402200 | HIGH-TORQUE ELECTRICAL LABORATORY HANDPIECE SYSTEM WITH A STANDARD HANDPIECE CUTTING SPEED NOT LESS THAN 40 000RPM HEAVY-DUTY FOR ALL METAL VARIABLE SPEED FOOT CONTROL BUILT-IN COOLING SYSTEM CONVENIENT FORWARD/REVERSE HAND/FOOT AND VARIABLE CONTROLS ON THE FRONT PANEL
4683 | 4215162402300 | SURGICAL HANDPIECE RIGHT ANGLE (HEAD FOR DRILLING AND SCREW DRIVER HEAD)
4684 | 4215162402400 | TURBINE DENTAL WITH FIBER OPTIC/LIGHT WEIGHT/HIGH TORQUE/AUTOCLAVABLE UP TO 135 CELCIUS/QUICK CONNECTION COUPLING WITH WATER FLOW REGULATOR TO FIT MID-WEST 4 HOLES AND TRIPLE SPRAY/WITH COUPLING
4685 | 4215162402500 | TURBINE DENTAL WITH FIBER OPTIC/LIGHT WEIGHT/HIGH TORQUE/AUTOCLAVABLE UP TO 135 CELCIUS/QUICK CONNECTION COUPLING WITH WATER FLOW REGULATOR TO FIT MID-WEST 4 HOLES AND TRIPLE SPRAY/WITHOUT COUPLING
4686 | 4215162402600 | TURBINE DENTAL MINIATURE HEAD/WITH FIBER OPTIC/LIGHT WEIGHT/HIGH TORQUE/AUTOCLAVABLE UP TO 135 CELCIUS/QUICK CONNECTION COUPLING WITH WATER FLOW REGULATOR TO FIT MID-WEST 4 HOLES
4687 | 4215162402700 | HIGH SPEED CONTRA ANGLE HANDPIECE MINIATURE HEAD AIR TURBINE LIGHT WEIGHT AND HIGH TORQUE AUTOCLAVABLE UP TO 135 CELCIUS QUICK CONNECTION TY PE COUPLING WITH WATER FLOW REGULATOR TO FIT MID - WEST 4 HOLES
4688 | 4215162402800 | TURBINE DENTAL LIGHT WEIGHT/HIGH TORQUE/AUTOCLAVABLE UP TO 135 CELCIUS/QUICK CONNECTION COUPLING WITH WATER FLOW REGULATOR TO FIT MID-WEST 4 HOLES AND TRIPLE SPRAY
4689 | 4215162403000 | CONTRA ANGLE DENTAL WITH FIBER OPTIC/E-TYPE CONNECTION/INTERNAL AIR AND WATER COOLING GEAR RATIO: 1:1 FOR RA TYPE BURS
4690 | 4215162403100 | CONTRA ANGLE DENTAL E-TYPE CONNECTION/INTERNAL AIR AND WATER COOLING GEAR RATIO: 1:5 FOR FG TYPE BURS
4691 | 4215162403200 | CONTRA ANGLE DENTAL WITH FIBER OPTIC/E-TYPE CONNECTION/INTERNAL AIR AND WATER COOLING GEAR RATIO: 1:5 FOR FG TYPE BURS
4692 | 4215162403300 | DENTAL BUR HOLDER AUTOCLAVABLE ENABLE LONG AND SHORT BURS NOT DAMAGED BY STERILIZATION AND ULTRASONIC CLEANING CONTAINING DRAINING HOLES IN THE BOTTOM OF BUR HOLDER ANTIRUST CONTAINS 10 TO 14 HOLES DIFFERENT COLORS MINIMUM OF SIX COLORS
4693 | 4215162403400 | SURGICAL HANDPIECE RIGHT ANGLE (SCREW DRIVER 2.0/2.3R DRILL PIT) DIFFERENT LENGTHS 5-9MM
4694 | 4215162403500 | DENTAL PLASTIC FILLING INSTRUMENT STAINLESS STEEL DOUBLE ENDED SIZE SMALL/MEDIUM
4695 | 4215162403600 | SET FILLING INSTRUMENT INCLUDES: 4 INSTRUMENTS TOOTH RESTORATION HIGH GLOSS POLISHED/TEPHLONATED/DIFFERENT SHAPES FOR COMPOSITE/DENTAL
4696 | 4215162403700 | INSTRUMENT FILLING TOOTH RESTORATION DOUBLE ENDED STAINLESS STEEL SIZE: LARGE FOR COMPOSITE
4697 | 4215162403800 | CONTRA ANGLE DENTAL STRAIGHT/E-TYPE CONNECTION/WITH TWISTED GRIP/INTERNAL AIR AND WATER COOLING GEAR RATIO: 1:1
4698 | 4215162404600 | LIGHTWEIGHT ENDODONTIC HANDPIECE COMPACT AND PORTABLE OPERATED BY ON/OFF BUTTON WITHOUT FOOTPEDAL LARGE BRIGHT COLOR SCREEN DEDICATED BUTTON CONTROLS INCLUDING RECIPROCATING AND REAMING MOTION ADJUSTED TO NOT LESS THAN 6 POSITIONS OPERATED BY A RECHARGABLE BATTEREY AS WELL AS ELECTRICALLY POWERED INCLUDING RECIPROCATION AND TORQUE CONTROL WITH AUTO-REVERSE MODES FOR CONTINOUS ROTATION INSTRUMENTS WITH AT LEAST THREE 6:1 CONTRA-ANGLE HANDPIECE HEAD AND STAND
4699 | 4215162404700 | AIRLIGHT SURGICAL HIGH SPEED HANDPIECE 45 DEGREE WITH LED LIGHT
4700 | 4215162406100 | HANDPIECE IMPLANTOLOGY CONTRA-ANGLE WITHOUT LIGHT EXTERNAL IRRIGATION COMPATIBLE WITH EACH HOSPITAL IMPLANT MOTOR SYSTEM
4701 | 4215162500000 | KIT SCALING DENTAL SCALING CASSETTE SIZE: 290.0MMX184.0MMX34.0MM INCLUDES: 13 INSTRUMENTS SOPHISTICATED ERGONOMIC DESIGN/REVOLUTIONARY NEW HOLE PATTERN/DURABLE/COLORED SILICONE RAILS/POSITIVE LOCKING MECHANISM/SAFE/EASY TO USE/ONE HANDED OPENING/VISUAL CONFIRMATION IF THE CASSETTE IS LOCKED OR UNLOCKED LONG LASTING LOW MAINTENANCE ELECTROPOLISHED STAINLESS STEEL COMPATIBILITY: CURRENT CLEANING EQUIPMENT/AUTOMATED WASHERS 11 COLORS AVAILABLE
4702 | 4215162700500 | MIRROR MOUTH DISPOSABLE PLASTIC PACKAGING: 100 PER PACK FOR DENTAL
4703 | 4215162700700 | MIRROR MOUTH FRONT SURFACE/AUTOCLAVABLE STAINLESS STEEL/RHODIUM COATED SIZE: 5 PACKAGING: 12 PER BOX FOR DENTAL
4704 | 4215162700800 | MIRROR MOUTH FRONT SURFACE/AUTOCLAVABLE STAINLESS STEEL/RHODIUM COATED SIZE: 3 PACKAGING: 12 PER BOX FOR DENTAL
4705 | 4215162700900 | HANDLE MIRROR STAINLESS STEEL FOR DENTAL
4706 | 4215162701000 | MIRROR MOUTH FRONT SURFACE/AUTOCLAVABLE STAINLESS STEEL SIZE: 5 PACKAGING: 12 PER BOX FOR DENTAL
4707 | 4215162701100 | MIRROR MOUTH FRONT SURFACE/AUTOCLAVABLE STAINLESS STEEL/RHODIUM COATED SIZE: 4 PACKAGING: 12 PER BOX FOR DENTAL
4708 | 4215162800100 | SLAB GLASS MIXING DENTAL MATERIAL SIZE: 15.0CMX8.0CMX2.0CM THICKNESS: 0.5MM FOR DENTAL
4709 | 4215162900200 | ENDODONTIC RING KIT AND INSERTS
4710 | 4215162900300 | STAND FILE CHAIRSIDE STORAGE OF ROOT CANAL INSTRUMENTS RESISTANT TO CHEMICAL SOLUTIONS/AUTOCLAVABLE DIA: 2.0INCH-2.5INCH FOR ENDODONTICS
4711 | 4215162900400 | HOLDER FILE HOLDING/ORGANISATION OF ENDODONTIC FILES 50-200 HOLES/WITH CALIBRATED RULER FOR ENDODONTICS
4712 | 4215163000300 | INSTRUMENT FILLING TOOTH RESTORATION DOUBLE ENDED/FLAT END/AUTOCLAVABLE SIZE: SMALL FOR TEMPORARY FILLING
4713 | 4215163000400 | INSTRUMENT FILLING TOOTH RESTORATION DOUBLE ENDED/FLAT END/AUTOCLAVABLE SIZE: MEDIUM FOR TEMPORARY FILLING
4714 | 4215163100700 | COUPLER FOR OAE COMPATIBLE WITH END USER EQUIPMENT AND TESTS
4715 | 4215163100800 | EXPLORER ENDODONTIC DOUBLE ENDED STAINLESS STEEL SIZE: 16
4716 | 4215163100900 | PROBE PERIODONTAL 15 UNC/COLOR CODED STAINLESS STEEL
4717 | 4215163101000 | CPITN WHO PERIODONTAL PROBE STAINLESS STEEL
4718 | 4215163101100 | PROBE PERIODONTAL NABERS ROOT FURCATION/COLOR CODED STAINLESS STEEL
4719 | 4215163101200 | PROBE PERIODONTAL WILLIAMS-GOLDMAN FOX/DOUBLE ENDED STAINLESS STEEL
4720 | 4215163101300 | EXPLORER DENTAL SINGLE ENDED STAINLESS STEEL
4721 | 4215163101400 | EXPLORER DENTAL SINGLE ENDED/BAYONET SHAPE SERIES STAINLESS STEEL
4722 | 4215163101500 | EXPLORER DENTAL DOUBLE ENDED/ONE END SICKLE SHAPED ONE END POINTED WITH HOOK STAINLESS STEEL SIZE: 5
4723 | 4215163102000 | PROBE DENTAL PERIODONTAL PCP26
4724 | 4215163200600 | K-FILE STAINLESS STEEL PRE-INSERTED SILICONE STOPS LENGTH 21MM SIZE 10 6/BOX LOCATION:
4725 | 4215163200900 | K-FILE ROOT CANAL PREPARATION PRE-INSERTED SILICONE STOPS STAINLESS STEEL LENGTH: 25.0MM SIZE: 8 PACKAGING: 6 PER BOX FOR ENDODONTICS
4726 | 4215163205900 | FILE ROTARY ROOT CANAL PREPARATION BLUE TREATED NICKEL-TITANIUM LENGTH: 21.0MM TAPER: 0.06 TIP: 35 PACKAGING: 6 PER PACK FOR ENDODONTICS
4727 | 4215163209200 | PELLET COTTON PELLET SIZE 2
4728 | 4215163209300 | CROWN AND BRIDGE PREPARATION BURS SET
4729 | 4215163210300 | GUTTA PERCHA POINTS VARIABLE TAPER SIZE X2 ONE EACH (EA) = ONE (1) PACK
4730 | 4215163211700 | K-FILE ROOT CANAL PREPARATION PRE-INSERTED SILICONE STOPS STAINLESS STEEL LENGTH: 25.0MM SIZE: 15-40 PACKAGING: 6 PER BOX FOR ENDODONTICS
4731 | 4215163212200 | PERIODONTAL JACQUETTE SCALER LARGE SIZE DIAMETER AND SPECIAL ROUND STAINLESS STEEL HOLLOW HANDLE PROVIDE A STRESS FREE GRIP GRADE 440 SERIES STAINLESS STEEL (HIGH CARBON CONTENT AND A CERTAIN PERCENTAGE OF CHROMIUM) TRIPLE TEMPERED FOR GREATER RIGIDITY SATIN FI NISHED LIGHT WEIGHT HANDLE/SCALER SMALL-END GOLDMAN FOX SCALER WITH NO. 33 STRAIGHT MINIATURE
4732 | 4215163212400 | NASAL HOOD FOR NITROUS OXIDE SEDATION SYSTEM SINGLE - USE MEDIUM
4733 | 4215163212500 | NASAL HOOD FOR NITROUS OXIDE SEDATION SYSTEM SINGLE - USE SMALL
4734 | 4215163212600 | ART RISKONTROL NON-STERILE DISPOSABLE TIP/KIT ONE EACH (EA) = ONE (1) PACK
4735 | 4215163213300 | PROTAPER UNIVERSAL GUTTA PERCHA POINTS F1
4736 | 4215163215700 | REAMER PEESO ENLARGING ROOT CANAL CORONAL PART SHANK TYPE: RA STAINLESS STEEL LENGTH: 32.0MM SIZE: 1 PACKAGING: 4 PER BOX FOR ENDODONTICS
4737 | 4215163215800 | REAMER PEESO ENLARGING ROOT CANAL CORONAL PART SHANK TYPE: RA STAINLESS STEEL LENGTH: 32.0MM SIZE: 2 PACKAGING: 4 PER BOX FOR ENDODONTICS
4738 | 4215163215900 | REAMER PEESO ENLARGING ROOT CANAL CORONAL PART SHANK TYPE: RA STAINLESS STEEL LENGTH: 32.0MM SIZE: 3 PACKAGING: 4 PER BOX FOR ENDODONTICS
4739 | 4215163216000 | REAMER PEESO ENLARGING ROOT CANAL CORONAL PART SHANK TYPE: RA STAINLESS STEEL LENGTH: 32.0MM SIZE: 4 PACKAGING: 4 PER BOX FOR ENDODONTICS
4740 | 4215163216100 | REAMER PEESO ENLARGING ROOT CANAL CORONAL PART SHANK TYPE: RA STAINLESS STEEL LENGTH: 32.0MM SIZE: 5 PACKAGING: 4 PER BOX FOR ENDODONTICS
4741 | 4215163216200 | REAMER PEESO ENLARGING ROOT CANAL CORONAL PART SHANK TYPE: RA STAINLESS STEEL LENGTH: 32.0MM SIZE: 6 PACKAGING: 4 PER BOX FOR ENDODONTICS
4742 | 4215163216300 | REAMER PEESO ENLARGING ROOT CANAL CORONAL PART SHANK TYPE: RA STAINLESS STEEL LENGTH: 28.0MM SIZE: 1 PACKAGING: 4 PER BOX FOR ENDODONTICS
4743 | 4215163216400 | REAMER PEESO ENLARGING ROOT CANAL CORONAL PART SHANK TYPE: RA STAINLESS STEEL LENGTH: 28.0MM SIZE: 2 PACKAGING: 4 PER BOX FOR ENDODONTICS
4744 | 4215163216500 | REAMER PEESO ENLARGING ROOT CANAL CORONAL PART SHANK TYPE: RA STAINLESS STEEL LENGTH: 28.0MM SIZE: 3 PACKAGING: 4 PER BOX FOR ENDODONTICS
4745 | 4215163216600 | REAMER PEESO ENLARGING ROOT CANAL CORONAL PART SHANK TYPE: RA STAINLESS STEEL LENGTH: 28.0MM SIZE: 4 PACKAGING: 4 PER BOX FOR ENDODONTICS
4746 | 4215163216700 | REAMER PEESO ENLARGING ROOT CANAL CORONAL PART SHANK TYPE: RA STAINLESS STEEL LENGTH: 28.0MM SIZE: 5 PACKAGING: 4 PER BOX FOR ENDODONTICS
4747 | 4215163216800 | REAMER PEESO ENLARGING ROOT CANAL CORONAL PART SHANK TYPE: RA STAINLESS STEEL LENGTH: 28.0MM SIZE: 6 PACKAGING: 4 PER BOX FOR ENDODONTICS
4748 | 4215163216900 | REAMER PEESO ENLARGING ROOT CANAL CORONAL PART SHANK TYPE: RA STAINLESS STEEL LENGTH: 28.0MM SIZE: ASSORTED/1-6 PACKAGING: 4 PER BOX FOR ENDODONTICS
4749 | 4215163217000 | POINT PAPER ROOT CANAL DRYING PRE-STERILIZED SIZE: 15 PACKAGING: 200 PER BOX FOR ENDODONTICS
4750 | 4215163217100 | POINT PAPER ROOT CANAL DRYING PRE-STERILIZED SIZE: 25 PACKAGING: 200 PER BOX FOR ENDODONTICS
4751 | 4215163217200 | FILE ROTARY ROOT CANAL PREPARATION M-WIRE HEAT TREATED NICKEL-TITANIUM LENGTH: 25.0MM TIP: X2 FOR ENDODONTICS
4752 | 4215163217300 | FILE ROTARY ROOT CANAL PREPARATION M-WIRE HEAT TREATED NICKEL-TITANIUM LENGTH: 21.0MM TIP: X3 FOR ENDODONTICS
4753 | 4215163217400 | FILE ROTARY ROOT CANAL PREPARATION M-WIRE HEAT TREATED NICKEL-TITANIUM LENGTH: 25.0MM TIP: X5 FOR ENDODONTICS
4754 | 4215163217500 | POINTS GUTTA PERCHA ROOT CANAL OBTURATION RADIO-OPAQUE SIZE: 40/0.06 TAPER: 1.0MM FOR ENDODONTICS
4755 | 4215163217600 | FILE ROTARY GLIDEPATH SQUARE CROSS SECTION/FLEXIBLE/RESISTANT TO CYCLIC FATIGUE NICKEL-TITANIUM TAPER: 2% TIP: 13 FOR ENDODONTICS
4756 | 4215163217700 | FILE ROTARY GLIDEPATH SQUARE CROSS SECTION/FLEXIBLE/RESISTANT TO CYCLIC FATIGUE NICKEL-TITANIUM TAPER: 2% TIP: 16 FOR ENDODONTICS
4757 | 4215163217800 | FILE ROTARY GLIDEPATH SQUARE CROSS SECTION/FLEXIBLE/RESISTANT TO CYCLIC FATIGUE NICKEL-TITANIUM TAPER: 2% TIP: 19 FOR ENDODONTICS
4758 | 4215163217900 | FILE ROTARY ROOT CANAL RETREATMENT NICKEL-TITANIUM LENGTH: 16.0MM PACKAGING: 6 PER PACK FOR ENDODONTICS
4759 | 4215163218000 | FILE ROTARY ROOT CANAL RETREATMENT NICKEL-TITANIUM LENGTH: 18.0MM PACKAGING: 6 PER PACK FOR ENDODONTICS
4760 | 4215163218100 | FILE ROTARY ROOT CANAL RETREATMENT NICKEL-TITANIUM LENGTH: 22.0MM PACKAGING: 6 PER PACK FOR ENDODONTICS
4761 | 4215163218200 | NASAL HOOD FOR NITROUS OXIDE SEDATION SYSTEM SINGLE - USE LARGE
4762 | 4215163218300 | REAMER PEESO ENLARGING ROOT CANAL CORONAL PART SHANK TYPE: RA STAINLESS STEEL LENGTH: 32.0MM SIZE: ASSORTED/1-6 PACKAGING: 4 PER BOX FOR ENDODONTICS
4763 | 4215163218500 | H-FILE ROOT CANAL PREPARATION PRE-INSERTED SILICONE STOPS STAINLESS STEEL LENGTH: 21.0MM SIZE: 45-80 PACKAGING: 6 PER BOX FOR ENDODONTICS
4764 | 4215163500000 | EJECTOR SALIVA WITH DEEP SLIT/LARGE DIAMETER WITH VEIN FORCING WIRE/DISPOSABLE LENGTH: 14.0CM PACKAGING: 100 PER PACK FOR DENTAL
4765 | 4215163500100 | SURGICAL ASPIRATOR TIPS KIT SILICONE HEAD AUTOCLAVABLE WITH SILICONE TIPS FITS IN HIGH VOLUME SUCTION ASPIRATOR AND TIPS
4766 | 4215163500200 | SURGICAL ASPIRATOR TIPS KIT AUTOCLAVABLE DOUBLE BEND FITS IN HIGH VOLUME SUCTION DIAMETER OF OPENING 4 X 5 MM
4767 | 4215163500300 | SURGICAL ASPIRATOR TIPS KIT AUTOCLAVABLE LONG BEND FITS IN HIGH VOLUME SUCTION DIAMETER OF OPENING 2MM
4768 | 4215163500400 | TIPS SURGICAL ASPIRATOR SUCTION AUTOCLAVABLE/SHORT BEND/FITS IN HIGH VOLUME SUCTION OPENING DIA: 2.0MM/3.0MM/4.0MM
4769 | 4215163500500 | SURGICAL SUCTION TIP 5 MM DIAMETER AUTOCLAVABLE
4770 | 4215163600600 | SCALER PERIODONTAL GOLDMAN FOX UNIVERSAL/ROUND HOLLOW HANDLE FOR A STRESS FREE GRIP/TRIPLE TEMPERED FOR GREATER RIGIDITY/SATIN FINISHED/LIGHT WEIGHT HANDLE GRADE 440 STAINLESS STEEL SIZE: GF-1/LARGE
4771 | 4215163600700 | CURETTE DENTAL SCRAPING GOLDMAN FOX/SPECIAL ROUND HOLLOW HANDLE PROVIDING A STRESS FREE GRIP/SATIN FINISH/LIGHT WEIGHT HANDLE GRADE 440 SERIES STAINLESS STEEL/TRIPLE TEMPERED FOR GREATER RIGIDITY SIZE: 2
4772 | 4215163600800 | CURETTE DENTAL SCRAPING GOLDMAN FOX/SPECIAL ROUND HOLLOW HANDLE PROVIDING A STRESS FREE GRIP/SATIN FINISH/LIGHT WEIGHT HANDLE GRADE 440 SERIES STAINLESS STEEL/TRIPLE TEMPERED FOR GREATER RIGIDITY SIZE: 4
4773 | 4215163600900 | CURETTE DENTAL SCRAPING GOLDMAN FOX/SPECIAL ROUND HOLLOW HANDLE PROVIDING A STRESS FREE GRIP/SATIN FINISH/LIGHT WEIGHT HANDLE GRADE 440 SERIES STAINLESS STEEL/TRIPLE TEMPERED FOR GREATER RIGIDITY SIZE: 5
4774 | 4215163601000 | CURETTE DENTAL SCRAPING GOLDMAN FOX/SPECIAL ROUND HOLLOW HANDLE PROVIDING A STRESS FREE GRIP/SATIN FINISH/LIGHT WEIGHT HANDLE GRADE 440 SERIES STAINLESS STEEL/TRIPLE TEMPERED FOR GREATER RIGIDITY SIZE: 6
4775 | 4215163601100 | CURETTE DENTAL SCRAPING GRACEY/STANDARD/SPECIAL ROUND HOLLOW HANDLE PROVIDING A STRESS FREE GRIP/SATIN FINISH/LIGHT WEIGHT HANDLE GRADE 440 SERIES STAINLESS STEEL/TRIPLE TEMPERED FOR GREATER RIGIDITY SIZE: 1-2
4776 | 4215163601200 | CURETTE DENTAL SCRAPING GRACEY/STANDARD/SPECIAL ROUND HOLLOW HANDLE PROVIDING A STRESS FREE GRIP/SATIN FINISH/LIGHT WEIGHT HANDLE GRADE 440 SERIES STAINLESS STEEL/TRIPLE TEMPERED FOR GREATER RIGIDITY SIZE: 3-4
4777 | 4215163601300 | CURETTE DENTAL SCRAPING GRACEY/STANDARD/SPECIAL ROUND HOLLOW HANDLE PROVIDING A STRESS FREE GRIP/SATIN FINISH/LIGHT WEIGHT HANDLE GRADE 440 SERIES STAINLESS STEEL/TRIPLE TEMPERED FOR GREATER RIGIDITY SIZE: 5-6
4778 | 4215163601400 | CURETTE DENTAL SCRAPING GRACEY/STANDARD/SPECIAL ROUND HOLLOW HANDLE PROVIDING A STRESS FREE GRIP/SATIN FINISH/LIGHT WEIGHT HANDLE GRADE 440 SERIES STAINLESS STEEL/TRIPLE TEMPERED FOR GREATER RIGIDITY SIZE: 7-8
4779 | 4215163601500 | CURETTE DENTAL SCRAPING GRACEY/STANDARD/SPECIAL ROUND HOLLOW HANDLE PROVIDING A STRESS FREE GRIP/SATIN FINISH/LIGHT WEIGHT HANDLE GRADE 440 SERIES STAINLESS STEEL/TRIPLE TEMPERED FOR GREATER RIGIDITY SIZE: 9-10
4780 | 4215163601600 | CURETTE DENTAL SCRAPING GRACEY/STANDARD/SPECIAL ROUND HOLLOW HANDLE PROVIDING A STRESS FREE GRIP/SATIN FINISH/LIGHT WEIGHT HANDLE GRADE 440 SERIES STAINLESS STEEL/TRIPLE TEMPERED FOR GREATER RIGIDITY SIZE: 11-12
4781 | 4215163601700 | CURETTE DENTAL SCRAPING GRACEY/STANDARD/SPECIAL ROUND HOLLOW HANDLE PROVIDING A STRESS FREE GRIP/SATIN FINISH/LIGHT WEIGHT HANDLE GRADE 440 SERIES STAINLESS STEEL/TRIPLE TEMPERED FOR GREATER RIGIDITY SIZE: 13-14
4782 | 4215163601800 | CURETTE DENTAL SCRAPING GRACEY/STANDARD/SPECIAL ROUND HOLLOW HANDLE PROVIDING A STRESS FREE GRIP/SATIN FINISH/LIGHT WEIGHT HANDLE GRADE 440 SERIES STAINLESS STEEL/TRIPLE TEMPERED FOR GREATER RIGIDITY SIZE: 15-16
4783 | 4215163601900 | CURETTE DENTAL SCRAPING GRACEY/MINI/SPECIAL ROUND HOLLOW HANDLE PROVIDING A STRESS FREE GRIP/SATIN FINISH/LIGHT WEIGHT HANDLE GRADE 440 SERIES STAINLESS STEEL/TRIPLE TEMPERED FOR GREATER RIGIDITY SIZE: 1-2
4784 | 4215163602000 | CURETTE DENTAL SCRAPING GRACEY/MINI/SPECIAL ROUND HOLLOW HANDLE PROVIDING A STRESS FREE GRIP/SATIN FINISH/LIGHT WEIGHT HANDLE GRADE 440 SERIES STAINLESS STEEL/TRIPLE TEMPERED FOR GREATER RIGIDITY SIZE: 3-4
4785 | 4215163602100 | CURETTE DENTAL SCRAPING GRACEY/MINI/SPECIAL ROUND HOLLOW HANDLE PROVIDING A STRESS FREE GRIP/SATIN FINISH/LIGHT WEIGHT HANDLE GRADE 440 SERIES STAINLESS STEEL/TRIPLE TEMPERED FOR GREATER RIGIDITY SIZE: 5-6
4786 | 4215163602200 | CURETTE DENTAL SCRAPING GRACEY/MINI/SPECIAL ROUND HOLLOW HANDLE PROVIDING A STRESS FREE GRIP/SATIN FINISH/LIGHT WEIGHT HANDLE GRADE 440 SERIES STAINLESS STEEL/TRIPLE TEMPERED FOR GREATER RIGIDITY SIZE: 7-8
4787 | 4215163602300 | CURETTE DENTAL SCRAPING GRACEY/MINI/SPECIAL ROUND HOLLOW HANDLE PROVIDING A STRESS FREE GRIP/SATIN FINISH/LIGHT WEIGHT HANDLE GRADE 440 SERIES STAINLESS STEEL/TRIPLE TEMPERED FOR GREATER RIGIDITY SIZE: 9-10
4788 | 4215163602400 | CURETTE DENTAL SCRAPING GRACEY/MINI/SPECIAL ROUND HOLLOW HANDLE PROVIDING A STRESS FREE GRIP/SATIN FINISH/LIGHT WEIGHT HANDLE GRADE 440 SERIES STAINLESS STEEL/TRIPLE TEMPERED FOR GREATER RIGIDITY SIZE: 11-12
4789 | 4215163602500 | CURETTE DENTAL SCRAPING GRACEY/MINI/SPECIAL ROUND HOLLOW HANDLE PROVIDING A STRESS FREE GRIP/SATIN FINISH/LIGHT WEIGHT HANDLE GRADE 440 SERIES STAINLESS STEEL/TRIPLE TEMPERED FOR GREATER RIGIDITY SIZE: 13-14
4790 | 4215163602600 | CURETTE DENTAL SCRAPING LANGER/SPECIAL ROUND HOLLOW HANDLE PROVIDING A STRESS FREE GRIP/SATIN FINISH/LIGHT WEIGHT HANDLE GRADE 440 SERIES STAINLESS STEEL/TRIPLE TEMPERED FOR GREATER RIGIDITY SIZE: 1-2
4791 | 4215163602700 | CURETTE DENTAL SCRAPING LANGER/SPECIAL ROUND HOLLOW HANDLE PROVIDING A STRESS FREE GRIP/SATIN FINISH/LIGHT WEIGHT HANDLE GRADE 440 SERIES STAINLESS STEEL/TRIPLE TEMPERED FOR GREATER RIGIDITY SIZE: 3-4
4792 | 4215163602800 | CURETTE DENTAL SCRAPING LANGER/SPECIAL ROUND HOLLOW HANDLE PROVIDING A STRESS FREE GRIP/SATIN FINISH/LIGHT WEIGHT HANDLE GRADE 440 SERIES STAINLESS STEEL/TRIPLE TEMPERED FOR GREATER RIGIDITY SIZE: 5-6
4793 | 4215163602900 | PERIODONTAL JACQUETTE SCALER LARGE SIZE DIAMETER AND SPECIAL ROUND STAINLESS STEEL HOLLOW HANDLE PROVIDE A STRESS FREE GRIP GRADE 440 SERIES STAINLESS STEEL (HIGH CARBON CONTENT AND A CERTAIN PERCENTAGE OF CHROMIUM) TRIPLE TEMPERED FOR GREATER RIGIDITY SATIN FI NISHED LIGHT WEIGHT HANDLE/SCALER SMALL-END GOLDMAN FOX SCALER WITH NO. 33 STRAIGHT MINIATURE LOCATION:
4794 | 4215163603200 | DENTAL SCALER GOLDMAN DE 6/7 #6 HANDLE SHG6/76
4795 | 4215163603300 | ULTRASONIC SCALER WITH MULTIPLE TIPS WITH LED HANDPIECE INCLUDING INDEPENDENT IRRIGATION TANK FOR SOLUTION
4796 | 4215163700100 | RULER FINGER SETTING WORKING LENGTH PORTABLE DEVICE STAINLESS STEEL FOR ENDODONTICS
4797 | 4215163800500 | ASSORTMENT SET OF DENTAL LABORATORY SCISSORS 3 PCS/SET
4798 | 4215163800700 | SCISSORS CROWN MARGINS TRIMMING CURVED/SHORT STAINLESS STEEL LENGTH: 90.0MM FOR DENTAL
4799 | 4215163800800 | SCISSORS CROWN MARGINS TRIMMING CURVED/LONG STAINLESS STEEL LENGTH: 110.0MM FOR DENTAL
4800 | 4215163800900 | SCISSORS METAL CUTTING THIN STEEL AND PRECIOUS METAL SHEETS CURVED FOR DENTAL
4801 | 4215163801000 | SCISSORS METAL CUTTING THIN STEEL AND PRECIOUS METAL SHEETS STRAIGHT FOR DENTAL
4802 | 4215163801100 | SCISSORS CROWN MARGINS TRIMMING STRAIGHT STAINLESS STEEL FOR DENTAL CROWN
4803 | 4215163801200 | SCISSORS CROWN MARGINS TRIMMING HEAT TREATED FOR GREATER RIGIDITY GRADE 410-420 STAINLESS STEEL/CARBON/CHROMIUM FOR DENTAL
4804 | 4215163801300 | SCISSORS CROWN MARGINS TRIMMING CURVED STAINLESS STEEL FOR DENTAL CROWN
4805 | 4215163900500 | DENTAL PLASTER SPATULA LARGE
4806 | 4215163900600 | SPATULA DENTAL RUBBER IMPRESSION MATERIAL MIXING RIGID STAINLESS STEEL LENGTH: 11.0CM-13.0CM WIDTH: 2.0CM-2.5CM
4807 | 4215163901500 | INSTRUMENT DENTAL SPATULA #6 SATIN STEEL HANDLE
4808 | 4215163901600 | WAX SPATULA STAINLESS STEEL HANDLE DOUBLE ENDED SIZE #31
4809 | 4215163901700 | WAX SPATULA STAINLESS STEEL HANDLE DOUBLE ENDED SIZE #7
4810 | 4215164000300 | HOLDER ORTHODONTICS BRACKET HOLDING WITH LOCK/BLADE AT THE END OF THE TWEEZERS
4811 | 4215164000400 | TWEEZER CLAMPING WITHOUT LOCK FOR DENTAL
4812 | 4215164000500 | TWEEZER COLLEGE SERRATED PATTERN STAINLESS STEEL LENGTH: 15.0CM FOR DENTAL
4813 | 4215164100100 | WAX CARVER ASH #5 INSTRUMENT
4814 | 4215164100200 | WAX CARVER BROACH #5 INSTRUMENT
4815 | 4215164100300 | PKT WAX CARVER STAINLESS STEEL DOUBLE-ENDED SIZE 4
4816 | 4215164100400 | PKT WAX CARVER STAINLESS STEEL DOUBLE-ENDED SIZE 2
4817 | 4215164100500 | PKT WAX CARVER STAINLESS STEEL DOUBLE-ENDED SIZE 1
4818 | 4215164100600 | PKT WAX CARVER STAINLESS STEEL DOUBLE-ENDED SIZE 3
4819 | 4215164100700 | PKT WAX CARVER STAINLESS STEEL DOUBLE-ENDED SIZE 5
4820 | 4215164200000 | KNIFE PERIODONTAL REMOVING/RECONTOURING SOFT TISSUE KIRKLAND SIZE: 15K/16K FOR GINGIVECTOMY
4821 | 4215164400300 | PROP MOUTH KEEPING MOUTH WIDE OPEN SILICONE RUBBER SIZE: SMALL FOR PEDODONTICS
4822 | 4215164400400 | PROP MOUTH KEEPING MOUTH WIDE OPEN SILICONE RUBBER SIZE: MEDIUM FOR PEDODONTICS
4823 | 4215164400500 | PROP MOUTH KEEPING MOUTH WIDE OPEN SILICONE RUBBER SIZE: LARGE FOR PEDODONTICS
4824 | 4215164400600 | PROP MOUTH KEEPING MOUTH WIDE OPEN SILICONE RUBBER SIZE: SMALL/MEDIUM/LARGE FOR PEDODONTICS
4825 | 4215164400700 | MOLT MOUTH GAGS STAINLESS STEEL WITH SILICON TUBING ADULT (13CM) AND CHILDREN (11CM)
4826 | 4215164401000 | GAG MOUTH UPPER AND LOWER JAW SEPARATING MOLT DESIGN/PEDIATRIC STAINLESS STEEL SIZE: 11.0CM FOR DENTAL
4827 | 4215164600000 | PROTECTOR TEETH SILICONE AUTOCLAVABLE ADULT
4828 | 4215164600100 | PROTECTOR TEETH SILICONE AUTOCLAVABLE PEDIATRIC
4829 | 4215164800200 | ELECTRONIC DIGITAL POINTED - JAW CALIPER 4 INCHES (101.6 MM) MEASURES IN INCH AND MILLIMETERS
4830 | 4215164800600 | GAUGE BOLEY DETERMINING TOOTH DIMENSIONS FOR DENTAL
4831 | 4215164800700 | CALIPER DENTAL MEASURING DISTANCE BETWEEN IMPLANTS/BETWEEN TEETH AND IMPLANTS SLIDING TITANIUM OR STAINLESS STEEL SIZE: 0.0MM-100.0MM FOR FACILITATE IMPLANT POSITIONING
4832 | 4215164800800 | CALIPER DENTAL RIDGE MAPPING/CHECKING BONE WIDTH SIZE: 0.0MM-15.0MM
4833 | 4215164800900 | IWANSON SPRING CALIPER FOR METAL FREE MEASURING THICKNESS OF CROWNS AND SPACES
4834 | 4215165100100 | BRASS WIRE SEPARATOR 0.5 MM DIAMETER 50 G/SPOOL
4835 | 4215165100800 | SEPARATOR ORTHODONTICS TEETH SEPARATION RADIOOPAQUE/MEDIUM ELASTIC
4836 | 4215165500400 | TEST PULP VITALITY COLD/SPRAY/ODORLESS/WITH NOZZLE ETHYL CHLORIDE FOR ENDODONTICS
4837 | 4215165500500 | TEST PULP VITALITY COLD/SPRAY/ODORLESS/WITH NOZZLE 1 1 1 2-TETRAFLUOROETHANE FOR ENDODONTICS
4838 | 4215165600300 | SPREADER HAND CONDENSING GUTTA PERCHA SINGLE ENDED NICKEL TITANIUM SIZE: FINE FOR ENDODONTICS
4839 | 4215165600500 | SPREADER HAND CONDENSING GUTTA PERCHA SINGLE ENDED STAINLESS STEEL SIZE: 20 FOR ENDODONTICS
4840 | 4215165600600 | SPREADER HAND CONDENSING GUTTA PERCHA SINGLE ENDED STAINLESS STEEL SIZE: FINE FOR ENDODONTICS
4841 | 4215165600700 | SPREADER FINGER CONDENSING GUTTA PERCHA PLASTIC HANDLE STAINLESS STEEL SIZE: ASSORTED/15-40 PACKAGING: 6 PER BOX FOR ENDODONTICS
4842 | 4215165800000 | FLOSS DENTAL SUPER UNWAXED LENGTH: 15.0-50.0M
4843 | 4215165800100 | FLOSS DENTAL THREADER 12 PCS./PACK
4844 | 4215165800200 | FLOSS WITH THREE UNIQUE COMPONENTS A STIFFENED - END DENTAL FLOSS THREADER SPONGY FLOSS AND REGULAR FLOSS
4845 | 4215165800300 | DENTAL FLOSS THREADER 10/ENVELOPE BOX/100
4846 | 4215165800400 | DENTAL FLOSS UNWAXED
4847 | 4215166001000 | CERAMIC BRUSH FOR CERAMIC BUILD UP SYNTHETIC HAIR SIZE 000
4848 | 4215166001400 | INTRACORONAL BRUSH RA 30 BRUSHES/BOX
4849 | 4215166001700 | CERAMIC BRUSH FOR CERAMIC BUILD UP SYNTHETIC HAIR SIZE 3
4850 | 4215166001800 | CERAMIC BRUSH FOR CERAMIC BUILD UP SYNTHETIC HAIR SIZE 5
4851 | 4215166001900 | FLAT BRUSH FOR OPAQUE - GLAZED ADAPT SYNTHETIC HAIR SIZE 4
4852 | 4215166002000 | FLAT BRUSH FOR OPAQUE - GLAZED ADAPT SYNTHETIC HAIR SIZE 5
4853 | 4215166002100 | FLAT BRUSH FOR OPAQUE - GLAZED ADAPT SYNTHETIC HAIR SIZE 6
4854 | 4215166002200 | MODELLING BRUSHES REFILL
4855 | 4215166002300 | APPLICATOR BRUSH FOR LIQUID SEPARATOR
4856 | 4215166002400 | FLAT BRUSH FOR OPAQUE - GLAZED ADAPT SYNTHETIC HAIR SIZE 2
4857 | 4215166002500 | FLAT BRUSH FOR OPAQUE - GLAZED ADAPT SYNTHETIC HAIR SIZE 1
4858 | 4215166002600 | CERAMIC BRUSH FOR CERAMIC BUILD UP SYNTHETIC HAIR SIZE 0
4859 | 4215166002700 | CERAMIC BRUSH FOR CERAMIC BUILD UP SYNTHETIC HAIR SIZE 14
4860 | 4215166002800 | CERAMIC BRUSH FOR CERAMIC BUILD UP SYNTHETIC HAIR SIZE 10
4861 | 4215166002900 | CERAMIC BRUSH FOR CERAMIC BUILD UP SYNTHETIC HAIR SIZE 00
4862 | 4215166003000 | CERAMIC BRUSH FOR CERAMIC BUILD UP SYNTHETIC HAIR SIZE 8
4863 | 4215166003100 | CERAMIC BRUSH FOR CERAMIC BUILD UP SYNTHETIC HAIR SIZE 7
4864 | 4215166003800 | BENDABLE BRISTLE BRUSH APPLICATORS SINGLE -ENDED LONG HANDLE
4865 | 4215166004100 | PAD SALIVA ABSORBENT DRY TIPS SMALL
4866 | 4215166100000 | DENTAL INSTRUMENT SIG CASSETTE 16-INSTRUMENT RED
4867 | 4215167200000 | FAN -TYPE RAPID EXPANDER: STANDERED
4868 | 4215167200100 | FAN -TYPE RAPID EXPANDER: MINI
4869 | 4215167600300 | DENTAL LABORATORY PLASTER KNIFE STANDARD
4870 | 4215167600400 | DENTAL LABORATORY WAX KNIFE SIZE LARGE
4871 | 4215168200000 | BROACH BARBED PULP TISSUE REMOVAL COLOR CODED/PLASTIC HANDLE STAINLESS STEEL PURPLE LENGTH: 21.0MM SIZE: XXXX-FINE FOR ENDODONTICS
4872 | 4215168200100 | BROACH BARBED PULP TISSUE REMOVAL COLOR CODED/PLASTIC HANDLE STAINLESS STEEL WHITE LENGTH: 21.0MM SIZE: XXX-FINE FOR ENDODONTICS
4873 | 4215168200200 | BROACH BARBED PULP TISSUE REMOVAL COLOR CODED/PLASTIC HANDLE STAINLESS STEEL YELLOW LENGTH: 21.0MM SIZE: XX-FINE FOR ENDODONTICS
4874 | 4215168200300 | BROACH BARBED PULP TISSUE REMOVAL COLOR CODED/PLASTIC HANDLE STAINLESS STEEL RED LENGTH: 21.0MM SIZE: X-FINE FOR ENDODONTICS
4875 | 4215168200400 | BROACH BARBED PULP TISSUE REMOVAL COLOR CODED/PLASTIC HANDLE STAINLESS STEEL BLUE LENGTH: 21.0MM SIZE: FINE FOR ENDODONTICS
4876 | 4215168200500 | BROACH BARBED PULP TISSUE REMOVAL COLOR CODED/PLASTIC HANDLE STAINLESS STEEL GREEN LENGTH: 21.0MM SIZE: MEDIUM FOR ENDODONTICS
4877 | 4215168200600 | BROACH BARBED PULP TISSUE REMOVAL COLOR CODED/PLASTIC HANDLE STAINLESS STEEL BLACK LENGTH: 21.0MM SIZE: COARSE FOR ENDODONTICS
4878 | 4215168200700 | BARBED BROACH ENDODONTIC SS COLOR CODED PLASTIC HANDLE SIZE 22 MM PURPLE XXXX - F N/S
4879 | 4215168200800 | BARBED BROACH ENDODONTIC SS COLOR CODED PLASTIC HANDLE SIZE 22 MM WHITE XXX - F N/S
4880 | 4215168200900 | BARBED BROACH ENDODONTIC SS COLOR CODED PLASTIC HANDLE SIZE 22 MM YELLOW XX - F N/S
4881 | 4215168201000 | BARBED BROACH ENDODONTIC SS COLOR CODED PLASTIC HANDLE SIZE 22 MM RED X - FINE N/S
4882 | 4215168201100 | BARBED BROACH ENDODONTIC SS COLOR CODED PLASTIC HANDLE SIZE 22 MM BLUE FINE N/S
4883 | 4215168201200 | BARBED BROACH ENDODONTIC SS COLOR CODED PLASTIC HANDLE SIZE 22 MM BLACK COARSE N/S
4884 | 4215168201300 | SET BARBED BROACH INCLUDLES: BROACH SIZE FINE/BROACH SIZE MEDIUM/BROACH SIZE COARSE PULP TISSUE REMOVAL COLOR CODED/PLASTIC HANDLE STAINLESS STEEL FOR ENDODONTICS
4885 | 4215168201400 | BROACH BARBED PULP TISSUE REMOVAL COLOR CODED/PLASTIC HANDLE STAINLESS STEEL VIOLET LENGTH: 25.0MM SIZE: 20 FOR ENDODONTICS
4886 | 4215168201500 | BARBED BROACH ENDODONTIC COLOR CODED PLASTIC HANDLE SIZE 3529 MM GREEN
4887 | 4215168201600 | BARBED BROACH ENDODONTIC PLASTIC HANDLE COLOR CODED SIZE MEDIUM
4888 | 4215168201700 | BARBED BROACH ENDODONTIC PLASTIC HANDLE COLOR CODED SIZE XXX FINE
4889 | 4215168300000 | FACE BOW KIT WITH EAR ATTACHMENT BITE FORK ORBITAL POINTER AND MOUNTING PIECE
4890 | 4215168300100 | SAFETY FACEBOW HEADGEAR KLOEHN TYPE STAINLESS STEEL 4 SIZE S
4891 | 4215168400100 | LENTULO PASTE FILLER COLOR CODED LENGTH: 24.0MM SIZE: ASSORTED/1-4 PACKAGING: 4 PER BOX FOR ENDODONTICS
4892 | 4215168400200 | LENTULO PASTE FILLER COLOR CODED LENGTH: 25.0MM SIZE: 45 PACKAGING: 6 PER PACK FOR ENDODONTICS
4893 | 4215168400300 | LENTULO PASTE FILLER COLOR CODED LENGTH: 25.0MM SIZE: 50 PACKAGING: 6 PER PACK FOR ENDODONTICS
4894 | 4215168400400 | LENTULO PASTE FILLER COLOR CODED LENGTH: 29.0MM SIZE: 40 PACKAGING: 6 PER PACK FOR ENDODONTICS
4895 | 4215168500100 | FORCEPS MOSQUITO WITH HOOK/STRAIGHT STAINLESS STEEL FOR ORTHODONTICS
4896 | 4215168500200 | FORCEPS MOSQUITO WITHOUT HOOK/STRAIGHT STAINLESS STEEL FOR ORTHODONTICS
4897 | 4215168500300 | FORCEPS MOSQUITO WITH HOOK/CURVED STAINLESS STEEL FOR ORTHODONTICS
4898 | 4215168500400 | FORCEPS MOSQUITO WITHOUT HOOK/CURVED STAINLESS STEEL FOR ORTHODONTICS
4899 | 4215168500900 | HOOKUP AER LEAK TEST CONNECTOR FUJINON FLEXIBLE ENDOSCOPE VENTING PORT
4900 | 4215168501000 | HOOKUP AER LEAK TEST CONNECTOR OLYMPUS FLEXIBLE ENDOSCOPE VENTING PORT
4901 | 4215168501100 | HOOKUP AER LEAK TEST CONNECTOR PENTAX FLEXIBLE ENDOSCOPE VENTING PORT
4902 | 4215168501200 | HOOKUP DSD/SSD OLYMPUS BRONCHOSCOPE ADAPTER
4903 | 4215168501300 | HOOKUP DSD/SSD OLYMPUS GIF-N30/N230/CHF-BP30 CONNECTOR
4904 | 4215168501400 | HOOKUP DSD/SSD STORZ LEAK TESTER SM
4905 | 4215168501500 | HOOKUP OLYMPUS ULTRASOUND BRONCHOSCOPE
4906 | 4215168501600 | HOOKUP OLYMPUS WITH AUX OR EWC
4907 | 4215168600200 | INTERNAL / CRESTAL APPROACH SINUS LIFT KIT
4908 | 4215168600500 | BRACKET SELF LIGATING DAMON Q LR 2ND PREMOLAR BRACKET 0.022 IN SLOT EACH
4909 | 4215168600600 | BRACKET SELF LIGATING DAMON Q LOWER LATERAL INCISORS LEFT BRACKET 0.022 INCH SLOT EACH
4910 | 4215168600700 | BRACKET SELF LIGATING DAMON Q LL 2ND PREMOLAR BRACKET 0.022 IN SLOT EACH
4911 | 4215168800100 | SINUS OSTEOTOMES SET OF 5 STRAIGHT HANDLES WITH CONCAVE TIP ADJUSTABLE STOPS AND WRENCH FOR ELEVATION OF MAXILLARY SINUS FLOOR IN STAINLESS STEEL CASSETTE 1. STRAIGHT HANDLE OSTEOTOME WITH CONCAVE TIP DIAMETER OF THE TIP RANGE FROM 2 - 2.7 MM 2. STRAIGHT HANDLE OSTEOTOME WITH CONCAVE TIP DIAMETER OF THE TIP RANGE FROM 3 - 3.5 MM 3. STRAIGHT HANDLE OSTEOTOME WITH CONCAVE TIP DIAMETER OF THE TIP RANGE FROM 3.6 - 4 MM 4. STRAIGHT HANDLE OSTEOTOME WITH CONCAVE TIP DIAMETER OF THE TIP RANGE FROM 4.1 - 4.6 MM 5. STRAIGHT HANDLE OSTEOTOME WITH CONCAVE TIP DIAMETER OF THE TIP RANGE FROM 4.7 - 5 MM
4912 | 4215169100300 | APEX LOCATOR CONTAIN NOT LESS THAN 3 SETTING MEMORY AND CANAL LENGTH INDICATOR BAR WITH PROBE CORD FIVE FILE HOLDER FIVE CONTRARY ELECTRODE ONE TESTER AND ONE LONG FILE HOLDER
4913 | 4215169100400 | CONDUCTIVE APEX PUTTY REPLICATE PERIAPICAL RADIOLUCENCY
4914 | 4215169200000 | CORDLESS OBTURATION TO FILL CANALS WITH ALFA GUTTA PERCHA IN FORM OF WARM VERTICAL TECHNIQUE WITH GUN AND HEAT SOURCE INCLUDING AT LEAST THREE DIFFERENT SIZES OF HEATING TIPS
4915 | 4215169301500 | SOLUTION IRRIGATION ROOT CANAL DISINFECTION 2% CHLORHEXIDINE CANAL VOLUME: 480.0ML FOR ENDODONTICS
4916 | 4215169301600 | 10% CARBAMIDE AND 15% EDTA ROOT CANAL CONDITIONER 3 ML 2 /PACK ONE EACH (EA) = ONE (1) PACK
4917 | 4215169301700 | FORMOCRESOL 60 ML
4918 | 4215169301800 | MTA ROOT CANAL REPAIR NORMAL SETTING IN THE PRESENCE OF MOISTURE/RESISTANCE TO MARGINAL LEAKAGE/REDUCTION OF BACTERIAL MIGRATION/NORMAL HEALING RESPONSE WITHOUT INFLAMMATION/EASY CLINICAL MANIPULATION/TOOTH COLORED FORMULA/BIOCOMPATIBILITY WEIGHT: 4.0-6.0GM PER PACK FOR ENDODONTICS
4919 | 4215169302200 | PREMIXED PASTE SYRINGE CONTAINING ANTIBIOTICS FOR INTRACANAL MEDICAMENT
4920 | 4215169302300 | FILE C+ ENDODONTIC STAINLESS STEEL WITH PRE-INSERTED SILICONE STOPS SIZE 06 LENGTH 21MM
4921 | 4215169302400 | FILE C+ ENDODONTIC STAINLESS STEEL WITH PRE-INSERTED SILICONE STOPS SIZE 06 LENGTH 25MM
4922 | 4215169302500 | FILE C+ ENDODONTIC STAINLESS STEEL WITH PRE-INSERTED SILICONE STOPS SIZE 08 LENGTH 21MM
4923 | 4215169302600 | FILE C+ ENDODONTIC STAINLESS STEEL WITH PRE-INSERTED SILICONE STOPS SIZE 08 LENGTH 25MM
4924 | 4215169700000 | SURGICAL ASPIRATOR TIPS GREEN SIZE: 1/4INCHES /PK
4925 | 4215169700100 | SURGICAL ASPIRATOR TIPS BLUE SIZE: 1/16INCHES /PK
4926 | 4215169700200 | SURGICAL ASPIRATOR TIPS KIT AUTOCLAVABLE LONG BEND FITS IN HIGH VOLUME SUCTION DIAMETER OF OPENING 3MM
4927 | 4215169700300 | SURGICAL ASPIRATOR TIPS KIT AUTOCLAVABLE LONG BEND FITS IN HIGH VOLUME SUCTION DIAMETER OF OPENING 4MM
4928 | 4215169700400 | SURGICAL ASPIRATOR TIPS AUTOCLAVABLE SHORT BEND FITS IN HIGH VOLUME SUCTION DIAMETER OF OPENING 2MM
4929 | 4215169700500 | SURGICAL ASPIRATOR TIPS AUTOCLAVABLE SHORT BEND FITS IN HIGH VOLUME SUCTION DIAMETER OF OPENING 3MM
4930 | 4215169700700 | CONE SOCKET PLAIN MOUTH MIRROR NO 2 DIAMETER 5/8 INCH
4931 | 4215169700800 | MINI LAMBOTTE OSTEOTOME STAINLESS STEEL STRAIGHT 13CM APPROXIMATE WORKING END WIDTH: MEDIUM (6-8CM TIP)
4932 | 4215169700900 | OBWEGESER OSTEOTOME FOR ALVEOLAR PROCESS STAINLESS STEEL 15CM APPROXIMATE 6MM TIP APPROXIMATE
4933 | 4215169701000 | SOFTENING AGENT REDUCES HARDNESS TO SHORE A 15-20.
4934 | 4215169701800 | GOLD CYLINDER FOR SCREW RETAINED 4 TO 4.45 MM
4935 | 4215169702100 | TRANSFER MAGNET/ MINI TRANSFER MAGNET HEIGHT 3.2MM DIAMETER 4.5MM
4936 | 4215169702200 | TRANSFER MAGNET/ MAXI TRANSFER MAGNET HEIGHT 3.9MM DIAMETER 5.5MM
4937 | 4215169702300 | PROSTHESIS LIP MAGNET/MICRO LIP MAGNET 1.99MM 4.5MM
4938 | 4215169702400 | PROSTHESIS LIP MAGNET/MINI LIP MAGNET 3.20MM 4.5MM
4939 | 4215169702500 | PROSTHESIS LIP MAGNET/MIDI LIP MAGNET 3.20MM 5.5MM
4940 | 4215169702600 | NON-LIPPED PROSTHESIS MAGNET/MINI MICRO MAGNET HEIGHT 1.85MM DIAMETER 4.5MM
4941 | 4215169702700 | NON-LIPPED PROSTHESIS MAGNET/MICRO MAGNET 1.99MM 4.5MM
4942 | 4215169702800 | NON-LIPPED PROSTHESIS MAGNET/MINI MAGNET 3.20MM 4.5MM
4943 | 4215169702900 | NON-LIPPED PROSTHESIS MAGNET/MIDI MAGNET 3.20MM 5.5MM
4944 | 4215169703000 | NON-LIPPED PROSTHESIS MAGNET/MAXI MAGNET 3.90MM 5.5MM
4945 | 4215169703100 | AURICULAR MAGNET MAXI LONG LIP HEIGHT 3.90 D 5.5 11.5 FORCE
4946 | 4215169703300 | DRY PIGMENT KIT COSMETIC GRADE DRY POWDERS USED BOTH INTRINSICALLY AND EXTRINSICALLY TO COLOR SILICONE MATERIALS.
4947 | 4215169703500 | OCULAR IMPRESSION TRAY OCULAR IMPRESSION TRAYS AVAILABLE IN VARIOUS SIZES
4948 | 4215169703600 | PRIMER CHEMICALLY ENHANCES THE BONDING OF SILICONE ELASTOMER TO ACRYLIC RESINS.
4949 | 4215169703700 | WAX LADLE WAX MELTING LADLE WITH NATURAL WOODEN HANDLE.
4950 | 4215170600200 | NOZZLE DENTAL FOR TRIPLE SYRINGE/DISPOSABLE/FLEXIBLE/WITH SUITABLE ATTACHMENT FOR DIFFERENT TYPES OF SYRINGES PACKAGING: 100 PER BOX/1 ADAPTOR FOR EVERY FOUR BOXES
4951 | 4215170604800 | COMPLETE MODULE ENDO UPPER AND LOWER ARCH
4952 | 4215170604900 | DISPOSABLE EXAMINATION KIT STERILE - CONTAIN :MIRROR FORCEPS PROBE DENTAL BIB PLASTIC TRAY
4953 | 4215180200100 | ENDODONTIC BUCHANAN PLUGGER KIT OPTIMALLY DESIGNED FOR THE BUCHANAN CONTINUOUS WAVE OF CONDENSATION TECHNIQUE HEAT PLUGGERS DELIV ER CONSISTE NT HEAT KIT INCLUDED FIVE STANDARD SIZES; . XF 0.04 F 0.06 FM 0.08 M 0.10 ML 0.12
4954 | 4215180200500 | SET BUCHANAN ENDODONTIC PLUGGER TAPERED NICKEL TITANIUM END/STAINLESS STEEL END SIZE: 0-1-2 FOR ENDODONTICS
4955 | 4215180200600 | PLUGGER HAND CONDENSING GUTTA PERCHA TAPERED/DOUBLE ENDED STAINLESS STEEL SIZE: 0.4MM FOR ENDODONTICS
4956 | 4215180200700 | PLUGGER HAND CONDENSING GUTTA PERCHA TAPERED/DOUBLE ENDED STAINLESS STEEL SIZE: 0.5MM FOR ENDODONTICS
4957 | 4215180200800 | PLUGGER HAND CONDENSING GUTTA PERCHA TAPERED/DOUBLE ENDED STAINLESS STEEL SIZE: 0.6MM FOR ENDODONTICS
4958 | 4215180200900 | PLUGGER HAND CONDENSING GUTTA PERCHA TAPERED/DOUBLE ENDED STAINLESS STEEL SIZE: 0.7MM FOR ENDODONTICS
4959 | 4215180201000 | DENTAL IMPLANT CLEANING INSTRUMENTS KIT PLASTIC TIPS WITH SATIN STEEL HANDLE TIPS INCLUDE LANGER 1/2 BARNHART 5/6 COLUMBIA 4R 4 L 204S AND H6/H7 UNIVERSAL CURETTE
4960 | 4215180202900 | INTRA ORAL TIPS -YELLOW /KIT
4961 | 4215180203000 | MIXING TIPS TEMP. CEMENT BROWN /KIT
4962 | 4215180203100 | MIXING TIP CORE MATERIAL BROWN W/STD INTAORAL TIPS/EACH
4963 | 4215180300400 | AMALGAM TOOTH RESTORATION SINGLE SPILL/NON-GAMMA 2/ULTRA FINE ADMIX/TOTALLY AMALGAMATED PARTICLES/REGULAR SETTING TIME SILVER 50%/COPPER 15-30%/TIN 25-32%/ZINC FREE(0.02% OR LESS)/LOW MERCURY RATIO PACKAGING: 50 CAPSULES PER PACKAGING
4964 | 4215180300500 | AMALGAM TOOTH RESTORATION SINGLE SPILL/NON-GAMMA 2/ULTRA FINE SPHERICAL/TOTALLY AMALGAMATED PARTICLES/REGULAR SETTING TIME SILVER 50%/COPPER 15-30%/TIN 25-32%/ZINC FREE(0.02% OR LESS)/LOW MERCURY RATIO PACKAGING: 50 CAPSULES PER PACKAGING
4965 | 4215180300600 | AMALGAM TOOTH RESTORATION SINGLE SPILL/NON-GAMMA 2/ULTRA FINE ADMIX/TOTALLY AMALGAMATED PARTICLES/FAST SETTING TIME SILVER 50%/COPPER 15-30%/TIN 25-32%/ZINC FREE(0.02% OR LESS)/LOW MERCURY RATIO PACKAGING: 50 CAPSULES PER PACKAGING
4966 | 4215180300700 | AMALGAM TOOTH RESTORATION DOUBLE SPILL/NON-GAMMA 2/ULTRA FINE SPHERICAL/TOTALLY AMALGAMATED PARTICLES/REGULAR SETTING TIME SILVER 50%/COPPER 15-30%/TIN 25-32%/ZINC FREE(0.02% OR LESS)/LOW MERCURY RATIO PACKAGING: 50 CAPSULES PER PACKAGING
4967 | 4215180300800 | AMALGAM TOOTH RESTORATION DOUBLE SPILL/NON-GAMMA 2/ULTRA FINE ADMIX/TOTALLY AMALGAMATED PARTICLES/FAST SETTING TIME SILVER 50%/COPPER 15-30%/TIN 25-32%/ZINC FREE(0.02% OR LESS)/LOW MERCURY RATIO PACKAGING: 50 CAPSULES PER PACKAGING
4968 | 4215180300900 | AMALGAM TOOTH RESTORATION TRIPLE SPILL/NON-GAMMA 2/ULTRA FINE ADMIX/TOTALLY AMALGAMATED PARTICLES/REGULAR SETTING TIME SILVER 50%/COPPER 15-30%/TIN 25-32%/ZINC FREE(0.02% OR LESS)/LOW MERCURY RATIO PACKAGING: 50 CAPSULES PER PACKAGING
4969 | 4215180400000 | APPLICATOR GINGIVAL CORD INSERTION STAINLESS STEEL SIZE: SMALL FOR DENTAL
4970 | 4215180400100 | APPLICATOR GINGIVAL CORD INSERTION STAINLESS STEEL SIZE: LARGE FOR DENTAL
4971 | 4215180400200 | DENTAL GINGIVAL CORD PACKER 113 SERRATED #6 SATIN STEEL HANDLE
4972 | 4215180500000 | POLISHING DISCS KIT WITH MINIATURIZED ROUND EYELET EXTRA THIN 1. TWO DISC DIAMETERS WITH ROUND EYELET 2. GRIT TYPES AND SIZE S XXFINE 3 MICRON FINE 20 MICRON MEDIUM 50 MICRON COARSE 60 MICRON 3. DISC THICKNESS XX FINE 0.0035 - 0.0040 INCH FINE 0.0045 - 0.0055 INCH MEDIUM 0.0060 - 0.0070 INCH COARSE 0.0080 - 0.0100 INCH 4. R. A MANDREL WITH MINIATURIZED HEAD (2 EACH) 5. KIT ASSORTMENT OF GRITS AND DIAMETER OF NOT LESS THAN 100 /B OX ONE EACH (EA) = ONE (1) KIT
4973 | 4215180501400 | BLASTING MATERIAL SPECIAL ALUMINUM OXIDE FOR CHROME COBALT ALLOYS PARTICLE SIZE 250 MICRONS APPROXIMATELY 8 KG
4974 | 4215180501800 | TITANIUM CUTTING DISC 1.5 X 0.025 INCH
4975 | 4215180501900 | CUTTING DISCS ULTRA THIN FOR CUTTING OF SPRUES CARBORUNDUM 0.009 X 7/8 DIAMETER 25 DISCS/BOX + MANDREL
4976 | 4215180502300 | ULTRA FLEX CUTTING DISC 7/8 X 0.006 INCH FOR METAL AND CERAMIC WITH MANDREL
4977 | 4215180502400 | ULTRA THIN DISCS FOR CUTTING SPRUE THICKNESS 0.25 MM DIAMETER 2.2 CM
4978 | 4215180502600 | DISC RUBBER BROWN PRE - POLISHER FOR METAL ISO# 658 - 900 - 114 - 503 - 060
4979 | 4215180503200 | MANDREL FELT CONE TO BE MOUNTED ON SCREW TYPE LARGE SIZE.
4980 | 4215180503300 | MANDREL FELT WHEEL TO BE MOUNTED ON SCREW TYPE HP.
4981 | 4215180504100 | MOUNTED RUBBER POLISHING POINTS GREEN
4982 | 4215180504500 | POLISHING DISCS KIT WITH MINIATURIZED ROUND EYELET EXTRA THIN: 1. TWO DISC DIAMETERS WITH ROUND EYELET 2. GRIT TYPES AND SIZE S: SUPER FINE 1200 GRIT ALUMINUM OXIDE FINE 600 GRIT ALUMINUM OXIDE MEDIUM 360 GRIT ALUMINUM OXIDE COARSE 150 GRIT ALUMINUM OXIDE 3. DISC THICKNESS: SU PER FINE 0.010 - 0.020 INCH FINE 0.012 - 0.020 INCH MEDIUM 0.015 - 0.025 INCH COARSE 0.018 - 0.028 INCH 4. R.A MANDREL WITH MINIATURIZED HEAD 5. KIT ASSORTMENT OF GRITS AND DIAMETER OF NOT LESS THAN 100 /BOX ONE EACH (EA) = ONE (1) KIT
4983 | 4215180504600 | DISC DIAMOND HP FLEXI ISO NO. 806 - 104 - 289 - 534 - 100
4984 | 4215180504700 | FAST CUTTING DISCS CARBORUNDUM FIBER REINFORCED CUT OFF DISC (CUTTER) 2.5 INCH DIAMETER 0.035 INCH (THICK)
4985 | 4215180504800 | DISC DIAMOND HP FLEX TURBO ISO NO. 806 - 104 - 510 - 524 - 220
4986 | 4215180504900 | HEATLESS SILICONE CARBIDE ABRASIVE WHEEL 1 INCH DIAMETER X 3 MM THICK
4987 | 4215180505000 | METAL FINISHING WHEEL FOR ALL ALLOYS NON - CONTAMINATING 1 MM WIDE
4988 | 4215180505100 | POLISHING DISCS KIT WITH MINIATURIZED ROUND EYELET EXTRA THIN: 1. TWO DISC DIAMETERS WITH ROUND EYELET 2. GRIT TYPES AND SIZES: SU PER FINE 1200 GRIT ALUMINUM OXIDE FINE 600 GRIT ALUMINIUM OXIDE MEDIUM 360 GRIT ALUMINUM OXIDE COARSE 150 GRIT ALUMINIUM OXIDE 3 . DISC THICKNESS: SUPER FINE 0.010-0.020INCH FINE 0.012-0.020INCH MEDIUM 0.015-0.025INCH COARSE 0.018-0.028INCH 4. R.A MANDREL W ITH MINIATURIZED HEAD 5. KIT ASSORTMENT OF GRITS AND DIAMETER OF NOT LESS THAN 100/BOX LOCATION:
4989 | 4215180505300 | DISC POLISHING RESTORATION CONTOURING /POLISHING DIA: 3/8INCH GRADE: COARSE FOR COMPOSITE/CERAMIC/GLASS IONOMER
4990 | 4215180505400 | DISC POLISHING RESTORATION CONTOURING/POLISHING DIA: 3/8INCH GRADE: MEDIUM FOR COMPOSITE/CERAMIC/GLASS IONOMER
4991 | 4215180505500 | DISC POLISHING RESTORATION CONTOURING/POLISHING DIA: 3/8INCH GRADE: FINE FOR COMPOSITE/CERAMIC/GLASS IONOMER
4992 | 4215180505600 | DISC POLISHING RESTORATION CONTOURING/POLISHING DIA: 3/8INCH GRADE: SUPERFINE FOR COMPOSITE/CERAMIC/GLASS IONOMER
4993 | 4215180505700 | DISC POLISHING RESTORATION CONTOURING/POLISHING DIA: 1/2INCH GRADE: COARSE FOR COMPOSITE/CERAMIC/GLASS IONOMER
4994 | 4215180505800 | DISC POLISHING RESTORATION CONTOURING/POLISHING DIA: 1/2INCH GRADE: MEDIUM FOR COMPOSITE/CERAMIC/GLASS IONOMER
4995 | 4215180505900 | DISC POLISHING RESTORATION CONTOURING/POLISHING DIA: 1/2INCH GRADE: FINE FOR COMPOSITE/CERAMIC/GLASS IONOMER
4996 | 4215180506000 | DISC POLISHING RESTORATION CONTOURING/POLISHING DIA: 1/2INCH GRADE: SUPERFINE FOR COMPOSITE/CERAMIC/GLASS IONOMER
4997 | 4215180506100 | DISC DIAMOND HP ISO NO. 806 - 104 - 321 - 524 - 200
4998 | 4215180506200 | DISC DENTAL SEPARATING/UNMOUNTED/ABRASIVE/ULTRAFINE SHANK TYPE: HP SILICON CARBIDE BLACK SIZE: 22.0MM THICKNESS: 0.2MM PACKAGING: 25 PER BOX
4999 | 4215180506300 | BUR RUBBER POINTS GREEN FOR HI - SHINE POLISH HP ISO# 658 - 104 - 292 - 503 - 045
5000 | 4215180506400 | BUR DENTAL POLISHER/CYLINDRICAL/UNMOUNTED SHANK TYPE: HP DIAMOND DARK BROWN DIA: 7.0MM FOR CHROME COBALT POLISHING ISO# 658-900-114-534-070
5001 | 4215180506500 | BUR RUBBER POINTS BROWN PRE - POLISHER FOR METAL ISO# 658 - 900 - 114 - 513 - 060
5002 | 4215180506600 | LINEN POLISHING MOP WITH LEATHER BASE LARGE 80 - 100 MM DIAMETER
5003 | 4215180506700 | DENTAL LABORATORY BRUSHES (HAIR) FOR SHINING ACRYLIC 3 ROWS
5004 | 4215180506800 | MANDREL FELT CONE MOUNTED ON STRAIGHT HP
5005 | 4215180506900 | THIN DISC FOR CUTTING SPRUES CARBORUNDUM THICKNESS 0.5 MM DIAMETER 2.2 CM
5006 | 4215180507000 | DISC DENTAL POLISHING/UNMOUNTED/FINE SHANK TYPE: HP RUBBER WHITE DIA: 22.0MM FOR PORCELAIN POLISHING ISO# 658-900-372-525-220
5007 | 4215180507100 | DISC DENTAL POLISHING/UNMOUNTED/EXTRA FINE SHANK TYPE: HP RUBBER PINK DIA: 22.0MM FOR PORCELAIN POLISHING ISO# 658-900-372-515-220
5008 | 4215180507200 | DISC DENTAL POLISHING/UNMOUNTED SHANK TYPE: HP RUBBER GREEN DIA: 22.0MM FOR HI SHINE POLISHING ISO# 658-900-372-503-220
5009 | 4215180507300 | DISC DENTAL POLISHING/UNMOUNTED SHANK TYPE: HP RUBBER DARK BROWN DIA: 22.0MM FOR CROME COBALT POLISHING ISO# 618-900-372-534-220
5010 | 4215180507400 | FAST CUTTING DISCS CARBORUNDUM FIBER REINFORCED CUT OFF DISC (CUTTER) 2.5 INCH DIAMETER 0.035 INCH (THIN)
5011 | 4215180507500 | DISC DIAMOND HP HYPER - FLEX ISO NO. 806 - 104 - 355 - 514 - 220
5012 | 4215180507600 | POLISHING BRUSH FOR ACRYLIC 3 ROWS +75 DIAMETER
5013 | 4215180507700 | POLISHING BRUSH FOR ACRYLIC 3 ROWS LESS THAN 50 DIAMETER
5014 | 4215180507800 | BLASTING MATERIAL SPECIAL ALUMINUM OXIDE PARTICLE SIZE 100 - 120 MICRONS APPROXIMATELY 8 KG
5015 | 4215180507900 | POLISHING WHEEL FOR PORCELAIN EXTRA FINE(RUBBER)
5016 | 4215180508000 | DISC DIAMOND ULTRA THIN FLEXIBLE 0.10 X 22 MM TWO SIDED
5017 | 4215180508100 | DISC DIAMOND THIN 0.18 X 22 MM TWO SIDED
5018 | 4215180508200 | DISC LARGE PLASTER CUTTING DISC FOR CUTTING OUT DIES FROM THE PLASTER ARCH AND USED FOR CERAMICS AND ACRYLICS DIAMETER 30 - 50 MM THICKNESS 0.15 - 0.25 MM
5019 | 4215180508300 | PLASTER CUTTING DISC FOR CUTTING OUT DIES FROM THE PLASTER ARCH AND USED FOR CERAMICS AND ACRYLICS DIAMETER 70 - 90 MM THICKNESS 0.15 - 0.25 MM
5020 | 4215180508400 | MUSLIN WHEEL BUFF 3 INCH DIAMETER 30 PLY FOR POLISHING ACRYLIC
5021 | 4215180508500 | BUR POLISHER PORCELAIN 10 /BOX ISO# 658 - 900 - 372 - 515 - 170
5022 | 4215180508600 | BUR DENTAL POLISHER/BULLET SHANK TYPE: RA RUBBER DIA: 4.5MM FOR COMPOSITE POLISHING ISO# 685-204-243-512-045
5023 | 4215180508700 | BUR DENTAL POLISHER/SPINDLE SHANK TYPE: RA RUBBER DIA: 4.5MM FOR COMPOSITE POLISHING ISO# 658-204-243 -502-045
5024 | 4215180508800 | BUR DENTAL POLISHER/LENS SHAPE SHANK TYPE: RA RUBBER DIA: 10.0MM FOR COMPOSITE POLISHING ISO# 658-204-303-502-100
5025 | 4215180508900 | BUR POLISHER LENS SHAPE FOR COMPOSITE RA ISO# 568 - 204 - 304 - 512 - 100
5026 | 4215180509000 | BUR DENTAL POLISHER/FLAME SHANK TYPE: RA RUBBER DIA: 3.0MM FOR COMPOSITE POLISHING ISO# 658-204-243- 502-030
5027 | 4215180509100 | BUR RUBBER WHEEL BROWN PRE - POLISHER FOR METAL ISO# 658 - 900 - 303 - 522 - 220
5028 | 4215180509200 | BUR DENTAL POLISHER/WHEEL/UNMOUNTED SHANK TYPE: HP RUBBER WHITE DIA: 22.0MM FOR PRECIOUS METAL POLISHING ISO# 658-900-303-522-220
5029 | 4215180600500 | BUR DENTAL ROUND SHANK TYPE: FG TUNGSTEN CARBIDE DIA: 1.4MM FOR FINISHING ISO# 500-314-001-071-014
5030 | 4215180600700 | BUR DENTAL ROUND/LONG SHANK TYPE: FG TUNGSTEN CARBIDE DIA: 0.8MM ISO# 500-316-001-001-008
5031 | 4215180601300 | BUR CARBIDE FG ISO# 500 - 316 - 171 - 296 - 010
5032 | 4215180602000 | BUR DENTAL TAPER/FISSURE/ROUND END SHANK TYPE: FG TUNGSTEN CARBIDE DIA: 1.2MM ISO# 500-314-194-007-012
5033 | 4215180602200 | BUR DENTAL INVERTED CONE SHANK TYPE: FG TUNGSTEN CARBIDE DIA: 1.4MM ISO# 500-314-010-001-014
5034 | 4215180602400 | BUR DENTAL ROUND SHANK TYPE: FG TUNGSTEN CARBIDE DIA: 1.8MM ISO# 500-314-001-001-018
5035 | 4215180602700 | BUR DENTAL EGG/FINISHING SHANK TYPE: FG TUNGSTEN CARBIDE DIA: 1.6MM ISO# 500-314-274-072-016
5036 | 4215180603100 | SEPARATING STRIP PLACER WITH REPLACEMENT SEPARATING STRIPS 100 DIAMOND STRIPS
5037 | 4215180603500 | PERFORATED INTERPROXIMAL REDUCTION DIAMOND FINISHING STRIPS DOUBLE SIDED FINE
5038 | 4215180603600 | STRIP FINISHING INTERPROXIMAL REDUCTION PERFORATED/DOUBLE SIDED DIAMOND SIZE: MEDIUM FOR DENTAL
5039 | 4215180603700 | PRECISION DENTAL STRIP SYSTEM FOR PROXIMAL CONTACT ADJUSTMENT
5040 | 4215180603800 | FINISHING STRIPS DIAMOND/SERRATED SAW COMBO
5041 | 4215180603900 | POLISHING CELLULOID DUAL STRIPS COLOR CODED COARSE/MEDIUM 100 /PKG
5042 | 4215180604000 | STRIPS FINISHING INTERPROXIMAL REDUCTION GRADE: COARSE/MEDIUM FOR COMPOSITE/CERAMIC/GLASS IONOMER
5043 | 4215180604100 | STRIPS FINISHING INTERPROXIMAL REDUCTION GRADE: COARSE/MEDIUM-NARROW FOR COMPOSITE/CERAMIC/GLASS IONOMER
5044 | 4215180604200 | STRIPS FINISHING INTERPROXIMAL REDUCTION GRADE: FINE/SUPERFINE FOR COMPOSITE/CERAMIC/GLASS IONOMER
5045 | 4215180604500 | BUR DENTAL ROUND SHANK TYPE: RA TUNGSTEN CARBIDE DIA: 1.8MM FOR FINISHING AMALGAM ISO# 500-204-001-071-018
5046 | 4215180604600 | BUR DENTAL PEAR LONG SHANK TYPE: RA TUNGSTEN CARBIDE DIA: 1.4MM FOR FINISHING AMALGAM ISO# 500-204-234-072-014
5047 | 4215180604700 | BUR DENTAL ROUND SHANK TYPE: RA TUNGSTEN CARBIDE DIA: 2.1MM ISO# 500-204-001-001-021
5048 | 4215180604800 | BUR DENTAL CYLINDER FLAT END SHANK TYPE: FG TUNGSTEN CARBIDE DIA: 1.4MM ISO# 500-314-107-006-014
5049 | 4215180604900 | BUR DENTAL CYLINDER FLAT END/FISSURE/SHORT SHANK TYPE: FG TUNGSTEN CARBIDE DIA: 1.2MM ISO# 500-314-110-007-012
5050 | 4215180605000 | BUR DENTAL TAPER/ROUND END SHANK TYPE: FG TUNGSTEN CARBIDE DIA: 1.2MM ISO# 500-314-194-006-012
5051 | 4215180605100 | BUR DENTAL FLAT END TAPER SHANK TYPE: FG TUNGSTEN CARBIDE DIA: 1.2MM ISO# 500-314-171-006-012
5052 | 4215180605200 | BUR DENTAL CYLINDER FLAT END/FISSURE/SHORT SHANK TYPE: FG TUNGSTEN CARBIDE DIA: 1.0MM ISO# 500-314-110-007-010
5053 | 4215180605300 | BUR DENTAL ROUND/LONG SHANK TYPE: FG TUNGSTEN CARBIDE DIA: 1.0MM ISO# 500-316-001-001-010
5054 | 4215180605400 | BUR DENTAL PEAR/SHORT SHANK TYPE: FG TUNGSTEN CARBIDE DIA: 0.8MM ISO# 500-314-232-001-008
5055 | 4215180605500 | BUR DENTAL ROUND/LONG SHANK TYPE: RA TUNGSTEN CARBIDE DIA: 2.3MM
5056 | 4215180605600 | BUR DENTAL BEVELED END CYLINDER/TORPEDO/FINISHING SHANK TYPE: FG TUNGSTEN CARBIDE DIA: 1.2MM ISO# 500-314-288-072-012
5057 | 4215180605700 | STRIPS CELLULOID PROXIMAL TOOTH RESTORATION SIZE: 0.002INCHX0.375INCHX4.0INCH PACKAGING: 100 PER PACK
5058 | 4215180605800 | PERFORATED INTERPROXIMAL REDUCTION DIAMOND FINISHING STRIPS SINGLE SIDED
5059 | 4215180605900 | BUR DENTAL FLAME SHANK TYPE: RA TUNGSTEN CARBIDE DIA: 1.8MM FOR FINISHING AMALGAM ISO# 500-204-254-072-018
5060 | 4215180606200 | BUR ROUND OPERATIVE FRICTION GRIP #8 DIAMETER=2.3 MM LWH=1.7 MM
5061 | 4215180606500 | DENTAL STONE FINISHING SHAPE FL2 PN 0244 FG (FRICTION GRIP) DURA WHITE
5062 | 4215180608800 | INTERPROXIMAL METAL POLISHING STRIP
5063 | 4215180700300 | APPLICATOR MICROBRUSH BRISTLE TIPS DISPOSABLE 100 PIECES/ PACK
5064 | 4215181000300 | BUR POLISHER UNIVERSAL RA ISO# 658 - 204 - 243 - 522 - 045
5065 | 4215181000400 | BUR POLISHER UNIVERSAL RA ISO# 658 - 204 - 292 - 522 - 060
5066 | 4215181000500 | BUR POLISHER UNIVERSAL RA ISO# 658 - 204 - 303 - 522 - 100
5067 | 4215181000600 | BUR POLISHER UNIVERSAL RA ISO# 658 - 204 - 243 - 522 - 030
5068 | 4215181001100 | PASTE POLISHING WEIGHT: 36.0GM FOR DENTAL
5069 | 4215181001200 | KIT POLISHING INCLUDES: 12 POLISHERS RESTORATION CONTOURING/POLISHING HI SHINE/MICRO HYBRID/ASSORTED SHAPES-CUPS-DISCS-POINTS FOR COMPOSITE/DENTAL
5070 | 4215181001300 | ELECTRO - POLISH LIQUID FOR METAL USE WITH ELECTRO - POLISHING APPARATUS 1 L/BOTTLE
5071 | 4215181001700 | AMALGAM POLISHING KIT CONTAINS: CUP 3X BROWNIE 2X GREENIE 1X SUPERGREENIE AND MINIPOINT: 3X BROWNIE 2X GREENIE 1X SUPERGREENIE ONE EACH (EA) = ONE (1) KIT
5072 | 4215181100100 | BUR DENTAL POLISHER/PROPHYLAXIS/CUP SHANK TYPE: RA RUBBER DIA: 6.0MM PACKAGING: 100-150 PER BOX
5073 | 4215181100600 | DENTAL PROPHY CUPS RIBBED LATCH TYPE SOFT BLUE
5074 | 4215181100700 | DENTAL PROPHY CUPS RIBBED SOFT SCREW TYPE GRAY PACK/144
5075 | 4215181100800 | DENTAL PROPHY CUPS SCREW TYPE TURBO SOFT GREY
5076 | 4215181300000 | JIFFY TUBES STRAIGHT
5077 | 4215181300100 | JIFFY TUBES CURVED
5078 | 4215181300200 | TUBES AND PLUGS COMPOSITE OR CEMENT DISPENSER DISPOSABLE
5079 | 4215181800900 | INSTRUMENT FILLING TOOTH RESTORATION DOUBLE ENDED/FLAT CONDENSOR/AUTOCLAVABLE PLASTIC SIZE: MEDIUM FOR COMPOSITE
5080 | 4215181801000 | CONDENSER AMALGAM DOUBLE ENDED/SMOOTH SIZE: SMALL FOR DENTAL
5081 | 4215181801100 | CONDENSER AMALGAM DOUBLE ENDED/SMOOTH SIZE: MEDIUM FOR DENTAL
5082 | 4215181801200 | CONDENSER AMALGAM DOUBLE ENDED/SMOOTH SIZE: LARGE FOR DENTAL
5083 | 4215181801300 | CONDENSER AMALGAM DOUBLE ENDED/SERRATED SIZE: SMALL FOR DENTAL
5084 | 4215181801400 | CONDENSER AMALGAM DOUBLE ENDED/SERRATED SIZE: MEDIUM FOR DENTAL
5085 | 4215181801500 | CONDENSER AMALGAM DOUBLE ENDED/SERRATED SIZE: LARGE FOR DENTAL
5086 | 4215181801600 | INSTRUMENT FILLING TOOTH RESTORATION DOUBLE ENDED/FLAT CONDENSOR/AUTOCLAVABLE PLASTIC SIZE: SMALL FOR COMPOSITE
5087 | 4215181801700 | CONDENSER AMALGAM FLAT ENDED/LONG SHANK SIZE: SMALL FOR DENTAL
5088 | 4215181802800 | INSTRUMENT DENTAL 0/1 CONDENSER #6 SATIN STEEL HANDLE
5089 | 4215181802900 | INSTRUMENT DENTAL 1/2 CONDENSER #6 SATIN STEEL HANDLE
5090 | 4215190000100 | BRUSH DENTAL PROPHYLAXIS/POLISHER PACKAGING: 100-150 PER BOX
5091 | 4215190000200 | MODEL FOR DENTAL HEALTH EDUCATION (MODEL AND BRUSH)
5092 | 4215190000500 | BRUSH WIDE ARE THE LARGEST BRUSH IN THE LINE AND IS DESIGNED FOR INDIVIDUALS WITH LARGER SPACES BETWEEN THEIR TEETH
5093 | 4215190000600 | DENTURE ADHESIVE WITH LIGHT MINT FLAVOR
5094 | 4215190000700 | END TUFT TOOTHBRUSH IMPLANT MAINTENANCE
5095 | 4215190000800 | "MOUTHWASH HYGIENIC CONTAINS OCTENIDINE HCL 0.1% 250-300ML"
5096 | 4215190100100 | OCCLUSAL PLANE TEMPLATE SQUARE
5097 | 4215190200600 | POWDER PROPHYLAXIS TEETH POLISHING FLAVORED SODIUM HYDROGEN CARBONATE PACKAGING: INDIVIDUAL SACHET FOR SINGLE USE FOR DENTAL
5098 | 4215190200700 | DESENSITIZER DENTAL HYPERSENSITIVITY REDUCTION/PREVENTION SINGLE DOSE
5099 | 4215190200800 | DENTAL PROPHYLAXIS PASTE MEDIUM FRUIT FLAVORED 200 SINGLE PATIENT DOSE CUPS/BOX WITHOUT FLUORIDE
5100 | 4215190200900 | DENTAL PROPHYLAXIS PASTE FINE FRUIT FLAVORED 200 SINGLE PATIENT DOSE CUPS/BOX MEDIUM GRITS WITHOUT FLUORIDE
5101 | 4215190201900 | SET FOR ORAL CARE : CLEANS AND MOISTURIZE THE ORAL CAVITY UP TO THREE TIMES A DAY THE SYSTEM IS CONVENIENTLY DIVIDED INTO PULL AWAY SECTIONS THAT CONTAIN THE SUCTION TOOLS APPLICATOR SWABS ANTISEPTIC RINSES AND MOUTH MOISTURIZERS NEEDED FOR EACH SESSION OF ORAL CARE USED IN OR /ICU./ER PATIENT WITH CONTINUE VENTILATOR MOSTLY SYSTEM INCLUDE : 1 - COVERED YANKAUER 3 - PACKAGES OF 1 SUCTION TOOTHBRUSH WITH SODIUM BICARBONATE ANTISEPTIC ORAL RINSE MOUTH MOISTURIZER AND APPLICATOR SWAB
5102 | 4215190202000 | KIT ORAL CARE CONTAIN GAUZE BOLE CLIPCE LINN PASIN TRACH PAGE SPONGE TIPPED MOUTH SWAB GAUZE BADE PETROLEUM GEL HYDROGEN PEROXIDE SOLUTION NOT MORE THAN 3% BITE BLOCK DISPOSABLE STERILE
5103 | 4215190202100 | "SET FOR ORAL CARE CONSIST OF : ONE TRAY COMPARTMENTS 10 ORAL COTTON SWABS ONE WOODEN SPATULA TWO GAUZE SWABS 10 X 10 CM DISPOSABLE BAG W ITH PLASTIC TIE"
5104 | 4215190400000 | PLAQUE DISCLOSING TABLET EACH TABLET WRAPPED SEPARATELY 1000 /BOX
5105 | 4215190400200 | DISCLOSING TABLETS PLAQUE TWO-TONE
5106 | 4215190500500 | VARNISH FLUORIDE CARIES PREVENTION BOTTLE VOLUME: 10.0ML FOR DENTAL
5107 | 4215190500600 | VARNISH FLUORIDE CARIES PREVENTION SINGLE DOSE PACKAGING: 50-100 PER PACK/DISPOSABLE BRUSH OR FUZZY TIPS FOR DENTAL
5108 | 4215190500700 | LINER DENTAL PULP PROTECTION VOLUME: 30.0ML
5109 | 4215190500800 | GEL FLUORIDE CARIES PREVENTION TOPICAL APPLICATION ACID PHOSPHATE FLUORIDE 1.23% VOLUME: 500.0ML FOR DENTAL
5110 | 4215190501200 | FLUORIDE FOAM 5.8 OZ BOTTLE
5111 | 4215190600200 | SILVER IODIDE FLUORIDE TOOTH DESENSITISING AND CARIES ARRESTING AGENT NEXT GENERATION OF SDF WITH NO DISCOLORATION EFFECT 2 BOTTLES= 1 X SILVER 1.5 ML 1 X IODIDE FLUORIDE 3ML
5112 | 4215190800000 | COMPLETE SET FLASK FOR UPPER AND LOWER DENTURES WITH FRAME
5113 | 4215190800100 | DUPLICATING FLASK 70 MMX 90 MMX 85 MM CLEAR HIGH IMPACT PLASTIC DUPLICATING FLASK
5114 | 4215191300100 | TRAY FOAM FLUORIDE GEL APPLICATION DISOSABLE/HINGED SIZE: SMALL PACKAGING: 100 PER BOX FOR PEDODONTICS
5115 | 4215191300200 | TRAY FOAM FLUORIDE GEL APPLICATION DISOSABLE/HINGED SIZE: MEDIUM PACKAGING: 100 PER BOX FOR PEDODONTICS
5116 | 4215191300300 | TRAY FOAM FLUORIDE GEL APPLICATION DISOSABLE/HINGED SIZE: LARGE PACKAGING: 100 PER BOX FOR PEDODONTICS
5117 | 4215200100000 | LOOPS WING BITE CHILD
5118 | 4215200100200 | BITEWING LOOPS ADULT 500/BOX
5119 | 4215200200200 | BLOCK BITE DISPOSABLE PACKAGING: 100 PER BOX FOR DENTAL PERIAPICAL X-RAY
5120 | 4215200200300 | MOUNT DENTAL X-RAY FILM CLEAR VINYL POCKET SIZE 2 WITH 2 HOLES FOR PERIAPICAL FILM DUAL TYPE
5121 | 4215200600400 | INTRAORAL IMAGE PLATE PLUS SIZE 2 FORMAT 3 X 4
5122 | 4215200600500 | X - RAY PLASTIC MOUNTS WITH 6 HOLES SUPPLIED IN 100 SHEET/BOX
5123 | 4215200801000 | DIGITAL DENTAL INTRAORAL SENSOR SIZE 2
5124 | 4215200801100 | DIGITAL DENTAL INTRAORAL SENSOR SIZE 1
5125 | 4215200900000 | RADIOGRAPH VIEWER (74 X 44 SCREEN) TFT - LCD (CCFL LAMP) EXTERNAL DIMENSION 88 X 50 X 2.5 CM (WXHXD)
5126 | 4215201000000 | X - RAY FILM INTRAORAL SIZE 4
5127 | 4215201000200 | X - RAY FILM INTRAORAL SIZE 2
5128 | 4215201000400 | FILM X-RAY INTRAORAL/DISPOSABLE SIZE: 0 FOR DENTAL
5129 | 4215201000800 | FILM X-RAY INTRAORAL/DISPOSABLE SIZE: 1 FOR DENTAL
5130 | 4215201000900 | FILM X-RAY INTRAORAL/DISPOSABLE SIZE: 3 FOR DENTAL
5131 | 4215201202200 | INTRAORAL PHOSPOR PLATES SIZE #0 21X31MM
5132 | 4215201202300 | INTRAORAL IMAGING PLATE SIZE 1 COMPATIBLE WITH DURR SCANNER OR EQUIVALENT
5133 | 4215201202400 | INTRAORAL PHOSPOR PLATES SIZE #2 31X41MM
5134 | 4215201202500 | INTRAORAL IMAGING PLATE SIZE 3 COMPATIBLE WITH DURR SCANNER OR EQUIVALENT
5135 | 4215201202600 | INTRAORAL IMAGING PLATE SIZE 4 COMPATIBLE WITH DURR SCANNER OR EQUIVALENT
5136 | 4215210000300 | VACUUM FORM CLEAR PLASTIC SHEET FOR DENTAL BLEACHING TRAY
5137 | 4215210000400 | CIRCLE VACUUM FORM CLEAR PLASTIC SHEET FOR DENTAL ORTHO ALIGNER DIAMETER 125 THICKNESS 0.75MM
5138 | 4215210000500 | CIRCLE VACUUM FORM CLEAR PLASTIC SHEET FOR DENTAL ORTHO ALIGNER DIAMETER 125 THICKNESS 0.88MM
5139 | 4215210000600 | CIRCLE VACUUM FORM CLEAR PLASTIC SHEET FOR DENTAL ORTHO ALIGNER DIAMETER 125 THICKNESS 1.00MM
5140 | 4215210000700 | THERMOPLASTIC IMPRESSION MATERIAL BROWN CAKE
5141 | 4215210000800 | PLASTIC SYRINGE IMPRESSION MATERIAL PLACED INTO THE CAVITY
5142 | 4215210000900 | PERIPHERY WAX DESIGNED TO IMPROVED DENTURE IMPRESSION
5143 | 4215210100000 | CASTING RING SIZE 65 MM STAINLESS STEEL WITH PLASTIC FORMER "BASE"
5144 | 4215210100200 | CASTING RING SIZE 30 MM STAINLESS STEEL WITH PLASTIC FORMER "BASE"
5145 | 4215210100300 | CASTING RING SIZE 48 MM STAINLESS STEEL WITH PLASTIC FORMER "BASE"
5146 | 4215210100500 | STAINLESS STEEL CASTING RING SET OF 6 DIFFERENT SIZES 3 X 2 INCH 2 X 13/4 INCH 1 1/2 X 1 3/4 INCH 2 1/2 X 2 INCH 1 2/3 X 1 3/4 INCH 1 1/4 X 1 3/4 INCH
5147 | 4215210200100 | DENTAL LABORATORY MODEL BASE FORMER RUBBER MEDIUM AND LARGE SIZE UPPER AND LOWER
5148 | 4215210300000 | TRAY ADHESIVE MATERIAL FOR ALGINATE IMPRESSION MATERIAL 10 ML BOTTLE
5149 | 4215210300100 | ADHESIVE TRAY ATTACHING IMPRESSION MATERIAL TO TRAY VOLUME: 10.0ML FOR DENTAL/POLYVINYL SILOXANE TO ACRYLIC TRAY
5150 | 4215210300200 | ADHESIVE TRAY ATTACHING IMPRESSION MATERIAL TO TRAY FOR DENTAL/SILICONE IMPRESSION MATERIAL
5151 | 4215210300300 | ADHESIVE FOR RUBBER BASE IMPRESSION POLYSULFIDE MATERIAL
5152 | 4215210400100 | LIQUID CLEANING AND DISINFECTION OF ALL KINDS OF DENTAL IMPRESSIONS WORN DENTAL PROSTHESES AND DENTAL WORKS EFFICACY AND CONTACT TIME BACTERICIDAL INCLUDE TBC YEASTICIDAL VIRUS INACTIVATING A SUCH AS HBV HCV HIV INFLUENZA BVDV AND VACCINIA CONTACT TIME( 1-5 MIN.) SIZE 5L FREE OF CHARGE DISPENSER MEASUREMENT TOOL EN STANDARD NOTE: MSDS SHOULD BE PROVIDED IN SOFT COPY
5153 | 4215210500300 | TRAY IMPRESSION PERFORATED/DISPOSABLE PLASTIC SIZE: LARGE PACKAGING: 20 PER BOX FOR DENTAL/UPPER ARCH/LOWER ARCH
5154 | 4215210500400 | TRAY IMPRESSION PERFORATED/DISPOSABLE PLASTIC SIZE: MEDIUM PACKAGING: 20 PER BOX FOR DENTAL/UPPER ARCH/LOWER ARCH
5155 | 4215210501700 | TRAY IMPRESSION SECTIONAL/PERFORATED/DISPOSABLE/RIGID FRAME PLASTIC SIZE: MEDIUM PACKAGING: 20 PER BOX FOR DENTAL/ANTERIOR ARCH/POSTERIOR ARCH(RIGHT AND LEFT)
5156 | 4215210501800 | TRAY IMPRESSION SECTIONAL/PERFORATED/DISPOSABLE/RIGID FRAME PLASTIC SIZE: SMALL PACKAGING: 20 PER BOX FOR DENTAL/ANTERIOR ARCH/POSTERIOR ARCH(RIGHT AND LEFT)
5157 | 4215210502000 | SET IMPRESSION TRAY INCLUDES: 3 UPPER TRAYS/3 LOWER TRAYS PERFORATED/PEDIATRIC/NON WATER COOLED CHROME PLATED FOR DENTAL
5158 | 4215210503500 | TRAY IMPRESSION PERFORATED/PEDIATRIC/DISPOSABLE SIZE: SMALL FOR UPPER/LOWER PACKAGING: SET FOR DENTAL
5159 | 4215210503600 | TRAY IMPRESSION PERFORATED/PEDIATRIC/DISPOSABLE SIZE: MEDIUM FOR UPPER/LOWER PACKAGING: SET FOR DENTAL
5160 | 4215210503700 | TRAY IMPRESSION PERFORATED/PEDIATRIC/DISPOSABLE SIZE: LARGE FOR UPPER/LOWER PACKAGING: SET FOR DENTAL
5161 | 4215210503800 | TRAY IMPRESSION SECTIONAL/PERFORATED/DISPOSABLE/RIGID FRAME PLASTIC SIZE: LARGE PACKAGING: 20 PER BOX FOR DENTAL/ANTERIOR ARCH/POSTERIOR ARCH(RIGHT AND LEFT)
5162 | 4215210503900 | TRAY IMPRESSION PERFORATED/EDENTULOUS STAINLESS STEEL SIZE: X LARGE FOR DENTAL/UPPER ARCH/LOWER ARCH
5163 | 4215210504000 | TRAY IMPRESSION DUAL ARCH FOR DENTAL/ANTERIOR
5164 | 4215210504100 | DUAL ARCH IMPRESSION TRAY EXTENDED QUADRANT
5165 | 4215210504200 | TRAY IMPRESSION DUAL ARCH FOR DENTAL/THREE QUARTER ARCH
5166 | 4215210504300 | TRAY IMPRESSION DUAL ARCH/WIDE BODY FOR DENTAL/POSTERIOR
5167 | 4215210504400 | TRAY IMPRESSION DUAL ARCH FOR DENTAL/QUADRANT
5168 | 4215210504500 | TRAY IMPRESSION DUAL ARCH FOR DENTAL/POSTERIOR
5169 | 4215210504600 | TRAY IMPRESSION DUAL ARCH/SIDELESS FOR DENTAL/POSTERIOR
5170 | 4215210504700 | SET IMPRESSION TRAY INCLUDES: SMALL UPPER SIZE/MEDIUM UPPER SIZE/LARGE UPPER SIZE/SMALL LOWER SIZE/MEDIUM LOWER SIZE/LARGE LOWER SIZE PERFORATED/RIM LOCK/PEDIATRIC STAINLESS STEEL FOR DENTAL
5171 | 4215210504800 | TRAY IMPRESSION PERFORATED/EDENTULOUS STAINLESS STEEL SIZE: MEDIUM FOR DENTAL/UPPER ARCH/LOWER ARCH
5172 | 4215210504900 | SET IMPRESSION TRAY INCLUDES: UPPER AND LOWER SIZE SMALL/UPPER AND LOWER SIZE MEDIUM/UPPER AND LOWER SIZE LARGE/UPPER AND LOWER SIZE X LARGE PERFORATED/EDENTULOUS STAINLESS STEEL FOR DENTAL
5173 | 4215210505000 | TRAY IMPRESSION PERFORATED/EDENTULOUS STAINLESS STEEL SIZE: SMALL FOR DENTAL/UPPER ARCH/LOWER ARCH
5174 | 4215210505100 | TRAY IMPRESSION PERFORATED/EDENTULOUS STAINLESS STEEL SIZE: LARGE FOR DENTAL/UPPER ARCH/LOWER ARCH
5175 | 4215210509000 | TRAY LINER FOR CLEAN SCOPE STERILE DISPOSABLE
5176 | 4215210700100 | BITE RIM FORMER / HOT PLATE WAXING SPATULA
5177 | 4215210800100 | TIP MIXING IMPRESSION MATERIAL DELIVERY DISPOSABLE/FOR METAL IMPRESSION SYRINGE PLASTIC PACKAGING: 12 PIECES PER BOX FOR DENTAL
5178 | 4215210800200 | CANNULAS TO MIX IMPRESSION MATERIAL DISPOSABLE
5179 | 4215211100200 | DIPPING COLD HARDENER FOR INVESTMENT MODELS 1 LITER BOTTLE
5180 | 4215211300000 | DENTAL ACRYLIC INJECTION HIGH IMPACT STANDARD KIT SHADE PINK-V IMPLANT COMPATIBLE WITH MACHINE CENTER
5181 | 4215211300100 | DENTAL ACRYLIC INJECTION HIGH IMPACT STANDARD KIT SHADE PINK-V COMPATIBLE WITH MACHINE CENTER
5182 | 4215211300200 | DENTAL ACRYLIC INJECTION SYSTEM HIGH IMPACT STANDARD KIT SHADE PINK COMPATIBLE WITH MACHINE CENTER
5183 | 4215211400300 | MATERIAL IMPRESSION LIGHT VISCOSITY/FAST SET POLYETHER PACKAGING: BASE & CATALYST FOR DENTAL
5184 | 4215211400500 | MATERIAL IMPRESSION REGULAR/REFILL FOR PENTA POLYETHER FOR DENTAL
5185 | 4215211400600 | GUN AUTOMIX IMPRESSION MATERIAL MIXING 1:1 IMPRESSION CARTRIDGE VOLUME: 2X50.0ML FOR DENTAL
5186 | 4215211401900 | LIGHT BODY WASH MATERIAL (YELLOW) - 50 ML EACH 20 GARANT MIXING TIPS YELLOW
5187 | 4215211600000 | POST FIBER RETENTION CYLINDRICAL FIBER RESIN TRANSLUCENT SIZE: 4 FOR DENTAL
5188 | 4215211600100 | POST FIBER RETENTION CYLINDRICAL FIBER RESIN TRANSLUCENT SIZE: 5 FOR DENTAL
5189 | 4215211600200 | POST FIBER RETENTION CYLINDRICAL FIBER RESIN TRANSLUCENT SIZE: 6 FOR DENTAL
5190 | 4215211600300 | POST BURNOUT RETENTION BROWN SIZE: 1 FOR DENTAL
5191 | 4215211600400 | POST BURNOUT RETENTION YELLOW SIZE: 2 FOR DENTAL
5192 | 4215211600500 | POST BURNOUT RETENTION RED SIZE: 3 FOR DENTAL
5193 | 4215211901200 | MICRO NARROW CANNULA TIP 25GA (0.50MM) BLUE
5194 | 4215212101600 | DENTAL IMPLANT IMPRESSION COPING CLOSED TRAY DIAMETER 3.0-3.5MM
5195 | 4215212101700 | DENTAL IMPLANT IMPRESSION COPING CLOSED TRAY DIAMETER 3.6-4.5MM
5196 | 4215212101800 | DENTAL IMPLANT IMPRESSION COPING CLOSED TRAY DIAMETER 4.6-6MM
5197 | 4215212101900 | DENTAL IMPLANT IMPRESSION COPING OPEN TRAY GROUP DIAMETER 3-3.5MM STANDARD LENGTH
5198 | 4215212102000 | DENTAL IMPLANT IMPRESSION COPING OPEN TRAY GROUP DIAMETER 3.6-4.5MM STANDARD LENGTH
5199 | 4215212102100 | DENTAL IMPLANT IMPRESSION COPING OPEN TRAY GROUP DIAMETER 4.6-6.0MM STANDARD LENGTH
5200 | 4215220000100 | CERAM DENTIN USING ON ZR PRESS GLASS CERAMIC 20-50G SHADE A1 (EA=BOTTLE)
5201 | 4215220000200 | CERAM DENTIN USING ON ZR PRESS GLASS CERAMIC 20-50G SHADE A2 (EA=BOTTLE)
5202 | 4215220000300 | CERAM DENTIN USING ON ZR PRESS GLASS CERAMIC 20-50G SHADE A3 (EA=BOTTLE)
5203 | 4215220000400 | CERAM DENTIN USING ON ZR PRESS GLASS CERAMIC 20-50G SHADE B1 (EA=BOTTLE)
5204 | 4215220000500 | CERAM DENTIN USING ON ZR PRESS GLASS CERAMIC 20-50G SHADE B2 (EA=BOTTLE)
5205 | 4215220000600 | CERAM DENTIN USING ON ZR PRESS GLASS CERAMIC 20-50G SHADE C2 (EA=BOTTLE)
5206 | 4215220000700 | CERAM DENTIN USING ON ZR PRESS GLASS CERAMIC 20-50G SHADE D2 (EA=BOTTLE)
5207 | 4215220000800 | CERAM USING ON ZR PRESS GLASS CERAMIC TRANSPA INCISAL 20-50G 1 (EA=BOTTLE)
5208 | 4215220000900 | CERAM USING ON ZR PRESS GLASS CERAMIC TRANSPA INCISAL 2 20-50G (EA=BOTTLE)
5209 | 4215220001000 | CERAM USING ON ZR PRESS GLASS CERAMIC TRANSPA NEUTRAL 20-50G (EA=BOTTLE)
5210 | 4215220001100 | CERAM SHADE DENTIN 3G SD1 (EA=BOTTLE)
5211 | 4215220001200 | CERAM SHADE DENTIN 3G SD2 (EA=BOTTLE)
5212 | 4215220001300 | IPS E. MAX CERAM SHADE INCISAL L2
5213 | 4215220001400 | IPS E. MAX CERAM SHADE INCISAL L3
5214 | 4215220001500 | IPS EMAX CERAM GLAZE POWDER 3 G
5215 | 4215220001600 | CERAM DEEP DENTIN USING ON ZR PRESS GLASS CERAMIC 20-50G SHADE A1 (EA=BOTTLE)
5216 | 4215220001700 | CERAM DEEP DENTIN USING ON ZR PRESS GLASS CERAMIC 20-50G SHADE A2 (EA=BOTTLE)
5217 | 4215220001800 | CERAM DEEP DENTIN USING ON ZR PRESS GLASS CERAMIC 20-50G SHADE B1 (EA=BOTTLE)
5218 | 4215220001900 | CERAM DEEP DENTIN USING ON ZR PRESS GLASS CERAMIC 20-50G SHADE C2 (EA=BOTTLE)
5219 | 4215220002000 | CERAM DEEP DENTIN USING ON ZR PRESS GLASS CERAMIC 20-50G SHADE D2 (EA=BOTTLE)
5220 | 4215220002100 | IPS E. MAX CERAM POWDER DENTIN 20 G SHADE A 1
5221 | 4215220002200 | IPS E. MAX CERAM POWDER DENTIN 20 G SHADE A 2
5222 | 4215220002300 | IPS E. MAX CERAM POWDER DENTIN 20 G SHADE B 1
5223 | 4215220002400 | IPS E. MAX CERAM POWDER DENTIN 20 G SHADE C 2
5224 | 4215220002500 | IPS E. MAX CERAM POWDER DENTIN 20 G SHADE D 2
5225 | 4215220002600 | USING ON ZR PRESS GLASS CERAMIC . CERAMIC ON METAL GLAZE AND STAIN LIQUID 15ML (EA=BOTTLE)
5226 | 4215220002700 | USING ON ZR PRESS GLASS CERAMIC . CERAMIC ON METAL STAIN LIQUID ESSENCE 15ML (EA=BOTTLE)
5227 | 4215220002800 | MULTI SHADE INVESTMENT RING 200G
5228 | 4215220002900 | SILICONE RING WITH BASE FORMER 100G FOR ALL CERAMIC SYSTEM
5229 | 4215220003000 | IPS PRESS VEST SPEED POWDER 2.5 G
5230 | 4215220003100 | IPS PRESS VEST SPEED LIQUID 1 L
5231 | 4215220003200 | PORCELAIN ON METAL HIGH FUSING BASIC KIT "A - D" (EA=KIT)
5232 | 4215220003300 | PORCELAIN ON METAL HIGH FUSING POWDER OPAQUER OR EQUIVALENT 50-100G SHADE A1 (EA=BOTTLE)
5233 | 4215220003400 | PORCELAIN ON METAL HIGH FUSING POWDER OPAQUER OR EQUIVALENT 50-100G SHADE A2 (EA=BOTTLE)
5234 | 4215220003500 | PORCELAIN ON METAL HIGH FUSING POWDER OPAQUER OR EQUIVALENT 50-100G SHADE B2 (EA=BOTTLE)
5235 | 4215220003600 | PORCELAIN ON METAL HIGH FUSING POWDER OPAQUER OR EQUIVALENT 50-100G SHADE C2 (EA=BOTTLE)
5236 | 4215220003700 | IPS CERAM POWDER OPAQURE 80 G SHADE D 2
5237 | 4215220003800 | IPS CERAM DENTIN 100 G SHADE A 1
5238 | 4215220003900 | IPS CERAM DENTIN 100 G SHADE A 2
5239 | 4215220004000 | IPS CERAM DENTIN 100 G SHADE B 1
5240 | 4215220004100 | IPS CERAM DENTIN 100 G SHADE C 2
5241 | 4215220004200 | IPS CERAM DENTIN 100 G SHADE D 2
5242 | 4215220004300 | IPS CERAM INCISAL 100 G SHADE I 1
5243 | 4215220004400 | IPS INLINE MARGIN 20 G SHADE A 1
5244 | 4215220004500 | IPS INLINE MARGIN 20 G SHADE A 2
5245 | 4215220004600 | IPS INLINE MARGIN 20 G SHADE B 2
5246 | 4215220004700 | IPS INLINE MARGIN 20 G SHADE C 2
5247 | 4215220004800 | IPS MAMELON 20 G SHADE LIGHT
5248 | 4215220004900 | IPS OPAL EFFECT 1 20 G
5249 | 4215220005000 | IPS CERVICAL INCISAL 20 G SHADE ORA - PINK
5250 | 4215220005100 | IPS INLINE TRANSPA 20 G BLUE
5251 | 4215220005200 | IPS INLINE SYSTEM SHADE/STAINS KIT
5252 | 4215220005300 | IPS INLINE SYSTEM STAINS IVOCOLOR ESSENCE 1.8 G OLIVE E 07
5253 | 4215220005400 | IPS INLINE GINGIVA 20 G 2
5254 | 4215220005500 | IPS INLINE INTENSIVE GINGIVA 20 G 2
5255 | 4215220005600 | MARGIN SEALER 10-20ML
5256 | 4215220005700 | BLOCK IPS E. MAX CAD FOR CEREC HT C14 A 1
5257 | 4215220005800 | BLOCK IPS E. MAX CAD FOR CEREC HT C14 A 2
5258 | 4215220005900 | BLOCK IPS E. MAX CAD FOR CEREC HT C14 B 2
5259 | 4215220006000 | BLOCK IPS E. MAX CAD FOR CEREC HT C14 C 2
5260 | 4215220006100 | BLOCK IPS E. MAX CAD FOR CEREC HT C14 D 2
5261 | 4215220006200 | BLOCK IPS E. MAX CAD FOR CEREC LT C14 A 1
5262 | 4215220006300 | BLOCK IPS E. MAX CAD FOR CEREC LT C14 A 2
5263 | 4215220006400 | BLOCK IPS E. MAX CAD FOR CEREC LT C14 B 2
5264 | 4215220006500 | BLOCK IPS E. MAX CAD FOR CEREC LT C14 C 2
5265 | 4215220006600 | BLOCK IPS E. MAX CAD FOR CEREC LT C14 D 2
5266 | 4215220006700 | BLOCK IPS E. MAX CAD FOR CEREC LT C16 A 1
5267 | 4215220006800 | BLOCK IPS E. MAX CAD FOR CEREC LT C16 B 2
5268 | 4215220006900 | BLOCK IPS E. MAX CAD FOR CEREC LT C16 D 2
5269 | 4215220007000 | BLOCK IPS E. MAX CAD FOR CEREC LT B32 A 1
5270 | 4215220007100 | BLOCK IPS E. MAX CAD FOR CEREC LT B32 A 2
5271 | 4215220007200 | BLOCK IPS E. MAX CAD FOR CEREC LT B32 B 2
5272 | 4215220007300 | BLOCK IPS E. MAX CAD FOR CEREC LT B32 C 2
5273 | 4215220007400 | BLOCK IPS E. MAX CAD FOR CEREC LT B32 D 2
5274 | 4215220007500 | BLOCK PURE ZIRCON SIZE C15 MEDIUM OPACITY 2
5275 | 4215220007600 | BLOCK PURE ZIRCON SIZE B40L MEDIUM OPACITY 1
5276 | 4215220007700 | BLOCK PURE ZIRCON SIZE B85L 22 MEDIUM OPACITY 2
5277 | 4215220007800 | INGOTS IPS E. MAX PRESS HT A1
5278 | 4215220007900 | INGOTS IPS E. MAX PRESS HT A2
5279 | 4215220008000 | INGOTS IPS E. MAX PRESS (HIGH TRANSLUCENCY) HT A3
5280 | 4215220008100 | INGOTS IPS E. MAX PRESS HT B1
5281 | 4215220008200 | INGOTS IPS E. MAX PRESS HT B2
5282 | 4215220008300 | INGOTS IPS E. MAX PRESS (HIGH TRANSLUCENCY) HT BL1
5283 | 4215220008400 | INGOTS IPS E. MAX PRESS HT C2
5284 | 4215220008500 | INGOTS IPS E. MAX PRESS HT D2
5285 | 4215220008600 | INGOTS IPS E. MAX PRESS (LOW TRANSLUCENCY) LT BL2
5286 | 4215220008700 | INGOTS IPS E. MAX PRESS (LOW TRANSLUCENCY) LT BL4
5287 | 4215220008800 | INGOTS IPS E. MAX PRESS (LOW TRANSLUCENCY) LT C2
5288 | 4215220008900 | INGOTS IPS E. MAX PRESS (LOW TRANSLUCENCY) LT D3
5289 | 4215220009000 | INGOTS GLASS-CERAMIC 'LITHIUM DISILICATE' PRESS MULTI A1 (5PCS/TUBE=EA)
5290 | 4215220009100 | INGOTS GLASS-CERAMIC 'LITHIUM DISILICATE' PRESS MULTI A2 (5PCS/TUBE=EA)
5291 | 4215220009200 | INGOTS GLASS-CERAMIC 'LITHIUM DISILICATE' PRESS MULTI B2 (5PCS/TUBE=EA)
5292 | 4215220009300 | INGOTS GLASS-CERAMIC 'LITHIUM DISILICATE' PRESS MULTI C2 (5PCS/TUBE=EA)
5293 | 4215220009400 | INGOTS GLASS-CERAMIC 'LITHIUM DISILICATE' PRESS MULTI D2 (5PCS/TUBE=EA)
5294 | 4215220009500 | INGOTS CERAMIC BONDING ON ZIRCONIA BY PRESSING HT SHADE A1
5295 | 4215220009600 | INGOTS CERAMIC BONDING ON ZIRCONIA BY PRESSING HT SHADE A2
5296 | 4215220009700 | INGOTS CERAMIC BONDING ON ZIRCONIA BY PRESSING HT SHADE B1
5297 | 4215220009800 | INGOTS CERAMIC BONDING ON ZIRCONIA BY PRESSING HT SHADE B2
5298 | 4215220009900 | INGOTS CERAMIC BONDING ON ZIRCONIA BY PRESSING HT SHADE C2
5299 | 4215220010000 | INGOTS CERAMIC BONDING ON ZIRCONIA BY PRESSING HT SHADE D2
5300 | 4215220010100 | INGOTS CERAMIC BONDING ON ZIRCONIA BY PRESSING LT SHADE A1
5301 | 4215220010200 | INGOTS CERAMIC BONDING ON ZIRCONIA BY PRESSING LT SHADE A2
5302 | 4215220010300 | INGOTS CERAMIC BONDING ON ZIRCONIA BY PRESSING LT SHADE B1
5303 | 4215220010400 | INGOTS CERAMIC BONDING ON ZIRCONIA BY PRESSING LT SHADE B2
5304 | 4215220010500 | INGOTS CERAMIC BONDING ON ZIRCONIA BY PRESSING LT SHADE C2
5305 | 4215220010600 | INGOTS CERAMIC BONDING ON ZIRCONIA BY PRESSING LT SHADE D2
5306 | 4215220010700 | DENTAL LAB WORKING CASE CONTAINER TRAY WITH CLIP FOR INSTRUCTION SHEET. MADE OF SCRATCH RESISTANT PLASTIC 4 DIFFERENT COLORS
5307 | 4215220010800 | DECONTAMINATION INVEX MATERIAL FOR METAL FREE CERAMIC SYSTEM 1 L
5308 | 4215220010900 | GENERAL PURPOSE GLUE THAT CREATES A TIGHT SEAL LEAVING MINIMAL GAP SPACE CAN BE USED TO REPAIR AND JOIN BROKEN MODEL THAT REQUIRES FAST SETTING GLUE 20 - 30 ML
5309 | 4215220011000 | LONG DOWEL PINS BIG SIZE WITH EFFECTIVE ANTI ROTATION WITH SLEEVES AND RUBBER CUP 1000 PIECES/BAG
5310 | 4215220011100 | FULLY CRYATALIZED ZIRCONIUM REINFORCED LITHIUM SILICATE BLOCS
5311 | 4215220011200 | KIT PORCELAIN INCLUDES: ALL NEEDED EQUIPMENT/INSTRUMENTS/MATERIALS/MATERIAL REFILL SELECTED AS FREQUENCY OF USE/PREPARATION BURS/RESIN LUTING CEMENT FOR CROWN/LAMINATE VENEER/INLAY/ONLAY/FULL COVERAGE BRIDGES HIGHLY BIOCOMPATIBLE/NO ALLERGENIC REACTIONS/EASY TO USE/EASY TO LEARN/FAST TO PROCESS/REQUIRE FEWER POSSIBLE STEPS FOR MAXIMUM PRODUCTIVITY/ EASILY POLISHED TO A BEAUTIFULLY ESTHETIC HIGH LUSTER/CAN BE GLAZED/HIGH FLEXURAL STRENGTH/HIGH COMPRESSIVE STRENGTH/LOW LOCALIZED AND GENERALIZED WEARS/LOW ABSORPTION VALUES/VERY HIGH STAIN RESISTANCE FOR A LONG LASTING ESTHETICS/EXCELLENT FIT/EXCELLENT MARGINAL ADAPTATION/LOWEST POSSIBLE WEAR OF OPPOSING NATURAL TOOTH STRUCTURE BASED ON VITA SHADE GUIDE FOR DENTAL LABORATORY
5312 | 4215220011400 | PORCELAIN KIT METAL FREE CERAMIC REFILLS COMPLETE KIT CONTAINS: REFILLS FOR STAINING TECHNIQUE WHICH INCLUDE: 10 VIALX 01 (OF 10 INGOTS) 10 X 02 10 XT 1 5 XT 2 15 XTC 1 5 XTC 2 2 XTC 3 2 XTC 4 2 XTC 5. C 10 XA 1 10 XA 2 /A 3 /A 3.5 2 X 4 10 XB 1 5 XB 2 /B 3 /B 4 5 XC 1 /C 2 2 XC 3 /C 4 5 XD 2 /D 3 5 X 3 G UNIVERSAL G ALZE 5 X 15 ML GLAZING AND STAINING LIQUID 5 X 60 ML BUILD UP LIQUID 2 X 20 G ADD ON MATERIAL. REFILLS FOR LAYERING TECHNIQUES INCLUDES: DENTINE ING OTS OF:10 VIALX 110 /A 1 12 X 120 10 X 130 5 X 140 4 X 210 AND 2 EACH X 230 - 240 1 X 310 - TL. UNIVERSAL SHADEUSE VITA DENTINE 20 G:10 X 110 /A 1 8 X 130 5 X 210 2 X 310 2 X 410 - 510 10 EACH XA 2 - B 2. INGOTS REFILLS FOR LAYERING TECHNIQUE 2 WHICH INCLUDE: 12 VIAL X 100 (OF 10 INGOTS) 10 X 200 5 EACH X 30 - 500 2 X 050 BLEACH. UNIVERSAL SHADE USE VITA DENTINE REFILLS: 10 XA 1 15 XA 2 8 XA 3 2 XA 3.5 3 XB 1 5 XB 2 2 XB 3 2 XC 1 2 XC 2 1 EACH XC 3 - D 3 3 XS 1 - S 3 1 X TRANSPARENT AND IMPULSE
5313 | 4215220011500 | CERAMIC MIXING GLASS ROD
5314 | 4215220011600 | STAINLESS STEEL ROUND WIRE SIZE 0.6 MM SPRING HARD 20 M/ROLL
5315 | 4215220011700 | STAINLESS STEEL ROUND WIRE SIZE 0.9 MM HARD 20 M/ROLL
5316 | 4215220011800 | STAINLESS STEEL ROUND WIRE SIZE 0.8 MM SPRING HARD 20 M/ROLL
5317 | 4215220011900 | STAINLESS STEEL ROUND WIRE SIZE 1 MMX 10 M HARD
5318 | 4215220012000 | WROUGHT WIRE FOR CLASPS 0.8 ROUND 20M/ROLL
5319 | 4215220012100 | STAINLESS STEEL ROUND WIRE SIZE 0.7 MM HARD 20 M/ROLL
5320 | 4215220012200 | MOUTH GUARD MATERIAL SHEETS FOR VACUUM FORMING SYSTEM 0.08 THICK 25 SHEETS/BOX
5321 | 4215220012300 | MOUTH GUARD MATERIAL HARD CLEAR SQUARE SHEET FOR TEMPLATE 0.5 X 125 MM 100 /PK
5322 | 4215220012400 | MOUTH GUARD MATERIAL HARD SQUARE CLEAR SHEET 1.0 X 125 MM
5323 | 4215220012500 | MOUTH GUARD MATERIAL HARD SQUARE CLEAR SHEET 2.0 X 125 MM
5324 | 4215220012600 | MOUTH GUARD MATERIAL SOFT SQUARE CLEAR SHEET 2.0 X 125 MM
5325 | 4215220012700 | MOUTH GUARD MATERIAL SOFT SQUARE CLEAR SHEET 3.0 X 125 MM
5326 | 4215220012800 | MOUTH GUARD MATERIAL SOFT SQUARE CLEAR SHEET 1.0 X 125 MM
5327 | 4215220012900 | CERAMIC MIXING PALETTE WITH COVER FOR PORCELAIN WITH HUMIDIFICATION TRAY
5328 | 4215220016400 | HANDPIECE SURGICAL
5329 | 4215220017400 | UNDERCUT WAX REPLACEMENT PARTS FOR DENTAL SURVEYOR
5330 | 4215220019100 | WAX TRIMMER ROD USED FOR DENTAL SURVEYOR COMPATIBLE WITH NEY OR EQUIVALENT
5331 | 4215220019200 | ANALYZING ROD FOR DENTAL SURVEYOR REPLACEMENT PART COMPATIBLE WITH NEY OR EQUIVALENT
5332 | 4215220019300 | LEAD PENCIL CARBON MARKER USED FOR DENTAL SURVEYOR COMPATIBLE WITH NEY OR EQUIVALENT
5333 | 4215220019400 | CARBON MARKER OR PENCIL HOLDER FOR DENTAL SURVEYOR COMPATIBLE WITH NEY OR EQUIVALENT
5334 | 4215220019500 | RUBBER/SILICON MASK FOR PHANTOM HEAD COMPATIBLE WITH EACH SECTOR SYSTEM
5335 | 4215220019600 | PLASTIC DISPOSABLE MOUNTING PLATES FOR ARTICULATORS WHITE COLOR
5336 | 4215220019700 | DENTAL SURVEYOR WITH 6 PCS ADJUSTABLE PINS WITH SURVEYING TABLE
5337 | 4215220021200 | DENTAL ACCESSORIES WAX COMPONENTS COMPATIBLE WITH MACHINE CENTER
5338 | 4215220021300 | DENTAL ACRYLIC INJECTION HYBRID STANDARD KIT SHADE CLEAR COMPATIBLE WITH MACHINE CENTER
5339 | 4215220021400 | DENTAL ACRYLIC INJECTION HYBRID STANDARD KIT SHADE PINK COMPATIBLE WITH MACHINE CENTER
5340 | 4215220021500 | DENTAL ACRYLIC INJECTION HYBRID STANDARD KIT SHADE PINK-V IMPLANT COMPATIBLE WITH MACHINE CENTER
5341 | 4215220021600 | DENTAL ACRYLIC INJECTION HYBRID STANDARD KIT SHADE PINK-V COMPATIBLE WITH MACHINE CENTER
5342 | 4215220021700 | DENTAL DUST FILTER 12 IN DEEP (FILTER FOR AF 1000) F006 COMPATIBLE WITH QUATRO MACHINE
5343 | 4215220021800 | DENTAL DUST FILTER 12 IN DEEP (FILTER FOR AF 1000) F015 COMPATIBLE WITH QUATRO MACHINE
5344 | 4215220021900 | DENTAL DUST FILTER 2 IN DEEP (FILTER FOR AF 1000) F007 COMPATIBLE WITH QUATRO MACHINE
5345 | 4215220022000 | DENTAL LAB STORE-DENTAL WEHMER DUAL DISC MODEL TRIMMER DIAMOND TRIMMING WHEEL- COARSE MODEL
5346 | 4215220022100 | DENTAL LAB STORE-DENTAL WEHMER DUAL DISC MODEL TRIMMER DIAMOND TRIMMING WHEEL- FINE MODEL
5347 | 4215220022200 | DENTAL PALAPRESS LIQUID 300-500ML
5348 | 4215220022300 | DISC PMMA FOR CAD- CAM 98.5MM THICKNESS 16MM LT A1- COMPATIBLE WITH CENTER MACHINE
5349 | 4215220022400 | DISC PMMA FOR CAD- CAM 98.5MM THICKNESS 16MM LT A2- COMPATIBLE WITH CENTER MACHINE
5350 | 4215220022500 | DISC PMMA FOR CAD- CAM 98.5MM THICKNESS 16MM LT A3- COMPATIBLE WITH CENTER MACHINE
5351 | 4215220022600 | DISC PMMA FOR CAD- CAM 98.5MM THICKNESS 16MM LT A3.5- COMPATIBLE WITH CENTER MACHINE
5352 | 4215220022700 | DISC PMMA FOR CAD- CAM 98.5MM THICKNESS 16MM LT B1- COMPATIBLE WITH CENTER MACHINE
5353 | 4215220022800 | DISC PMMA FOR CAD- CAM 98.5MM THICKNESS 16MM LT B3- COMPATIBLE WITH CENTER MACHINE
5354 | 4215220022900 | DISC PMMA FOR CAD- CAM 98.5MM THICKNESS 16MM LT BL3- COMPATIBLE WITH CENTER MACHINE
5355 | 4215220023000 | DISC PMMA FOR CAD- CAM 98.5MM THICKNESS 20MM LT A1- COMPATIBLE WITH CENTER MACHINE
5356 | 4215220023100 | DISC PMMA FOR CAD- CAM 98.5MM THICKNESS 20MM LT A2- COMPATIBLE WITH CENTER MACHINE
5357 | 4215220023200 | DISC PMMA FOR CAD- CAM 98.5MM THICKNESS 20MM LT A3- COMPATIBLE WITH CENTER MACHINE
5358 | 4215220023300 | DISC PMMA FOR CAD- CAM 98.5MM THICKNESS 20MM LT A3.5- COMPATIBLE WITH CENTER MACHINE
5359 | 4215220023400 | DISC PMMA FOR CAD- CAM 98.5MM THICKNESS 20MM LT B1- COMPATIBLE WITH CENTER MACHINE
5360 | 4215220023500 | DISC PMMA FOR CAD- CAM 98.5MM THICKNESS 20MM LT B3- COMPATIBLE WITH CENTER MACHINE
5361 | 4215220023600 | DISC PMMA FOR CAD- CAM 98.5MM THICKNESS 20MM LT BL3- COMPATIBLE WITH CENTER MACHINE
5362 | 4215220023700 | DISC PMMA FOR CAD- CAM 98.5MM THICKNESS 25MM LT A1- COMPATIBLE WITH CENTER MACHINE
5363 | 4215220023800 | DISC PMMA FOR CAD- CAM 98.5MM THICKNESS 25MM LT A2- COMPATIBLE WITH CENTER MACHINE
5364 | 4215220023900 | DISC PMMA FOR CAD- CAM 98.5MM THICKNESS 25MM LT A3- COMPATIBLE WITH CENTER MACHINE
5365 | 4215220024000 | DISC PMMA FOR CAD- CAM 98.5MM THICKNESS 25MM LT A3.5- COMPATIBLE WITH CENTER MACHINE
5366 | 4215220024100 | DISC PMMA FOR CAD- CAM 98.5MM THICKNESS 25MM LT B2- COMPATIBLE WITH CENTER MACHINE
5367 | 4215220024200 | DISC PMMA FOR CAD- CAM 98.5MM THICKNESS 25MM LT BL3- COMPATIBLE WITH CENTER MACHINE
5368 | 4215220024300 | SEMI-PRECIOUS ALLOY FOR METAL TO CERAMIC WORK
5369 | 4215220024400 | ZIRCONIA TRANSLUCENT WHITE DISC 98 DIAMETER SIZE 12 SHADE A1
5370 | 4215220024500 | ZIRCONIA TRANSLUCENT WHITE DISC 98 DIAMETER SIZE 12 SHADE A2
5371 | 4215220024600 | ZIRCONIA TRANSLUCENT WHITE DISC 98 DIAMETER SIZE 12 SHADE A3
5372 | 4215220024700 | ZIRCONIA TRANSLUCENT WHITE DISC 98 DIAMETER SIZE 12 SHADE A4
5373 | 4215220024800 | ZIRCONIA TRANSLUCENT WHITE DISC 98 DIAMETER SIZE 12 SHADE B1
5374 | 4215220024900 | ZIRCONIA TRANSLUCENT WHITE DISC 98 DIAMETER SIZE 12 SHADE B2
5375 | 4215220025000 | ZIRCONIA TRANSLUCENT WHITE DISC 98 DIAMETER SIZE 12 SHADE B3
5376 | 4215220025100 | ZIRCONIA TRANSLUCENT WHITE DISC 98 DIAMETER SIZE 12 SHADE B4
5377 | 4215220025200 | ZIRCONIA TRANSLUCENT WHITE DISC 98 DIAMETER SIZE 12 SHADE BL1
5378 | 4215220025300 | ZIRCONIA TRANSLUCENT WHITE DISC 98/95 DIAMETER SIZE 12 SHADE BL2
5379 | 4215220025400 | ZIRCONIA TRANSLUCENT WHITE DISC 98 DIAMETER SIZE 12 SHADE BL3
5380 | 4215220025500 | ZIRCONIA TRANSLUCENT WHITE DISC 98/95 DIAMETER SIZE 12 SHADE BL4
5381 | 4215220025600 | ZIRCONIA TRANSLUCENT WHITE DISC 98 DIAMETER SIZE 12 SHADE C1
5382 | 4215220025700 | ZIRCONIA TRANSLUCENT WHITE DISC 98 DIAMETER SIZE 12 SHADE C2
5383 | 4215220025800 | ZIRCONIA TRANSLUCENT WHITE DISC 98 DIAMETER SIZE 12 SHADE C3
5384 | 4215220025900 | ZIRCONIA TRANSLUCENT WHITE DISC 98 DIAMETER SIZE 12 SHADE C4
5385 | 4215220026000 | ZIRCONIA TRANSLUCENT WHITE DISC 98 DIAMETER SIZE 12 SHADE D2
5386 | 4215220026100 | ZIRCONIA TRANSLUCENT WHITE DISC 98 DIAMETER SIZE 12 SHADE D3
5387 | 4215220026200 | ZIRCONIA TRANSLUCENT WHITE DISC 98 DIAMETER SIZE 12 SHADE D4
5388 | 4215220026300 | ZIRCONIA TRANSLUCENT WHITE DISC 98 DIAMETER SIZE 14 SHADE A1
5389 | 4215220026400 | ZIRCONIA TRANSLUCENT WHITE DISC 98 DIAMETER SIZE 14 SHADE A2
5390 | 4215220026500 | ZIRCONIA TRANSLUCENT WHITE DISC 98 DIAMETER SIZE 14 SHADE A3
5391 | 4215220026600 | ZIRCONIA TRANSLUCENT WHITE DISC 98 DIAMETER SIZE 14 SHADE A4
5392 | 4215220026700 | ZIRCONIA TRANSLUCENT WHITE DISC 98 DIAMETER SIZE 14 SHADE B1
5393 | 4215220026800 | ZIRCONIA TRANSLUCENT WHITE DISC 98 DIAMETER SIZE 14 SHADE B2
5394 | 4215220026900 | ZIRCONIA TRANSLUCENT WHITE DISC 98 DIAMETER SIZE 14 SHADE B3
5395 | 4215220027000 | ZIRCONIA TRANSLUCENT WHITE DISC 98 DIAMETER SIZE 14 SHADE B4
5396 | 4215220027100 | ZIRCONIA TRANSLUCENT WHITE DISC 98 DIAMETER SIZE 14 SHADE BL1
5397 | 4215220027200 | ZIRCONIA TRANSLUCENT WHITE DISC 98/95 DIAMETER SIZE 14 SHADE BL2
5398 | 4215220027300 | ZIRCONIA TRANSLUCENT WHITE DISC 98 DIAMETER SIZE 14 SHADE BL3
5399 | 4215220027400 | ZIRCONIA TRANSLUCENT WHITE DISC 98/95 DIAMETER SIZE 14 SHADE BL4
5400 | 4215220027500 | ZIRCONIA TRANSLUCENT WHITE DISC 98 DIAMETER SIZE 14 SHADE C1
5401 | 4215220027600 | ZIRCONIA TRANSLUCENT WHITE DISC 98 DIAMETER SIZE 14 SHADE C2
5402 | 4215220027700 | ZIRCONIA TRANSLUCENT WHITE DISC 98 DIAMETER SIZE 14 SHADE C3
5403 | 4215220027800 | ZIRCONIA TRANSLUCENT WHITE DISC 98 DIAMETER SIZE 14 SHADE C4
5404 | 4215220027900 | ZIRCONIA TRANSLUCENT WHITE DISC 98 DIAMETER SIZE 14 SHADE D2
5405 | 4215220028000 | ZIRCONIA TRANSLUCENT WHITE DISC 98 DIAMETER SIZE 14 SHADE D3
5406 | 4215220028100 | ZIRCONIA TRANSLUCENT WHITE DISC 98 DIAMETER SIZE 14 SHADE D4
5407 | 4215220028200 | ZIRCONIA TRANSLUCENT WHITE DISC 98 DIAMETER SIZE 16 SHADE A1
5408 | 4215220028300 | ZIRCONIA TRANSLUCENT WHITE DISC 98 DIAMETER SIZE 16 SHADE A2
5409 | 4215220028400 | ZIRCONIA TRANSLUCENT WHITE DISC 98 DIAMETER SIZE 16 SHADE A3
5410 | 4215220028500 | ZIRCONIA TRANSLUCENT WHITE DISC 98 DIAMETER SIZE 16 SHADE A4
5411 | 4215220028600 | ZIRCONIA TRANSLUCENT WHITE DISC 98 DIAMETER SIZE 16 SHADE B1
5412 | 4215220028700 | ZIRCONIA TRANSLUCENT WHITE DISC 98 DIAMETER SIZE 16 SHADE B2
5413 | 4215220028800 | ZIRCONIA TRANSLUCENT WHITE DISC 98 DIAMETER SIZE 16 SHADE B3
5414 | 4215220028900 | ZIRCONIA TRANSLUCENT WHITE DISC 98 DIAMETER SIZE 16 SHADE B4
5415 | 4215220029000 | ZIRCONIA TRANSLUCENT WHITE DISC 98 DIAMETER SIZE 16 SHADE BL1
5416 | 4215220029100 | ZIRCONIA TRANSLUCENT WHITE DISC 98/95 DIAMETER SIZE 16 SHADE BL2
5417 | 4215220029200 | ZIRCONIA TRANSLUCENT WHITE DISC 98 DIAMETER SIZE 16 SHADE BL3
5418 | 4215220029300 | ZIRCONIA TRANSLUCENT WHITE DISC 98/95 DIAMETER SIZE 16 SHADE BL4
5419 | 4215220029400 | ZIRCONIA TRANSLUCENT WHITE DISC 98 DIAMETER SIZE 16 SHADE C1
5420 | 4215220029500 | ZIRCONIA TRANSLUCENT WHITE DISC 98 DIAMETER SIZE 16 SHADE C2
5421 | 4215220029600 | ZIRCONIA TRANSLUCENT WHITE DISC 98 DIAMETER SIZE 16 SHADE C3
5422 | 4215220029700 | ZIRCONIA TRANSLUCENT WHITE DISC 98 DIAMETER SIZE 16 SHADE C4
5423 | 4215220029800 | ZIRCONIA TRANSLUCENT WHITE DISC 98 DIAMETER SIZE 16 SHADE D2
5424 | 4215220029900 | ZIRCONIA TRANSLUCENT WHITE DISC 98 DIAMETER SIZE 16 SHADE D3
5425 | 4215220030000 | ZIRCONIA TRANSLUCENT WHITE DISC 98 DIAMETER SIZE 16 SHADE D4
5426 | 4215220030100 | ZIRCONIA TRANSLUCENT WHITE DISC 98 DIAMETER SIZE 18 SHADE A1
5427 | 4215220030200 | ZIRCONIA TRANSLUCENT WHITE DISC 98 DIAMETER SIZE 18 SHADE A2
5428 | 4215220030300 | ZIRCONIA TRANSLUCENT WHITE DISC 98 DIAMETER SIZE 18 SHADE A3
5429 | 4215220030400 | ZIRCONIA TRANSLUCENT WHITE DISC 98 DIAMETER SIZE 18 SHADE A4
5430 | 4215220030500 | ZIRCONIA TRANSLUCENT WHITE DISC 98 DIAMETER SIZE 18 SHADE B1
5431 | 4215220030600 | ZIRCONIA TRANSLUCENT WHITE DISC 98 DIAMETER SIZE 18 SHADE B2
5432 | 4215220030700 | ZIRCONIA TRANSLUCENT WHITE DISC 98 DIAMETER SIZE 18 SHADE B3
5433 | 4215220030800 | ZIRCONIA TRANSLUCENT WHITE DISC 98 DIAMETER SIZE 18 SHADE B4
5434 | 4215220030900 | ZIRCONIA TRANSLUCENT WHITE DISC 98 DIAMETER SIZE 18 SHADE BL1
5435 | 4215220031000 | ZIRCONIA TRANSLUCENT WHITE DISC 98/95 DIAMETER SIZE 18 SHADE BL2
5436 | 4215220031100 | ZIRCONIA TRANSLUCENT WHITE DISC 98 DIAMETER SIZE 18 SHADE BL3
5437 | 4215220031200 | ZIRCONIA TRANSLUCENT WHITE DISC 98/95 DIAMETER SIZE 18 SHADE BL4
5438 | 4215220031300 | ZIRCONIA TRANSLUCENT WHITE DISC 98 DIAMETER SIZE 18 SHADE C1
5439 | 4215220031400 | ZIRCONIA TRANSLUCENT WHITE DISC 98 DIAMETER SIZE 18 SHADE C2
5440 | 4215220031500 | ZIRCONIA TRANSLUCENT WHITE DISC 98 DIAMETER SIZE 18 SHADE C3
5441 | 4215220031600 | ZIRCONIA TRANSLUCENT WHITE DISC 98 DIAMETER SIZE 18 SHADE C4
5442 | 4215220031700 | ZIRCONIA TRANSLUCENT WHITE DISC 98 DIAMETER SIZE 18 SHADE D2
5443 | 4215220031800 | ZIRCONIA TRANSLUCENT WHITE DISC 98 DIAMETER SIZE 18 SHADE D3
5444 | 4215220031900 | ZIRCONIA TRANSLUCENT WHITE DISC 98 DIAMETER SIZE 18 SHADE D4
5445 | 4215220032000 | ZIRCONIA TRANSLUCENT WHITE DISC 98 DIAMETER SIZE 20 SHADE A1
5446 | 4215220032100 | ZIRCONIA TRANSLUCENT WHITE DISC 98 DIAMETER SIZE 20 SHADE A2
5447 | 4215220032200 | ZIRCONIA TRANSLUCENT WHITE DISC 98 DIAMETER SIZE 20 SHADE A3
5448 | 4215220032300 | ZIRCONIA TRANSLUCENT WHITE DISC 98 DIAMETER SIZE 20 SHADE A4
5449 | 4215220032400 | ZIRCONIA TRANSLUCENT WHITE DISC 98 DIAMETER SIZE 20 SHADE B1
5450 | 4215220032500 | ZIRCONIA TRANSLUCENT WHITE DISC 98 DIAMETER SIZE 20 SHADE B2
5451 | 4215220032600 | ZIRCONIA TRANSLUCENT WHITE DISC 98 DIAMETER SIZE 20 SHADE B3
5452 | 4215220032700 | ZIRCONIA TRANSLUCENT WHITE DISC 98 DIAMETER SIZE 20 SHADE B4
5453 | 4215220032800 | ZIRCONIA TRANSLUCENT WHITE DISC 98 DIAMETER SIZE 20 SHADE BL1
5454 | 4215220032900 | ZIRCONIA TRANSLUCENT WHITE DISC 98/95 DIAMETER SIZE 20 SHADE BL2
5455 | 4215220033000 | ZIRCONIA TRANSLUCENT WHITE DISC 98 DIAMETER SIZE 20 SHADE BL3
5456 | 4215220033100 | ZIRCONIA TRANSLUCENT WHITE DISC 98/95 DIAMETER SIZE 20 SHADE BL4
5457 | 4215220033200 | ZIRCONIA TRANSLUCENT WHITE DISC 98 DIAMETER SIZE 20 SHADE C1
5458 | 4215220033300 | ZIRCONIA TRANSLUCENT WHITE DISC 98 DIAMETER SIZE 20 SHADE C2
5459 | 4215220033400 | ZIRCONIA TRANSLUCENT WHITE DISC 98 DIAMETER SIZE 20 SHADE C3
5460 | 4215220033500 | ZIRCONIA TRANSLUCENT WHITE DISC 98 DIAMETER SIZE 20 SHADE C4
5461 | 4215220033600 | ZIRCONIA TRANSLUCENT WHITE DISC 98 DIAMETER SIZE 20 SHADE D2
5462 | 4215220033700 | ZIRCONIA TRANSLUCENT WHITE DISC 98 DIAMETER SIZE 20 SHADE D3
5463 | 4215220033800 | ZIRCONIA TRANSLUCENT WHITE DISC 98 DIAMETER SIZE 20 SHADE D4
5464 | 4215220033900 | ZIRCONIUM DISC SUPER TRANSLUCENT 98 DIAMETER SIZE 12 SHADE A1
5465 | 4215220034000 | ZIRCONIUM DISC SUPER TRANSLUCENT 98 DIAMETER SIZE 12 SHADE A2
5466 | 4215220034100 | ZIRCONIUM DISC SUPER TRANSLUCENT 98 DIAMETER SIZE 12 SHADE A3
5467 | 4215220034200 | ZIRCONIUM DISC SUPER TRANSLUCENT 98 DIAMETER SIZE 12 SHADE A4
5468 | 4215220034300 | ZIRCONIUM DISC SUPER TRANSLUCENT 98 DIAMETER SIZE 12 SHADE B1
5469 | 4215220034400 | ZIRCONIUM DISC SUPER TRANSLUCENT 98 DIAMETER SIZE 12 SHADE B2
5470 | 4215220034500 | ZIRCONIUM DISC SUPER TRANSLUCENT 98 DIAMETER SIZE 12 SHADE B3
5471 | 4215220034600 | ZIRCONIUM DISC SUPER TRANSLUCENT 98 DIAMETER SIZE 12 SHADE B4
5472 | 4215220034700 | ZIRCONIUM DISC SUPER TRANSLUCENT 98 DIAMETER SIZE 12 SHADE BL1
5473 | 4215220034800 | ZIRCONIUM DISC SUPER TRANSLUCENT WHITE 98/95 DIAMETER SIZE 12 SHADE BL2
5474 | 4215220034900 | ZIRCONIUM DISC SUPER TRANSLUCENT 98 DIAMETER SIZE 12 SHADE BL3
5475 | 4215220035000 | ZIRCONIUM DISC SUPER TRANSLUCENT WHITE 98/95 DIAMETER SIZE 12 SHADE BL4
5476 | 4215220035100 | ZIRCONIUM DISC SUPER TRANSLUCENT 98 DIAMETER SIZE 12 SHADE C1
5477 | 4215220035200 | ZIRCONIUM DISC SUPER TRANSLUCENT 98 DIAMETER SIZE 12 SHADE C2
5478 | 4215220035300 | ZIRCONIUM DISC SUPER TRANSLUCENT 98 DIAMETER SIZE 12 SHADE C3
5479 | 4215220035400 | ZIRCONIUM DISC SUPER TRANSLUCENT 98 DIAMETER SIZE 12 SHADE C4
5480 | 4215220035500 | ZIRCONIUM DISC SUPER TRANSLUCENT 98 DIAMETER SIZE 12 SHADE D2
5481 | 4215220035600 | ZIRCONIUM DISC SUPER TRANSLUCENT 98 DIAMETER SIZE 12 SHADE D3
5482 | 4215220035700 | ZIRCONIUM DISC SUPER TRANSLUCENT 98 DIAMETER SIZE 12 SHADE D4
5483 | 4215220035800 | ZIRCONIUM DISC SUPER TRANSLUCENT 98 DIAMETER SIZE 14 SHADE A1
5484 | 4215220035900 | ZIRCONIUM DISC SUPER TRANSLUCENT 98 DIAMETER SIZE 14 SHADE A2
5485 | 4215220036000 | ZIRCONIUM DISC SUPER TRANSLUCENT 98 DIAMETER SIZE 14 SHADE A3
5486 | 4215220036100 | ZIRCONIUM DISC SUPER TRANSLUCENT 98 DIAMETER SIZE 14 SHADE A4
5487 | 4215220036200 | ZIRCONIUM DISC SUPER TRANSLUCENT 98 DIAMETER SIZE 14 SHADE B1
5488 | 4215220036300 | ZIRCONIUM DISC SUPER TRANSLUCENT 98 DIAMETER SIZE 14 SHADE B2
5489 | 4215220036400 | ZIRCONIUM DISC SUPER TRANSLUCENT 98 DIAMETER SIZE 14 SHADE B3
5490 | 4215220036500 | ZIRCONIUM DISC SUPER TRANSLUCENT 98 DIAMETER SIZE 14 SHADE B4
5491 | 4215220036600 | ZIRCONIUM DISC SUPER TRANSLUCENT 98 DIAMETER SIZE 14 SHADE BL1
5492 | 4215220036700 | ZIRCONIUM DISC SUPER TRANSLUCENT WHITE 98/95 DIAMETER SIZE 14 SHADE BL2
5493 | 4215220036800 | ZIRCONIUM DISC SUPER TRANSLUCENT 98 DIAMETER SIZE 14 SHADE BL3
5494 | 4215220036900 | ZIRCONIUM DISC SUPER TRANSLUCENT WHITE 98/95 DIAMETER SIZE 14 SHADE BL4
5495 | 4215220037000 | ZIRCONIUM DISC SUPER TRANSLUCENT 98 DIAMETER SIZE 14 SHADE C1
5496 | 4215220037100 | ZIRCONIUM DISC SUPER TRANSLUCENT 98 DIAMETER SIZE 14 SHADE C2
5497 | 4215220037200 | ZIRCONIUM DISC SUPER TRANSLUCENT 98 DIAMETER SIZE 14 SHADE C3
5498 | 4215220037300 | ZIRCONIUM DISC SUPER TRANSLUCENT 98 DIAMETER SIZE 14 SHADE C4
5499 | 4215220037400 | ZIRCONIUM DISC SUPER TRANSLUCENT 98 DIAMETER SIZE 14 SHADE D2
5500 | 4215220037500 | ZIRCONIUM DISC SUPER TRANSLUCENT 98 DIAMETER SIZE 14 SHADE D3
5501 | 4215220037600 | ZIRCONIUM DISC SUPER TRANSLUCENT 98 DIAMETER SIZE 14 SHADE D4
5502 | 4215220037700 | ZIRCONIUM DISC SUPER TRANSLUCENT 98 DIAMETER SIZE 16 SHADE A1
5503 | 4215220037800 | ZIRCONIUM DISC SUPER TRANSLUCENT 98 DIAMETER SIZE 16 SHADE A2
5504 | 4215220037900 | ZIRCONIUM DISC SUPER TRANSLUCENT 98 DIAMETER SIZE 16 SHADE A3
5505 | 4215220038000 | ZIRCONIUM DISC SUPER TRANSLUCENT 98 DIAMETER SIZE 16 SHADE A4
5506 | 4215220038100 | ZIRCONIUM DISC SUPER TRANSLUCENT 98 DIAMETER SIZE 16 SHADE B1
5507 | 4215220038200 | ZIRCONIUM DISC SUPER TRANSLUCENT 98 DIAMETER SIZE 16 SHADE B2
5508 | 4215220038300 | ZIRCONIUM DISC SUPER TRANSLUCENT 98 DIAMETER SIZE 16 SHADE B3
5509 | 4215220038400 | ZIRCONIUM DISC SUPER TRANSLUCENT 98 DIAMETER SIZE 16 SHADE B4
5510 | 4215220038500 | ZIRCONIUM DISC SUPER TRANSLUCENT 98 DIAMETER SIZE 16 SHADE BL1
5511 | 4215220038600 | ZIRCONIUM DISC SUPER TRANSLUCENT WHITE 98/95 DIAMETER SIZE 16 SHADE BL2
5512 | 4215220038700 | ZIRCONIUM DISC SUPER TRANSLUCENT 98 DIAMETER SIZE 16 SHADE BL3
5513 | 4215220038800 | ZIRCONIUM DISC SUPER TRANSLUCENT WHITE 98/95 DIAMETER SIZE 16 SHADE BL4
5514 | 4215220038900 | ZIRCONIUM DISC SUPER TRANSLUCENT 98 DIAMETER SIZE 16 SHADE C1
5515 | 4215220039000 | ZIRCONIUM DISC SUPER TRANSLUCENT 98 DIAMETER SIZE 16 SHADE C2
5516 | 4215220039100 | ZIRCONIUM DISC SUPER TRANSLUCENT 98 DIAMETER SIZE 16 SHADE C3
5517 | 4215220039200 | ZIRCONIUM DISC SUPER TRANSLUCENT 98 DIAMETER SIZE 16 SHADE C4
5518 | 4215220039300 | ZIRCONIUM DISC SUPER TRANSLUCENT 98 DIAMETER SIZE 16 SHADE D2
5519 | 4215220039400 | ZIRCONIUM DISC SUPER TRANSLUCENT 98 DIAMETER SIZE 16 SHADE D3
5520 | 4215220039500 | ZIRCONIUM DISC SUPER TRANSLUCENT 98 DIAMETER SIZE 16 SHADE D4
5521 | 4215220039600 | ZIRCONIUM DISC SUPER TRANSLUCENT 98 DIAMETER SIZE 18 SHADE A1
5522 | 4215220039700 | ZIRCONIUM DISC SUPER TRANSLUCENT 98 DIAMETER SIZE 18 SHADE A2
5523 | 4215220039800 | ZIRCONIUM DISC SUPER TRANSLUCENT 98 DIAMETER SIZE 18 SHADE A3
5524 | 4215220039900 | ZIRCONIUM DISC SUPER TRANSLUCENT 98 DIAMETER SIZE 18 SHADE A4
5525 | 4215220040000 | ZIRCONIUM DISC SUPER TRANSLUCENT 98 DIAMETER SIZE 18 SHADE B1
5526 | 4215220040100 | ZIRCONIUM DISC SUPER TRANSLUCENT 98 DIAMETER SIZE 18 SHADE B2
5527 | 4215220040200 | ZIRCONIUM DISC SUPER TRANSLUCENT 98 DIAMETER SIZE 18 SHADE B3
5528 | 4215220040300 | ZIRCONIUM DISC SUPER TRANSLUCENT 98 DIAMETER SIZE 18 SHADE B4
5529 | 4215220040400 | ZIRCONIUM DISC SUPER TRANSLUCENT 98 DIAMETER SIZE 18 SHADE BL1
5530 | 4215220040500 | ZIRCONIUM DISC SUPER TRANSLUCENT WHITE 98/95 DIAMETER SIZE 18 SHADE BL2
5531 | 4215220040600 | ZIRCONIUM DISC SUPER TRANSLUCENT 98 DIAMETER SIZE 18 SHADE BL3
5532 | 4215220040700 | ZIRCONIUM DISC SUPER TRANSLUCENT WHITE 98/95 DIAMETER SIZE 18 SHADE BL4
5533 | 4215220040800 | ZIRCONIUM DISC SUPER TRANSLUCENT 98 DIAMETER SIZE 18 SHADE C1
5534 | 4215220040900 | ZIRCONIUM DISC SUPER TRANSLUCENT 98 DIAMETER SIZE 18 SHADE C2
5535 | 4215220041000 | ZIRCONIUM DISC SUPER TRANSLUCENT 98 DIAMETER SIZE 18 SHADE C3
5536 | 4215220041100 | ZIRCONIUM DISC SUPER TRANSLUCENT 98 DIAMETER SIZE 18 SHADE C4
5537 | 4215220041200 | ZIRCONIUM DISC SUPER TRANSLUCENT 98 DIAMETER SIZE 18 SHADE D2
5538 | 4215220041300 | ZIRCONIUM DISC SUPER TRANSLUCENT 98 DIAMETER SIZE 18 SHADE D3
5539 | 4215220041400 | ZIRCONIUM DISC SUPER TRANSLUCENT 98 DIAMETER SIZE 18 SHADE D4
5540 | 4215220041500 | ZIRCONIUM DISC SUPER TRANSLUCENT 98 DIAMETER SIZE 20 SHADE A1
5541 | 4215220041600 | ZIRCONIUM DISC SUPER TRANSLUCENT 98 DIAMETER SIZE 20 SHADE A2
5542 | 4215220041700 | ZIRCONIUM DISC SUPER TRANSLUCENT 98 DIAMETER SIZE 20 SHADE A3
5543 | 4215220041800 | ZIRCONIUM DISC SUPER TRANSLUCENT 98 DIAMETER SIZE 20 SHADE A4
5544 | 4215220041900 | ZIRCONIUM DISC SUPER TRANSLUCENT 98 DIAMETER SIZE 20 SHADE B1
5545 | 4215220042000 | ZIRCONIUM DISC SUPER TRANSLUCENT 98 DIAMETER SIZE 20 SHADE B2
5546 | 4215220042100 | ZIRCONIUM DISC SUPER TRANSLUCENT 98 DIAMETER SIZE 20 SHADE B3
5547 | 4215220042200 | ZIRCONIUM DISC SUPER TRANSLUCENT 98 DIAMETER SIZE 20 SHADE B4
5548 | 4215220042300 | ZIRCONIUM DISC SUPER TRANSLUCENT 98 DIAMETER SIZE 20 SHADE BL1
5549 | 4215220042400 | ZIRCONIUM DISC SUPER TRANSLUCENT WHITE 98/95 DIAMETER SIZE 20 SHADE BL2
5550 | 4215220042500 | ZIRCONIUM DISC SUPER TRANSLUCENT 98 DIAMETER SIZE 20 SHADE BL3
5551 | 4215220042600 | ZIRCONIUM DISC SUPER TRANSLUCENT WHITE 98/95 DIAMETER SIZE 20 SHADE BL4
5552 | 4215220042700 | ZIRCONIUM DISC SUPER TRANSLUCENT 98 DIAMETER SIZE 20 SHADE C1
5553 | 4215220042800 | ZIRCONIUM DISC SUPER TRANSLUCENT 98 DIAMETER SIZE 20 SHADE C2
5554 | 4215220042900 | ZIRCONIUM DISC SUPER TRANSLUCENT 98 DIAMETER SIZE 20 SHADE C3
5555 | 4215220043000 | ZIRCONIUM DISC SUPER TRANSLUCENT 98 DIAMETER SIZE 20 SHADE C4
5556 | 4215220043100 | ZIRCONIUM DISC SUPER TRANSLUCENT 98 DIAMETER SIZE 20 SHADE D2
5557 | 4215220043200 | ZIRCONIUM DISC SUPER TRANSLUCENT 98 DIAMETER SIZE 20 SHADE D3
5558 | 4215220043300 | ZIRCONIUM DISC SUPER TRANSLUCENT 98 DIAMETER SIZE 20 SHADE D4
5559 | 4215220043400 | ZIRCONIUM DISC/MULTI-LAYER CLASSIC SHADE 98 DIAMETER SIZE 14 SHADE A1
5560 | 4215220043500 | ZIRCONIUM DISC/MULTI-LAYER CLASSIC SHADE 98 DIAMETER SIZE 14 SHADE A2
5561 | 4215220043600 | ZIRCONIUM DISC/MULTI-LAYER CLASSIC SHADE 98 DIAMETER SIZE 14 SHADE A3
5562 | 4215220043700 | ZIRCONIUM DISC/MULTI-LAYER CLASSIC SHADE 98 DIAMETER SIZE 14 SHADE B1
5563 | 4215220043800 | ZIRCONIUM DISC/MULTI-LAYER CLASSIC SHADE 98 DIAMETER SIZE 14 SHADE B2
5564 | 4215220043900 | ZIRCONIUM DISC/MULTI-LAYER CLASSIC SHADE 98 DIAMETER SIZE 14 SHADE B3
5565 | 4215220044000 | ZIRCONIUM DISC/MULTI-LAYER CLASSIC SHADE 98 DIAMETER SIZE 14 SHADE C1
5566 | 4215220044100 | ZIRCONIUM DISC/MULTI-LAYER CLASSIC SHADE 98 DIAMETER SIZE 14 SHADE C2
5567 | 4215220044200 | ZIRCONIUM DISC/MULTI-LAYER CLASSIC SHADE 98 DIAMETER SIZE 14 SHADE D1
5568 | 4215220044300 | ZIRCONIUM DISC/MULTI-LAYER CLASSIC SHADE 98 DIAMETER SIZE 14 SHADE D2
5569 | 4215220044400 | ZIRCONIUM DISC/MULTI-LAYER CLASSIC SHADE 98 DIAMETER SIZE 16 SHADE A1
5570 | 4215220044500 | ZIRCONIUM DISC/MULTI-LAYER CLASSIC SHADE 98 DIAMETER SIZE 16 SHADE A2
5571 | 4215220044600 | ZIRCONIUM DISC/MULTI-LAYER CLASSIC SHADE 98 DIAMETER SIZE 16 SHADE A3
5572 | 4215220044700 | ZIRCONIUM DISC/MULTI-LAYER CLASSIC SHADE 98 DIAMETER SIZE 16 SHADE B1
5573 | 4215220044800 | ZIRCONIUM DISC/MULTI-LAYER CLASSIC SHADE 98 DIAMETER SIZE 16 SHADE B2
5574 | 4215220044900 | ZIRCONIUM DISC/MULTI-LAYER CLASSIC SHADE 98 DIAMETER SIZE 16 SHADE B3
5575 | 4215220045000 | ZIRCONIUM DISC/MULTI-LAYER CLASSIC SHADE 98 DIAMETER SIZE 16 SHADE C1
5576 | 4215220045100 | ZIRCONIUM DISC/MULTI-LAYER CLASSIC SHADE 98 DIAMETER SIZE 16 SHADE C2
5577 | 4215220045200 | ZIRCONIUM DISC/MULTI-LAYER CLASSIC SHADE 98 DIAMETER SIZE 16 SHADE D1
5578 | 4215220045300 | ZIRCONIUM DISC/MULTI-LAYER CLASSIC SHADE 98 DIAMETER SIZE 18 SHADE A1
5579 | 4215220045400 | ZIRCONIUM DISC/MULTI-LAYER CLASSIC SHADE 98 DIAMETER SIZE 18 SHADE A2
5580 | 4215220045500 | ZIRCONIUM DISC/MULTI-LAYER CLASSIC SHADE 98 DIAMETER SIZE 18 SHADE A3
5581 | 4215220045600 | ZIRCONIUM DISC/MULTI-LAYER CLASSIC SHADE 98 DIAMETER SIZE 18 SHADE B1
5582 | 4215220045700 | ZIRCONIUM DISC/MULTI-LAYER CLASSIC SHADE 98 DIAMETER SIZE 18 SHADE B2
5583 | 4215220045800 | ZIRCONIUM DISC/MULTI-LAYER CLASSIC SHADE 98 DIAMETER SIZE 18 SHADE B3
5584 | 4215220045900 | ZIRCONIUM DISC/MULTI-LAYER CLASSIC SHADE 98 DIAMETER SIZE 18 SHADE C1
5585 | 4215220046000 | ZIRCONIUM DISC/MULTI-LAYER CLASSIC SHADE 98 DIAMETER SIZE 18 SHADE C2
5586 | 4215220046100 | ZIRCONIUM DISC/MULTI-LAYER CLASSIC SHADE 98 DIAMETER SIZE 18 SHADE D1
5587 | 4215220046200 | ZIRCONIUM DISC/MULTI-LAYER CLASSIC SHADE 98 DIAMETER SIZE 18 SHADE D2
5588 | 4215220046300 | ZIRCONIUM DISC/MULTI-LAYER CLASSIC SHADE 98 DIAMETER SIZE 20 SHADE A1
5589 | 4215220046400 | ZIRCONIUM DISC/MULTI-LAYER CLASSIC SHADE 98 DIAMETER SIZE 20 SHADE A2
5590 | 4215220046500 | ZIRCONIUM DISC/MULTI-LAYER CLASSIC SHADE 98 DIAMETER SIZE 20 SHADE A3
5591 | 4215220046600 | ZIRCONIUM DISC/MULTI-LAYER CLASSIC SHADE 98 DIAMETER SIZE 20 SHADE B1
5592 | 4215220046700 | ZIRCONIUM DISC/MULTI-LAYER CLASSIC SHADE 98 DIAMETER SIZE 20 SHADE B2
5593 | 4215220046800 | ZIRCONIUM DISC/MULTI-LAYER CLASSIC SHADE 98 DIAMETER SIZE 20 SHADE B3
5594 | 4215220046900 | ZIRCONIUM DISC/MULTI-LAYER CLASSIC SHADE 98 DIAMETER SIZE 20 SHADE C1
5595 | 4215220047000 | ZIRCONIUM DISC/MULTI-LAYER CLASSIC SHADE 98 DIAMETER SIZE 20 SHADE C2
5596 | 4215220047100 | ZIRCONIUM DISC/MULTI-LAYER CLASSIC SHADE 98 DIAMETER SIZE 20 SHADE D1
5597 | 4215220047200 | ZIRCONIUM DISC/MULTI-LAYER CLASSIC SHADE 98 DIAMETER SIZE 20 SHADE D2
5598 | 4215220047300 | ZIRCONIUM DISC/MULTI-LAYER CLASSIC SHADE 98 DIAMETER SIZE 22 SHADE A1
5599 | 4215220047400 | ZIRCONIUM DISC/MULTI-LAYER CLASSIC SHADE 98 DIAMETER SIZE 22 SHADE A2
5600 | 4215220047500 | ZIRCONIUM DISC/MULTI-LAYER CLASSIC SHADE 98 DIAMETER SIZE 22 SHADE A3
5601 | 4215220047600 | ZIRCONIUM DISC/MULTI-LAYER CLASSIC SHADE 98 DIAMETER SIZE 22 SHADE B1
5602 | 4215220047700 | ZIRCONIUM DISC/MULTI-LAYER CLASSIC SHADE 98 DIAMETER SIZE 22 SHADE B2
5603 | 4215220047800 | ZIRCONIUM DISC/MULTI-LAYER CLASSIC SHADE 98 DIAMETER SIZE 22 SHADE B3
5604 | 4215220047900 | ZIRCONIUM DISC/MULTI-LAYER CLASSIC SHADE 98 DIAMETER SIZE 22 SHADE C1
5605 | 4215220048000 | ZIRCONIUM DISC/MULTI-LAYER CLASSIC SHADE 98 DIAMETER SIZE 22 SHADE C2
5606 | 4215220048100 | ZIRCONIUM DISC/MULTI-LAYER CLASSIC SHADE 98 DIAMETER SIZE 22 SHADE D1
5607 | 4215220048200 | ZIRCONIUM DISC/MULTI-LAYER CLASSIC SHADE 98 DIAMETER SIZE 22 SHADE D2
5608 | 4215220048300 | ZIRCONIUM DISC/MULTI-LAYER CLASSIC SHADE 98 DIAMETER SIZE 16 SHADE D2
5609 | 4215220300100 | TORCH DENTAL HEATING UNIVERSAL/MINI
5610 | 4215220300700 | DENTAL ALCOHOL TORCH PLASTIC REUSABLE
5611 | 4215220300800 | ELECTRIC DENTAL BUNSEN BURNER
5612 | 4215221200100 | DENTAL LABORATORY PLASTER NIPPER
5613 | 4215221300000 | LARGE WAX GRID RETENTION (MESH)
5614 | 4215221300100 | WAX PATTERN LINGUAL BAR WIDE
5615 | 4215221300200 | WAX PATTERN LINGUAL BAR NARROW
5616 | 4215221300300 | WAX PATTERN MOLAR AND PREMOLAR CLASP
5617 | 4215221300400 | WAX PATTERN PREMOLAR CLASP
5618 | 4215221300500 | WAX PATTERN RING CLASP
5619 | 4215221300600 | WAX PATTERN DOUBLE ARM CLASP WITH REST SMALL
5620 | 4215221301000 | EDENTULOUS MODEL MOULD UPPER AND LOWER ARCH
5621 | 4215221301100 | SCREW FOR ANTERIOR/POSTERIOR ARTIFICIAL TEETH COMPATIBLE WITH EACH SECTOR SYSTEM
5622 | 4215221301200 | JAW MODEL SCREW FOR POSTERIOR IVORINE TEETH
5623 | 4215221301300 | MELAMINE SCREWS FOR THE JAW MODELS
5624 | 4215221301400 | COMPLETE JAW MODEL UPPER AND LOWER TEETH SNAP ON TYPE
5625 | 4215221600100 | DENTAL LABORATORY SOLDER HOLDER
5626 | 4215221900400 | GREEN WAX STRIP OCCLUSAL INDICATOR
5627 | 4215221900500 | WAX FORMS FOR TYPODONT TEETH
5628 | 4215222000600 | ORTHO PLASTER FAST SET TYPE 2 WHITE COLOR WEIGHT +15 KGM
5629 | 4215222000700 | DENTAL PUMICE MEDIUM APPROXIMATELY 5 KG/PLASTIC CONTAINER
5630 | 4215222000800 | PLASTER OF PARIS REGULAR SET TYPE (1 OR 2) WHITE COLOR WEIGHT +15 KGM
5631 | 4215222000900 | ORTHO PLASTER REGULAR SET WHITE COLOR WEIGHT +15 KGM
5632 | 4215222001000 | DENTAL MOUNTED STONES (BURS) BOX CONTAINS ASSORTMENT OF MOUNTED STONES FOR GOLD AND NON PRECIOUS ALLOYS
5633 | 4215222001100 | DENTAL PUMICE COARSE APPROXIMATELY 5 KG/PLASTIC CONTAINER
5634 | 4215222001200 | DENTAL PUMICE FINE APPROXIMATELY 5 KG/PLASTIC CONTAINER
5635 | 4215222001300 | DENTAL SYNTHETIC STONE APPROX. 4.5 KG/PKG PLASTIC CONTAINER
5636 | 4215222001400 | DENTAL STONE TYPE (3) WEIGHT + 15 KGM
5637 | 4215222001500 | DENTAL DIESTONE TYPE (4 OR 5) WEIGHT + 15 KGM
5638 | 4215222001600 | MULTI TAPER SINGLE RECIPROCATING ENDO FILE SYSTEM IN GOLD WIRE COMES IN DIFFERENT SIZES ASSORTED (SMALL PRIMARY MEDIUM AND LARGE) LENGTH 25MM
5639 | 4215222001700 | MULTI TAPER SINGLE RECIPROCATING ENDO FILE SYSTEM IN GOLD WIRE COMES IN DIFFERENT SIZES (PRIMARY SIZE) LENGTH 25MM
5640 | 4215222100000 | DENTAL LABORATORY MODEL HOLDER
5641 | 4215222100100 | BOX DENTAL STUDY MODELS PACKING CARDBOARD SIZE: 3.0INCHX3.0INCHX9.0INCH
5642 | 4215222100200 | DENTAL MODEL FOR ORTHODONTIC TRAINING
5643 | 4215222200000 | CRUCIBLE RUBBER FORMER FOR 25-35 MM CASTING RING
5644 | 4215222200100 | CRUCIBLE RUBBER FORMER FOR 40-50MM CASTING RING
5645 | 4215222200200 | CRUCIBLE RUBBER FORMER FOR 60-70MM DIAM CASTING RINGS
5646 | 4215222200300 | CRUCIBLE RUBBER FORMER FOR 75-85MM DIAM CASTING RING
5647 | 4215222200600 | CRUCIBLE RUBBER FORMER FOR ALL SIZE S CASTING RINGS IN ONE ( 30 - 48 - 65 - 80) MM
5648 | 4215222200900 | METAL CASTING CRUCIBLE ALL SIZES- SHOULD BE COMPATIBLE WITH HOSPITAL MACHINE
5649 | 4215222201100 | PLASTIC FORMER FOR ALL SIZE S CASTING RING IN ONE 30 48 65 AND 80 MM
5650 | 4215222300000 | LIGHT CURE GINGIVAL RESIN BARRIER BLUE SYRINGE 2*1.2ML WITH APPLICATOR TIPS/EACH
5651 | 4215223102700 | COOLANT FOR MILLING MACHINE - COMPATIBLE WITH EACH HOSPITAL MACHINE (EA=BOTTLE)
5652 | 4215223102800 | DENTAL MILLING MACHINE DRILL 0.3- COMPATIBLE WITH HOSPITAL MACHINE
5653 | 4215223102900 | DENTAL MILLING MACHINE DRILL 0.7- COMPATIBLE WITH HOSPITAL MACHINE
5654 | 4215223103000 | DENTAL MILLING MACHINE DRILL 3- COMPATIBLE WITH HOSPITAL MACHINE
5655 | 4215223103100 | DENTAL TOOL COBALT-CHROMIUM / TITANIUM BLUE 0.6C FOR MILLING MACHINE DRILL - COMPATIBLE WITH HOSPITAL MACHINE
5656 | 4215223103200 | DENTAL TOOL COBALT-CHROMIUM / TITANIUM BLUE 1.0C FOR MILLING MACHINE DRILL- COMPATIBLE WITH HOSPITAL MACHINE
5657 | 4215223103300 | DENTAL TOOL COBALT-CHROMIUM / TITANIUM BLUE 1.5C FOR MILLING MACHINE DRILL- COMPATIBLE WITH HOSPITAL MACHINE
5658 | 4215223103400 | DENTAL TOOL COBALT-CHROMIUM /TITANIUM BLUE 2.0C FOR MILLING MACHINE- COMPATIBLE WITH HOSPITAL MACHINE
5659 | 4215223103500 | DENTAL TOOL GLASS-CERAMICS RED G0.5 FOR MILLING MACHINE DRILL- COMPATIBLE WITH HOSPITAL MACHINE
5660 | 4215223103600 | DENTAL TOOL GLASS-CERAMICS RED G1.0 FOR MILLING MACHINE DRILL- COMPATIBLE WITH HOSPITAL MACHINE
5661 | 4215223103700 | DENTAL TOOL GLASS-CERAMICS RED G2.0 FOR MILLING MACHINE DRILL- COMPATIBLE WITH HOSPITAL MACHINE
5662 | 4215223103800 | DENTAL TOOL GLASS-CERAMICS RED G3.0 FOR MILLING MACHINE DRILL- COMPATIBLE WITH HOSPITAL MACHINE
5663 | 4215223103900 | DENTAL TOOL PMMA/DCL GREEN 0.5C FOR MILLING MACHINE DRILL- COMPATIBLE WITH HOSPITAL MACHINE
5664 | 4215223104000 | DENTAL TOOL PMMA/DCL GREEN 1.0C FOR MILLING MACHINE DRILL- COMPATIBLE WITH HOSPITAL MACHINE
5665 | 4215223104100 | DENTAL TOOL PMMA/DCL GREEN 2.5C FOR MILLING MACHINE DRILL- COMPATIBLE WITH HOSPITAL MACHINE
5666 | 4215223104200 | DENTAL TOOL PMMA/DCL GREEN 5.0 FOR MILLING MACHINE DRILL- COMPATIBLE WITH HOSPITAL MACHINE
5667 | 4215223104300 | DENTAL TOOL PMMA/DCL GREEN F1.5 FOR MILLING MACHINE DRILL- COMPATIBLE WITH HOSPITAL MACHINE
5668 | 4215223104400 | DENTAL TOOL WAX BLACK 0.5 FOR MILLING MACHINE DRILL- COMPATIBLE WITH HOSPITAL MACHINE
5669 | 4215223104500 | DENTAL TOOL WAX BLACK 1.0 FOR MILLING MACHINE DRILL- COMPATIBLE WITH HOSPITAL MACHINE
5670 | 4215223104600 | DENTAL TOOL WAX BLACK 2.5 FOR MILLING MACHINE DRILL- COMPATIBLE WITH HOSPITAL MACHINE
5671 | 4215223104700 | DENTAL TOOL WAX BLACK 5.0 FOR MILLING MACHINE DRILL- COMPATIBLE WITH HOSPITAL MACHINE
5672 | 4215223104800 | DENTAL TOOL WAX BLACK F1.5 FOR MILLING MACHINE DRILL- COMPATIBLE WITH HOSPITAL MACHINE
5673 | 4215223104900 | DENTAL TOOL ZIRCONIUM OXIDE YELLOW 0.5 FOR MILLING MACHINE DRILL - COMPATIBLE WITH HOSPITAL MACHINE
5674 | 4215223105000 | DENTAL TOOL ZIRCONIUM OXIDE YELLOW 0.5C FOR MILLING MACHINE DRILL - COMPATIBLE WITH HOSPITAL MACHINE
5675 | 4215223105100 | DENTAL TOOL ZIRCONIUM OXIDE YELLOW 1.0 FOR MILLING MACHINE DRILL - COMPATIBLE WITH HOSPITAL MACHINE
5676 | 4215223105200 | DENTAL TOOL ZIRCONIUM OXIDE YELLOW 1.0C FOR MILLING MACHINE DRILL - COMPATIBLE WITH HOSPITAL MACHINE
5677 | 4215223105300 | DENTAL TOOL ZIRCONIUM OXIDE YELLOW 2.5 FOR MILLING MACHINE DRILL - COMPATIBLE WITH HOSPITAL MACHINE
5678 | 4215223105400 | DENTAL TOOL ZIRCONIUM OXIDE YELLOW 2.5C FOR MILLING MACHINE DRILL - COMPATIBLE WITH HOSPITAL MACHINE
5679 | 4215223700000 | ROD DENTAL SOLDER UNIVERSAL PREFLUXED LOW MELTING ORTHODONTIC SOLDERING SILVER SOLDER CADMIUM FREE (PKT=EA)
5680 | 4215223700300 | TUBE SOLDER L15 CM DIA 1 MM SILVER
5681 | 4215223800000 | CARBON PURGING RODS USED FOR DECONTAMINATING VACUUM PORCELAIN FURNACES WHEN WORKING WITH HIGH PALLADIUM ALLOYS 6 /BOX
5682 | 4215224000200 | 3D RESIN PRINTER CARBON FILTER- COMPATIBLE WITH HOSPITAL MACHINE
5683 | 4215224000300 | 3D RESIN PRINTER INTAKE FILTER - COMPATIBLE WITH HOSPITAL MACHINE
5684 | 4215224000400 | CLEAN AND WASH SOLUTION FOR PHOTO RESIN 3D PRINTED MODEL 15-30 LITER. (BT=GALLON)
5685 | 4215224000500 | PHOTO RESIN PRINTING PLATFORMS COMPATIBLE WITH HOSPITAL MACHINE
5686 | 4215224000600 | PHOTO RESIN PRINTING TRAY COMPATIBLE WITH HOSPITAL MACHINE
5687 | 4215224000700 | PHOTO RESIN STORAGE GARAGE - COMPATIBLE WITH HOSPITAL MACHINE
5688 | 4215224000800 | PUNCH TOOL TO REMOVE THE PRINTING MODELS FROM THE PRINTING PLATFORM - COMPATIBLE WITH HOSPITAL MACHINE
5689 | 4215224100200 | RING LINER STANDARD NON ASBESTOS APPROX. 2 M
5690 | 4215224100500 | PRE - SOLDER ROD FOR PRECIOUS CERAMIC ALLOYS
5691 | 4215224101000 | DOWEL PINS SMALL SIZE WITH EFFECTIVE ANTI ROTATION WITH SLEEVES AND RUBBER CUP 1000/BOX
5692 | 4215224101100 | POLISHING COMPOUND FOR POLISHING METALS PUSH TYPE APPLICATOR
5693 | 4215224101300 | DOUBLE DOWEL PINS REGULAR SIZE WITH EFFECTIVE ANTI ROTATION WITH SLEEVES AND RUBBER CUP 1000 /BOX
5694 | 4215224101400 | MANDREL FOR LATCHED TYPE HANDPIECE STAINLESS STEEL SHANK DIAMETER 2.35 - 2.5 MM
5695 | 4215224101500 | MANDREL HOLDER FOR ENTRY CLOTH OR SANDPAPER SHANK DIAM 2.35 - 2.5 MM
5696 | 4215224101600 | SANDPAPER ROLL 10 - 15 MM WIDE AND 5 - 10 METER LONG/ROLL
5697 | 4215230900100 | CARIES DETECTOR CARIES DISCLOSING AGENT /EACH
5698 | 4215240001000 | SHEET TRACING CEPHALOMETRIC TRACING ACETATE SIZE: 18.0CMX24.0CM PACKAGING: 100 SHEETS FOR ORTHODONTICS
5699 | 4215240001100 | SHEET TRACING CEPHALOMETRIC TRACING ACETATE SIZE: 24.0CMX30.0CM PACKAGING: 100 SHEETS FOR ORTHODONTICS
5700 | 4215240001200 | PLASTIC RETENTION FOR DIRECT APPLICATION TO WAXING (ASSORTMENT) 500 - 600 /PKG
5701 | 4215240001300 | VISIBLE LIGHT CURE SHEETS FOR SPECIAL TRAY
5702 | 4215240001400 | WAX MESH RETENTION WITH FINISHING LINE 10 SHEETS/PKG FOR MAXILLARY AND MANDIBULAR (EA=BOX)
5703 | 4215240002000 | COMPOSITE ORTHODONTIC USAGE FLOWABLE/LIGHT CURED/UNSURPASSED POLISH RETENTION/LOW WEAR
5704 | 4215240004200 | CERAMIC POWDER FOR GINGIVA 2 OR EQUIVALENT (EA=BOTTLE)
5705 | 4215240007200 | METAL FREE CERAMIC POWDER FOR CERAM POWDER DENTIN SHADE D2
5706 | 4215240008200 | METAL FREE CERAMIC POWDER FOR DENTIN SHADE B2 (EA=BOTTLE)
5707 | 4215240008800 | CLASSIC TOOTHBRUSH WITH RUBBER TIP - FULL HEAD SOFT FEATURES A LATEX-FREE RUBBER WITH TIP SMALL HEAD #407 TOOTHBRUSH.
5708 | 4215240008900 | CLASSIC TOOTHBRUSH WITH RUBBER TIP - FULL HEAD SOFT FEATURES A LATEX-FREE RUBBER TIP WITH REGULAR HEAD #411 TOOTHBRUSH.
5709 | 4215240009000 | HEMOSTATIC COTTON PELLETS WITH EPINEPHRINE BUILT-IN DISPENSER SIZE 1
5710 | 4215240009100 | HEMOSTATIC COTTON PELLETS WITH EPINEPHRINE BUILT-IN DISPENSER SIZE 2
5711 | 4215240009200 | HEMOSTATIC COTTON PELLETS WITH EPINEPHRINE BUILT-IN DISPENSER SIZE 3
5712 | 4215240009400 | COMPLETE JAW MODEL UPPER AND LOWER FOR PERMANENT ARTIFICIAL TEETH SOFT GINGIVA
5713 | 4215240009500 | COMPLETE JAW MODEL UPPER AND LOWER FOR PRIMARY ARTIFICIAL TEETH SOFT GINGIVA
5714 | 4215240500000 | CROWN DENTAL TOOTH: PERMANENT FIRST LOWER RIGHT MOLAR TIN-SILVER ALLOY SIZE: 60 MESIAL DISTAL WIDTH: 11.1MM
5715 | 4215240500200 | CROWN DENTAL TOOTH: PERMANENT FIRST LOWER RIGHT MOLAR TIN-SILVER ALLOY SIZE: 62 MESIAL DISTAL WIDTH: 11.4MM
5716 | 4215240500400 | CROWN DENTAL TOOTH: PERMANENT FIRST LOWER RIGHT MOLAR TIN-SILVER ALLOY SIZE: 64 MESIAL DISTAL WIDTH: 11.7MM
5717 | 4215240500600 | CROWN DENTAL TOOTH: PERMANENT FIRST LOWER RIGHT MOLAR TIN-SILVER ALLOY SIZE: 66 MESIAL DISTAL WIDTH: 12.0MM
5718 | 4215240500800 | CROWN DENTAL TOOTH: PERMANENT FIRST LOWER RIGHT MOLAR TIN-SILVER ALLOY SIZE: 68 MESIAL DISTAL WIDTH: 12.4MM
5719 | 4215240501000 | CROWN DENTAL TOOTH: PERMANENT SECOND LOWER RIGHT MOLAR TIN-SILVER ALLOY SIZE: 70 MESIAL DISTAL WIDTH: 9.8MM
5720 | 4215240501200 | CROWN DENTAL TOOTH: PERMANENT SECOND LOWER RIGHT MOLAR TIN-SILVER ALLOY SIZE: 72 MESIAL DISTAL WIDTH: 10.4MM
5721 | 4215240501400 | CROWN DENTAL TOOTH: PERMANENT SECOND LOWER RIGHT MOLAR TIN-SILVER ALLOY SIZE: 74 MESIAL DISTAL WIDTH: 10.8MM
5722 | 4215240501500 | CROWN DENTAL TOOTH: PERMANENT SECOND LOWER LEFT MOLAR TIN-SILVER ALLOY SIZE: 75 MESIAL DISTAL WIDTH: 10.8MM
5723 | 4215240501600 | CROWN DENTAL TOOTH: PERMANENT SECOND LOWER RIGHT MOLAR TIN-SILVER ALLOY SIZE: 76 MESIAL DISTAL WIDTH: 11.2MM
5724 | 4215240501800 | CROWN DENTAL TOOTH: PERMANENT SECOND LOWER RIGHT MOLAR TIN-SILVER ALLOY SIZE: 78 MESIAL DISTAL WIDTH: 11.6MM
5725 | 4215240502200 | CROWN DENTAL TOOTH: PERMANENT FIRST UPPER RIGHT MOLAR TIN-SILVER ALLOY SIZE: 63 MESIAL DISTAL WIDTH: 10.7MM
5726 | 4215240502400 | CROWN DENTAL TOOTH: PERMANENT FIRST UPPER RIGHT MOLAR TIN-SILVER ALLOY SIZE: 65 MESIAL DISTAL WIDTH: 11.1MM
5727 | 4215240502600 | CROWN DENTAL TOOTH: PERMANENT FIRST UPPER RIGHT MOLAR TIN-SILVER ALLOY SIZE: 67 MESIAL DISTAL WIDTH: 11.5MM
5728 | 4215240502700 | CROWN DENTAL TOOTH: PERMANENT FIRST UPPER RIGHT MOLAR TIN-SILVER ALLOY SIZE: 69 MESIAL DISTAL WIDTH: 12.0MM
5729 | 4215240503600 | CROWN DENTAL TOOTH: PERMANENT SECOND UPPER LEFT MOLAR TIN-SILVER ALLOY SIZE: 75 MESIAL DISTAL WIDTH: 9.9MM
5730 | 4215240503700 | SET CROWN INCLUDES: 64 CROWNS TEMPORARY ALUMINIUM TOOTH: PERMANENT MOLARS FOR DENTAL
5731 | 4215240503800 | SET CROWN TEMPORARY ALUMINIUM TOOTH: BICUSPID FOR DENTAL
5732 | 4215241200100 | WAX PATTERN FINISHING WIRES (ASSORTED DIAMETER)
5733 | 4215241200200 | WAX PATTERN HALF ROUND STRIPS 2.00 X 1.00 MM
5734 | 4215241200300 | WAX PATTERN HALF ROUND STRIPS 1.5 X 0.75 MM
5735 | 4215241200400 | WAX PATTERN DOUBLE ARM CLASP WITH REST LARGE
5736 | 4215241200500 | WAX PATTERN HALF ROUND STRIPS 1.8 X 0.9 MM
5737 | 4215241201100 | BLUE INLAY CASTING WAX HARD
5738 | 4215241201200 | FINE STIPPLE CASTING WAX GREEN SHEETS OF 15 X 7.5 CM 0.6 MM THICK
5739 | 4215241201400 | MEDIUM STIPPLE CASTING WAX GREEN SHEETS 0.6 MM THICK
5740 | 4215241201500 | MEDIUM STIPPLE CASTING WAX GREEN SHEETS OF 15 X 7.5 CM 0.4 THICK
5741 | 4215241201700 | FINE STIPPLE CASTING WAX GREEN SHEETS OF 15 X 7.5 CM 0.4 MM THICK
5742 | 4215241201800 | SMOOTH CASTING WAX GREEN SHEETS OF 15 X 7.5 CM/ 0.3 MM THICK
5743 | 4215241202100 | RED WAX SOFT FOR CERVICAL OR MARGINAL
5744 | 4215241202200 | GREEN INLAY CASTING WAX X - HARD
5745 | 4215241202300 | ROUND SPRUE WAX 3.5 MM DIAMETER SPOOL OF 250 - 300 G
5746 | 4215241202400 | ROUND SPRUE WAX 2.5 MM DIAMETER SPOOL OF 250 - 300 G
5747 | 4215241202500 | ROUND SPRUE WAX 1.5 MM DIAMETER SPOOL OF 250 - 300 G
5748 | 4215241202600 | WAFER BITE REGISTRATION WAX PACKAGING: 24 PER BOX FOR DENTAL
5749 | 4215241202700 | BASE PLATE WAX SETTING WAX SHEETS 1.8 MM THICKNESS
5750 | 4215241202800 | PINK WAX - RIM HARD
5751 | 4215241203000 | FOIL LAMINATED BLUE ARTICULAR WAX
5752 | 4215241208000 | DENTAL CAD WAX BLUE THICKNESS 12MM 98.5MM - COMPATIBLE WITH HOSPITAL MACHINE
5753 | 4215241208100 | DENTAL CAD WAX BLUE THICKNESS 20MM 98.5MM - COMPATIBLE WITH HOSPITAL MACHINE
5754 | 4215241208200 | MULTI WAX PATTERN FORM B
5755 | 4215241208400 | WAX BOXING STRIPS REGULAR SOFT TACKY RED WAX PERFECT FOR BOXING IMPRESSION
5756 | 4215241208900 | WAX PATTERN RETENSION WITH ROUND HOLES 25 SHEETS/PKG
5757 | 4215241209400 | ROUND SPRUE WAX 5.0 MM DIAMETER SPOOL OF 250 - 300 G
5758 | 4215241209500 | BITE AND IMPRESSION WAX NET WIEGHT 15 OZ
5759 | 4215241209600 | BITE REGISTRATION WAFER FOIL LAMINATED APPROXIMATELY 24/BOX
5760 | 4215241500700 | PORCELAIN BODY DENTINE REFILL SHADE B3
5761 | 4215241500800 | PORCELAIN BODY DENTINE REFILL SHADE B4
5762 | 4215241501100 | PORCELAIN BODY DENTINE REFILL SHADE C3
5763 | 4215241501200 | PORCELAIN BODY DENTINE REFILL SHADE C4
5764 | 4215241501400 | PORCELAIN BODY DENTINE REFILL SHADE D3
5765 | 4215241501500 | PORCELAIN BODY DENTINE REFILL SHADE D4
5766 | 4215241501700 | PORCELAIN FINE CRYSTAL LOW WEARING INCISAL REFILL SHADE CLEAR
5767 | 4215241501800 | PORCELAIN FINE CRYSTAL LOW WEARING INCISAL REFILL SHADE DARK GREY
5768 | 4215241502200 | PORCELAIN BODY DENTINE MODIFIER REFILL SHADE RED PINK
5769 | 4215241502900 | PORCELAIN OPAQUE REFILL SHADE B2
5770 | 4215241503000 | PORCELAIN OPAQUE REFILL SHADE B3
5771 | 4215241503100 | PORCELAIN OPAQUE REFILL SHADE B4
5772 | 4215241503300 | PORCELAIN OPAQUE REFILL SHADE C2
5773 | 4215241503400 | PORCELAIN OPAQUE REFILL SHADE C3
5774 | 4215241503500 | PORCELAIN OPAQUE REFILL SHADE C4
5775 | 4215241503600 | PORCELAIN OPAQUE REFILL SHADE D2
5776 | 4215241503700 | PORCELAIN OPAQUE REFILL SHADE D3
5777 | 4215241503800 | PORCELAIN OPAQUE REFILL SHADE D4
5778 | 4215241503900 | PORCELAIN BODY DENTINE MODIFIER REFILL SHADE GINGIVAL DARK
5779 | 4215241504000 | PORCELAIN BODY DENTINE MODIFIER REFILL SHADE GINGIVAL LIGHT
5780 | 4215241504100 | PORCELAIN BODY DENTINE MODIFIER REFILL SHADE ORANGE
5781 | 4215241504200 | PORCELAIN BODY DENTINE MODIFIER REFILL SHADE INDIGO
5782 | 4215241504300 | UNIVERSAL PORCELAIN COLOR STAIN AND GLAZE SYSTEM KIT
5783 | 4215241504500 | PORCELAIN HIGH FUSE SPECIAL FOR INDIVIDUAL CHARACTERIZATIONS OF PORCELAIN RESTORATION
5784 | 4215241504900 | PORCELAIN OPAQUE DENTINE REFILL SHADE B1
5785 | 4215241505000 | PORCELAIN OPAQUE DENTINE REFILL SHADE C2
5786 | 4215241505200 | PORCELAIN OPAQUE MODIFIER REFILL SHADE WHITE
5787 | 4215241505300 | PORCELAIN OPAQUE MODIFIER REFILL SHADE YELLOW
5788 | 4215241505400 | PORCELAIN STAIN/GLAZE LIQUID
5789 | 4215241505500 | PORCELAIN BODY DENTINE MODIFIER REFILL SHADE GRAY
5790 | 4215241505700 | PORCELAIN OPAQUE MODIFIER REFILL SHADE DARK BROWN
5791 | 4215241505800 | PORCELAIN BODY DENTINE MODIFIER REFILL SHADE BROWN
5792 | 4215241505900 | PORCELAIN BODY DENTINE MODIFIER REFILL SHADE CHROMA A
5793 | 4215241506000 | PORCELAIN OPAQUE MODIFIER REFILL SHADE GREEN
5794 | 4215241506100 | PORCELAIN OPAQUE MODIFIER REFILL SHADE RED-PINK
5795 | 4215241525200 | PORCELAIN OPAQUE MODIFIER REFILL SHADE RED-BROWN
5796 | 4215241525300 | PORCELAIN OPAQUE MODIFIER REFILL SHADE VIOLET
5797 | 4215241525400 | PORCELAIN OPAQUE MODIFIER REFILL SHADE GRAY
5798 | 4215241525500 | PORCELAIN BODY DENTINE REFILL SHADE A2
5799 | 4215241525600 | PORCELAIN BODY DENTINE MODIFIER REFILL SHADE YELLOW
5800 | 4215241525700 | PORCELAIN POWDER CORRECTIVE COR2
5801 | 4215241525800 | PORCELAIN DENTINE POWDER SHADE 1M1
5802 | 4215241525900 | PORCELAIN DENTINE POWDER SHADE 1M2
5803 | 4215241526000 | PORCELAIN DENTINE POWDER SHADE 2L1.5
5804 | 4215241526100 | PORCELAIN DENTINE POWDER SHADE 2M2
5805 | 4215241526200 | PORCELAIN DENTINE POWDER SHADE 2M3
5806 | 4215241526300 | PORCELAIN DENTINE POWDER SHADE 2R1.5
5807 | 4215241526400 | PORCELAIN DENTINE POWDER SHADE 3L2.5
5808 | 4215241526500 | PORCELAIN DENTINE POWDER SHADE 3M1
5809 | 4215241526600 | PORCELAIN DENTINE POWDER SHADE 3M2
5810 | 4215241526700 | PORCELAIN DENTINE POWDER SHADE 3M3
5811 | 4215241526800 | PORCELAIN DENTINE POWDER SHADE 3R1.5
5812 | 4215241526900 | PORCELAIN DENTINE POWDER SHADE 4L1.5
5813 | 4215241527000 | PORCELAIN ENAMEL POWDER SHADE EN1
5814 | 4215241527100 | PORCELAIN ENAMEL POWDER SHADE EN2
5815 | 4215241527200 | PORCELAIN ENAMEL POWDER SHADE EN3
5816 | 4215241527300 | PORCELAIN ENAMEL POWDER SHADE EN4
5817 | 4215241527400 | PORCELAIN POWDER INTENSIVE SHADE IN10
5818 | 4215241527500 | PORCELAIN POWDER INTENSIVE SHADE IN9
5819 | 4215241527600 | PORCELAIN POWDER MARGIN SHADE M2
5820 | 4215241527700 | PORCELAIN MARGIN 1 LIGHT SHADE
5821 | 4215241527800 | PORCELAIN MARGIN 2 MEDIUM DARK SHADE
5822 | 4215241527900 | PORCELAIN MARGIN 3 DARK SHADE
5823 | 4215241528000 | PORCELAIN OPAQUE POWDER SHADE 1M1
5824 | 4215241528100 | PORCELAIN OPAQUE POWDER SHADE 1M2
5825 | 4215241528200 | PORCELAIN OPAQUE POWDER SHADE 2L1.5
5826 | 4215241528300 | PORCELAIN OPAQUE POWDER SHADE 2M2
5827 | 4215241528400 | PORCELAIN OPAQUE POWDER SHADE 2M3
5828 | 4215241528500 | PORCELAIN OPAQUE POWDER SHADE 3L2.5
5829 | 4215241528600 | PORCELAIN OPAQUE POWDER SHADE 3M1
5830 | 4215241528700 | PORCELAIN OPAQUE POWDER SHADE 3M2
5831 | 4215241528800 | PORCELAIN OPAQUE POWDER SHADE 3M3
5832 | 4215241528900 | PORCELAIN OPAQUE POWDER SHADE 4L1.5
5833 | 4215241529000 | PORCELAIN OPAQUE POWDER COLOR A1
5834 | 4215241529100 | PORCELAIN OPAQUE POWDER COLOR A2
5835 | 4215241529200 | PORCELAIN OPAQUE POWDER COLOR A3
5836 | 4215241529300 | PORCELAIN OPAQUE POWDER COLOR A3.5
5837 | 4215241529400 | PORCELAIN OPAQUE POWDER COLOR B2
5838 | 4215241529500 | PORCELAIN OPAQUE POWDER COLOR B3
5839 | 4215241529600 | PORCELAIN OPAQUE POWDER COLOR C3
5840 | 4215241529700 | PORCELAIN OPAQUE DENTINE POWDER SHADE B2
5841 | 4215241529800 | PORCELAIN OPAQUE DENTINE POWDER SHADE 2L2.5
5842 | 4215241529900 | PORCELAIN OPAQUE DENTINE POWDER SHADE 2L3.5
5843 | 4215241530000 | PORCELAIN OPAQUE DENTINE POWDER SHADE 2M2
5844 | 4215241530100 | PORCELAIN OPAQUE DENTINE POWDER SHADE 3L2.5
5845 | 4215241530200 | PORCELAIN OPAQUE DENTINE POWDER SHADE 3M3
5846 | 4215241530300 | PORCELAIN OPAQUE DENTINE POWDER SHADE 4L1.5
5847 | 4215241530400 | PORCELAIN OPAQUE DENTINE POWDER SHADE A1
5848 | 4215241530500 | PORCELAIN OPAQUE DENTINE POWDER SHADE B4
5849 | 4215241530600 | PORCELAIN OPAQUE DENTINE POWDER SHADE C4
5850 | 4215241530700 | PORCELAIN TRANSLUCENT POWDER SHADE T1
5851 | 4215241530800 | PORCELAIN TRANSLUCENT POWDER SHADE T2
5852 | 4215241530900 | PORCELAIN TRANSLUCENT POWDER SHADE T4
5853 | 4215241531000 | PORCELAIN TRANSLUCENT POWDER SHADE T6
5854 | 4215241531100 | PORCELAIN TRANSLUCENT POWDER SHADE T7
5855 | 4215241531200 | POWDER PORCELAIN CONFIGURATION: TRANSLUCENT/WINDOW SHADE: YYY WEIGHT: 12.0GRAM FOR DENTAL LABORATORY
5856 | 4215241531300 | POWDER PORCELAIN CONFIGURATION: TRANSLUCENT SHADE: YYY WEIGHT: 50.0GRAM FOR DENTAL LABORATORY
5857 | 4215241531400 | METAL FREE CERAMIC SYSTEM ACCESSORIES KIT 1 X FIRING TRAY WITH CROWN HOLDER 1 X TWEEZERS FOR CROWNS 2 X ALOX PLUNGER 1 X INGOT AND PLUNGER SUPPORT 1 X FIRING PILLOW
5858 | 4215241531500 | METAL FREE CERAMIC STARTER KIT INCLUDING UNIVERSAL SHADE AND CHARACTERISTIC
5859 | 4215241531600 | PORCELAIN BODY DENTINE REFILL SHADE A3.5
5860 | 4215241531700 | DENTINE LIQUID 50-100ML
5861 | 4215241531800 | PORCELAIN OPAQUE LIQUID
5862 | 4215241531900 | PORCELAIN OPAQUE DENTINE REFILL SHADE A2
5863 | 4215241532000 | PORCELAIN HIGH FUSE PASTE OPAQUE COMPLETE KIT
5864 | 4215241532100 | PORCELAIN HIGH FUSE MARGIN COMPLETE KIT
5865 | 4215241532200 | PORCELAIN GLAZE POWDER
5866 | 4215241532300 | PORCELAIN OPAQUE REFILL SHADE C1
5867 | 4215241532400 | PORCELAIN OPAQUE REFILL SHADE B1
5868 | 4215241532500 | PORCELAIN OPAQUE REFILL SHADE A4
5869 | 4215241532600 | PORCELAIN OPAQUE REFILL SHADE A3.5
5870 | 4215241532700 | PORCELAIN OPAQUE REFILL SHADE A3
5871 | 4215241532800 | PORCELAIN OPAQUE REFILL SHADE A2
5872 | 4215241532900 | PORCELAIN OPAQUE REFILL SHADE A1
5873 | 4215241533000 | PORCELAIN FINE CRYSTAL LOW WEARING INCISAL REFILL SHADE NEUTRAL
5874 | 4215241533100 | PORCELAIN FINE CRYSTAL LOW WEARING INCISAL REFILL SHADE LIGHT
5875 | 4215241533200 | PORCELAIN FINE CRYSTAL LOW WEARING INCISAL REFILL SHADE GREY
5876 | 4215241533300 | PORCELAIN BODY(DENTINE) REFILL SHADE A4
5877 | 4215241533400 | PORCELAIN BODY DENTINE REFILL SHADE D2
5878 | 4215241533500 | PORCELAIN BODY DENTINE REFILL SHADE C2
5879 | 4215241533600 | PORCELAIN BODY DENTINE REFILL SHADE C1
5880 | 4215241533700 | PORCELAIN BODY DENTINE REFILL SHADE B2
5881 | 4215241533800 | PORCELAIN BODY DENTINE REFILL SHADE B1
5882 | 4215241533900 | PORCELAIN BODY DENTINE REFILL SHADE A1
5883 | 4215241534000 | PORCELAIN BODY DENTINE REFILL SHADE A3
5884 | 4215241534100 | PORCELAIN HIGH FUSE ADD - ON COMPLETE KIT FOR CORRECTING PORCELAIN
5885 | 4215241534200 | PORCELAIN OPAQUE DENTINE REFILL SHADE A3
5886 | 4215241535300 | PRECIOUS ALLOY FOR METAL TO CERAMIC WORK - TYPE III HARD
5887 | 4215241545600 | BLOCK FOR ALL CERAMIC GLASS-CERAMIC LITHIUM DISILICATE (LS2) CAD IMPULSE B32 A1 DIFFERENT CONNECTOR
5888 | 4215241545700 | BLOCK FOR ALL CERAMIC GLASS-CERAMIC LITHIUM DISILICATE (LS2) CAD IMPULSE B32 A2 DIFFERENT CONNECTOR
5889 | 4215241545800 | BLOCK FOR ALL CERAMIC GLASS-CERAMIC LITHIUM DISILICATE (LS2) CAD IMPULSE B32 A3 DIFFERENT CONNECTOR
5890 | 4215241545900 | BLOCK FOR ALL CERAMIC GLASS-CERAMIC LITHIUM DISILICATE (LS2) CAD IMPULSE B32 A4 DIFFERENT CONNECTOR
5891 | 4215241546000 | BLOCK FOR ALL CERAMIC GLASS-CERAMIC LITHIUM DISILICATE (LS2) CAD IMPULSE B32 B1 DIFFERENT CONNECTOR
5892 | 4215241546100 | BLOCK FOR ALL CERAMIC GLASS-CERAMIC LITHIUM DISILICATE (LS2) CAD IMPULSE B32 B2 DIFFERENT CONNECTOR
5893 | 4215241546200 | BLOCK FOR ALL CERAMIC GLASS-CERAMIC LITHIUM DISILICATE (LS2) CAD IMPULSE B32 B3 DIFFERENT CONNECTOR
5894 | 4215241546300 | BLOCK FOR ALL CERAMIC GLASS-CERAMIC LITHIUM DISILICATE (LS2) CAD IMPULSE B32 B4 DIFFERENT CONNECTOR
5895 | 4215241546400 | BLOCK FOR ALL CERAMIC GLASS-CERAMIC LITHIUM DISILICATE (LS2) CAD IMPULSE B32 C1 DIFFERENT CONNECTOR
5896 | 4215241546500 | BLOCK FOR ALL CERAMIC GLASS-CERAMIC LITHIUM DISILICATE (LS2) CAD IMPULSE B32 C2 DIFFERENT CONNECTOR
5897 | 4215241546600 | BLOCK FOR ALL CERAMIC GLASS-CERAMIC LITHIUM DISILICATE (LS2) CAD IMPULSE B32 C3 DIFFERENT CONNECTOR
5898 | 4215241546700 | BLOCK FOR ALL CERAMIC GLASS-CERAMIC LITHIUM DISILICATE (LS2) CAD IMPULSE B32 C4 DIFFERENT CONNECTOR
5899 | 4215241546800 | BLOCK FOR ALL CERAMIC GLASS-CERAMIC LITHIUM DISILICATE (LS2) CAD IMPULSE B32 D2 DIFFERENT CONNECTOR
5900 | 4215241546900 | BLOCK FOR ALL CERAMIC GLASS-CERAMIC LITHIUM DISILICATE (LS2) CAD IMPULSE B32 D3 DIFFERENT CONNECTOR
5901 | 4215241547000 | BLOCK FOR ALL CERAMIC GLASS-CERAMIC LITHIUM DISILICATE (LS2) CAD IMPULSE B32 D4 DIFFERENT CONNECTOR
5902 | 4215241547100 | BLOCK FOR ALL CERAMIC GLASS-CERAMIC LITHIUM DISILICATE (LS2) CAD IMPULSE C14 A1 DIFFERENT CONNECTOR
5903 | 4215241547200 | BLOCK FOR ALL CERAMIC GLASS-CERAMIC LITHIUM DISILICATE (LS2) CAD IMPULSE C14 A2 DIFFERENT CONNECTOR
5904 | 4215241547300 | BLOCK FOR ALL CERAMIC GLASS-CERAMIC LITHIUM DISILICATE (LS2) CAD IMPULSE C14 A3 DIFFERENT CONNECTOR
5905 | 4215241547400 | BLOCK FOR ALL CERAMIC GLASS-CERAMIC LITHIUM DISILICATE (LS2) CAD IMPULSE C14 A4 DIFFERENT CONNECTOR
5906 | 4215241547500 | BLOCK FOR ALL CERAMIC GLASS-CERAMIC LITHIUM DISILICATE (LS2) CAD IMPULSE C14 B1 DIFFERENT CONNECTOR
5907 | 4215241547600 | BLOCK FOR ALL CERAMIC GLASS-CERAMIC LITHIUM DISILICATE (LS2) CAD IMPULSE C14 B2 DIFFERENT CONNECTOR
5908 | 4215241547700 | BLOCK FOR ALL CERAMIC GLASS-CERAMIC LITHIUM DISILICATE (LS2) CAD IMPULSE C14 B3 DIFFERENT CONNECTOR
5909 | 4215241547800 | BLOCK FOR ALL CERAMIC GLASS-CERAMIC LITHIUM DISILICATE (LS2) CAD IMPULSE C14 B4 DIFFERENT CONNECTOR
5910 | 4215241547900 | BLOCK FOR ALL CERAMIC GLASS-CERAMIC LITHIUM DISILICATE (LS2) CAD IMPULSE C14 C1 DIFFERENT CONNECTOR
5911 | 4215241548000 | BLOCK FOR ALL CERAMIC GLASS-CERAMIC LITHIUM DISILICATE (LS2) CAD IMPULSE C14 C2 DIFFERENT CONNECTOR
5912 | 4215241548100 | BLOCK FOR ALL CERAMIC GLASS-CERAMIC LITHIUM DISILICATE (LS2) CAD IMPULSE C14 C3 DIFFERENT CONNECTOR
5913 | 4215241548200 | BLOCK FOR ALL CERAMIC GLASS-CERAMIC LITHIUM DISILICATE (LS2) CAD IMPULSE C14 C4 DIFFERENT CONNECTOR
5914 | 4215241548300 | BLOCK FOR ALL CERAMIC GLASS-CERAMIC LITHIUM DISILICATE (LS2) CAD IMPULSE C14 D2 DIFFERENT CONNECTOR
5915 | 4215241548400 | BLOCK FOR ALL CERAMIC GLASS-CERAMIC LITHIUM DISILICATE (LS2) CAD IMPULSE C14 D3 DIFFERENT CONNECTOR
5916 | 4215241548500 | BLOCK FOR ALL CERAMIC GLASS-CERAMIC LITHIUM DISILICATE (LS2) CAD IMPULSE C14 D4 DIFFERENT CONNECTOR
5917 | 4215241548600 | BLOCK FOR ALL CERAMIC GLASS-CERAMIC LITHIUM DISILICATE (LS2) CAD IMPULSE I12 A1 DIFFERENT CONNECTOR
5918 | 4215241548700 | BLOCK FOR ALL CERAMIC GLASS-CERAMIC LITHIUM DISILICATE (LS2) CAD IMPULSE I12 A2 DIFFERENT CONNECTOR
5919 | 4215241548800 | BLOCK FOR ALL CERAMIC GLASS-CERAMIC LITHIUM DISILICATE (LS2) CAD IMPULSE I12 A3 DIFFERENT CONNECTOR
5920 | 4215241548900 | BLOCK FOR ALL CERAMIC GLASS-CERAMIC LITHIUM DISILICATE (LS2) CAD IMPULSE I12 A4 DIFFERENT CONNECTOR
5921 | 4215241549000 | BLOCK FOR ALL CERAMIC GLASS-CERAMIC LITHIUM DISILICATE (LS2) CAD IMPULSE I12 B1 DIFFERENT CONNECTOR
5922 | 4215241549100 | BLOCK FOR ALL CERAMIC GLASS-CERAMIC LITHIUM DISILICATE (LS2) CAD IMPULSE I12 B2 DIFFERENT CONNECTOR
5923 | 4215241549200 | BLOCK FOR ALL CERAMIC GLASS-CERAMIC LITHIUM DISILICATE (LS2) CAD IMPULSE I12 B3 DIFFERENT CONNECTOR
5924 | 4215241549300 | BLOCK FOR ALL CERAMIC GLASS-CERAMIC LITHIUM DISILICATE (LS2) CAD IMPULSE I12 B4 DIFFERENT CONNECTOR
5925 | 4215241549400 | BLOCK FOR ALL CERAMIC GLASS-CERAMIC LITHIUM DISILICATE (LS2) CAD IMPULSE I12 C1 DIFFERENT CONNECTOR
5926 | 4215241549500 | BLOCK FOR ALL CERAMIC GLASS-CERAMIC LITHIUM DISILICATE (LS2) CAD IMPULSE I12 C2 DIFFERENT CONNECTOR
5927 | 4215241549600 | BLOCK FOR ALL CERAMIC GLASS-CERAMIC LITHIUM DISILICATE (LS2) CAD IMPULSE I12 C3 DIFFERENT CONNECTOR
5928 | 4215241549700 | BLOCK FOR ALL CERAMIC GLASS-CERAMIC LITHIUM DISILICATE (LS2) CAD IMPULSE I12 C4 DIFFERENT CONNECTOR
5929 | 4215241549800 | BLOCK FOR ALL CERAMIC GLASS-CERAMIC LITHIUM DISILICATE (LS2) CAD IMPULSE I12 D2 DIFFERENT CONNECTOR
5930 | 4215241549900 | BLOCK FOR ALL CERAMIC GLASS-CERAMIC LITHIUM DISILICATE (LS2) CAD IMPULSE I12 D3 DIFFERENT CONNECTOR
5931 | 4215241550000 | BLOCK FOR ALL CERAMIC GLASS-CERAMIC LITHIUM DISILICATE (LS2) CAD IMPULSE I12 D4 DIFFERENT CONNECTOR
5932 | 4215241550100 | BLOCK FOR ALL CERAMIC GLASS-CERAMIC LITHIUM DISILICATE (LS2) CAD MO (MEDIUM OPACITY) B32 A1 DIFFERENT CONNECTOR
5933 | 4215241550200 | BLOCK FOR ALL CERAMIC GLASS-CERAMIC LITHIUM DISILICATE (LS2) CAD MO (MEDIUM OPACITY) B32 A2 DIFFERENT CONNECTOR
5934 | 4215241550300 | BLOCK FOR ALL CERAMIC GLASS-CERAMIC LITHIUM DISILICATE (LS2) CAD MO (MEDIUM OPACITY) B32 A3 DIFFERENT CONNECTOR
5935 | 4215241550400 | BLOCK FOR ALL CERAMIC GLASS-CERAMIC LITHIUM DISILICATE (LS2) CAD MO (MEDIUM OPACITY) B32 A4 DIFFERENT CONNECTOR
5936 | 4215241550500 | BLOCK FOR ALL CERAMIC GLASS-CERAMIC LITHIUM DISILICATE (LS2) CAD MO (MEDIUM OPACITY) B32 B1 DIFFERENT CONNECTOR
5937 | 4215241550600 | BLOCK FOR ALL CERAMIC GLASS-CERAMIC LITHIUM DISILICATE (LS2) CAD MO (MEDIUM OPACITY) B32 B2 DIFFERENT CONNECTOR
5938 | 4215241550700 | BLOCK FOR ALL CERAMIC GLASS-CERAMIC LITHIUM DISILICATE (LS2) CAD MO (MEDIUM OPACITY) B32 B3 DIFFERENT CONNECTOR
5939 | 4215241550800 | BLOCK FOR ALL CERAMIC GLASS-CERAMIC LITHIUM DISILICATE (LS2) CAD MO (MEDIUM OPACITY) B32 B4 DIFFERENT CONNECTOR
5940 | 4215241550900 | BLOCK FOR ALL CERAMIC GLASS-CERAMIC LITHIUM DISILICATE (LS2) CAD MO (MEDIUM OPACITY) B32 C1 DIFFERENT CONNECTOR
5941 | 4215241551000 | BLOCK FOR ALL CERAMIC GLASS-CERAMIC LITHIUM DISILICATE (LS2) CAD MO (MEDIUM OPACITY) B32 C2 DIFFERENT CONNECTOR
5942 | 4215241551100 | BLOCK FOR ALL CERAMIC GLASS-CERAMIC LITHIUM DISILICATE (LS2) CAD MO (MEDIUM OPACITY) B32 C3 DIFFERENT CONNECTOR
5943 | 4215241551200 | BLOCK FOR ALL CERAMIC GLASS-CERAMIC LITHIUM DISILICATE (LS2) CAD MO (MEDIUM OPACITY) B32 C4 DIFFERENT CONNECTOR
5944 | 4215241551300 | BLOCK FOR ALL CERAMIC GLASS-CERAMIC LITHIUM DISILICATE (LS2) CAD MO (MEDIUM OPACITY) B32 D2 DIFFERENT CONNECTOR
5945 | 4215241551400 | BLOCK FOR ALL CERAMIC GLASS-CERAMIC LITHIUM DISILICATE (LS2) CAD MO (MEDIUM OPACITY) B32 D3 DIFFERENT CONNECTOR
5946 | 4215241551500 | BLOCK FOR ALL CERAMIC GLASS-CERAMIC LITHIUM DISILICATE (LS2) CAD MO (MEDIUM OPACITY) B32 D4 DIFFERENT CONNECTOR
5947 | 4215241551600 | BLOCK FOR ALL CERAMIC GLASS-CERAMIC LITHIUM DISILICATE (LS2) CAD MO (MEDIUM OPACITY) C14 A1 DIFFERENT CONNECTOR
5948 | 4215241551700 | BLOCK FOR ALL CERAMIC GLASS-CERAMIC LITHIUM DISILICATE (LS2) CAD MO (MEDIUM OPACITY) C14 A2 DIFFERENT CONNECTOR
5949 | 4215241551800 | BLOCK FOR ALL CERAMIC GLASS-CERAMIC LITHIUM DISILICATE (LS2) CAD MO (MEDIUM OPACITY) C14 A3 DIFFERENT CONNECTOR
5950 | 4215241551900 | BLOCK FOR ALL CERAMIC GLASS-CERAMIC LITHIUM DISILICATE (LS2) CAD MO (MEDIUM OPACITY) C14 A4 DIFFERENT CONNECTOR
5951 | 4215241552000 | BLOCK FOR ALL CERAMIC GLASS-CERAMIC LITHIUM DISILICATE (LS2) CAD MO (MEDIUM OPACITY) C14 B1 DIFFERENT CONNECTOR
5952 | 4215241552100 | BLOCK FOR ALL CERAMIC GLASS-CERAMIC LITHIUM DISILICATE (LS2) CAD MO (MEDIUM OPACITY) C14 B2 DIFFERENT CONNECTOR
5953 | 4215241552200 | BLOCK FOR ALL CERAMIC GLASS-CERAMIC LITHIUM DISILICATE (LS2) CAD MO (MEDIUM OPACITY) C14 B3 DIFFERENT CONNECTOR
5954 | 4215241552300 | BLOCK FOR ALL CERAMIC GLASS-CERAMIC LITHIUM DISILICATE (LS2) CAD MO (MEDIUM OPACITY) C14 B4 DIFFERENT CONNECTOR
5955 | 4215241552400 | BLOCK FOR ALL CERAMIC GLASS-CERAMIC LITHIUM DISILICATE (LS2) CAD MO (MEDIUM OPACITY) C14 C1 DIFFERENT CONNECTOR
5956 | 4215241552500 | BLOCK FOR ALL CERAMIC GLASS-CERAMIC LITHIUM DISILICATE (LS2) CAD MO (MEDIUM OPACITY) C14 C2 DIFFERENT CONNECTOR
5957 | 4215241552600 | BLOCK FOR ALL CERAMIC GLASS-CERAMIC LITHIUM DISILICATE (LS2) CAD MO (MEDIUM OPACITY) C14 C3 DIFFERENT CONNECTOR
5958 | 4215241552700 | BLOCK FOR ALL CERAMIC GLASS-CERAMIC LITHIUM DISILICATE (LS2) CAD MO (MEDIUM OPACITY) C14 C4 DIFFERENT CONNECTOR
5959 | 4215241552800 | BLOCK FOR ALL CERAMIC GLASS-CERAMIC LITHIUM DISILICATE (LS2) CAD MO (MEDIUM OPACITY) C14 D2 DIFFERENT CONNECTOR
5960 | 4215241552900 | BLOCK FOR ALL CERAMIC GLASS-CERAMIC LITHIUM DISILICATE (LS2) CAD MO (MEDIUM OPACITY) C14 D3 DIFFERENT CONNECTOR
5961 | 4215241553000 | BLOCK FOR ALL CERAMIC GLASS-CERAMIC LITHIUM DISILICATE (LS2) CAD MO (MEDIUM OPACITY) C14 D4 DIFFERENT CONNECTOR
5962 | 4215241553100 | BLOCK FOR ALL CERAMIC GLASS-CERAMIC LITHIUM DISILICATE (LS2) CAD MO (MEDIUM OPACITY) I12 A1 DIFFERENT CONNECTOR
5963 | 4215241553200 | BLOCK FOR ALL CERAMIC GLASS-CERAMIC LITHIUM DISILICATE (LS2) CAD MO (MEDIUM OPACITY) I12 A2 DIFFERENT CONNECTOR
5964 | 4215241553300 | BLOCK FOR ALL CERAMIC GLASS-CERAMIC LITHIUM DISILICATE (LS2) CAD MO (MEDIUM OPACITY) I12 A3 DIFFERENT CONNECTOR
5965 | 4215241553400 | BLOCK FOR ALL CERAMIC GLASS-CERAMIC LITHIUM DISILICATE (LS2) CAD MO (MEDIUM OPACITY) I12 A4 DIFFERENT CONNECTOR
5966 | 4215241553500 | BLOCK FOR ALL CERAMIC GLASS-CERAMIC LITHIUM DISILICATE (LS2) CAD MO (MEDIUM OPACITY) I12 B1 DIFFERENT CONNECTOR
5967 | 4215241553600 | BLOCK FOR ALL CERAMIC GLASS-CERAMIC LITHIUM DISILICATE (LS2) CAD MO (MEDIUM OPACITY) I12 B2 DIFFERENT CONNECTOR
5968 | 4215241553700 | BLOCK FOR ALL CERAMIC GLASS-CERAMIC LITHIUM DISILICATE (LS2) CAD MO (MEDIUM OPACITY) I12 B3 DIFFERENT CONNECTOR
5969 | 4215241553800 | BLOCK FOR ALL CERAMIC GLASS-CERAMIC LITHIUM DISILICATE (LS2) CAD MO (MEDIUM OPACITY) I12 B4 DIFFERENT CONNECTOR
5970 | 4215241553900 | BLOCK FOR ALL CERAMIC GLASS-CERAMIC LITHIUM DISILICATE (LS2) CAD MO (MEDIUM OPACITY) I12 C1 DIFFERENT CONNECTOR
5971 | 4215241554000 | BLOCK FOR ALL CERAMIC GLASS-CERAMIC LITHIUM DISILICATE (LS2) CAD MO (MEDIUM OPACITY) I12 C2 DIFFERENT CONNECTOR
5972 | 4215241554100 | BLOCK FOR ALL CERAMIC GLASS-CERAMIC LITHIUM DISILICATE (LS2) CAD MO (MEDIUM OPACITY) I12 C3 DIFFERENT CONNECTOR
5973 | 4215241554200 | BLOCK FOR ALL CERAMIC GLASS-CERAMIC LITHIUM DISILICATE (LS2) CAD MO (MEDIUM OPACITY) I12 C4 DIFFERENT CONNECTOR
5974 | 4215241554300 | BLOCK FOR ALL CERAMIC GLASS-CERAMIC LITHIUM DISILICATE (LS2) CAD MO (MEDIUM OPACITY) I12 D2 DIFFERENT CONNECTOR
5975 | 4215241554400 | BLOCK FOR ALL CERAMIC GLASS-CERAMIC LITHIUM DISILICATE (LS2) CAD MO (MEDIUM OPACITY) I12 D3 DIFFERENT CONNECTOR
5976 | 4215241554500 | BLOCK FOR ALL CERAMIC GLASS-CERAMIC LITHIUM DISILICATE (LS2) CAD MO (MEDIUM OPACITY) I12 D4 DIFFERENT CONNECTOR
5977 | 4215241554600 | BLOCK FOR ALL CERAMIC GLASS-CERAMIC ( LEUCITE BASED GLASS CERAMIC) CAD B40L MO1 DIFFERENT CONNECTOR
5978 | 4215241554700 | BLOCK FOR ALL CERAMIC GLASS-CERAMIC ( LEUCITE BASED GLASS CERAMIC) CAD B85L 22 MO2 DIFFERENT CONNECTOR
5979 | 4215241554800 | BLOCK FOR ALL CERAMIC GLASS-CERAMIC ( LEUCITE BASED GLASS CERAMIC) CAD C15 MO2 DIFFERENT CONNECTOR
5980 | 4215241554900 | ZIRCONIA LITHIUM DISILICATE DISC 98/95 DIAMETER SIZE 12 SHADE A1
5981 | 4215241555000 | ZIRCONIA LITHIUM DISILICATE DISC 98/95 DIAMETER SIZE 12 SHADE A2
5982 | 4215241555100 | ZIRCONIA LITHIUM DISILICATE DISC 98/95 DIAMETER SIZE 12 SHADE A3
5983 | 4215241555200 | ZIRCONIA LITHIUM DISILICATE DISC 98/95 DIAMETER SIZE 12 SHADE A4
5984 | 4215241555300 | ZIRCONIA LITHIUM DISILICATE DISC 98/95 DIAMETER SIZE 12 SHADE B1
5985 | 4215241555400 | ZIRCONIA LITHIUM DISILICATE DISC 98/95 DIAMETER SIZE 12 SHADE B2
5986 | 4215241555500 | ZIRCONIA LITHIUM DISILICATE DISC 98/95 DIAMETER SIZE 12 SHADE B3
5987 | 4215241555600 | ZIRCONIA LITHIUM DISILICATE DISC 98/95 DIAMETER SIZE 12 SHADE B4
5988 | 4215241555700 | ZIRCONIA LITHIUM DISILICATE DISC 98/95 DIAMETER SIZE 12 SHADE BL1
5989 | 4215241555800 | ZIRCONIA LITHIUM DISILICATE DISC 98/95 DIAMETER SIZE 12 SHADE BL2
5990 | 4215241555900 | ZIRCONIA LITHIUM DISILICATE DISC 98/95 DIAMETER SIZE 12 SHADE BL3
5991 | 4215241556000 | ZIRCONIA LITHIUM DISILICATE DISC 98/95 DIAMETER SIZE 12 SHADE BL4
5992 | 4215241556100 | ZIRCONIA LITHIUM DISILICATE DISC 98/95 DIAMETER SIZE 12 SHADE C1
5993 | 4215241556200 | ZIRCONIA LITHIUM DISILICATE DISC 98/95 DIAMETER SIZE 12 SHADE C2
5994 | 4215241556300 | ZIRCONIA LITHIUM DISILICATE DISC 98/95 DIAMETER SIZE 12 SHADE C3
5995 | 4215241556400 | ZIRCONIA LITHIUM DISILICATE DISC 98/95 DIAMETER SIZE 12 SHADE C4
5996 | 4215241556500 | ZIRCONIA LITHIUM DISILICATE DISC 98/95 DIAMETER SIZE 12 SHADE D2
5997 | 4215241556600 | ZIRCONIA LITHIUM DISILICATE DISC 98/95 DIAMETER SIZE 12 SHADE D3
5998 | 4215241556700 | ZIRCONIA LITHIUM DISILICATE DISC 98/95 DIAMETER SIZE 12 SHADE D4
5999 | 4215241556800 | ZIRCONIA LITHIUM DISILICATE DISC 98/95 DIAMETER SIZE 14 SHADE A1
6000 | 4215241556900 | ZIRCONIA LITHIUM DISILICATE DISC 98/95 DIAMETER SIZE 14 SHADE A2
6001 | 4215241557000 | ZIRCONIA LITHIUM DISILICATE DISC 98/95 DIAMETER SIZE 14 SHADE A3
6002 | 4215241557100 | ZIRCONIA LITHIUM DISILICATE DISC 98/95 DIAMETER SIZE 14 SHADE A4
6003 | 4215241557200 | ZIRCONIA LITHIUM DISILICATE DISC 98/95 DIAMETER SIZE 14 SHADE B1
6004 | 4215241557300 | ZIRCONIA LITHIUM DISILICATE DISC 98/95 DIAMETER SIZE 14 SHADE B2
6005 | 4215241557400 | ZIRCONIA LITHIUM DISILICATE DISC 98/95 DIAMETER SIZE 14 SHADE B3
6006 | 4215241557500 | ZIRCONIA LITHIUM DISILICATE DISC 98/95 DIAMETER SIZE 14 SHADE B4
6007 | 4215241557600 | ZIRCONIA LITHIUM DISILICATE DISC 98/95 DIAMETER SIZE 14 SHADE BL1
6008 | 4215241557700 | ZIRCONIA LITHIUM DISILICATE DISC 98/95 DIAMETER SIZE 14 SHADE BL2
6009 | 4215241557800 | ZIRCONIA LITHIUM DISILICATE DISC 98/95 DIAMETER SIZE 14 SHADE BL3
6010 | 4215241557900 | ZIRCONIA LITHIUM DISILICATE DISC 98/95 DIAMETER SIZE 14 SHADE BL4
6011 | 4215241558000 | ZIRCONIA LITHIUM DISILICATE DISC 98/95 DIAMETER SIZE 14 SHADE C1
6012 | 4215241558100 | ZIRCONIA LITHIUM DISILICATE DISC 98/95 DIAMETER SIZE 14 SHADE C2
6013 | 4215241558200 | ZIRCONIA LITHIUM DISILICATE DISC 98/95 DIAMETER SIZE 14 SHADE C3
6014 | 4215241558300 | ZIRCONIA LITHIUM DISILICATE DISC 98/95 DIAMETER SIZE 14 SHADE C4
6015 | 4215241558400 | ZIRCONIA LITHIUM DISILICATE DISC 98/95 DIAMETER SIZE 14 SHADE D2
6016 | 4215241558500 | ZIRCONIA LITHIUM DISILICATE DISC 98/95 DIAMETER SIZE 14 SHADE D3
6017 | 4215241558600 | ZIRCONIA LITHIUM DISILICATE DISC 98/95 DIAMETER SIZE 14 SHADE D4
6018 | 4215241558700 | ZIRCONIA LITHIUM DISILICATE DISC 98/95 DIAMETER SIZE 16 SHADE A1
6019 | 4215241558800 | ZIRCONIA LITHIUM DISILICATE DISC 98/95 DIAMETER SIZE 16 SHADE A2
6020 | 4215241558900 | ZIRCONIA LITHIUM DISILICATE DISC 98/95 DIAMETER SIZE 16 SHADE A3
6021 | 4215241559000 | ZIRCONIA LITHIUM DISILICATE DISC 98/95 DIAMETER SIZE 16 SHADE A4
6022 | 4215241559100 | ZIRCONIA LITHIUM DISILICATE DISC 98/95 DIAMETER SIZE 16 SHADE B1
6023 | 4215241559200 | ZIRCONIA LITHIUM DISILICATE DISC 98/95 DIAMETER SIZE 16 SHADE B2
6024 | 4215241559300 | ZIRCONIA LITHIUM DISILICATE DISC 98/95 DIAMETER SIZE 16 SHADE B3
6025 | 4215241559400 | ZIRCONIA LITHIUM DISILICATE DISC 98/95 DIAMETER SIZE 16 SHADE B4
6026 | 4215241559500 | ZIRCONIA LITHIUM DISILICATE DISC 98/95 DIAMETER SIZE 16 SHADE BL1
6027 | 4215241559600 | ZIRCONIA LITHIUM DISILICATE DISC 98/95 DIAMETER SIZE 16 SHADE BL2
6028 | 4215241559700 | ZIRCONIA LITHIUM DISILICATE DISC 98/95 DIAMETER SIZE 16 SHADE BL3
6029 | 4215241559800 | ZIRCONIA LITHIUM DISILICATE DISC 98/95 DIAMETER SIZE 16 SHADE BL4
6030 | 4215241559900 | ZIRCONIA LITHIUM DISILICATE DISC 98/95 DIAMETER SIZE 16 SHADE C1
6031 | 4215241560000 | ZIRCONIA LITHIUM DISILICATE DISC 98/95 DIAMETER SIZE 16 SHADE C2
6032 | 4215241560100 | ZIRCONIA LITHIUM DISILICATE DISC 98/95 DIAMETER SIZE 16 SHADE C3
6033 | 4215241560200 | ZIRCONIA LITHIUM DISILICATE DISC 98/95 DIAMETER SIZE 16 SHADE C4
6034 | 4215241560300 | ZIRCONIA LITHIUM DISILICATE DISC 98/95 DIAMETER SIZE 16 SHADE D2
6035 | 4215241560400 | ZIRCONIA LITHIUM DISILICATE DISC 98/95 DIAMETER SIZE 16 SHADE D3
6036 | 4215241560500 | ZIRCONIA LITHIUM DISILICATE DISC 98/95 DIAMETER SIZE 16 SHADE D4
6037 | 4215241560600 | ZIRCONIA LITHIUM DISILICATE DISC 98/95 DIAMETER SIZE 18 SHADE A1
6038 | 4215241560700 | ZIRCONIA LITHIUM DISILICATE DISC 98/95 DIAMETER SIZE 18 SHADE A2
6039 | 4215241560800 | ZIRCONIA LITHIUM DISILICATE DISC 98/95 DIAMETER SIZE 18 SHADE A3
6040 | 4215241560900 | ZIRCONIA LITHIUM DISILICATE DISC 98/95 DIAMETER SIZE 18 SHADE A4
6041 | 4215241561000 | ZIRCONIA LITHIUM DISILICATE DISC 98/95 DIAMETER SIZE 18 SHADE B1
6042 | 4215241561100 | ZIRCONIA LITHIUM DISILICATE DISC 98/95 DIAMETER SIZE 18 SHADE B2
6043 | 4215241561200 | ZIRCONIA LITHIUM DISILICATE DISC 98/95 DIAMETER SIZE 18 SHADE B3
6044 | 4215241561300 | ZIRCONIA LITHIUM DISILICATE DISC 98/95 DIAMETER SIZE 18 SHADE B4
6045 | 4215241561400 | ZIRCONIA LITHIUM DISILICATE DISC 98/95 DIAMETER SIZE 18 SHADE BL1
6046 | 4215241561500 | ZIRCONIA LITHIUM DISILICATE DISC 98/95 DIAMETER SIZE 18 SHADE BL2
6047 | 4215241561600 | ZIRCONIA LITHIUM DISILICATE DISC 98/95 DIAMETER SIZE 18 SHADE BL3
6048 | 4215241561700 | ZIRCONIA LITHIUM DISILICATE DISC 98/95 DIAMETER SIZE 18 SHADE BL4
6049 | 4215241561800 | ZIRCONIA LITHIUM DISILICATE DISC 98/95 DIAMETER SIZE 18 SHADE C1
6050 | 4215241561900 | ZIRCONIA LITHIUM DISILICATE DISC 98/95 DIAMETER SIZE 18 SHADE C2
6051 | 4215241562000 | ZIRCONIA LITHIUM DISILICATE DISC 98/95 DIAMETER SIZE 18 SHADE C3
6052 | 4215241562100 | ZIRCONIA LITHIUM DISILICATE DISC 98/95 DIAMETER SIZE 18 SHADE C4
6053 | 4215241562200 | ZIRCONIA LITHIUM DISILICATE DISC 98/95 DIAMETER SIZE 18 SHADE D2
6054 | 4215241562300 | ZIRCONIA LITHIUM DISILICATE DISC 98/95 DIAMETER SIZE 18 SHADE D3
6055 | 4215241562400 | ZIRCONIA LITHIUM DISILICATE DISC 98/95 DIAMETER SIZE 18 SHADE D4
6056 | 4215241562500 | ZIRCONIA LITHIUM DISILICATE DISC 98/95 DIAMETER SIZE 20 SHADE A1
6057 | 4215241562600 | ZIRCONIA LITHIUM DISILICATE DISC 98/95 DIAMETER SIZE 20 SHADE A2
6058 | 4215241562700 | ZIRCONIA LITHIUM DISILICATE DISC 98/95 DIAMETER SIZE 20 SHADE A3
6059 | 4215241562800 | ZIRCONIA LITHIUM DISILICATE DISC 98/95 DIAMETER SIZE 20 SHADE A4
6060 | 4215241562900 | ZIRCONIA LITHIUM DISILICATE DISC 98/95 DIAMETER SIZE 20 SHADE B1
6061 | 4215241563000 | ZIRCONIA LITHIUM DISILICATE DISC 98/95 DIAMETER SIZE 20 SHADE B2
6062 | 4215241563100 | ZIRCONIA LITHIUM DISILICATE DISC 98/95 DIAMETER SIZE 20 SHADE B3
6063 | 4215241563200 | ZIRCONIA LITHIUM DISILICATE DISC 98/95 DIAMETER SIZE 20 SHADE B4
6064 | 4215241563300 | ZIRCONIA LITHIUM DISILICATE DISC 98/95 DIAMETER SIZE 20 SHADE BL1
6065 | 4215241563400 | ZIRCONIA LITHIUM DISILICATE DISC 98/95 DIAMETER SIZE 20 SHADE BL2
6066 | 4215241563500 | ZIRCONIA LITHIUM DISILICATE DISC 98/95 DIAMETER SIZE 20 SHADE BL3
6067 | 4215241563600 | ZIRCONIA LITHIUM DISILICATE DISC 98/95 DIAMETER SIZE 20 SHADE BL4
6068 | 4215241563700 | ZIRCONIA LITHIUM DISILICATE DISC 98/95 DIAMETER SIZE 20 SHADE C1
6069 | 4215241563800 | ZIRCONIA LITHIUM DISILICATE DISC 98/95 DIAMETER SIZE 20 SHADE C2
6070 | 4215241563900 | ZIRCONIA LITHIUM DISILICATE DISC 98/95 DIAMETER SIZE 20 SHADE C3
6071 | 4215241564000 | ZIRCONIA LITHIUM DISILICATE DISC 98/95 DIAMETER SIZE 20 SHADE C4
6072 | 4215241564100 | ZIRCONIA LITHIUM DISILICATE DISC 98/95 DIAMETER SIZE 20 SHADE D2
6073 | 4215241564200 | ZIRCONIA LITHIUM DISILICATE DISC 98/95 DIAMETER SIZE 20 SHADE D3
6074 | 4215241564300 | ZIRCONIA LITHIUM DISILICATE DISC 98/95 DIAMETER SIZE 20 SHADE D4
6075 | 4215241564400 | BLOCK FOR ALL CERAMIC GLASS-CERAMIC (LITHIUM SILICATE BASED GLASS- CERAMIC) CAD C15 MO2 DIFFERENT CONNECTOR
6076 | 4215241564500 | BLOCK FOR ALL CERAMIC GLASS-CERAMIC (LITHIUM SILICATE BASED GLASS- CERAMIC) CAD HT (HIGH TRANSLUCENCY) B32 A1 DIFFERENT CONNECTOR
6077 | 4215241564600 | BLOCK FOR ALL CERAMIC GLASS-CERAMIC (LITHIUM SILICATE BASED GLASS- CERAMIC) CAD HT (HIGH TRANSLUCENCY) B32 A2 DIFFERENT CONNECTOR
6078 | 4215241564700 | BLOCK FOR ALL CERAMIC GLASS-CERAMIC (LITHIUM SILICATE BASED GLASS- CERAMIC) CAD HT (HIGH TRANSLUCENCY) B32 A3 DIFFERENT CONNECTOR
6079 | 4215241564800 | BLOCK FOR ALL CERAMIC GLASS-CERAMIC (LITHIUM SILICATE BASED GLASS- CERAMIC) CAD HT (HIGH TRANSLUCENCY) B32 A4 DIFFERENT CONNECTOR
6080 | 4215241564900 | BLOCK FOR ALL CERAMIC GLASS-CERAMIC (LITHIUM SILICATE BASED GLASS- CERAMIC) CAD HT (HIGH TRANSLUCENCY) B32 B1 DIFFERENT CONNECTOR
6081 | 4215241565000 | BLOCK FOR ALL CERAMIC GLASS-CERAMIC (LITHIUM SILICATE BASED GLASS- CERAMIC) CAD HT (HIGH TRANSLUCENCY) B32 B2 DIFFERENT CONNECTOR
6082 | 4215241565100 | BLOCK FOR ALL CERAMIC GLASS-CERAMIC (LITHIUM SILICATE BASED GLASS- CERAMIC) CAD HT (HIGH TRANSLUCENCY) B32 B3 DIFFERENT CONNECTOR
6083 | 4215241565200 | BLOCK FOR ALL CERAMIC GLASS-CERAMIC (LITHIUM SILICATE BASED GLASS- CERAMIC) CAD HT (HIGH TRANSLUCENCY) B32 B4 DIFFERENT CONNECTOR
6084 | 4215241565300 | BLOCK FOR ALL CERAMIC GLASS-CERAMIC (LITHIUM SILICATE BASED GLASS- CERAMIC) CAD HT (HIGH TRANSLUCENCY) B32 C1 DIFFERENT CONNECTOR
6085 | 4215241565400 | BLOCK FOR ALL CERAMIC GLASS-CERAMIC (LITHIUM SILICATE BASED GLASS- CERAMIC) CAD HT (HIGH TRANSLUCENCY) B32 C2 DIFFERENT CONNECTOR
6086 | 4215241565500 | BLOCK FOR ALL CERAMIC GLASS-CERAMIC (LITHIUM SILICATE BASED GLASS- CERAMIC) CAD HT (HIGH TRANSLUCENCY) B32 C3 DIFFERENT CONNECTOR
6087 | 4215241565600 | BLOCK FOR ALL CERAMIC GLASS-CERAMIC (LITHIUM SILICATE BASED GLASS- CERAMIC) CAD HT (HIGH TRANSLUCENCY) B32 C4 DIFFERENT CONNECTOR
6088 | 4215241565700 | BLOCK FOR ALL CERAMIC GLASS-CERAMIC (LITHIUM SILICATE BASED GLASS- CERAMIC) CAD HT (HIGH TRANSLUCENCY) B32 D2 DIFFERENT CONNECTOR
6089 | 4215241565800 | BLOCK FOR ALL CERAMIC GLASS-CERAMIC (LITHIUM SILICATE BASED GLASS- CERAMIC) CAD HT (HIGH TRANSLUCENCY) B32 D3 DIFFERENT CONNECTOR
6090 | 4215241565900 | BLOCK FOR ALL CERAMIC GLASS-CERAMIC (LITHIUM SILICATE BASED GLASS- CERAMIC) CAD HT (HIGH TRANSLUCENCY) B32 D4 DIFFERENT CONNECTOR
6091 | 4215241566000 | BLOCK FOR ALL CERAMIC GLASS-CERAMIC (LITHIUM SILICATE BASED GLASS- CERAMIC) CAD HT (HIGH TRANSLUCENCY) C14 A4 DIFFERENT CONNECTOR
6092 | 4215241566100 | BLOCK FOR ALL CERAMIC GLASS-CERAMIC (LITHIUM SILICATE BASED GLASS- CERAMIC) CAD HT (HIGH TRANSLUCENCY) C14 B1 DIFFERENT CONNECTOR
6093 | 4215241566200 | BLOCK FOR ALL CERAMIC GLASS-CERAMIC (LITHIUM SILICATE BASED GLASS- CERAMIC) CAD HT (HIGH TRANSLUCENCY) C14 B2 DIFFERENT CONNECTOR
6094 | 4215241566300 | BLOCK FOR ALL CERAMIC GLASS-CERAMIC (LITHIUM SILICATE BASED GLASS- CERAMIC) CAD HT (HIGH TRANSLUCENCY) C14 B3 DIFFERENT CONNECTOR
6095 | 4215241566400 | BLOCK FOR ALL CERAMIC GLASS-CERAMIC (LITHIUM SILICATE BASED GLASS- CERAMIC) CAD HT (HIGH TRANSLUCENCY) C14 B4 DIFFERENT CONNECTOR
6096 | 4215241566500 | BLOCK FOR ALL CERAMIC GLASS-CERAMIC (LITHIUM SILICATE BASED GLASS- CERAMIC) CAD HT (HIGH TRANSLUCENCY) C14 C1 DIFFERENT CONNECTOR
6097 | 4215241566600 | BLOCK FOR ALL CERAMIC GLASS-CERAMIC (LITHIUM SILICATE BASED GLASS- CERAMIC) CAD HT (HIGH TRANSLUCENCY) C14 C3 DIFFERENT CONNECTOR
6098 | 4215241566700 | BLOCK FOR ALL CERAMIC GLASS-CERAMIC (LITHIUM SILICATE BASED GLASS- CERAMIC) CAD HT (HIGH TRANSLUCENCY) C14 C4 DIFFERENT CONNECTOR
6099 | 4215241566800 | BLOCK FOR ALL CERAMIC GLASS-CERAMIC (LITHIUM SILICATE BASED GLASS- CERAMIC) CAD HT (HIGH TRANSLUCENCY) C14 D3 DIFFERENT CONNECTOR
6100 | 4215241566900 | BLOCK FOR ALL CERAMIC GLASS-CERAMIC (LITHIUM SILICATE BASED GLASS- CERAMIC) CAD HT (HIGH TRANSLUCENCY) C14 D4 DIFFERENT CONNECTOR
6101 | 4215241567000 | BLOCK FOR ALL CERAMIC GLASS-CERAMIC (LITHIUM SILICATE BASED GLASS- CERAMIC) CAD HT (HIGH TRANSLUCENCY) I12 A1 DIFFERENT CONNECTOR
6102 | 4215241567100 | BLOCK FOR ALL CERAMIC GLASS-CERAMIC (LITHIUM SILICATE BASED GLASS- CERAMIC) CAD HT (HIGH TRANSLUCENCY) I12 A2 DIFFERENT CONNECTOR
6103 | 4215241567200 | BLOCK FOR ALL CERAMIC GLASS-CERAMIC (LITHIUM SILICATE BASED GLASS- CERAMIC) CAD HT (HIGH TRANSLUCENCY) I12 A3 DIFFERENT CONNECTOR
6104 | 4215241567300 | BLOCK FOR ALL CERAMIC GLASS-CERAMIC (LITHIUM SILICATE BASED GLASS- CERAMIC) CAD HT (HIGH TRANSLUCENCY) I12 A4 DIFFERENT CONNECTOR
6105 | 4215241567400 | BLOCK FOR ALL CERAMIC GLASS-CERAMIC (LITHIUM SILICATE BASED GLASS- CERAMIC) CAD HT (HIGH TRANSLUCENCY) I12 B1 DIFFERENT CONNECTOR
6106 | 4215241567500 | BLOCK FOR ALL CERAMIC GLASS-CERAMIC (LITHIUM SILICATE BASED GLASS- CERAMIC) CAD HT (HIGH TRANSLUCENCY) I12 B2 DIFFERENT CONNECTOR
6107 | 4215241567600 | BLOCK FOR ALL CERAMIC GLASS-CERAMIC (LITHIUM SILICATE BASED GLASS- CERAMIC) CAD HT (HIGH TRANSLUCENCY) I12 B3 DIFFERENT CONNECTOR
6108 | 4215241567700 | BLOCK FOR ALL CERAMIC GLASS-CERAMIC (LITHIUM SILICATE BASED GLASS- CERAMIC) CAD HT (HIGH TRANSLUCENCY) I12 B4 DIFFERENT CONNECTOR
6109 | 4215241567800 | BLOCK FOR ALL CERAMIC GLASS-CERAMIC (LITHIUM SILICATE BASED GLASS- CERAMIC) CAD HT (HIGH TRANSLUCENCY) I12 C1 DIFFERENT CONNECTOR
6110 | 4215241567900 | BLOCK FOR ALL CERAMIC GLASS-CERAMIC (LITHIUM SILICATE BASED GLASS- CERAMIC) CAD HT (HIGH TRANSLUCENCY) I12 C2 DIFFERENT CONNECTOR
6111 | 4215241568000 | BLOCK FOR ALL CERAMIC GLASS-CERAMIC (LITHIUM SILICATE BASED GLASS- CERAMIC) CAD HT (HIGH TRANSLUCENCY) I12 C3 DIFFERENT CONNECTOR
6112 | 4215241568100 | BLOCK FOR ALL CERAMIC GLASS-CERAMIC (LITHIUM SILICATE BASED GLASS- CERAMIC) CAD HT (HIGH TRANSLUCENCY) I12 C4 DIFFERENT CONNECTOR
6113 | 4215241568200 | BLOCK FOR ALL CERAMIC GLASS-CERAMIC (LITHIUM SILICATE BASED GLASS- CERAMIC) CAD HT (HIGH TRANSLUCENCY) I12 D2 DIFFERENT CONNECTOR
6114 | 4215241568300 | BLOCK FOR ALL CERAMIC GLASS-CERAMIC (LITHIUM SILICATE BASED GLASS- CERAMIC) CAD HT (HIGH TRANSLUCENCY) I12 D3 DIFFERENT CONNECTOR
6115 | 4215241568400 | BLOCK FOR ALL CERAMIC GLASS-CERAMIC (LITHIUM SILICATE BASED GLASS- CERAMIC) CAD HT (HIGH TRANSLUCENCY) I12 D4 DIFFERENT CONNECTOR
6116 | 4215241568500 | BLOCK FOR ALL CERAMIC GLASS-CERAMIC (LITHIUM SILICATE BASED GLASS- CERAMIC) CAD LT (LOW TRANSLUCENCY) B32 A3 DIFFERENT CONNECTOR
6117 | 4215241568600 | BLOCK FOR ALL CERAMIC GLASS-CERAMIC (LITHIUM SILICATE BASED GLASS- CERAMIC) CAD LT (LOW TRANSLUCENCY) B32 A4 DIFFERENT CONNECTOR
6118 | 4215241568700 | BLOCK FOR ALL CERAMIC GLASS-CERAMIC (LITHIUM SILICATE BASED GLASS- CERAMIC) CAD LT (LOW TRANSLUCENCY) B32 B1 DIFFERENT CONNECTOR
6119 | 4215241568800 | BLOCK FOR ALL CERAMIC GLASS-CERAMIC (LITHIUM SILICATE BASED GLASS- CERAMIC) CAD LT (LOW TRANSLUCENCY) B32 B3 DIFFERENT CONNECTOR
6120 | 4215241568900 | BLOCK FOR ALL CERAMIC GLASS-CERAMIC (LITHIUM SILICATE BASED GLASS- CERAMIC) CAD LT (LOW TRANSLUCENCY) B32 B4 DIFFERENT CONNECTOR
6121 | 4215241569000 | BLOCK FOR ALL CERAMIC GLASS-CERAMIC (LITHIUM SILICATE BASED GLASS- CERAMIC) CAD LT (LOW TRANSLUCENCY) B32 C2 DIFFERENT CONNECTOR
6122 | 4215241569100 | BLOCK FOR ALL CERAMIC GLASS-CERAMIC (LITHIUM SILICATE BASED GLASS- CERAMIC) CAD LT (LOW TRANSLUCENCY) B32 C3 DIFFERENT CONNECTOR
6123 | 4215241569200 | BLOCK FOR ALL CERAMIC GLASS-CERAMIC (LITHIUM SILICATE BASED GLASS- CERAMIC) CAD LT (LOW TRANSLUCENCY) B32 C4 DIFFERENT CONNECTOR
6124 | 4215241569300 | BLOCK FOR ALL CERAMIC GLASS-CERAMIC (LITHIUM SILICATE BASED GLASS- CERAMIC) CAD LT (LOW TRANSLUCENCY) B32 D4 DIFFERENT CONNECTOR
6125 | 4215241569400 | BLOCK FOR ALL CERAMIC GLASS-CERAMIC (LITHIUM SILICATE BASED GLASS- CERAMIC) CAD LT (LOW TRANSLUCENCY) C14 A3 DIFFERENT CONNECTOR
6126 | 4215241569500 | BLOCK FOR ALL CERAMIC GLASS-CERAMIC (LITHIUM SILICATE BASED GLASS- CERAMIC) CAD LT (LOW TRANSLUCENCY) C14 A4 DIFFERENT CONNECTOR
6127 | 4215241569600 | BLOCK FOR ALL CERAMIC GLASS-CERAMIC (LITHIUM SILICATE BASED GLASS- CERAMIC) CAD LT (LOW TRANSLUCENCY) C14 B1 DIFFERENT CONNECTOR
6128 | 4215241569700 | BLOCK FOR ALL CERAMIC GLASS-CERAMIC (LITHIUM SILICATE BASED GLASS- CERAMIC) CAD LT (LOW TRANSLUCENCY) C14 B3 DIFFERENT CONNECTOR
6129 | 4215241569800 | BLOCK FOR ALL CERAMIC GLASS-CERAMIC (LITHIUM SILICATE BASED GLASS- CERAMIC) CAD LT (LOW TRANSLUCENCY) C14 B4 DIFFERENT CONNECTOR
6130 | 4215241569900 | BLOCK FOR ALL CERAMIC GLASS-CERAMIC (LITHIUM SILICATE BASED GLASS- CERAMIC) CAD LT (LOW TRANSLUCENCY) C14 C1 DIFFERENT CONNECTOR
6131 | 4215241570000 | BLOCK FOR ALL CERAMIC GLASS-CERAMIC (LITHIUM SILICATE BASED GLASS- CERAMIC) CAD LT (LOW TRANSLUCENCY) C14 C3 DIFFERENT CONNECTOR
6132 | 4215241570100 | BLOCK FOR ALL CERAMIC GLASS-CERAMIC (LITHIUM SILICATE BASED GLASS- CERAMIC) CAD LT (LOW TRANSLUCENCY) C14 C4 DIFFERENT CONNECTOR
6133 | 4215241570200 | BLOCK FOR ALL CERAMIC GLASS-CERAMIC (LITHIUM SILICATE BASED GLASS- CERAMIC) CAD LT (LOW TRANSLUCENCY) C14 D3 DIFFERENT CONNECTOR
6134 | 4215241570300 | BLOCK FOR ALL CERAMIC GLASS-CERAMIC (LITHIUM SILICATE BASED GLASS- CERAMIC) CAD LT (LOW TRANSLUCENCY) C14 D4 DIFFERENT CONNECTOR
6135 | 4215241570400 | BLOCK FOR ALL CERAMIC GLASS-CERAMIC (LITHIUM SILICATE BASED GLASS- CERAMIC) CAD LT (LOW TRANSLUCENCY) I12 A1 DIFFERENT CONNECTOR
6136 | 4215241570500 | BLOCK FOR ALL CERAMIC GLASS-CERAMIC (LITHIUM SILICATE BASED GLASS- CERAMIC) CAD LT (LOW TRANSLUCENCY) I12 A2 DIFFERENT CONNECTOR
6137 | 4215241570600 | BLOCK FOR ALL CERAMIC GLASS-CERAMIC (LITHIUM SILICATE BASED GLASS- CERAMIC) CAD LT (LOW TRANSLUCENCY) I12 A3 DIFFERENT CONNECTOR
6138 | 4215241570700 | BLOCK FOR ALL CERAMIC GLASS-CERAMIC (LITHIUM SILICATE BASED GLASS- CERAMIC) CAD LT (LOW TRANSLUCENCY) I12 A4 DIFFERENT CONNECTOR
6139 | 4215241570800 | BLOCK FOR ALL CERAMIC GLASS-CERAMIC (LITHIUM SILICATE BASED GLASS- CERAMIC) CAD LT (LOW TRANSLUCENCY) I12 B1 DIFFERENT CONNECTOR
6140 | 4215241570900 | BLOCK FOR ALL CERAMIC GLASS-CERAMIC (LITHIUM SILICATE BASED GLASS- CERAMIC) CAD LT (LOW TRANSLUCENCY) I12 B2 DIFFERENT CONNECTOR
6141 | 4215241571000 | BLOCK FOR ALL CERAMIC GLASS-CERAMIC (LITHIUM SILICATE BASED GLASS- CERAMIC) CAD LT (LOW TRANSLUCENCY) I12 B3 DIFFERENT CONNECTOR
6142 | 4215241571100 | BLOCK FOR ALL CERAMIC GLASS-CERAMIC (LITHIUM SILICATE BASED GLASS- CERAMIC) CAD LT (LOW TRANSLUCENCY) I12 B4 DIFFERENT CONNECTOR
6143 | 4215241571200 | BLOCK FOR ALL CERAMIC GLASS-CERAMIC (LITHIUM SILICATE BASED GLASS- CERAMIC) CAD LT (LOW TRANSLUCENCY) I12 C1 DIFFERENT CONNECTOR
6144 | 4215241571300 | BLOCK FOR ALL CERAMIC GLASS-CERAMIC (LITHIUM SILICATE BASED GLASS- CERAMIC) CAD LT (LOW TRANSLUCENCY) I12 C2 DIFFERENT CONNECTOR
6145 | 4215241571400 | BLOCK FOR ALL CERAMIC GLASS-CERAMIC (LITHIUM SILICATE BASED GLASS- CERAMIC) CAD LT (LOW TRANSLUCENCY) I12 C3 DIFFERENT CONNECTOR
6146 | 4215241571500 | BLOCK FOR ALL CERAMIC GLASS-CERAMIC (LITHIUM SILICATE BASED GLASS- CERAMIC) CAD LT (LOW TRANSLUCENCY) I12 C4 DIFFERENT CONNECTOR
6147 | 4215241571600 | BLOCK FOR ALL CERAMIC GLASS-CERAMIC (LITHIUM SILICATE BASED GLASS- CERAMIC) CAD LT (LOW TRANSLUCENCY) I12 D2 DIFFERENT CONNECTOR
6148 | 4215241571700 | BLOCK FOR ALL CERAMIC GLASS-CERAMIC (LITHIUM SILICATE BASED GLASS- CERAMIC) CAD LT (LOW TRANSLUCENCY) I12 D3 DIFFERENT CONNECTOR
6149 | 4215241571800 | BLOCK FOR ALL CERAMIC GLASS-CERAMIC (LITHIUM SILICATE BASED GLASS- CERAMIC) CAD LT (LOW TRANSLUCENCY) I12 D4 DIFFERENT CONNECTOR
6150 | 4215241571900 | BLOCK FOR ALL CERAMIC GLASS-CERAMIC (RESIN REINFORCED FELDSPATHIC CERAMIC) CAD HT (HIGH TRANSLUCENCY) B32 A1 DIFFERENT CONNECTOR
6151 | 4215241572000 | BLOCK FOR ALL CERAMIC GLASS-CERAMIC (RESIN REINFORCED FELDSPATHIC CERAMIC) CAD HT (HIGH TRANSLUCENCY) B32 A2 DIFFERENT CONNECTOR
6152 | 4215241572100 | BLOCK FOR ALL CERAMIC GLASS-CERAMIC (RESIN REINFORCED FELDSPATHIC CERAMIC) CAD HT (HIGH TRANSLUCENCY) B32 A3 DIFFERENT CONNECTOR
6153 | 4215241572200 | BLOCK FOR ALL CERAMIC GLASS-CERAMIC (RESIN REINFORCED FELDSPATHIC CERAMIC) CAD HT (HIGH TRANSLUCENCY) B32 A4 DIFFERENT CONNECTOR
6154 | 4215241572300 | BLOCK FOR ALL CERAMIC GLASS-CERAMIC (RESIN REINFORCED FELDSPATHIC CERAMIC) CAD HT (HIGH TRANSLUCENCY) B32 B1 DIFFERENT CONNECTOR
6155 | 4215241572400 | BLOCK FOR ALL CERAMIC GLASS-CERAMIC (RESIN REINFORCED FELDSPATHIC CERAMIC) CAD HT (HIGH TRANSLUCENCY) B32 B2 DIFFERENT CONNECTOR
6156 | 4215241572500 | BLOCK FOR ALL CERAMIC GLASS-CERAMIC (RESIN REINFORCED FELDSPATHIC CERAMIC) CAD HT (HIGH TRANSLUCENCY) B32 B3 DIFFERENT CONNECTOR
6157 | 4215241572600 | BLOCK FOR ALL CERAMIC GLASS-CERAMIC (RESIN REINFORCED FELDSPATHIC CERAMIC) CAD HT (HIGH TRANSLUCENCY) B32 B4 DIFFERENT CONNECTOR
6158 | 4215241572700 | BLOCK FOR ALL CERAMIC GLASS-CERAMIC (RESIN REINFORCED FELDSPATHIC CERAMIC) CAD HT (HIGH TRANSLUCENCY) B32 C1 DIFFERENT CONNECTOR
6159 | 4215241572800 | BLOCK FOR ALL CERAMIC GLASS-CERAMIC (RESIN REINFORCED FELDSPATHIC CERAMIC) CAD HT (HIGH TRANSLUCENCY) B32 C2 DIFFERENT CONNECTOR
6160 | 4215241572900 | BLOCK FOR ALL CERAMIC GLASS-CERAMIC (RESIN REINFORCED FELDSPATHIC CERAMIC) CAD HT (HIGH TRANSLUCENCY) B32 C3 DIFFERENT CONNECTOR
6161 | 4215241573000 | BLOCK FOR ALL CERAMIC GLASS-CERAMIC (RESIN REINFORCED FELDSPATHIC CERAMIC) CAD HT (HIGH TRANSLUCENCY) B32 C4 DIFFERENT CONNECTOR
6162 | 4215241573100 | BLOCK FOR ALL CERAMIC GLASS-CERAMIC (RESIN REINFORCED FELDSPATHIC CERAMIC) CAD HT (HIGH TRANSLUCENCY) B32 D2 DIFFERENT CONNECTOR
6163 | 4215241573200 | BLOCK FOR ALL CERAMIC GLASS-CERAMIC (RESIN REINFORCED FELDSPATHIC CERAMIC) CAD HT (HIGH TRANSLUCENCY) B32 D3 DIFFERENT CONNECTOR
6164 | 4215241573300 | BLOCK FOR ALL CERAMIC GLASS-CERAMIC (RESIN REINFORCED FELDSPATHIC CERAMIC) CAD HT (HIGH TRANSLUCENCY) B32 D4 DIFFERENT CONNECTOR
6165 | 4215241573400 | BLOCK FOR ALL CERAMIC GLASS-CERAMIC (RESIN REINFORCED FELDSPATHIC CERAMIC) CAD HT (HIGH TRANSLUCENCY) C14 A4 DIFFERENT CONNECTOR
6166 | 4215241573500 | BLOCK FOR ALL CERAMIC GLASS-CERAMIC (RESIN REINFORCED FELDSPATHIC CERAMIC) CAD HT (HIGH TRANSLUCENCY) C14 B1 DIFFERENT CONNECTOR
6167 | 4215241573600 | BLOCK FOR ALL CERAMIC GLASS-CERAMIC (RESIN REINFORCED FELDSPATHIC CERAMIC) CAD HT (HIGH TRANSLUCENCY) C14 B2 DIFFERENT CONNECTOR
6168 | 4215241573700 | BLOCK FOR ALL CERAMIC GLASS-CERAMIC (RESIN REINFORCED FELDSPATHIC CERAMIC) CAD HT (HIGH TRANSLUCENCY) C14 B3 DIFFERENT CONNECTOR
6169 | 4215241573800 | BLOCK FOR ALL CERAMIC GLASS-CERAMIC (RESIN REINFORCED FELDSPATHIC CERAMIC) CAD HT (HIGH TRANSLUCENCY) C14 B4 DIFFERENT CONNECTOR
6170 | 4215241573900 | BLOCK FOR ALL CERAMIC GLASS-CERAMIC (RESIN REINFORCED FELDSPATHIC CERAMIC) CAD HT (HIGH TRANSLUCENCY) C14 C1 DIFFERENT CONNECTOR
6171 | 4215241574000 | BLOCK FOR ALL CERAMIC GLASS-CERAMIC (RESIN REINFORCED FELDSPATHIC CERAMIC) CAD HT (HIGH TRANSLUCENCY) C14 C3 DIFFERENT CONNECTOR
6172 | 4215241574100 | BLOCK FOR ALL CERAMIC GLASS-CERAMIC (RESIN REINFORCED FELDSPATHIC CERAMIC) CAD HT (HIGH TRANSLUCENCY) C14 C4 DIFFERENT CONNECTOR
6173 | 4215241574200 | BLOCK FOR ALL CERAMIC GLASS-CERAMIC (RESIN REINFORCED FELDSPATHIC CERAMIC) CAD HT (HIGH TRANSLUCENCY) C14 D3 DIFFERENT CONNECTOR
6174 | 4215241574300 | BLOCK FOR ALL CERAMIC GLASS-CERAMIC (RESIN REINFORCED FELDSPATHIC CERAMIC) CAD HT (HIGH TRANSLUCENCY) C14 D4 DIFFERENT CONNECTOR
6175 | 4215241574400 | BLOCK FOR ALL CERAMIC GLASS-CERAMIC (RESIN REINFORCED FELDSPATHIC CERAMIC) CAD HT (HIGH TRANSLUCENCY) I12 A1 DIFFERENT CONNECTOR
6176 | 4215241574500 | BLOCK FOR ALL CERAMIC GLASS-CERAMIC (RESIN REINFORCED FELDSPATHIC CERAMIC) CAD HT (HIGH TRANSLUCENCY) I12 A2 DIFFERENT CONNECTOR
6177 | 4215241574600 | BLOCK FOR ALL CERAMIC GLASS-CERAMIC (RESIN REINFORCED FELDSPATHIC CERAMIC) CAD HT (HIGH TRANSLUCENCY) I12 A3 DIFFERENT CONNECTOR
6178 | 4215241574700 | BLOCK FOR ALL CERAMIC GLASS-CERAMIC (RESIN REINFORCED FELDSPATHIC CERAMIC) CAD HT (HIGH TRANSLUCENCY) I12 A4 DIFFERENT CONNECTOR
6179 | 4215241574800 | BLOCK FOR ALL CERAMIC GLASS-CERAMIC (RESIN REINFORCED FELDSPATHIC CERAMIC) CAD HT (HIGH TRANSLUCENCY) I12 B1 DIFFERENT CONNECTOR
6180 | 4215241574900 | BLOCK FOR ALL CERAMIC GLASS-CERAMIC (RESIN REINFORCED FELDSPATHIC CERAMIC) CAD HT (HIGH TRANSLUCENCY) I12 B2 DIFFERENT CONNECTOR
6181 | 4215241575000 | BLOCK FOR ALL CERAMIC GLASS-CERAMIC (RESIN REINFORCED FELDSPATHIC CERAMIC) CAD HT (HIGH TRANSLUCENCY) I12 B3 DIFFERENT CONNECTOR
6182 | 4215241575100 | BLOCK FOR ALL CERAMIC GLASS-CERAMIC (RESIN REINFORCED FELDSPATHIC CERAMIC) CAD HT (HIGH TRANSLUCENCY) I12 B4 DIFFERENT CONNECTOR
6183 | 4215241575200 | BLOCK FOR ALL CERAMIC GLASS-CERAMIC (RESIN REINFORCED FELDSPATHIC CERAMIC) CAD HT (HIGH TRANSLUCENCY) I12 C1 DIFFERENT CONNECTOR
6184 | 4215241575300 | BLOCK FOR ALL CERAMIC GLASS-CERAMIC (RESIN REINFORCED FELDSPATHIC CERAMIC) CAD HT (HIGH TRANSLUCENCY) I12 C2 DIFFERENT CONNECTOR
6185 | 4215241575400 | BLOCK FOR ALL CERAMIC GLASS-CERAMIC (RESIN REINFORCED FELDSPATHIC CERAMIC) CAD HT (HIGH TRANSLUCENCY) I12 C3 DIFFERENT CONNECTOR
6186 | 4215241575500 | BLOCK FOR ALL CERAMIC GLASS-CERAMIC (RESIN REINFORCED FELDSPATHIC CERAMIC) CAD HT (HIGH TRANSLUCENCY) I12 C4 DIFFERENT CONNECTOR
6187 | 4215241575600 | BLOCK FOR ALL CERAMIC GLASS-CERAMIC (RESIN REINFORCED FELDSPATHIC CERAMIC) CAD HT (HIGH TRANSLUCENCY) I12 D2 DIFFERENT CONNECTOR
6188 | 4215241575700 | BLOCK FOR ALL CERAMIC GLASS-CERAMIC (RESIN REINFORCED FELDSPATHIC CERAMIC) CAD HT (HIGH TRANSLUCENCY) I12 D3 DIFFERENT CONNECTOR
6189 | 4215241575800 | BLOCK FOR ALL CERAMIC GLASS-CERAMIC (RESIN REINFORCED FELDSPATHIC CERAMIC) CAD HT (HIGH TRANSLUCENCY) I12 D4 DIFFERENT CONNECTOR
6190 | 4215241575900 | BLOCK FOR ALL CERAMIC GLASS-CERAMIC (RESIN REINFORCED FELDSPATHIC CERAMIC) CAD LT (LOW TRANSLUCENCY) B32 A3 DIFFERENT CONNECTOR
6191 | 4215241576000 | BLOCK FOR ALL CERAMIC GLASS-CERAMIC (RESIN REINFORCED FELDSPATHIC CERAMIC) CAD LT (LOW TRANSLUCENCY) B32 A4 DIFFERENT CONNECTOR
6192 | 4215241576100 | BLOCK FOR ALL CERAMIC GLASS-CERAMIC (RESIN REINFORCED FELDSPATHIC CERAMIC) CAD LT (LOW TRANSLUCENCY) B32 B1 DIFFERENT CONNECTOR
6193 | 4215241576200 | BLOCK FOR ALL CERAMIC GLASS-CERAMIC (RESIN REINFORCED FELDSPATHIC CERAMIC) CAD LT (LOW TRANSLUCENCY) B32 B3 DIFFERENT CONNECTOR
6194 | 4215241576300 | BLOCK FOR ALL CERAMIC GLASS-CERAMIC (RESIN REINFORCED FELDSPATHIC CERAMIC) CAD LT (LOW TRANSLUCENCY) B32 B4 DIFFERENT CONNECTOR
6195 | 4215241576400 | BLOCK FOR ALL CERAMIC GLASS-CERAMIC (RESIN REINFORCED FELDSPATHIC CERAMIC) CAD LT (LOW TRANSLUCENCY) B32 C2 DIFFERENT CONNECTOR
6196 | 4215241576500 | BLOCK FOR ALL CERAMIC GLASS-CERAMIC (RESIN REINFORCED FELDSPATHIC CERAMIC) CAD LT (LOW TRANSLUCENCY) B32 C3 DIFFERENT CONNECTOR
6197 | 4215241576600 | BLOCK FOR ALL CERAMIC GLASS-CERAMIC (RESIN REINFORCED FELDSPATHIC CERAMIC) CAD LT (LOW TRANSLUCENCY) B32 C4 DIFFERENT CONNECTOR
6198 | 4215241576700 | BLOCK FOR ALL CERAMIC GLASS-CERAMIC (RESIN REINFORCED FELDSPATHIC CERAMIC) CAD LT (LOW TRANSLUCENCY) B32 D3 DIFFERENT CONNECTOR
6199 | 4215241576800 | BLOCK FOR ALL CERAMIC GLASS-CERAMIC (RESIN REINFORCED FELDSPATHIC CERAMIC) CAD LT (LOW TRANSLUCENCY) B32 D4 DIFFERENT CONNECTOR
6200 | 4215241576900 | BLOCK FOR ALL CERAMIC GLASS-CERAMIC (RESIN REINFORCED FELDSPATHIC CERAMIC) CAD LT (LOW TRANSLUCENCY) C14 A3 DIFFERENT CONNECTOR
6201 | 4215241577000 | BLOCK FOR ALL CERAMIC GLASS-CERAMIC (RESIN REINFORCED FELDSPATHIC CERAMIC) CAD LT (LOW TRANSLUCENCY) C14 A4 DIFFERENT CONNECTOR
6202 | 4215241577100 | BLOCK FOR ALL CERAMIC GLASS-CERAMIC (RESIN REINFORCED FELDSPATHIC CERAMIC) CAD LT (LOW TRANSLUCENCY) C14 B1 DIFFERENT CONNECTOR
6203 | 4215241577200 | BLOCK FOR ALL CERAMIC GLASS-CERAMIC (RESIN REINFORCED FELDSPATHIC CERAMIC) CAD LT (LOW TRANSLUCENCY) C14 B3 DIFFERENT CONNECTOR
6204 | 4215241577300 | BLOCK FOR ALL CERAMIC GLASS-CERAMIC (RESIN REINFORCED FELDSPATHIC CERAMIC) CAD LT (LOW TRANSLUCENCY) C14 B4 DIFFERENT CONNECTOR
6205 | 4215241577400 | BLOCK FOR ALL CERAMIC GLASS-CERAMIC (RESIN REINFORCED FELDSPATHIC CERAMIC) CAD LT (LOW TRANSLUCENCY) C14 C1 DIFFERENT CONNECTOR
6206 | 4215241577500 | BLOCK FOR ALL CERAMIC GLASS-CERAMIC (RESIN REINFORCED FELDSPATHIC CERAMIC) CAD LT (LOW TRANSLUCENCY) C14 C3 DIFFERENT CONNECTOR
6207 | 4215241577600 | BLOCK FOR ALL CERAMIC GLASS-CERAMIC (RESIN REINFORCED FELDSPATHIC CERAMIC) CAD LT (LOW TRANSLUCENCY) C14 C4 DIFFERENT CONNECTOR
6208 | 4215241577700 | BLOCK FOR ALL CERAMIC GLASS-CERAMIC (RESIN REINFORCED FELDSPATHIC CERAMIC) CAD LT (LOW TRANSLUCENCY) C14 D3 DIFFERENT CONNECTOR
6209 | 4215241577800 | BLOCK FOR ALL CERAMIC GLASS-CERAMIC (RESIN REINFORCED FELDSPATHIC CERAMIC) CAD LT (LOW TRANSLUCENCY) C14 D4 DIFFERENT CONNECTOR
6210 | 4215241577900 | BLOCK FOR ALL CERAMIC GLASS-CERAMIC (RESIN REINFORCED FELDSPATHIC CERAMIC) CAD LT (LOW TRANSLUCENCY) I12 A1 DIFFERENT CONNECTOR
6211 | 4215241578000 | BLOCK FOR ALL CERAMIC GLASS-CERAMIC (RESIN REINFORCED FELDSPATHIC CERAMIC) CAD LT (LOW TRANSLUCENCY) I12 A2 DIFFERENT CONNECTOR
6212 | 4215241578100 | BLOCK FOR ALL CERAMIC GLASS-CERAMIC (RESIN REINFORCED FELDSPATHIC CERAMIC) CAD LT (LOW TRANSLUCENCY) I12 A3 DIFFERENT CONNECTOR
6213 | 4215241578200 | BLOCK FOR ALL CERAMIC GLASS-CERAMIC (RESIN REINFORCED FELDSPATHIC CERAMIC) CAD LT (LOW TRANSLUCENCY) I12 A4 DIFFERENT CONNECTOR
6214 | 4215241578300 | BLOCK FOR ALL CERAMIC GLASS-CERAMIC (RESIN REINFORCED FELDSPATHIC CERAMIC) CAD LT (LOW TRANSLUCENCY) I12 B1 DIFFERENT CONNECTOR
6215 | 4215241578400 | BLOCK FOR ALL CERAMIC GLASS-CERAMIC (RESIN REINFORCED FELDSPATHIC CERAMIC) CAD LT (LOW TRANSLUCENCY) I12 B2 DIFFERENT CONNECTOR
6216 | 4215241578500 | BLOCK FOR ALL CERAMIC GLASS-CERAMIC (RESIN REINFORCED FELDSPATHIC CERAMIC) CAD LT (LOW TRANSLUCENCY) I12 B3 DIFFERENT CONNECTOR
6217 | 4215241578600 | BLOCK FOR ALL CERAMIC GLASS-CERAMIC (RESIN REINFORCED FELDSPATHIC CERAMIC) CAD LT (LOW TRANSLUCENCY) I12 B4 DIFFERENT CONNECTOR
6218 | 4215241578700 | BLOCK FOR ALL CERAMIC GLASS-CERAMIC (RESIN REINFORCED FELDSPATHIC CERAMIC) CAD LT (LOW TRANSLUCENCY) I12 C1 DIFFERENT CONNECTOR
6219 | 4215241578800 | BLOCK FOR ALL CERAMIC GLASS-CERAMIC (RESIN REINFORCED FELDSPATHIC CERAMIC) CAD LT (LOW TRANSLUCENCY) I12 C2 DIFFERENT CONNECTOR
6220 | 4215241578900 | BLOCK FOR ALL CERAMIC GLASS-CERAMIC (RESIN REINFORCED FELDSPATHIC CERAMIC) CAD LT (LOW TRANSLUCENCY) I12 C3 DIFFERENT CONNECTOR
6221 | 4215241579000 | BLOCK FOR ALL CERAMIC GLASS-CERAMIC (RESIN REINFORCED FELDSPATHIC CERAMIC) CAD LT (LOW TRANSLUCENCY) I12 C4 DIFFERENT CONNECTOR
6222 | 4215241579100 | BLOCK FOR ALL CERAMIC GLASS-CERAMIC (RESIN REINFORCED FELDSPATHIC CERAMIC) CAD LT (LOW TRANSLUCENCY) I12 D2 DIFFERENT CONNECTOR
6223 | 4215241579200 | BLOCK FOR ALL CERAMIC GLASS-CERAMIC (RESIN REINFORCED FELDSPATHIC CERAMIC) CAD LT (LOW TRANSLUCENCY) I12 D3 DIFFERENT CONNECTOR
6224 | 4215241579300 | BLOCK FOR ALL CERAMIC GLASS-CERAMIC (RESIN REINFORCED FELDSPATHIC CERAMIC) CAD LT (LOW TRANSLUCENCY) I12 D4 DIFFERENT CONNECTOR
6225 | 4215241579400 | BLOCK FOR ALL CERAMIC GLASS-CERAMIC (ZIRCONIA REINFORCED LITHIUM SILICATE) CAD HT (HIGH TRANSLUCENCY) B32 A1 DIFFERENT CONNECTOR
6226 | 4215241579500 | BLOCK FOR ALL CERAMIC GLASS-CERAMIC (ZIRCONIA REINFORCED LITHIUM SILICATE) CAD HT (HIGH TRANSLUCENCY) B32 A2 DIFFERENT CONNECTOR
6227 | 4215241579600 | BLOCK FOR ALL CERAMIC GLASS-CERAMIC (ZIRCONIA REINFORCED LITHIUM SILICATE) CAD HT (HIGH TRANSLUCENCY) B32 A3 DIFFERENT CONNECTOR
6228 | 4215241579700 | BLOCK FOR ALL CERAMIC GLASS-CERAMIC (ZIRCONIA REINFORCED LITHIUM SILICATE) CAD HT (HIGH TRANSLUCENCY) B32 A4 DIFFERENT CONNECTOR
6229 | 4215241579800 | BLOCK FOR ALL CERAMIC GLASS-CERAMIC (ZIRCONIA REINFORCED LITHIUM SILICATE) CAD HT (HIGH TRANSLUCENCY) B32 B1 DIFFERENT CONNECTOR
6230 | 4215241579900 | BLOCK FOR ALL CERAMIC GLASS-CERAMIC (ZIRCONIA REINFORCED LITHIUM SILICATE) CAD HT (HIGH TRANSLUCENCY) B32 B2 DIFFERENT CONNECTOR
6231 | 4215241580000 | BLOCK FOR ALL CERAMIC GLASS-CERAMIC (ZIRCONIA REINFORCED LITHIUM SILICATE) CAD HT (HIGH TRANSLUCENCY) B32 B3 DIFFERENT CONNECTOR
6232 | 4215241580100 | BLOCK FOR ALL CERAMIC GLASS-CERAMIC (ZIRCONIA REINFORCED LITHIUM SILICATE) CAD HT (HIGH TRANSLUCENCY) B32 B4 DIFFERENT CONNECTOR
6233 | 4215241580200 | BLOCK FOR ALL CERAMIC GLASS-CERAMIC (ZIRCONIA REINFORCED LITHIUM SILICATE) CAD HT (HIGH TRANSLUCENCY) B32 C1 DIFFERENT CONNECTOR
6234 | 4215241580300 | BLOCK FOR ALL CERAMIC GLASS-CERAMIC (ZIRCONIA REINFORCED LITHIUM SILICATE) CAD HT (HIGH TRANSLUCENCY) B32 C2 DIFFERENT CONNECTOR
6235 | 4215241580400 | BLOCK FOR ALL CERAMIC GLASS-CERAMIC (ZIRCONIA REINFORCED LITHIUM SILICATE) CAD HT (HIGH TRANSLUCENCY) B32 C3 DIFFERENT CONNECTOR
6236 | 4215241580500 | BLOCK FOR ALL CERAMIC GLASS-CERAMIC (ZIRCONIA REINFORCED LITHIUM SILICATE) CAD HT (HIGH TRANSLUCENCY) B32 C4 DIFFERENT CONNECTOR
6237 | 4215241580600 | BLOCK FOR ALL CERAMIC GLASS-CERAMIC (ZIRCONIA REINFORCED LITHIUM SILICATE) CAD HT (HIGH TRANSLUCENCY) B32 D2 DIFFERENT CONNECTOR
6238 | 4215241580700 | BLOCK FOR ALL CERAMIC GLASS-CERAMIC (ZIRCONIA REINFORCED LITHIUM SILICATE) CAD HT (HIGH TRANSLUCENCY) B32 D3 DIFFERENT CONNECTOR
6239 | 4215241580800 | BLOCK FOR ALL CERAMIC GLASS-CERAMIC (ZIRCONIA REINFORCED LITHIUM SILICATE) CAD HT (HIGH TRANSLUCENCY) B32 D4 DIFFERENT CONNECTOR
6240 | 4215241580900 | BLOCK FOR ALL CERAMIC GLASS-CERAMIC (ZIRCONIA REINFORCED LITHIUM SILICATE) CAD HT (HIGH TRANSLUCENCY) C14 A4 DIFFERENT CONNECTOR
6241 | 4215241581000 | BLOCK FOR ALL CERAMIC GLASS-CERAMIC (ZIRCONIA REINFORCED LITHIUM SILICATE) CAD HT (HIGH TRANSLUCENCY) C14 B1 DIFFERENT CONNECTOR
6242 | 4215241581100 | BLOCK FOR ALL CERAMIC GLASS-CERAMIC (ZIRCONIA REINFORCED LITHIUM SILICATE) CAD HT (HIGH TRANSLUCENCY) C14 B2 DIFFERENT CONNECTOR
6243 | 4215241581200 | BLOCK FOR ALL CERAMIC GLASS-CERAMIC (ZIRCONIA REINFORCED LITHIUM SILICATE) CAD HT (HIGH TRANSLUCENCY) C14 B3 DIFFERENT CONNECTOR
6244 | 4215241581300 | BLOCK FOR ALL CERAMIC GLASS-CERAMIC (ZIRCONIA REINFORCED LITHIUM SILICATE) CAD HT (HIGH TRANSLUCENCY) C14 B4 DIFFERENT CONNECTOR
6245 | 4215241581400 | BLOCK FOR ALL CERAMIC GLASS-CERAMIC (ZIRCONIA REINFORCED LITHIUM SILICATE) CAD HT (HIGH TRANSLUCENCY) C14 C1 DIFFERENT CONNECTOR
6246 | 4215241581500 | BLOCK FOR ALL CERAMIC GLASS-CERAMIC (ZIRCONIA REINFORCED LITHIUM SILICATE) CAD HT (HIGH TRANSLUCENCY) C14 C3 DIFFERENT CONNECTOR
6247 | 4215241581600 | BLOCK FOR ALL CERAMIC GLASS-CERAMIC (ZIRCONIA REINFORCED LITHIUM SILICATE) CAD HT (HIGH TRANSLUCENCY) C14 C4 DIFFERENT CONNECTOR
6248 | 4215241581700 | BLOCK FOR ALL CERAMIC GLASS-CERAMIC (ZIRCONIA REINFORCED LITHIUM SILICATE) CAD HT (HIGH TRANSLUCENCY) C14 D3 DIFFERENT CONNECTOR
6249 | 4215241581800 | BLOCK FOR ALL CERAMIC GLASS-CERAMIC (ZIRCONIA REINFORCED LITHIUM SILICATE) CAD HT (HIGH TRANSLUCENCY) C14 D4 DIFFERENT CONNECTOR
6250 | 4215241581900 | BLOCK FOR ALL CERAMIC GLASS-CERAMIC (ZIRCONIA REINFORCED LITHIUM SILICATE) CAD HT (HIGH TRANSLUCENCY) I12 A1 DIFFERENT CONNECTOR
6251 | 4215241582000 | BLOCK FOR ALL CERAMIC GLASS-CERAMIC (ZIRCONIA REINFORCED LITHIUM SILICATE) CAD HT (HIGH TRANSLUCENCY) I12 A2 DIFFERENT CONNECTOR
6252 | 4215241582100 | BLOCK FOR ALL CERAMIC GLASS-CERAMIC (ZIRCONIA REINFORCED LITHIUM SILICATE) CAD HT (HIGH TRANSLUCENCY) I12 A3 DIFFERENT CONNECTOR
6253 | 4215241582200 | BLOCK FOR ALL CERAMIC GLASS-CERAMIC (ZIRCONIA REINFORCED LITHIUM SILICATE) CAD HT (HIGH TRANSLUCENCY) I12 A4 DIFFERENT CONNECTOR
6254 | 4215241582300 | BLOCK FOR ALL CERAMIC GLASS-CERAMIC (ZIRCONIA REINFORCED LITHIUM SILICATE) CAD HT (HIGH TRANSLUCENCY) I12 B1 DIFFERENT CONNECTOR
6255 | 4215241582400 | BLOCK FOR ALL CERAMIC GLASS-CERAMIC (ZIRCONIA REINFORCED LITHIUM SILICATE) CAD HT (HIGH TRANSLUCENCY) I12 B2 DIFFERENT CONNECTOR
6256 | 4215241582500 | BLOCK FOR ALL CERAMIC GLASS-CERAMIC (ZIRCONIA REINFORCED LITHIUM SILICATE) CAD HT (HIGH TRANSLUCENCY) I12 B3 DIFFERENT CONNECTOR
6257 | 4215241582600 | BLOCK FOR ALL CERAMIC GLASS-CERAMIC (ZIRCONIA REINFORCED LITHIUM SILICATE) CAD HT (HIGH TRANSLUCENCY) I12 B4 DIFFERENT CONNECTOR
6258 | 4215241582700 | BLOCK FOR ALL CERAMIC GLASS-CERAMIC (ZIRCONIA REINFORCED LITHIUM SILICATE) CAD HT (HIGH TRANSLUCENCY) I12 C1 DIFFERENT CONNECTOR
6259 | 4215241582800 | BLOCK FOR ALL CERAMIC GLASS-CERAMIC (ZIRCONIA REINFORCED LITHIUM SILICATE) CAD HT (HIGH TRANSLUCENCY) I12 C2 DIFFERENT CONNECTOR
6260 | 4215241582900 | BLOCK FOR ALL CERAMIC GLASS-CERAMIC (ZIRCONIA REINFORCED LITHIUM SILICATE) CAD HT (HIGH TRANSLUCENCY) I12 C3 DIFFERENT CONNECTOR
6261 | 4215241583000 | BLOCK FOR ALL CERAMIC GLASS-CERAMIC (ZIRCONIA REINFORCED LITHIUM SILICATE) CAD HT (HIGH TRANSLUCENCY) I12 C4 DIFFERENT CONNECTOR
6262 | 4215241583100 | BLOCK FOR ALL CERAMIC GLASS-CERAMIC (ZIRCONIA REINFORCED LITHIUM SILICATE) CAD HT (HIGH TRANSLUCENCY) I12 D2 DIFFERENT CONNECTOR
6263 | 4215241583200 | BLOCK FOR ALL CERAMIC GLASS-CERAMIC (ZIRCONIA REINFORCED LITHIUM SILICATE) CAD HT (HIGH TRANSLUCENCY) I12 D3 DIFFERENT CONNECTOR
6264 | 4215241583300 | BLOCK FOR ALL CERAMIC GLASS-CERAMIC (ZIRCONIA REINFORCED LITHIUM SILICATE) CAD HT (HIGH TRANSLUCENCY) I12 D4 DIFFERENT CONNECTOR
6265 | 4215241583400 | BLOCK FOR ALL CERAMIC GLASS-CERAMIC (ZIRCONIA REINFORCED LITHIUM SILICATE) CAD LT (LOW TRANSLUCENCY) B32 A3 DIFFERENT CONNECTOR
6266 | 4215241583500 | BLOCK FOR ALL CERAMIC GLASS-CERAMIC (ZIRCONIA REINFORCED LITHIUM SILICATE) CAD LT (LOW TRANSLUCENCY) B32 A4 DIFFERENT CONNECTOR
6267 | 4215241583600 | BLOCK FOR ALL CERAMIC GLASS-CERAMIC (ZIRCONIA REINFORCED LITHIUM SILICATE) CAD LT (LOW TRANSLUCENCY) B32 B1 DIFFERENT CONNECTOR
6268 | 4215241583700 | BLOCK FOR ALL CERAMIC GLASS-CERAMIC (ZIRCONIA REINFORCED LITHIUM SILICATE) CAD LT (LOW TRANSLUCENCY) B32 B3 DIFFERENT CONNECTOR
6269 | 4215241583800 | BLOCK FOR ALL CERAMIC GLASS-CERAMIC (ZIRCONIA REINFORCED LITHIUM SILICATE) CAD LT (LOW TRANSLUCENCY) B32 B4 DIFFERENT CONNECTOR
6270 | 4215241583900 | BLOCK FOR ALL CERAMIC GLASS-CERAMIC (ZIRCONIA REINFORCED LITHIUM SILICATE) CAD LT (LOW TRANSLUCENCY) B32 C2 DIFFERENT CONNECTOR
6271 | 4215241584000 | BLOCK FOR ALL CERAMIC GLASS-CERAMIC (ZIRCONIA REINFORCED LITHIUM SILICATE) CAD LT (LOW TRANSLUCENCY) B32 C3 DIFFERENT CONNECTOR
6272 | 4215241584100 | BLOCK FOR ALL CERAMIC GLASS-CERAMIC (ZIRCONIA REINFORCED LITHIUM SILICATE) CAD LT (LOW TRANSLUCENCY) B32 C4 DIFFERENT CONNECTOR
6273 | 4215241584200 | BLOCK FOR ALL CERAMIC GLASS-CERAMIC (ZIRCONIA REINFORCED LITHIUM SILICATE) CAD LT (LOW TRANSLUCENCY) B32 D3 DIFFERENT CONNECTOR
6274 | 4215241584300 | BLOCK FOR ALL CERAMIC GLASS-CERAMIC (ZIRCONIA REINFORCED LITHIUM SILICATE) CAD LT (LOW TRANSLUCENCY) B32 D4 DIFFERENT CONNECTOR
6275 | 4215241584400 | BLOCK FOR ALL CERAMIC GLASS-CERAMIC (ZIRCONIA REINFORCED LITHIUM SILICATE) CAD LT (LOW TRANSLUCENCY) C14 A3 DIFFERENT CONNECTOR
6276 | 4215241584500 | BLOCK FOR ALL CERAMIC GLASS-CERAMIC (ZIRCONIA REINFORCED LITHIUM SILICATE) CAD LT (LOW TRANSLUCENCY) C14 A4 DIFFERENT CONNECTOR
6277 | 4215241584600 | BLOCK FOR ALL CERAMIC GLASS-CERAMIC (ZIRCONIA REINFORCED LITHIUM SILICATE) CAD LT (LOW TRANSLUCENCY) C14 B1 DIFFERENT CONNECTOR
6278 | 4215241584700 | BLOCK FOR ALL CERAMIC GLASS-CERAMIC (ZIRCONIA REINFORCED LITHIUM SILICATE) CAD LT (LOW TRANSLUCENCY) C14 B3 DIFFERENT CONNECTOR
6279 | 4215241584800 | BLOCK FOR ALL CERAMIC GLASS-CERAMIC (ZIRCONIA REINFORCED LITHIUM SILICATE) CAD LT (LOW TRANSLUCENCY) C14 B4 DIFFERENT CONNECTOR
6280 | 4215241584900 | BLOCK FOR ALL CERAMIC GLASS-CERAMIC (ZIRCONIA REINFORCED LITHIUM SILICATE) CAD LT (LOW TRANSLUCENCY) C14 C1 DIFFERENT CONNECTOR
6281 | 4215241585000 | BLOCK FOR ALL CERAMIC GLASS-CERAMIC (ZIRCONIA REINFORCED LITHIUM SILICATE) CAD LT (LOW TRANSLUCENCY) C14 C3 DIFFERENT CONNECTOR
6282 | 4215241585100 | BLOCK FOR ALL CERAMIC GLASS-CERAMIC (ZIRCONIA REINFORCED LITHIUM SILICATE) CAD LT (LOW TRANSLUCENCY) C14 C4 DIFFERENT CONNECTOR
6283 | 4215241585200 | BLOCK FOR ALL CERAMIC GLASS-CERAMIC (ZIRCONIA REINFORCED LITHIUM SILICATE) CAD LT (LOW TRANSLUCENCY) C14 D3 DIFFERENT CONNECTOR
6284 | 4215241585300 | BLOCK FOR ALL CERAMIC GLASS-CERAMIC (ZIRCONIA REINFORCED LITHIUM SILICATE) CAD LT (LOW TRANSLUCENCY) C14 D4 DIFFERENT CONNECTOR
6285 | 4215241585400 | BLOCK FOR ALL CERAMIC GLASS-CERAMIC (ZIRCONIA REINFORCED LITHIUM SILICATE) CAD LT (LOW TRANSLUCENCY) I12 A1 DIFFERENT CONNECTOR
6286 | 4215241585500 | BLOCK FOR ALL CERAMIC GLASS-CERAMIC (ZIRCONIA REINFORCED LITHIUM SILICATE) CAD LT (LOW TRANSLUCENCY) I12 A2 DIFFERENT CONNECTOR
6287 | 4215241585600 | BLOCK FOR ALL CERAMIC GLASS-CERAMIC (ZIRCONIA REINFORCED LITHIUM SILICATE) CAD LT (LOW TRANSLUCENCY) I12 A3 DIFFERENT CONNECTOR
6288 | 4215241585700 | BLOCK FOR ALL CERAMIC GLASS-CERAMIC (ZIRCONIA REINFORCED LITHIUM SILICATE) CAD LT (LOW TRANSLUCENCY) I12 A4 DIFFERENT CONNECTOR
6289 | 4215241585800 | BLOCK FOR ALL CERAMIC GLASS-CERAMIC (ZIRCONIA REINFORCED LITHIUM SILICATE) CAD LT (LOW TRANSLUCENCY) I12 B1 DIFFERENT CONNECTOR
6290 | 4215241585900 | BLOCK FOR ALL CERAMIC GLASS-CERAMIC (ZIRCONIA REINFORCED LITHIUM SILICATE) CAD LT (LOW TRANSLUCENCY) I12 B2 DIFFERENT CONNECTOR
6291 | 4215241586000 | BLOCK FOR ALL CERAMIC GLASS-CERAMIC (ZIRCONIA REINFORCED LITHIUM SILICATE) CAD LT (LOW TRANSLUCENCY) I12 B3 DIFFERENT CONNECTOR
6292 | 4215241586100 | BLOCK FOR ALL CERAMIC GLASS-CERAMIC (ZIRCONIA REINFORCED LITHIUM SILICATE) CAD LT (LOW TRANSLUCENCY) I12 B4 DIFFERENT CONNECTOR
6293 | 4215241586200 | BLOCK FOR ALL CERAMIC GLASS-CERAMIC (ZIRCONIA REINFORCED LITHIUM SILICATE) CAD LT (LOW TRANSLUCENCY) I12 C1 DIFFERENT CONNECTOR
6294 | 4215241586300 | BLOCK FOR ALL CERAMIC GLASS-CERAMIC (ZIRCONIA REINFORCED LITHIUM SILICATE) CAD LT (LOW TRANSLUCENCY) I12 C2 DIFFERENT CONNECTOR
6295 | 4215241586400 | BLOCK FOR ALL CERAMIC GLASS-CERAMIC (ZIRCONIA REINFORCED LITHIUM SILICATE) CAD LT (LOW TRANSLUCENCY) I12 C3 DIFFERENT CONNECTOR
6296 | 4215241586500 | BLOCK FOR ALL CERAMIC GLASS-CERAMIC (ZIRCONIA REINFORCED LITHIUM SILICATE) CAD LT (LOW TRANSLUCENCY) I12 C4 DIFFERENT CONNECTOR
6297 | 4215241586600 | BLOCK FOR ALL CERAMIC GLASS-CERAMIC (ZIRCONIA REINFORCED LITHIUM SILICATE) CAD LT (LOW TRANSLUCENCY) I12 D2 DIFFERENT CONNECTOR
6298 | 4215241586700 | BLOCK FOR ALL CERAMIC GLASS-CERAMIC (ZIRCONIA REINFORCED LITHIUM SILICATE) CAD LT (LOW TRANSLUCENCY) I12 D3 DIFFERENT CONNECTOR
6299 | 4215241586800 | BLOCK FOR ALL CERAMIC GLASS-CERAMIC (ZIRCONIA REINFORCED LITHIUM SILICATE) CAD LT (LOW TRANSLUCENCY) I12 D4 DIFFERENT CONNECTOR
6300 | 4215241586900 | BLOCK FOR ALL CERAMIC GLASS-CERAMIC LITHIUM DISILICATE (LS2) CAD HT (HIGH TRANSLUCENCY) B32 A1 DIFFERENT CONNECTOR
6301 | 4215241587000 | BLOCK FOR ALL CERAMIC GLASS-CERAMIC LITHIUM DISILICATE (LS2) CAD HT (HIGH TRANSLUCENCY) B32 A2 DIFFERENT CONNECTOR
6302 | 4215241587100 | BLOCK FOR ALL CERAMIC GLASS-CERAMIC LITHIUM DISILICATE (LS2) CAD HT (HIGH TRANSLUCENCY) B32 A3 DIFFERENT CONNECTOR
6303 | 4215241587200 | BLOCK FOR ALL CERAMIC GLASS-CERAMIC LITHIUM DISILICATE (LS2) CAD HT (HIGH TRANSLUCENCY) B32 A4 DIFFERENT CONNECTOR
6304 | 4215241587300 | BLOCK FOR ALL CERAMIC GLASS-CERAMIC LITHIUM DISILICATE (LS2) CAD HT (HIGH TRANSLUCENCY) B32 B1 DIFFERENT CONNECTOR
6305 | 4215241587400 | BLOCK FOR ALL CERAMIC GLASS-CERAMIC LITHIUM DISILICATE (LS2) CAD HT (HIGH TRANSLUCENCY) B32 B2 DIFFERENT CONNECTOR
6306 | 4215241587500 | BLOCK FOR ALL CERAMIC GLASS-CERAMIC LITHIUM DISILICATE (LS2) CAD HT (HIGH TRANSLUCENCY) B32 B3 DIFFERENT CONNECTOR
6307 | 4215241587600 | BLOCK FOR ALL CERAMIC GLASS-CERAMIC LITHIUM DISILICATE (LS2) CAD HT (HIGH TRANSLUCENCY) B32 B4 DIFFERENT CONNECTOR
6308 | 4215241587700 | BLOCK FOR ALL CERAMIC GLASS-CERAMIC LITHIUM DISILICATE (LS2) CAD HT (HIGH TRANSLUCENCY) B32 C1 DIFFERENT CONNECTOR
6309 | 4215241587800 | BLOCK FOR ALL CERAMIC GLASS-CERAMIC LITHIUM DISILICATE (LS2) CAD HT (HIGH TRANSLUCENCY) B32 C2 DIFFERENT CONNECTOR
6310 | 4215241587900 | BLOCK FOR ALL CERAMIC GLASS-CERAMIC LITHIUM DISILICATE (LS2) CAD HT (HIGH TRANSLUCENCY) B32 C3 DIFFERENT CONNECTOR
6311 | 4215241588000 | BLOCK FOR ALL CERAMIC GLASS-CERAMIC LITHIUM DISILICATE (LS2) CAD HT (HIGH TRANSLUCENCY) B32 C4 DIFFERENT CONNECTOR
6312 | 4215241588100 | BLOCK FOR ALL CERAMIC GLASS-CERAMIC LITHIUM DISILICATE (LS2) CAD HT (HIGH TRANSLUCENCY) B32 D2 DIFFERENT CONNECTOR
6313 | 4215241588200 | BLOCK FOR ALL CERAMIC GLASS-CERAMIC LITHIUM DISILICATE (LS2) CAD HT (HIGH TRANSLUCENCY) B32 D3 DIFFERENT CONNECTOR
6314 | 4215241588300 | BLOCK FOR ALL CERAMIC GLASS-CERAMIC LITHIUM DISILICATE (LS2) CAD HT (HIGH TRANSLUCENCY) B32 D4 DIFFERENT CONNECTOR
6315 | 4215241588400 | BLOCK FOR ALL CERAMIC GLASS-CERAMIC LITHIUM DISILICATE (LS2) CAD HT (HIGH TRANSLUCENCY) SIZE C14 SHADE A1 COMPATIBLE WITH CEREC MACHINE CONNECTOR (5PCS=EH/BOX)
6316 | 4215241588500 | BLOCK FOR ALL CERAMIC GLASS-CERAMIC LITHIUM DISILICATE (LS2) CAD HT (HIGH TRANSLUCENCY) SIZE C14 SHADE A2 COMPATIBLE WITH CEREC MACHINE CONNECTOR (5PCS=EH/BOX)
6317 | 4215241588600 | BLOCK FOR ALL CERAMIC GLASS-CERAMIC LITHIUM DISILICATE (LS2) CAD HT (HIGH TRANSLUCENCY) SIZE C14 SHADE A3 COMPATIBLE WITH CEREC MACHINE CONNECTOR (5PCS=EH/BOX)
6318 | 4215241588700 | BLOCK FOR ALL CERAMIC GLASS-CERAMIC LITHIUM DISILICATE (LS2) CAD HT (HIGH TRANSLUCENCY) SIZE C14 SHADE A4 COMPATIBLE WITH CEREC MACHINE CONNECTOR (5PCS=EH/BOX)
6319 | 4215241588800 | BLOCK FOR ALL CERAMIC GLASS-CERAMIC LITHIUM DISILICATE (LS2) CAD HT (HIGH TRANSLUCENCY) SIZE C14 SHADE B1 COMPATIBLE WITH CEREC MACHINE CONNECTOR (5PCS=EH/BOX)
6320 | 4215241588900 | BLOCK FOR ALL CERAMIC GLASS-CERAMIC LITHIUM DISILICATE (LS2) CAD HT (HIGH TRANSLUCENCY) SIZE C14 SHADE B2 COMPATIBLE WITH CEREC MACHINE CONNECTOR (5PCS=EH/BOX)
6321 | 4215241589000 | BLOCK FOR ALL CERAMIC GLASS-CERAMIC LITHIUM DISILICATE (LS2) CAD HT (HIGH TRANSLUCENCY) SIZE C14 SHADE B3 COMPATIBLE WITH CEREC MACHINE CONNECTOR (5PCS=EH/BOX)
6322 | 4215241589100 | BLOCK FOR ALL CERAMIC GLASS-CERAMIC LITHIUM DISILICATE (LS2) CAD HT (HIGH TRANSLUCENCY) SIZE C14 SHADE B4 COMPATIBLE WITH CEREC MACHINE CONNECTOR (5PCS=EH/BOX)
6323 | 4215241589200 | BLOCK FOR ALL CERAMIC GLASS-CERAMIC LITHIUM DISILICATE (LS2) CAD HT (HIGH TRANSLUCENCY) SIZE C14 SHADE C1 COMPATIBLE WITH CEREC MACHINE CONNECTOR (5PCS=EH/BOX)
6324 | 4215241589300 | BLOCK FOR ALL CERAMIC GLASS-CERAMIC LITHIUM DISILICATE (LS2) CAD HT (HIGH TRANSLUCENCY) SIZE C14 SHADE C2 COMPATIBLE WITH CEREC MACHINE CONNECTOR (5PCS=EH/BOX)
6325 | 4215241589400 | BLOCK FOR ALL CERAMIC GLASS-CERAMIC LITHIUM DISILICATE (LS2) CAD HT (HIGH TRANSLUCENCY) SIZE C14 SHADE C3 COMPATIBLE WITH CEREC MACHINE CONNECTOR (5PCS=EH/BOX)
6326 | 4215241589500 | BLOCK FOR ALL CERAMIC GLASS-CERAMIC LITHIUM DISILICATE (LS2) CAD HT (HIGH TRANSLUCENCY) SIZE C14 SHADE C4 COMPATIBLE WITH CEREC MACHINE CONNECTOR (5PCS=EH/BOX)
6327 | 4215241589600 | BLOCK FOR ALL CERAMIC GLASS-CERAMIC LITHIUM DISILICATE (LS2) CAD HT (HIGH TRANSLUCENCY) SIZE C14 SHADE D2 COMPATIBLE WITH CEREC MACHINE CONNECTOR (5PCS=EH/BOX)
6328 | 4215241589700 | BLOCK FOR ALL CERAMIC GLASS-CERAMIC LITHIUM DISILICATE (LS2) CAD HT (HIGH TRANSLUCENCY) SIZE C14 SHADE D3 COMPATIBLE WITH CEREC MACHINE CONNECTOR (5PCS=EH/BOX)
6329 | 4215241589800 | BLOCK FOR ALL CERAMIC GLASS-CERAMIC LITHIUM DISILICATE (LS2) CAD HT (HIGH TRANSLUCENCY) SIZE C14 SHADE D4 COMPATIBLE WITH CEREC MACHINE CONNECTOR (5PCS=EH/BOX)
6330 | 4215241589900 | BLOCK FOR ALL CERAMIC GLASS-CERAMIC LITHIUM DISILICATE CAD HT (HIGH TRANSLUCENCY) SIZE I12 SHADE A1 COMPATIBLE WITH CEREC MACHINE CONNECTOR (5PCS=EH/BOX)
6331 | 4215241590000 | BLOCK FOR ALL CERAMIC GLASS-CERAMIC LITHIUM DISILICATE CAD HT (HIGH TRANSLUCENCY) SIZE I12 SHADE A2 COMPATIBLE WITH CEREC MACHINE CONNECTOR (5PCS=EH/BOX)
6332 | 4215241590100 | BLOCK FOR ALL CERAMIC GLASS-CERAMIC LITHIUM DISILICATE CAD HT (HIGH TRANSLUCENCY) SIZE I12 SHADE A3 COMPATIBLE WITH CEREC MACHINE CONNECTOR (5PCS=EH/BOX)
6333 | 4215241590200 | BLOCK FOR ALL CERAMIC GLASS-CERAMIC LITHIUM DISILICATE CAD HT (HIGH TRANSLUCENCY) SIZE I12 SHADE A4 COMPATIBLE WITH CEREC MACHINE CONNECTOR (5PCS=EH/BOX)
6334 | 4215241590300 | BLOCK FOR ALL CERAMIC GLASS-CERAMIC LITHIUM DISILICATE CAD HT (HIGH TRANSLUCENCY) SIZE I12 SHADE B1 COMPATIBLE WITH CEREC MACHINE CONNECTOR (5PCS=EH/BOX)
6335 | 4215241590400 | BLOCK FOR ALL CERAMIC GLASS-CERAMIC LITHIUM DISILICATE CAD HT (HIGH TRANSLUCENCY) SIZE I12 SHADE B2 COMPATIBLE WITH CEREC MACHINE CONNECTOR (5PCS=EH/BOX)
6336 | 4215241590500 | BLOCK FOR ALL CERAMIC GLASS-CERAMIC LITHIUM DISILICATE CAD HT (HIGH TRANSLUCENCY) SIZE I12 SHADE B3 COMPATIBLE WITH CEREC MACHINE CONNECTOR (5PCS=EH/BOX)
6337 | 4215241590600 | BLOCK FOR ALL CERAMIC GLASS-CERAMIC LITHIUM DISILICATE CAD HT (HIGH TRANSLUCENCY) SIZE I12 SHADE B4 COMPATIBLE WITH CEREC MACHINE CONNECTOR (5PCS=EH/BOX)
6338 | 4215241590700 | BLOCK FOR ALL CERAMIC GLASS-CERAMIC LITHIUM DISILICATE CAD HT (HIGH TRANSLUCENCY) SIZE I12 SHADE C1 COMPATIBLE WITH CEREC MACHINE CONNECTOR (5PCS=EH/BOX)
6339 | 4215241590800 | BLOCK FOR ALL CERAMIC GLASS-CERAMIC LITHIUM DISILICATE CAD HT (HIGH TRANSLUCENCY) SIZE I12 SHADE C2 COMPATIBLE WITH CEREC MACHINE CONNECTOR (5PCS=EH/BOX)
6340 | 4215241590900 | BLOCK FOR ALL CERAMIC GLASS-CERAMIC LITHIUM DISILICATE CAD HT (HIGH TRANSLUCENCY) SIZE I12 SHADE C3 COMPATIBLE WITH CEREC MACHINE CONNECTOR (5PCS=EH/BOX)
6341 | 4215241591000 | BLOCK FOR ALL CERAMIC GLASS-CERAMIC LITHIUM DISILICATE CAD HT (HIGH TRANSLUCENCY) SIZE I12 SHADE C4 COMPATIBLE WITH CEREC MACHINE CONNECTOR (5PCS=EH/BOX)
6342 | 4215241591100 | BLOCK FOR ALL CERAMIC GLASS-CERAMIC LITHIUM DISILICATE CAD HT (HIGH TRANSLUCENCY) SIZE I12 SHADE D2 COMPATIBLE WITH CEREC MACHINE CONNECTOR (5PCS=EH/BOX)
6343 | 4215241591200 | BLOCK FOR ALL CERAMIC GLASS-CERAMIC LITHIUM DISILICATE CAD HT (HIGH TRANSLUCENCY) SIZE I12 SHADE D3 COMPATIBLE WITH CEREC MACHINE CONNECTOR (5PCS=EH/BOX)
6344 | 4215241591300 | BLOCK FOR ALL CERAMIC GLASS-CERAMIC LITHIUM DISILICATE CAD HT (HIGH TRANSLUCENCY) SIZE I12 SHADE D4 COMPATIBLE WITH CEREC MACHINE CONNECTOR (5PCS=EH/BOX)
6345 | 4215241591400 | BLOCK FOR ALL CERAMIC GLASS-CERAMIC LITHIUM DISILICATE (LS2) CAD LT (LOW TRANSLUCENCY) SIZE B32 SHADE A1 COMPATIBLE WITH EACH HOSPITAL CONNECTOR
6346 | 4215241591500 | BLOCK FOR ALL CERAMIC GLASS-CERAMIC LITHIUM DISILICATE (LS2) CAD LT (LOW TRANSLUCENCY) SIZE B32 SHADE A2 COMPATIBLE WITH EACH HOSPITAL CONNECTOR
6347 | 4215241591600 | BLOCK FOR ALL CERAMIC GLASS-CERAMIC LITHIUM DISILICATE (LS2) CAD LT (LOW TRANSLUCENCY) SIZE B32 SHADE A3 COMPATIBLE WITH EACH HOSPITAL CONNECTOR
6348 | 4215241591700 | BLOCK FOR ALL CERAMIC GLASS-CERAMIC LITHIUM DISILICATE (LS2) CAD LT (LOW TRANSLUCENCY) B32 A4 DIFFERENT CONNECTOR
6349 | 4215241591800 | BLOCK FOR ALL CERAMIC GLASS-CERAMIC LITHIUM DISILICATE (LS2) CAD LT (LOW TRANSLUCENCY) SIZE B32 SHADE B1 COMPATIBLE WITH EACH HOSPITAL CONNECTOR
6350 | 4215241591900 | BLOCK FOR ALL CERAMIC GLASS-CERAMIC LITHIUM DISILICATE (LS2) CAD LT (LOW TRANSLUCENCY) SIZE B32 SHADE B2 COMPATIBLE WITH EACH HOSPITAL CONNECTOR
6351 | 4215241592000 | BLOCK FOR ALL CERAMIC GLASS-CERAMIC LITHIUM DISILICATE (LS2) CAD LT (LOW TRANSLUCENCY) B32 B3 DIFFERENT CONNECTOR
6352 | 4215241592100 | BLOCK FOR ALL CERAMIC GLASS-CERAMIC LITHIUM DISILICATE (LS2) CAD LT (LOW TRANSLUCENCY) B32 B4 DIFFERENT CONNECTOR
6353 | 4215241592200 | BLOCK FOR ALL CERAMIC GLASS-CERAMIC LITHIUM DISILICATE (LS2) CAD LT (LOW TRANSLUCENCY) SIZE B32 SHADE C1 COMPATIBLE WITH EACH HOSPITAL CONNECTOR
6354 | 4215241592300 | BLOCK FOR ALL CERAMIC GLASS-CERAMIC LITHIUM DISILICATE (LS2) CAD LT (LOW TRANSLUCENCY) SIZE B32 SHADE C2 COMPATIBLE WITH EACH HOSPITAL CONNECTOR
6355 | 4215241592400 | BLOCK FOR ALL CERAMIC GLASS-CERAMIC LITHIUM DISILICATE (LS2) CAD LT (LOW TRANSLUCENCY) B32 C3 DIFFERENT CONNECTOR
6356 | 4215241592500 | BLOCK FOR ALL CERAMIC GLASS-CERAMIC LITHIUM DISILICATE (LS2) CAD LT (LOW TRANSLUCENCY) B32 C4 DIFFERENT CONNECTOR
6357 | 4215241592600 | BLOCK FOR ALL CERAMIC GLASS-CERAMIC LITHIUM DISILICATE (LS2) CAD LT (LOW TRANSLUCENCY) SIZE B32 SHADE D2 COMPATIBLE WITH EACH HOSPITAL CONNECTOR
6358 | 4215241592700 | BLOCK FOR ALL CERAMIC GLASS-CERAMIC LITHIUM DISILICATE (LS2) CAD LT (LOW TRANSLUCENCY) B32 D3 DIFFERENT CONNECTOR
6359 | 4215241592800 | BLOCK FOR ALL CERAMIC GLASS-CERAMIC LITHIUM DISILICATE (LS2) CAD LT (LOW TRANSLUCENCY) B32 D4 DIFFERENT CONNECTOR
6360 | 4215241592900 | BLOCK FOR ALL CERAMIC GLASS-CERAMIC LITHIUM DISILICATE CAD LT (LOW TRANSLUCENCY) SIZE C14 SHADE A1 COMPATIBLE WITH CEREC MACHINE CONNECTOR (5PCS=EH/BOX)
6361 | 4215241593000 | BLOCK FOR ALL CERAMIC GLASS-CERAMIC LITHIUM DISILICATE CAD LT (LOW TRANSLUCENCY) SIZE C14 SHADE A2 COMPATIBLE WITH CEREC MACHINE CONNECTOR (5PCS=EH/BOX)
6362 | 4215241593100 | BLOCK FOR ALL CERAMIC GLASS-CERAMIC LITHIUM DISILICATE CAD LT (LOW TRANSLUCENCY) SIZE C14 SHADE A3 COMPATIBLE WITH CEREC MACHINE CONNECTOR (5PCS=EH/BOX)
6363 | 4215241593200 | BLOCK FOR ALL CERAMIC GLASS-CERAMIC LITHIUM DISILICATE CAD LT (LOW TRANSLUCENCY) SIZE C14 SHADE A4 COMPATIBLE WITH CEREC MACHINE CONNECTOR (5PCS=EH/BOX)
6364 | 4215241593300 | BLOCK FOR ALL CERAMIC GLASS-CERAMIC LITHIUM DISILICATE CAD LT (LOW TRANSLUCENCY) SIZE C14 SHADE B1 COMPATIBLE WITH CEREC MACHINE CONNECTOR (5PCS=EH/BOX)
6365 | 4215241593400 | BLOCK FOR ALL CERAMIC GLASS-CERAMIC LITHIUM DISILICATE CAD LT (LOW TRANSLUCENCY) SIZE C14 SHADE B2 COMPATIBLE WITH CEREC MACHINE CONNECTOR (5PCS=EH/BOX)
6366 | 4215241593500 | BLOCK FOR ALL CERAMIC GLASS-CERAMIC LITHIUM DISILICATE CAD LT (LOW TRANSLUCENCY) SIZE C14 SHADE B3 COMPATIBLE WITH CEREC MACHINE CONNECTOR (5PCS=EH/BOX)
6367 | 4215241593600 | BLOCK FOR ALL CERAMIC GLASS-CERAMIC LITHIUM DISILICATE CAD LT (LOW TRANSLUCENCY) SIZE C14 SHADE B4 COMPATIBLE WITH CEREC MACHINE CONNECTOR (5PCS=EH/BOX)
6368 | 4215241593700 | BLOCK FOR ALL CERAMIC GLASS-CERAMIC LITHIUM DISILICATE CAD LT (LOW TRANSLUCENCY) SIZE C14 SHADE C1 COMPATIBLE WITH CEREC MACHINE CONNECTOR (5PCS=EH/BOX)
6369 | 4215241593800 | BLOCK FOR ALL CERAMIC GLASS-CERAMIC LITHIUM DISILICATE CAD LT (LOW TRANSLUCENCY) SIZE C14 SHADE C2 COMPATIBLE WITH CEREC MACHINE CONNECTOR (5PCS=EH/BOX)
6370 | 4215241593900 | BLOCK FOR ALL CERAMIC GLASS-CERAMIC LITHIUM DISILICATE CAD LT (LOW TRANSLUCENCY) SIZE C14 SHADE C3 COMPATIBLE WITH CEREC MACHINE CONNECTOR (5PCS=EH/BOX)
6371 | 4215241594000 | BLOCK FOR ALL CERAMIC GLASS-CERAMIC LITHIUM DISILICATE CAD LT (LOW TRANSLUCENCY) SIZE C14 SHADE C4 COMPATIBLE WITH CEREC MACHINE CONNECTOR (5PCS=EH/BOX)
6372 | 4215241594100 | BLOCK FOR ALL CERAMIC GLASS-CERAMIC LITHIUM DISILICATE CAD LT (LOW TRANSLUCENCY) SIZE C14 SHADE D2 COMPATIBLE WITH CEREC MACHINE CONNECTOR (5PCS=EH/BOX)
6373 | 4215241594200 | BLOCK FOR ALL CERAMIC GLASS-CERAMIC LITHIUM DISILICATE CAD LT (LOW TRANSLUCENCY) SIZE C14 SHADE D3 COMPATIBLE WITH CEREC MACHINE CONNECTOR (5PCS=EH/BOX)
6374 | 4215241594300 | BLOCK FOR ALL CERAMIC GLASS-CERAMIC LITHIUM DISILICATE CAD LT (LOW TRANSLUCENCY) SIZE C14 SHADE D4 COMPATIBLE WITH CEREC MACHINE CONNECTOR (5PCS=EH/BOX)
6375 | 4215241594400 | BLOCK FOR ALL CERAMIC GLASS-CERAMIC LITHIUM DISILICATE (LS2) CAD LT (LOW TRANSLUCENCY) SIZE I12 SHADE A1 COMPATIBLE WITH EACH HOSPITAL CONNECTOR
6376 | 4215241594500 | BLOCK FOR ALL CERAMIC GLASS-CERAMIC LITHIUM DISILICATE (LS2) CAD LT (LOW TRANSLUCENCY) SIZE I12 SHADE A2 COMPATIBLE WITH EACH HOSPITAL CONNECTOR
6377 | 4215241594600 | BLOCK FOR ALL CERAMIC GLASS-CERAMIC LITHIUM DISILICATE (LS2) CAD LT (LOW TRANSLUCENCY) SIZE I12 SHADE A3 COMPATIBLE WITH EACH HOSPITAL CONNECTOR
6378 | 4215241594700 | BLOCK FOR ALL CERAMIC GLASS-CERAMIC LITHIUM DISILICATE (LS2) CAD LT (LOW TRANSLUCENCY) SIZE I12 SHADE A4 COMPATIBLE WITH EACH HOSPITAL CONNECTOR
6379 | 4215241594800 | BLOCK FOR ALL CERAMIC GLASS-CERAMIC LITHIUM DISILICATE (LS2) CAD LT (LOW TRANSLUCENCY) SIZE I12 SHADE B1 COMPATIBLE WITH EACH HOSPITAL CONNECTOR
6380 | 4215241594900 | BLOCK FOR ALL CERAMIC GLASS-CERAMIC LITHIUM DISILICATE (LS2) CAD LT (LOW TRANSLUCENCY) SIZE I12 SHADE B2 COMPATIBLE WITH EACH HOSPITAL CONNECTOR
6381 | 4215241595000 | BLOCK FOR ALL CERAMIC GLASS-CERAMIC LITHIUM DISILICATE (LS2) CAD LT (LOW TRANSLUCENCY) SIZE I12 SHADE B3 COMPATIBLE WITH EACH HOSPITAL CONNECTOR
6382 | 4215241595100 | BLOCK FOR ALL CERAMIC GLASS-CERAMIC LITHIUM DISILICATE (LS2) CAD LT (LOW TRANSLUCENCY) SIZE I12 SHADE B4 COMPATIBLE WITH EACH HOSPITAL CONNECTOR
6383 | 4215241595200 | BLOCK FOR ALL CERAMIC GLASS-CERAMIC LITHIUM DISILICATE (LS2) CAD LT (LOW TRANSLUCENCY) SIZE I12 SHADE C1 COMPATIBLE WITH EACH HOSPITAL CONNECTOR
6384 | 4215241595300 | BLOCK FOR ALL CERAMIC GLASS-CERAMIC LITHIUM DISILICATE (LS2) CAD LT (LOW TRANSLUCENCY) SIZE I12 SHADE C2 COMPATIBLE WITH EACH HOSPITAL CONNECTOR
6385 | 4215241595400 | BLOCK FOR ALL CERAMIC GLASS-CERAMIC LITHIUM DISILICATE (LS2) CAD LT (LOW TRANSLUCENCY) SIZE I12 SHADE C3 COMPATIBLE WITH EACH HOSPITAL CONNECTOR
6386 | 4215241595500 | BLOCK FOR ALL CERAMIC GLASS-CERAMIC LITHIUM DISILICATE (LS2) CAD LT (LOW TRANSLUCENCY) SIZE I12 SHADE C4 COMPATIBLE WITH EACH HOSPITAL CONNECTOR
6387 | 4215241595600 | BLOCK FOR ALL CERAMIC GLASS-CERAMIC LITHIUM DISILICATE (LS2) CAD LT (LOW TRANSLUCENCY) SIZE I12 SHADE D2 COMPATIBLE WITH EACH HOSPITAL CONNECTOR
6388 | 4215241595700 | BLOCK FOR ALL CERAMIC GLASS-CERAMIC LITHIUM DISILICATE (LS2) CAD LT (LOW TRANSLUCENCY) SIZE I12 SHADE D3 COMPATIBLE WITH EACH HOSPITAL CONNECTOR
6389 | 4215241595800 | BLOCK FOR ALL CERAMIC GLASS-CERAMIC LITHIUM DISILICATE (LS2) CAD LT (LOW TRANSLUCENCY) SIZE I12 SHADE D4 COMPATIBLE WITH EACH HOSPITAL CONNECTOR
6390 | 4215241595900 | BLOCK FOR ALL CERAMIC GLASS-CERAMIC LITHIUM DISILICATE (LS2) CAD MT (MEDIUM TRANSLUCENCY) B32 A1 DIFFERENT CONNECTOR
6391 | 4215241596000 | BLOCK FOR ALL CERAMIC GLASS-CERAMIC LITHIUM DISILICATE (LS2) CAD MT (MEDIUM TRANSLUCENCY) B32 A2 DIFFERENT CONNECTOR
6392 | 4215241596100 | BLOCK FOR ALL CERAMIC GLASS-CERAMIC LITHIUM DISILICATE (LS2) CAD MT (MEDIUM TRANSLUCENCY) B32 A3 DIFFERENT CONNECTOR
6393 | 4215241596200 | BLOCK FOR ALL CERAMIC GLASS-CERAMIC LITHIUM DISILICATE (LS2) CAD MT (MEDIUM TRANSLUCENCY) B32 A4 DIFFERENT CONNECTOR
6394 | 4215241596300 | BLOCK FOR ALL CERAMIC GLASS-CERAMIC LITHIUM DISILICATE (LS2) CAD MT (MEDIUM TRANSLUCENCY) B32 B1 DIFFERENT CONNECTOR
6395 | 4215241596400 | BLOCK FOR ALL CERAMIC GLASS-CERAMIC LITHIUM DISILICATE (LS2) CAD MT (MEDIUM TRANSLUCENCY) B32 B2 DIFFERENT CONNECTOR
6396 | 4215241596500 | BLOCK FOR ALL CERAMIC GLASS-CERAMIC LITHIUM DISILICATE (LS2) CAD MT (MEDIUM TRANSLUCENCY) B32 B3 DIFFERENT CONNECTOR
6397 | 4215241596600 | BLOCK FOR ALL CERAMIC GLASS-CERAMIC LITHIUM DISILICATE (LS2) CAD MT (MEDIUM TRANSLUCENCY) B32 B4 DIFFERENT CONNECTOR
6398 | 4215241596700 | BLOCK FOR ALL CERAMIC GLASS-CERAMIC LITHIUM DISILICATE (LS2) CAD MT (MEDIUM TRANSLUCENCY) B32 C1 DIFFERENT CONNECTOR
6399 | 4215241596800 | BLOCK FOR ALL CERAMIC GLASS-CERAMIC LITHIUM DISILICATE (LS2) CAD MT (MEDIUM TRANSLUCENCY) B32 C2 DIFFERENT CONNECTOR
6400 | 4215241596900 | BLOCK FOR ALL CERAMIC GLASS-CERAMIC LITHIUM DISILICATE (LS2) CAD MT (MEDIUM TRANSLUCENCY) B32 C3 DIFFERENT CONNECTOR
6401 | 4215241597000 | BLOCK FOR ALL CERAMIC GLASS-CERAMIC LITHIUM DISILICATE (LS2) CAD MT (MEDIUM TRANSLUCENCY) B32 C4 DIFFERENT CONNECTOR
6402 | 4215241597100 | BLOCK FOR ALL CERAMIC GLASS-CERAMIC LITHIUM DISILICATE (LS2) CAD MT (MEDIUM TRANSLUCENCY) B32 D2 DIFFERENT CONNECTOR
6403 | 4215241597200 | BLOCK FOR ALL CERAMIC GLASS-CERAMIC LITHIUM DISILICATE (LS2) CAD MT (MEDIUM TRANSLUCENCY) B32 D3 DIFFERENT CONNECTOR
6404 | 4215241597300 | BLOCK FOR ALL CERAMIC GLASS-CERAMIC LITHIUM DISILICATE (LS2) CAD MT (MEDIUM TRANSLUCENCY) B32 D4 DIFFERENT CONNECTOR
6405 | 4215241597400 | BLOCK FOR ALL CERAMIC GLASS-CERAMIC LITHIUM DISILICATE (LS2) CAD MT (MEDIUM TRANSLUCENCY) SIZE C14 SHADE A1 COMPATIBLE WITH EACH HOSPITAL CONNECTOR
6406 | 4215241597500 | BLOCK FOR ALL CERAMIC GLASS-CERAMIC LITHIUM DISILICATE (LS2) CAD MT (MEDIUM TRANSLUCENCY) SIZE C14 SHADE A2 COMPATIBLE WITH EACH HOSPITAL CONNECTOR
6407 | 4215241597600 | BLOCK FOR ALL CERAMIC GLASS-CERAMIC LITHIUM DISILICATE (LS2) CAD MT (MEDIUM TRANSLUCENCY) SIZE C14 SHADE A3 COMPATIBLE WITH EACH HOSPITAL CONNECTOR
6408 | 4215241597700 | BLOCK FOR ALL CERAMIC GLASS-CERAMIC LITHIUM DISILICATE (LS2) CAD MT (MEDIUM TRANSLUCENCY) C14 A4 DIFFERENT CONNECTOR
6409 | 4215241597800 | BLOCK FOR ALL CERAMIC GLASS-CERAMIC LITHIUM DISILICATE (LS2) CAD MT (MEDIUM TRANSLUCENCY) SIZE C14 SHADE B1 COMPATIBLE WITH EACH HOSPITAL CONNECTOR
6410 | 4215241597900 | BLOCK FOR ALL CERAMIC GLASS-CERAMIC LITHIUM DISILICATE (LS2) CAD MT (MEDIUM TRANSLUCENCY) C14 B2 DIFFERENT CONNECTOR
6411 | 4215241598000 | BLOCK FOR ALL CERAMIC GLASS-CERAMIC LITHIUM DISILICATE (LS2) CAD MT (MEDIUM TRANSLUCENCY) C14 B3 DIFFERENT CONNECTOR
6412 | 4215241598100 | BLOCK FOR ALL CERAMIC GLASS-CERAMIC LITHIUM DISILICATE (LS2) CAD MT (MEDIUM TRANSLUCENCY) C14 B4 DIFFERENT CONNECTOR
6413 | 4215241598200 | BLOCK FOR ALL CERAMIC GLASS-CERAMIC LITHIUM DISILICATE (LS2) CAD MT (MEDIUM TRANSLUCENCY) C14 C1 DIFFERENT CONNECTOR
6414 | 4215241598300 | BLOCK FOR ALL CERAMIC GLASS-CERAMIC LITHIUM DISILICATE (LS2) CAD MT (MEDIUM TRANSLUCENCY) C14 C2 DIFFERENT CONNECTOR
6415 | 4215241598400 | BLOCK FOR ALL CERAMIC GLASS-CERAMIC LITHIUM DISILICATE (LS2) CAD MT (MEDIUM TRANSLUCENCY) C14 C3 DIFFERENT CONNECTOR
6416 | 4215241598500 | BLOCK FOR ALL CERAMIC GLASS-CERAMIC LITHIUM DISILICATE (LS2) CAD MT (MEDIUM TRANSLUCENCY) C14 C4 DIFFERENT CONNECTOR
6417 | 4215241598600 | BLOCK FOR ALL CERAMIC GLASS-CERAMIC LITHIUM DISILICATE (LS2) CAD MT (MEDIUM TRANSLUCENCY) C14 D2 DIFFERENT CONNECTOR
6418 | 4215241598700 | BLOCK FOR ALL CERAMIC GLASS-CERAMIC LITHIUM DISILICATE (LS2) CAD MT (MEDIUM TRANSLUCENCY) C14 D3 DIFFERENT CONNECTOR
6419 | 4215241598800 | BLOCK FOR ALL CERAMIC GLASS-CERAMIC LITHIUM DISILICATE (LS2) CAD MT (MEDIUM TRANSLUCENCY) C14 D4 DIFFERENT CONNECTOR
6420 | 4215241598900 | BLOCK FOR ALL CERAMIC GLASS-CERAMIC LITHIUM DISILICATE (LS2) CAD MT (MEDIUM TRANSLUCENCY) I12 A1 DIFFERENT CONNECTOR
6421 | 4215241599000 | BLOCK FOR ALL CERAMIC GLASS-CERAMIC LITHIUM DISILICATE (LS2) CAD MT (MEDIUM TRANSLUCENCY) I12 A2 DIFFERENT CONNECTOR
6422 | 4215241599100 | BLOCK FOR ALL CERAMIC GLASS-CERAMIC LITHIUM DISILICATE (LS2) CAD MT (MEDIUM TRANSLUCENCY) I12 A3 DIFFERENT CONNECTOR
6423 | 4215241599200 | BLOCK FOR ALL CERAMIC GLASS-CERAMIC LITHIUM DISILICATE (LS2) CAD MT (MEDIUM TRANSLUCENCY) I12 A4 DIFFERENT CONNECTOR
6424 | 4215241599300 | BLOCK FOR ALL CERAMIC GLASS-CERAMIC LITHIUM DISILICATE (LS2) CAD MT (MEDIUM TRANSLUCENCY) I12 B1 DIFFERENT CONNECTOR
6425 | 4215241599400 | BLOCK FOR ALL CERAMIC GLASS-CERAMIC LITHIUM DISILICATE (LS2) CAD MT (MEDIUM TRANSLUCENCY) I12 B2 DIFFERENT CONNECTOR
6426 | 4215241599500 | BLOCK FOR ALL CERAMIC GLASS-CERAMIC LITHIUM DISILICATE (LS2) CAD MT (MEDIUM TRANSLUCENCY) I12 B3 DIFFERENT CONNECTOR
6427 | 4215241599600 | BLOCK FOR ALL CERAMIC GLASS-CERAMIC LITHIUM DISILICATE (LS2) CAD MT (MEDIUM TRANSLUCENCY) I12 B4 DIFFERENT CONNECTOR
6428 | 4215241599700 | BLOCK FOR ALL CERAMIC GLASS-CERAMIC LITHIUM DISILICATE (LS2) CAD MT (MEDIUM TRANSLUCENCY) I12 C1 DIFFERENT CONNECTOR
6429 | 4215241599800 | BLOCK FOR ALL CERAMIC GLASS-CERAMIC LITHIUM DISILICATE (LS2) CAD MT (MEDIUM TRANSLUCENCY) I12 C2 DIFFERENT CONNECTOR
6430 | 4215241599900 | BLOCK FOR ALL CERAMIC GLASS-CERAMIC LITHIUM DISILICATE (LS2) CAD MT (MEDIUM TRANSLUCENCY) I12 C3 DIFFERENT CONNECTOR
6431 | 4215241600000 | BLOCK FOR ALL CERAMIC GLASS-CERAMIC LITHIUM DISILICATE (LS2) CAD MT (MEDIUM TRANSLUCENCY) I12 C4 DIFFERENT CONNECTOR
6432 | 4215241600100 | BLOCK FOR ALL CERAMIC GLASS-CERAMIC LITHIUM DISILICATE (LS2) CAD MT (MEDIUM TRANSLUCENCY) I12 D2 DIFFERENT CONNECTOR
6433 | 4215241600200 | BLOCK FOR ALL CERAMIC GLASS-CERAMIC LITHIUM DISILICATE (LS2) CAD MT (MEDIUM TRANSLUCENCY) I12 D3 DIFFERENT CONNECTOR
6434 | 4215241600300 | BLOCK FOR ALL CERAMIC GLASS-CERAMIC LITHIUM DISILICATE (LS2) CAD MT (MEDIUM TRANSLUCENCY) I12 D4 DIFFERENT CONNECTOR
6435 | 4215241600400 | DENTAL CAD COCR4 (COBALT CHROMIUM) Ø98.5/ 10 MM- COMPATIBLE WITH HOSPITAL MACHINE
6436 | 4215241600500 | DENTAL CAD COCR4 (COBALT CHROMIUM) Ø98.5/ 13.5 MM- COMPATIBLE WITH HOSPITAL MACHINE
6437 | 4215241600600 | DENTAL CAD COCR4 (COBALT CHROMIUM) Ø98.5/ 18 MM- COMPATIBLE WITH HOSPITAL MACHINE
6438 | 4215241600700 | DENTAL CAD COCR4 (COBALT CHROMIUM) Ø98.5/ 24.5 MM- COMPATIBLE WITH HOSPITAL MACHINE
6439 | 4215241600800 | DENTAL CAD TI2 (PURE TITANIUM) Ø98.5/ 10 MM- COMPATIBLE WITH CENTER MACHINE
6440 | 4215241600900 | DENTAL CAD TI2 (PURE TITANIUM) Ø98.5/ 13.5 MM- COMPATIBLE WITH CENTER MACHINE
6441 | 4215241601000 | DENTAL CAD TI2 (PURE TITANIUM) Ø98.5/ 15 MM- COMPATIBLE WITH CENTER MACHINE
6442 | 4215241601100 | DENTAL CAD TI5 (TITANIUM ALLOY) Ø98.5/ 10 MM- COMPATIBLE WITH HOSPITAL MACHINE
6443 | 4215241601200 | DENTAL CAD TI5 (TITANIUM ALLOY) Ø98.5/ 12 MM- COMPATIBLE WITH HOSPITAL MACHINE
6444 | 4215241601300 | DENTAL CAD TI5 (TITANIUM ALLOY) Ø98.5/ 13.5 MM- COMPATIBLE WITH HOSPITAL MACHINE
6445 | 4215241601400 | DENTAL CAD TI5 (TITANIUM ALLOY) Ø98.5/ 15 MM- COMPATIBLE WITH HOSPITAL MACHINE
6446 | 4215241601500 | DENTAL CAD TI5 (TITANIUM ALLOY) Ø98.5/ 18 MM- COMPATIBLE WITH HOSPITAL MACHINE
6447 | 4215241601600 | DENTAL CAD TI5 (TITANIUM ALLOY) Ø98.5/ 20 MM- COMPATIBLE WITH HOSPITAL MACHINE
6448 | 4215241601700 | DENTAL CAD TI5 (TITANIUM ALLOY) Ø98.5/ 8 MM- COMPATIBLE WITH HOSPITAL MACHINE
6449 | 4215241601800 | INGOTS GLASS-CERAMIC 'LITHIUM DISILICATE' PRESS HT (HIGH TRANSLUCENCY) A1 (5PCS/TUBE=EA)
6450 | 4215241601900 | INGOTS GLASS-CERAMIC 'LITHIUM DISILICATE' PRESS HT (HIGH TRANSLUCENCY) A2 (5PCS/TUBE=EA)
6451 | 4215241602000 | INGOTS GLASS-CERAMIC 'LITHIUM DISILICATE' PRESS HT (HIGH TRANSLUCENCY) B1 (5PCS/TUBE=EA)
6452 | 4215241602100 | INGOTS GLASS-CERAMIC 'LITHIUM DISILICATE' PRESS HT (HIGH TRANSLUCENCY) B2 (5PCS/TUBE=EA)
6453 | 4215241602200 | INGOTS GLASS-CERAMIC 'LITHIUM DISILICATE' PRESS HT (HIGH TRANSLUCENCY) C2 (5PCS/TUBE=EA)
6454 | 4215241602300 | INGOTS GLASS-CERAMIC 'LITHIUM DISILICATE' PRESS HT (HIGH TRANSLUCENCY) D2 (5PCS/TUBE=EA)
6455 | 4215241602400 | INGOTS GLASS-CERAMIC 'LITHIUM DISILICATE' PRESS LT (LOW TRANSLUCENCY) SHADE A1
6456 | 4215241602500 | INGOTS GLASS-CERAMIC 'LITHIUM DISILICATE' PRESS LT (LOW TRANSLUCENCY) SHADE A2
6457 | 4215241602600 | INGOTS GLASS-CERAMIC 'LITHIUM DISILICATE' PRESS LT (LOW TRANSLUCENCY) SHADE B1
6458 | 4215241602700 | INGOTS GLASS-CERAMIC 'LITHIUM DISILICATE' PRESS LT (LOW TRANSLUCENCY) SHADE B2
6459 | 4215241602800 | INGOTS GLASS-CERAMIC 'LITHIUM DISILICATE' PRESS LT (LOW TRANSLUCENCY) SHADE D2
6460 | 4215241602900 | INGOTS GLASS-CERAMIC 'LITHIUM DISILICATE' PRESS HT (HIGH TRANSLUCENCY) A4 (5PCS/TUBE=EA)
6461 | 4215241603000 | INGOTS GLASS-CERAMIC 'LITHIUM DISILICATE' PRESS HT (HIGH TRANSLUCENCY) B3 (5PCS/TUBE=EA)
6462 | 4215241603100 | INGOTS GLASS-CERAMIC 'LITHIUM DISILICATE' PRESS HT (HIGH TRANSLUCENCY) B4 (5PCS/TUBE=EA)
6463 | 4215241603200 | INGOTS GLASS-CERAMIC 'LITHIUM DISILICATE' PRESS HT (HIGH TRANSLUCENCY) BL2 (5PCS/TUBE=EA)
6464 | 4215241603300 | INGOTS GLASS-CERAMIC 'LITHIUM DISILICATE' PRESS HT (HIGH TRANSLUCENCY) BL3 (5PCS/TUBE=EA)
6465 | 4215241603400 | INGOTS GLASS-CERAMIC 'LITHIUM DISILICATE' PRESS HT (HIGH TRANSLUCENCY) BL4 (5PCS/TUBE=EA)
6466 | 4215241603500 | INGOTS GLASS-CERAMIC 'LITHIUM DISILICATE' PRESS HT (HIGH TRANSLUCENCY) C1 (5PCS/TUBE=EA)
6467 | 4215241603600 | INGOTS GLASS-CERAMIC 'LITHIUM DISILICATE' PRESS HT (HIGH TRANSLUCENCY) C3 (5PCS/TUBE=EA)
6468 | 4215241603700 | INGOTS GLASS-CERAMIC 'LITHIUM DISILICATE' PRESS HT (HIGH TRANSLUCENCY) C4 (5PCS/TUBE=EA)
6469 | 4215241603800 | INGOTS GLASS-CERAMIC 'LITHIUM DISILICATE' PRESS HT (HIGH TRANSLUCENCY) D3 (5PCS/TUBE=EA)
6470 | 4215241603900 | INGOTS GLASS-CERAMIC PRESS HT (HIGH TRANSLUCENCY) D4
6471 | 4215241604000 | INGOTS GLASS-CERAMIC 'LITHIUM DISILICATE' PRESS LT (LOW TRANSLUCENCY) SHADE A3
6472 | 4215241604100 | INGOTS GLASS-CERAMIC 'LITHIUM DISILICATE' PRESS LT (LOW TRANSLUCENCY)SHADE A4
6473 | 4215241604200 | INGOTS GLASS-CERAMIC 'LITHIUM DISILICATE' PRESS LT (LOW TRANSLUCENCY) SHADE B3
6474 | 4215241604300 | INGOTS GLASS-CERAMIC 'LITHIUM DISILICATE' PRESS LT (LOW TRANSLUCENCY) SHADE B4
6475 | 4215241604400 | INGOTS GLASS-CERAMIC 'LITHIUM DISILICATE' PRESS LT (LOW TRANSLUCENCY) SHADE BL1
6476 | 4215241604500 | INGOTS GLASS-CERAMIC 'LITHIUM DISILICATE' PRESS LT (LOW TRANSLUCENCY) SHADE BL3
6477 | 4215241604600 | INGOTS GLASS-CERAMIC 'LITHIUM DISILICATE' PRESS LT (LOW TRANSLUCENCY) SHADE C1
6478 | 4215241604700 | INGOTS GLASS-CERAMIC 'LITHIUM DISILICATE' PRESS LT (LOW TRANSLUCENCY) SHADE C3
6479 | 4215241604800 | INGOTS GLASS-CERAMIC 'LITHIUM DISILICATE' PRESS LT (LOW TRANSLUCENCY) SHADE C4
6480 | 4215241604900 | INGOTS GLASS-CERAMIC 'LITHIUM DISILICATE' PRESS LT (LOW TRANSLUCENCY) SHADE D4
6481 | 4215241605000 | INGOTS GLASS-CERAMIC PRESS MO (MEDIUM OPACITY) A1
6482 | 4215241605100 | INGOTS GLASS-CERAMIC PRESS MO (MEDIUM OPACITY) A2
6483 | 4215241605200 | INGOTS GLASS-CERAMIC PRESS MO (MEDIUM OPACITY) A3
6484 | 4215241605300 | INGOTS GLASS-CERAMIC PRESS MO (MEDIUM OPACITY) A4
6485 | 4215241605400 | INGOTS GLASS-CERAMIC PRESS MO (MEDIUM OPACITY) B1
6486 | 4215241605500 | INGOTS GLASS-CERAMIC PRESS MO (MEDIUM OPACITY) B2
6487 | 4215241605600 | INGOTS GLASS-CERAMIC PRESS MO (MEDIUM OPACITY) B3
6488 | 4215241605700 | INGOTS GLASS-CERAMIC PRESS MO (MEDIUM OPACITY) B4
6489 | 4215241605800 | INGOTS GLASS-CERAMIC PRESS MO (MEDIUM OPACITY) BL1
6490 | 4215241605900 | INGOTS GLASS-CERAMIC PRESS MO (MEDIUM OPACITY) BL2
6491 | 4215241606000 | INGOTS GLASS-CERAMIC PRESS MO (MEDIUM OPACITY) BL3
6492 | 4215241606100 | INGOTS GLASS-CERAMIC PRESS MO (MEDIUM OPACITY) BL4
6493 | 4215241606200 | INGOTS GLASS-CERAMIC PRESS MO (MEDIUM OPACITY) C1
6494 | 4215241606300 | INGOTS GLASS-CERAMIC PRESS MO (MEDIUM OPACITY) C2
6495 | 4215241606400 | INGOTS GLASS-CERAMIC PRESS MO (MEDIUM OPACITY) C3
6496 | 4215241606500 | INGOTS GLASS-CERAMIC PRESS MO (MEDIUM OPACITY) C4
6497 | 4215241606600 | INGOTS GLASS-CERAMIC PRESS MO (MEDIUM OPACITY) D2
6498 | 4215241606700 | INGOTS GLASS-CERAMIC PRESS MO (MEDIUM OPACITY) D3
6499 | 4215241606800 | INGOTS GLASS-CERAMIC PRESS MO (MEDIUM OPACITY) D4
6500 | 4215241606900 | INGOTS GLASS-CERAMIC 'LITHIUM DISILICATE' PRESS MT (MEDIUM TRANSLUCENCY) A1 (5PCS/TUBE=EA)
6501 | 4215241607000 | INGOTS GLASS-CERAMIC 'LITHIUM DISILICATE' PRESS MT (MEDIUM TRANSLUCENCY) A2 (5PCS/TUBE=EA)
6502 | 4215241607100 | INGOTS GLASS-CERAMIC 'LITHIUM DISILICATE' PRESS MT (MEDIUM TRANSLUCENCY) A3 (5PCS/TUBE=EA)
6503 | 4215241607200 | INGOTS GLASS-CERAMIC PRESS MT (MEDIUM TRANSLUCENCY) A4
6504 | 4215241607300 | INGOTS GLASS-CERAMIC 'LITHIUM DISILICATE' PRESS MT (MEDIUM TRANSLUCENCY) B1 (5PCS/TUBE=EA)
6505 | 4215241607400 | INGOTS GLASS-CERAMIC 'LITHIUM DISILICATE' PRESS MT (MEDIUM TRANSLUCENCY) B2 (5PCS/TUBE=EA)
6506 | 4215241607500 | INGOTS GLASS-CERAMIC PRESS MT (MEDIUM TRANSLUCENCY) B3
6507 | 4215241607600 | INGOTS GLASS-CERAMIC PRESS MT (MEDIUM TRANSLUCENCY) B4
6508 | 4215241607700 | INGOTS GLASS-CERAMIC PRESS MT (MEDIUM TRANSLUCENCY) BL1
6509 | 4215241607800 | INGOTS GLASS-CERAMIC 'LITHIUM DISILICATE' PRESS MT (MEDIUM TRANSLUCENCY) BL2 (5PCS/TUBE=EA)
6510 | 4215241607900 | INGOTS GLASS-CERAMIC 'LITHIUM DISILICATE' PRESS MT (MEDIUM TRANSLUCENCY) BL3 (PCS/BOX=EA)
6511 | 4215241608000 | INGOTS GLASS-CERAMIC 'LITHIUM DISILICATE' PRESS MT (MEDIUM TRANSLUCENCY) BL4 (PCS/BOX=EA)
6512 | 4215241608100 | INGOTS GLASS-CERAMIC 'LITHIUM DISILICATE' PRESS MT (MEDIUM TRANSLUCENCY) C1 (5PCS/TUBE=EA)
6513 | 4215241608200 | INGOTS GLASS-CERAMIC 'LITHIUM DISILICATE' PRESS MT (MEDIUM TRANSLUCENCY) C2 (5PCS/TUBE=EA)
6514 | 4215241608300 | INGOTS GLASS-CERAMIC PRESS MT (MEDIUM TRANSLUCENCY) C3
6515 | 4215241608400 | INGOTS GLASS-CERAMIC PRESS MT (MEDIUM TRANSLUCENCY) C4
6516 | 4215241608500 | INGOTS GLASS-CERAMIC 'LITHIUM DISILICATE' PRESS MT (MEDIUM TRANSLUCENCY) D2 (5PCS/TUBE=EA)
6517 | 4215241608600 | INGOTS GLASS-CERAMIC PRESS MT (MEDIUM TRANSLUCENCY) D3
6518 | 4215241608700 | INGOTS GLASS-CERAMIC PRESS MT (MEDIUM TRANSLUCENCY) D4
6519 | 4215241608800 | INGOTS GLASS-CERAMIC 'LITHIUM DISILICATE' PRESS MULTI A3 (5PCS/TUBE=EA)
6520 | 4215241608900 | INGOTS GLASS-CERAMIC 'LITHIUM DISILICATE' PRESS MULTI A4 (5PCS/TUBE=EA)
6521 | 4215241609000 | INGOTS GLASS-CERAMIC 'LITHIUM DISILICATE' PRESS MULTI B1 (5PCS/TUBE=EA)
6522 | 4215241609100 | INGOTS GLASS-CERAMIC PRESS MULTI B3
6523 | 4215241609200 | INGOTS GLASS-CERAMIC PRESS MULTI B4
6524 | 4215241609300 | INGOTS GLASS-CERAMIC 'LITHIUM DISILICATE' PRESS MULTI BL1 (5PCS/TUBE=EA)
6525 | 4215241609400 | INGOTS GLASS-CERAMIC 'LITHIUM DISILICATE' PRESS MULTI BL2 (5PCS/TUBE=EA)
6526 | 4215241609500 | INGOTS GLASS-CERAMIC PRESS MULTI BL3
6527 | 4215241609600 | INGOTS GLASS-CERAMIC PRESS MULTI BL4
6528 | 4215241609700 | INGOTS GLASS-CERAMIC 'LITHIUM DISILICATE' PRESS MULTI C1 (5PCS/TUBE=EA)
6529 | 4215241609800 | INGOTS GLASS-CERAMIC PRESS MULTI C3
6530 | 4215241609900 | INGOTS GLASS-CERAMIC PRESS MULTI C4
6531 | 4215241610000 | INGOTS GLASS-CERAMIC PRESS MULTI D3
6532 | 4215241610100 | INGOTS GLASS-CERAMIC PRESS MULTI D4
6533 | 4215242300100 | CAPSULE DENTAL PIT AND FISSURE SEALANT SELF CURE FOR PEDODONTICS
6534 | 4215242300200 | KIT FISSURE SEALANT INCLUDES: 2 FISSURE SEALANT SYRINGES LIGHT CURE FLUORIDE RELEASING RADIOPAQUE/ACID-ETCH/ACCESSORIES FOR DENTAL
6535 | 4215242400000 | CEMENT ORTHODONTICS BAND CEMENTING MULTI-CURE GLASS IONOMER/CEMENTING UNDER MOIST CONDITIONS/POWDER AND LIQUID POWDER WEIGHT: 35.0GM LIQUID WEIGHT: 25.0GM PACKAGING: WITH DISPENSING SPOON & MIXING PADS
6536 | 4215242400200 | SELF-ETCHING SINGLE-COMPONENT CERAMIC PRIMER FOR GLASS-CERAMIC PRE- TREATMENT OF GLASS-CERAMIC SURFACES PRIOR TO THE ADHESIVE LUTING PROCEDURE WITH LUTING COMPOSITES.
6537 | 4215242400900 | ALUMINIA FORTIFIED CEMENT REGULAR SET POWDER 10 - 15 G AND LIQUID 5 - 10 ML
6538 | 4215242401500 | CALCIUM HYDROXIDE POWDER/TO BE MIXED WITH WATER SIZE: 30.0-60.0GRAMS FOR ENDODONTICS
6539 | 4215242401600 | ROOT CANAL SEALER PREMIXED READY - TO - USE INJECTABLE WHITE HYDRAULIC CEMENT ALUMINUM - FREE ANTIBACTERIAL HYDROPHILIC NON - TOXIC
6540 | 4215242401700 | CALCIUM HYDROXIDE ROOT CANAL DISINFECTION SYRINGE/NON SETTING PASTE/BACTERICIDAL/BACTERIOSTATIC/RADIOPAQUE/PH GREATER THAN 12 VOLUME: 3.0ML FOR ENDODONTICS
6541 | 4215242401800 | CEMENT DENTAL BAND CEMENTING SINGLE PASTE/LIGHT CURED RESIN BASED BLUE WEIGHT: 5.0GM
6542 | 4215242401900 | CEMENT DENTAL CROWN SEALING POWDER AND LIQUID ZINC PHOSPHATE WEIGHT: 28.0GM
6543 | 4215242402000 | KIT DENTAL CEMENT RESTORATION SEALING DUAL CURE FOR SEALING VENEERS/CROWNS/BRIDGES/INLAYS/ONLAYS/RESTORATIONS MADE FROM CERAMIC OR COMPOSITE/CAN BE USED AS DUAL CURE FOR METAL RESTORATIONS BY ADDING CATALYST INCLUDES: 4 SHADES LIGHT CURE CEMENT(A1/A3/TRANSLUCENT/OPAQUE)/2 SYRINGES UNIVERSAL SHADE DUAL CURE CATALYST/4 SHADES TRY-IN PASTE (WATER-SOLUBLE) MATCHING CEMENT SHADES/1 STEP DENTIN PRIMER/ADHESIVE/ETCHING GEL 37% PHOSPHORIC ACID/SALINE PORCELAIN PRIMER/ACCESSORIES SYRINGE TIPS/DISPOSABLE BRUSH/MIXING SPATULA/MIXING WELL/MIXING PAD
6544 | 4215242402100 | CEMENT DENTAL CROWN SEALING DUAL CURE/SELF ADHESIVE/CAPSULE RESIN CERAMIC OR COMPOSITE WEIGHT: 28.0GM PACKAGING: 4 CEMENT SHADES(A1/A3/TRANSLUCENT/OPAQUE) FOR CEMENTING ALL TYPE OF CROWNS/BRIDGES/INLAYS/ONLAYS/POSTS
6545 | 4215242402200 | CEMENT DENTAL TEMPORARY CROWN SEALING BASE/CATALYST PASTE ZINC OXIDE EUGENOL FREE WEIGHT: 28.0GM PACKAGING: WITH MIXING PADS FOR CROWN/BRIDGE SEALING
6546 | 4215242402300 | CEMENT DENTAL TEMPORARY CROWN SEALING BASE/CATALYST PASTE ZINC OXIDE WITH EUGENOL WEIGHT: 28.0GM PACKAGING: WITH MIXING PADS FOR CROWN/BRIDGE SEALING
6547 | 4215242402400 | KIT UNIVERSAL BONDING MULTI PURPOSE ADHESIVE DUAL CURE/BONDS TO PORCELAIN-METALS-AMALGAM-GLASS IONOMER-PRE-CURED COMPOSITE-ENAMEL-DENTIN FOR DENTAL
6548 | 4215242402500 | KIT BONDING INCLUDES: 5TH GENERATION BONDING/ETCHING GEL SYRINGE/BRUSH HANDLE/DISPOSABLE BRUSH TIPS OR FUZZY TIPS RESTORATION BONDING BONDING TYPE: LIGHT CURED FOR DENTAL
6549 | 4215242402600 | KIT BONDING INCLUDES: UNIVERSAL BONDING/APPLICATORS RESTORATION BONDING LIGHT CURED FOR DENTAL
6550 | 4215242402700 | SEALER ENDODONTIC ROOT CANAL OBTURATION EXTENDED WORKING TIME ZINC OXIDE EUGENOL
6551 | 4215242402800 | SEALER ENDODONTIC ROOT CANAL OBTURATION HIGH RADIO-OPACITY/LITTLE POLYMERIZATION SHRINKAGE/LOW SOLUBILITY/VERY HIGH DIMENSIONAL STABILITY/VERY LOW SOLUBILITY/NO DISCOLORATIONS/NO RELEASE OF FORMALDEHYDE/TISSUE COMPATIBILITY RESIN BASED SILVER FREE PACKAGING: 1 TUBE BASE/1 TUBE CATALYST
6552 | 4215242402900 | SEALER ENDODONTIC ROOT CANAL OBTURATION CALCIUM HYDROXIDE
6553 | 4215242403300 | GLASS IONOMER LUTING CEMENT MAXICAP CAPSULE REFILL
6554 | 4215242501100 | COLD (SELF CURE) ACRYLIC RESIN POWDER VEINED ROSE COLOR APPROXIMATELY 1KG POWDER + WITH RATIO (1: 0.5) LIQUID + MIXING CUPS
6555 | 4215242501200 | HEAT CURE ACRYLIC RESIN POWDER CROSS LINKED VEINED ROSE COLOR APPROXIMATELY 1KG POWDER + WITH RATIO (1: 0.5 )LIQUID + MIXING CUPS POWDER PACKED IN HARD NYLON BAG .
6556 | 4215242501300 | SPECIAL TRAY RESIN COMPLETE KIT HIGH IMPACT SATIN FINISH WITHOUT POLISHING 25 LB POWDER APPROXIMATELY + 8 LITER LIQUID + MIXING CUPS POWDER PACKAGED IN HARD NYLON BAG INSIDE A BARELL
6557 | 4215242501400 | KIT DENTAL RESIN TEMPORARY FILLING MATERIAL SELF CURE INCLUDES: 6-8SHADES/LIQUID WEIGHT: 1.0LB PER COLOR FOR CROWN/BRIDGE
6558 | 4215242501500 | INLAY PATTERN RESIN RED COLOR CLINICAL KIT INCLUDES ACRYLIC POWDER + SEPARATING MEDIUM + MIXING GLASS + PAINTING BRUSH
6559 | 4215242501600 | ACRYLIC DRY RESIN POLISHING POWDER
6560 | 4215242501700 | KIT DENTAL RESIN TEMPORARY FILLING MATERIAL SELF CURE INCLUDES: 5 SHADES/LIQUID FOR CROWN/BRIDGE
6561 | 4215242501800 | RESIN DENTURE 1 KG ACRYLIC PINK SELFCURE POWDER
6562 | 4215242503200 | BIOCOMPATIBLE DENTAL PHOTO RESIN WITH CURING WAVELENGTH 380-405NM FOR DENTAL CASTING / PURPLE OR GREEN 1-2 LITER - COMPATIBLE WITH HOSPITAL MACHINE
6563 | 4215242503300 | BIOCOMPATIBLE DENTAL PHOTO RESIN WITH CURING WAVELENGTH 380-405NM FOR DENTAL GINGIVA MASK/ PINK 1-2 LITER - COMPATIBLE WITH HOSPITAL MACHINE
6564 | 4215242503400 | BIOCOMPATIBLE DENTAL PHOTO RESIN WITH CURING WAVELENGTH 380-405NM FOR DENTAL ORTHO CLEAR 1-2 LITER COMPATIBLE WITH HOSPITAL MACHINE
6565 | 4215242503500 | BIOCOMPATIBLE DENTAL PHOTO RESIN WITH CURING WAVELENGTH 380-405NM FOR DENTAL ORTHO FLEX 1-2 LITER COMPATIBLE WITH HOSPITAL MACHINE
6566 | 4215242503600 | BIOCOMPATIBLE DENTAL PHOTO RESIN WITH CURING WAVELENGTH 380-405NM FOR DENTAL ORTHO IBT CLEAR 1-2 LITER - COMPATIBLE WITH HOSPITAL MACHINE
6567 | 4215242503700 | BIOCOMPATIBLE DENTAL PHOTO RESIN WITH CURING WAVELENGTH 380-405NM FOR DENTAL ORTHO RIGID/BLUE 1-2 LITER - COMPATIBLE WITH HOSPITAL MACHINE
6568 | 4215242503800 | BIOCOMPATIBLE DENTAL PHOTO RESIN WITH CURING WAVELENGTH 380-405NM FOR DENTAL SURGICAL GUIDE ORANGE/CLEAR 1-2 LITER - COMPATIBLE WITH HOSPITAL MACHINE
6569 | 4215242503900 | BIOCOMPATIBLE DENTAL PHOTO RESIN WITH CURING WAVELENGTH 380-405NM FOR DENTAL TRAY/ BLUE 1-2 LITER - COMPATIBLE WITH HOSPITAL MACHINE
6570 | 4215242504000 | BIOCOMPATIBLE DENTAL PHOTO RESIN WITH CURING WAVELENGTH 380-405NM FOR DENTURE 3D/ DARK PINK 1-2 LITER - COMPATIBLE WITH HOSPITAL MACHINE
6571 | 4215242504100 | BIOCOMPATIBLE DENTAL PHOTO RESIN WITH CURING WAVELENGTH 380-405NM FOR DENTURE 3D/ LIGHT PINK 1-2 LITER - COMPATIBLE WITH HOSPITAL MACHINE
6572 | 4215242504200 | BIOCOMPATIBLE DENTAL PHOTO RESIN WITH CURING WAVELENGTH 380-405NM FOR DENTURE BASE/ PINK 1-2 LITER - COMPATIBLE WITH HOSPITAL MACHINE
6573 | 4215242504300 | BIOCOMPATIBLE DENTAL PHOTO RESIN WITH CURING WAVELENGTH 380-405NM FOR LONG-TERM TEMPORARIES IN DIFFERENT SHADES 1-2 LITER - COMPATIBLE WITH HOSPITAL MACHINE
6574 | 4215242504400 | BIOCOMPATIBLE DENTAL PHOTO RESIN WITH CURING WAVELENGTH 380-405NM FOR TRY-IN/IN DIFFERENT SHADES 1-2 LITER - COMPATIBLE WITH HOSPITAL MACHINE
6575 | 4215242504500 | DENTAL PHOTO RESIN WITH CURING WAVELENGTH 380-405NM FOR DENTAL MODEL PEACH 1-2 LITER -COMPATIBLE WITH HOSPITAL MACHINE
6576 | 4215242504600 | DENTAL PHOTO RESIN WITH CURING WAVELENGTH 380-405NM FOR DENTAL MODEL WHITE 1-2 LITER -COMPATIBLE WITH HOSPITAL MACHINE
6577 | 4215242504700 | PHOTO RESIN BLUE COLOR FOR DENTAL CASTING APPLICATION WITH CURING WAVELENGTH 355-380NM STEREOLITHOGRAPHY MATERIAL FOR SLA 3D PRINTER / 1-2 LITER- COMPATIBLE WITH HOSPITAL MACHINE (CTG=EA)
6578 | 4215242504800 | PHOTO RESIN CLEAR COLOR A TEMPERATURE AND MOISTURE RESISTANT PLASTIC FOR DEMANDING APPLICATIONS WITH CURING WAVELENGTH 355-380NM STEREOLITHOGRAPHY MATERIAL FOR SLA 3D PRINTER / 1-2 LITER- COMPATIBLE WITH HOSPITAL MACHINE (CTG=EA)
6579 | 4215242504900 | PHOTO RESIN CLEAR TRANSPARENT POLYCARBONATE-LIKE BIO-COMPATIBLE DENTAL -COMPATIBLE AND CAPABLE OF MEETING USP CLASS VI WITH CURING WAVELENGTH 355-380NM STEREOLITHOGRAPHY MATERIAL FOR SLA 3D PRINTER / 1-2 LITER- COMPATIBLE WITH HOSPITAL MACHINE
6580 | 4215242505000 | PHOTO RESIN MIXER FOR OPTIMAL STIRRING OF MATERIALS - COMPATIBLE WITH HOSPITAL MACHINE
6581 | 4215242505100 | PHOTO RESIN PEACH COLOR FOR DENTAL MODEL APPLICATION WITH CURING WAVELENGTH 355-380NM STEREOLITHOGRAPHY MATERIAL FOR SLA 3D PRINTER / 1-2 LITER- COMPATIBLE WITH HOSPITAL MACHINE
6582 | 4215242505200 | PHOTO RESIN WHITE OPAQUE COLOR HIGH FLEXIBILITY IDEAL FOR SNAP-FITS WITH CURING WAVELENGTH 355-380NM STEREOLITHOGRAPHY MATERIAL FOR SLA 3D PRINTER / 1-2 LITER- COMPATIBLE WITH HOSPITAL MACHINE
6583 | 4215243500000 | THREAD ELASTOMERIC TEETH ALIGNMENT/LEVELING SPOOL SIZE: 0.025INCH LENGTH: 25.0FEET FOR ORTHODONTICS
6584 | 4215243500100 | THREAD ELASTOMERIC TEETH ALIGNMENT/LEVELING SPOOL SIZE: 0.030INCH LENGTH: 25.0FEET FOR ORTHODONTICS
6585 | 4215243800100 | DUPLICATING REVERSIBLE HYDROCOLLOID GEL MATERIAL FOR REFRACTORY MODELS APPROX. 5 KG/PKG
6586 | 4215244400100 | PASTE RETRACTION GINGIVA RETRACTION CAPSULE/PLACED DIRECTLY INTO THE SULCUS/EASY TO USE/HYGIENIC UNI-DOSE CAPSULE/CAPSULES ARE COMPATIBLE WITH MOST COMPOSITE DISPENSERS 15% ALUMINUM CHLORIDE FOR DENTAL
6587 | 4215244600100 | DENTAL CAVITY LINER/VARNISH WITH FLUORIDE 20 Z PLASTIC BOTTLE WITH BUILT - IN CALIBRATED DROPPER NO THINNER NEEDED
6588 | 4215244700000 | CERAMIC POWDER FOR INTENSIVE GINGIVA 2 OR EQUIVALENT (EA=BOTTLE)
6589 | 4215244700100 | CERAMIC POWDER FOR MARGIN SEALER OR EQUIVALENT (EA=BOTTLE)
6590 | 4215244700200 | METAL FREE CERAMIC POWDER FOR CERVICAL INCISAL SHADE ORA-PINK OR EQUIVALENT (EA=BOTTLE)
6591 | 4215244700300 | METAL FREE CERAMIC POWDER FOR DEEP DENTIN SHADE A1 (EA=BOTTLE)
6592 | 4215244700400 | METAL FREE CERAMIC POWDER FOR DEEP DENTIN SHADE A2 (EA=BOTTLE)
6593 | 4215244700500 | METAL FREE CERAMIC POWDER FOR DEEP DENTIN SHADE B1 (EA=BOTTLE)
6594 | 4215244700600 | METAL FREE CERAMIC POWDER FOR DEEP DENTIN SHADE C2 (EA=BOTTLE)
6595 | 4215244700700 | METAL FREE CERAMIC POWDER FOR DEEP DENTIN SHADE D2 (EA=BOTTLE)
6596 | 4215244700800 | METAL FREE CERAMIC POWDER FOR DENTIN SHADE A3 (EA=BOTTLE)
6597 | 4215244700900 | METAL FREE CERAMIC POWDER FOR GLAZE AND STAIN LIQUID OR EQUIVALENT (EA=BOTTLE)
6598 | 4215244701000 | METAL FREE CERAMIC POWDER FOR MAMELON SHADE LIGHT OR EQUIVALENT (EA=BOTTLE)
6599 | 4215244701100 | METAL FREE CERAMIC POWDER FOR MARGIN SHADE A1 OR EQUIVALENT (EA=BOTTLE)
6600 | 4215244701200 | METAL FREE CERAMIC POWDER FOR MARGIN SHADE A2 OR EQUIVALENT (EA=BOTTLE)
6601 | 4215244701300 | METAL FREE CERAMIC POWDER FOR MARGIN SHADE B2 OR EQUIVALENT (EA=BOTTLE)
6602 | 4215244701400 | METAL FREE CERAMIC POWDER FOR MARGIN SHADE C2 (EA=BOTTLE)
6603 | 4215244701500 | METAL FREE CERAMIC POWDER FOR OPAL EFFECT 1 OR EQUIVALENT (EA=BOTTLE)
6604 | 4215244701600 | METAL FREE CERAMIC POWDER FOR TRANSPA INCISAL 1 OR EQUIVALENT (EA=BOTTLE)
6605 | 4215244701700 | METAL FREE CERAMIC POWDER FOR TRANSPA INCISAL 2 OR EQUIVALENT (EA=BOTTLE)
6606 | 4215244701800 | METAL FREE CERAMIC POWDER FOR TRANSPA NEUTRAL OR EQUIVALENT (EA=BOTTLE)
6607 | 4215244701900 | METAL FREE CERAMIC POWDER FOR TRANSPA BLUE OR EQUIVALENT (EA=BOTTLE)
6608 | 4215244702000 | METAL FREE CERAMIC POWDER FOR SHADE DENTIN 3-6G SD1OR EQUIVALENT (EA=BOTTLE)
6609 | 4215244702100 | METAL FREE CERAMIC POWDER FOR SHADE DENTIN 3-6G SD2 OR EQUIVALENT (EA=BOTTLE)
6610 | 4215244702200 | METAL FREE CERAMIC POWDER FOR SHADE INCISAL L2 (EA=BOTTLE)
6611 | 4215244702300 | METAL FREE CERAMIC POWDER FOR SHADE INCISAL L3 (EA=BOTTLE)
6612 | 4215244702400 | METAL FREE CERAMIC POWDER FOR DENTIN SHADE A1 (EA=BOTTLE)
6613 | 4215244702500 | METAL FREE CERAMIC POWDER FOR DENTIN SHADE A2 (EA=BOTTLE)
6614 | 4215244702600 | METAL FREE CERAMIC POWDER FOR DENTIN SHADE B1 (EA=BOTTLE)
6615 | 4215244702700 | METAL FREE CERAMIC POWDER FOR DENTIN SHADE C2 (EA=BOTTLE)
6616 | 4215244702800 | METAL FREE CERAMIC POWDER FOR GLAZE 3-6G (EA=BOTTLE)
6617 | 4215244702900 | METAL FREE CERAMIC POWDER FOR POWDER DENTIN SHADE A1
6618 | 4215244703000 | METAL FREE CERAMIC POWDER FOR POWDER DENTIN SHADE A2
6619 | 4215244703100 | METAL FREE CERAMIC POWDER FOR POWDER DENTIN SHADE B1
6620 | 4215244703200 | METAL FREE CERAMIC POWDER FOR POWDER DENTIN SHADE C2
6621 | 4215244703300 | METAL FREE CERAMIC POWDER FOR DENTIN SHADE D2 (EA=BOTTLE)
6622 | 4215245100000 | PRESSURE INDICATING PASTE 24 UNI - DOZE PKT/BOX WITH BRUSHES
6623 | 4215245100300 | INDICATOR PRESSURE SPRAY/C&B/COLORED FOR DENTAL
6624 | 4215245100400 | UTILITY WAX FOR BORDER MOLDING
6625 | 4215245200000 | CALCIUM HYDROXIDE ROOT CANAL OBTURATION OF DECIDUOUS TEETH PASTE/OIL BASE SYRINGE/WITH IODOFORM PACKAGING: 2-4 SYRINGE PER KIT/WITH NEEDLE TIPS FOR PEDODONTICS
6626 | 4215245200200 | HEAT PROTECTION PASTE FOR METAL ACRYLIC AND CERAMIC SOLDERING (UNTI-FLUX)
6627 | 4215245300500 | ESTHETIC LIGHT CURING LUTING COMPOSITE KIT USED AS PERMANENT CEMENTATION OF GLASS-CERAMIC LITHIUM DISILICATE GLASS-CERAMIC AND COMPOSITE RESTORATION (INLAY ONLAY AND VENEER)
6628 | 4215245300900 | DENTAL COMPOSITE FILLING MATERIAL KIT PACKABLE FOR POSTERIOR TEETH RADIOPAQUE KIT CONSISTS OF THE FOLLOWING: 4 COMPOSITE SYRINGE - COLOR A 2 A 3 A 3.5 C 2 ONE SYRINGE 37% ETCHING GEL ONE SINGLE - BOTTLE (PRIMER/BONDING) DENTIN ADHESIVE 50 DISPOSABLE MICRO BRUSHES ETCHING GEL NE EDLE TIPS ONE EACH (EA) = ONE (1) KIT
6629 | 4215245303000 | REINFORCED ZINC OXIDE EUGENOL CAPSULE INTERMEDIATE RESTORATIVE FILLING MATERIAL
6630 | 4215245303100 | KIT GLASS IONOMER RESIN REINFORCED/CEMENT FOR DENTAL
6631 | 4215245303200 | COMPOSITE TOOTH RESTORATION NANO-HYBRID/LIGHT CURED SHADE: A1
6632 | 4215245303300 | COMPOSITE TOOTH RESTORATION NANO-HYBRID/LIGHT CURED SHADE: A2
6633 | 4215245303400 | COMPOSITE TOOTH RESTORATION NANO-HYBRID/LIGHT CURED SHADE: A3
6634 | 4215245303500 | COMPOSITE TOOTH RESTORATION NANO-HYBRID/LIGHT CURED SHADE: A3.5
6635 | 4215245303600 | COMPOSITE TOOTH RESTORATION NANO-HYBRID/LIGHT CURED SHADE: A4
6636 | 4215245303700 | COMPOSITE TOOTH RESTORATION NANO-HYBRID/LIGHT CURED SHADE: B1
6637 | 4215245303800 | COMPOSITE TOOTH RESTORATION NANO-HYBRID/LIGHT CURED SHADE: B2
6638 | 4215245303900 | COMPOSITE TOOTH RESTORATION NANO-HYBRID/LIGHT CURED SHADE: B3
6639 | 4215245304000 | COMPOSITE TOOTH RESTORATION NANO-HYBRID/LIGHT CURED SHADE: C2
6640 | 4215245304100 | COMPOSITE TOOTH RESTORATION NANO-HYBRID/LIGHT CURED SHADE: D3
6641 | 4215245304200 | COMPOMER TOOTH RESTORATION SHADE: A1
6642 | 4215245304300 | COMPOMER TOOTH RESTORATION SHADE: A2
6643 | 4215245304400 | COMPOMER TOOTH RESTORATION SHADE: A3
6644 | 4215245304500 | COMPOMER TOOTH RESTORATION SHADE: A3.5
6645 | 4215245304600 | COMPOMER TOOTH RESTORATION SHADE: A4
6646 | 4215245304700 | COMPOMER TOOTH RESTORATION SHADE: B1
6647 | 4215245304800 | COMPOMER TOOTH RESTORATION SHADE: B2
6648 | 4215245304900 | COMPOMER TOOTH RESTORATION SHADE: B3
6649 | 4215245305000 | COMPOMER TOOTH RESTORATION SHADE: C2
6650 | 4215245305100 | GLASS IONOMER TOOTH RESTORATION LIGHT CURED/CAPSULE SHADE: A1
6651 | 4215245305200 | GLASS IONOMER TOOTH RESTORATION LIGHT CURED/CAPSULE SHADE: A2
6652 | 4215245305300 | GLASS IONOMER TOOTH RESTORATION LIGHT CURED/CAPSULE SHADE: A3
6653 | 4215245305400 | GLASS IONOMER TOOTH RESTORATION LIGHT CURED/CAPSULE SHADE: A3.5
6654 | 4215245305500 | GLASS IONOMER TOOTH RESTORATION LIGHT CURED/CAPSULE SHADE: A4
6655 | 4215245305600 | GLASS IONOMER TOOTH RESTORATION LIGHT CURED/CAPSULE SHADE: B2
6656 | 4215245305700 | GLASS IONOMER TOOTH RESTORATION CAPSULE SHADE: A1
6657 | 4215245305800 | GLASS IONOMER TOOTH RESTORATION CAPSULE SHADE: A2
6658 | 4215245305900 | GLASS IONOMER TOOTH RESTORATION CAPSULE SHADE: A3
6659 | 4215245306000 | GLASS IONOMER TOOTH RESTORATION CAPSULE SHADE: A3.5
6660 | 4215245306100 | GLASS IONOMER TOOTH RESTORATION CAPSULE SHADE: A4
6661 | 4215245306200 | GLASS IONOMER TOOTH RESTORATION CAPSULE SHADE: C2
6662 | 4215245306300 | GLASS IONOMER TOOTH RESTORATION CAPSULE SHADE: C3
6663 | 4215245306400 | GLASS IONOMER TOOTH RESTORATION CAPSULE SHADE: SILVER
6664 | 4215245306500 | COMPOSITE TOOTH RESTORATION UNIVERSAL/LIGHT CURED SHADE: ENAMEL/A1
6665 | 4215245306600 | COMPOSITE TOOTH RESTORATION UNIVERSAL/LIGHT CURED SHADE: ENAMEL/A2
6666 | 4215245306700 | COMPOSITE TOOTH RESTORATION UNIVERSAL/LIGHT CURED SHADE: ENAMEL/A3
6667 | 4215245306800 | COMPOSITE TOOTH RESTORATION UNIVERSAL/LIGHT CURED SHADE: ENAMEL/B1
6668 | 4215245306900 | COMPOSITE TOOTH RESTORATION UNIVERSAL/LIGHT CURED SHADE: ENAMEL/B2
6669 | 4215245307000 | COMPOSITE TOOTH RESTORATION UNIVERSAL/LIGHT CURED SHADE: ENAMEL/D2
6670 | 4215245307100 | COMPOSITE TOOTH RESTORATION UNIVERSAL/LIGHT CURED SHADE: ENAMEL/WHITE
6671 | 4215245307200 | COMPOSITE TOOTH RESTORATION UNIVERSAL/LIGHT CURED SHADE: ENAMEL/EXTRA WHITE
6672 | 4215245307300 | COMPOSITE TOOTH RESTORATION UNIVERSAL/LIGHT CURED SHADE: DENTIN/A1
6673 | 4215245307400 | COMPOSITE TOOTH RESTORATION UNIVERSAL/LIGHT CURED SHADE: DENTIN/A2
6674 | 4215245307500 | COMPOSITE TOOTH RESTORATION UNIVERSAL/LIGHT CURED SHADE: DENTIN/A3
6675 | 4215245307600 | COMPOSITE TOOTH RESTORATION UNIVERSAL/LIGHT CURED SHADE: DENTIN/A4
6676 | 4215245307700 | COMPOSITE TOOTH RESTORATION UNIVERSAL/LIGHT CURED SHADE: DENTIN/B3
6677 | 4215245307800 | COMPOSITE TOOTH RESTORATION UNIVERSAL/LIGHT CURED SHADE: DENTIN/C4
6678 | 4215245307900 | COMPOSITE TOOTH RESTORATION UNIVERSAL/LIGHT CURED SHADE: DENTIN/WHITE
6679 | 4215245308000 | COMPOSITE TOOTH RESTORATION UNIVERSAL/LIGHT CURED SHADE: BODY/A1
6680 | 4215245308100 | COMPOSITE TOOTH RESTORATION UNIVERSAL/LIGHT CURED SHADE: BODY/A2
6681 | 4215245308200 | COMPOSITE TOOTH RESTORATION UNIVERSAL/LIGHT CURED SHADE: BODY/A3
6682 | 4215245308300 | COMPOSITE TOOTH RESTORATION UNIVERSAL/LIGHT CURED SHADE: BODY/A3.5
6683 | 4215245308400 | COMPOSITE TOOTH RESTORATION UNIVERSAL/LIGHT CURED SHADE: BODY/A4
6684 | 4215245308500 | COMPOSITE TOOTH RESTORATION UNIVERSAL/LIGHT CURED SHADE: BODY/A6
6685 | 4215245308600 | COMPOSITE TOOTH RESTORATION UNIVERSAL/LIGHT CURED SHADE: BODY/B1
6686 | 4215245308700 | COMPOSITE TOOTH RESTORATION UNIVERSAL/LIGHT CURED SHADE: BODY/B2
6687 | 4215245308800 | COMPOSITE TOOTH RESTORATION UNIVERSAL/LIGHT CURED SHADE: BODY/B3
6688 | 4215245308900 | COMPOSITE TOOTH RESTORATION UNIVERSAL/LIGHT CURED SHADE: BODY/B5
6689 | 4215245309000 | COMPOSITE TOOTH RESTORATION UNIVERSAL/LIGHT CURED SHADE: BODY/C1
6690 | 4215245309100 | COMPOSITE TOOTH RESTORATION UNIVERSAL/LIGHT CURED SHADE: BODY/C2
6691 | 4215245309200 | COMPOSITE TOOTH RESTORATION UNIVERSAL/LIGHT CURED SHADE: BODY/C3
6692 | 4215245309300 | COMPOSITE TOOTH RESTORATION UNIVERSAL/LIGHT CURED SHADE: BODY/D2
6693 | 4215245309400 | COMPOSITE TOOTH RESTORATION UNIVERSAL/LIGHT CURED SHADE: BODY/D3
6694 | 4215245309500 | COMPOSITE TOOTH RESTORATION UNIVERSAL/LIGHT CURED SHADE: BODY/WHITE
6695 | 4215245309600 | COMPOSITE TOOTH RESTORATION UNIVERSAL/LIGHT CURED SHADE: BODY/EXTRA WHITE
6696 | 4215245309700 | COMPOSITE TOOTH RESTORATION UNIVERSAL/LIGHT CURED SHADE: TRANSLUCENT/CLEAR
6697 | 4215245309800 | COMPOSITE TOOTH RESTORATION UNIVERSAL/LIGHT CURED SHADE: TRANSLUCENT/BLUE
6698 | 4215245309900 | COMPOSITE TOOTH RESTORATION UNIVERSAL/LIGHT CURED SHADE: TRANSLUCENT/GRAY
6699 | 4215245310000 | COMPOSITE TOOTH RESTORATION UNIVERSAL/LIGHT CURED SHADE: TRANSLUCENT/AMBER
6700 | 4215245310100 | COMPOSITE TOOTH RESTORATION FLOWABLE/LIGHT CURED SHADE: A1
6701 | 4215245310200 | COMPOSITE TOOTH RESTORATION FLOWABLE/LIGHT CURED SHADE: A2
6702 | 4215245310300 | COMPOSITE TOOTH RESTORATION FLOWABLE/LIGHT CURED SHADE: A3
6703 | 4215245310400 | COMPOSITE TOOTH RESTORATION FLOWABLE/LIGHT CURED SHADE: A3.5
6704 | 4215245310500 | COMPOSITE TOOTH RESTORATION FLOWABLE/LIGHT CURED SHADE: A4
6705 | 4215245310600 | COMPOSITE TOOTH RESTORATION FLOWABLE/LIGHT CURED SHADE: B1
6706 | 4215245310700 | COMPOSITE TOOTH RESTORATION FLOWABLE/LIGHT CURED SHADE: B2
6707 | 4215245310800 | COMPOSITE TOOTH RESTORATION FLOWABLE/LIGHT CURED SHADE: C2
6708 | 4215245310900 | COMPOSITE TOOTH RESTORATION FLOWABLE/LIGHT CURED SHADE: D2
6709 | 4215245311000 | COMPOSITE TOOTH RESTORATION FLOWABLE/LIGHT CURED SHADE: WHITE
6710 | 4215245311100 | COMPOSITE TOOTH RESTORATION FLOWABLE/LIGHT CURED SHADE: EXTRA WHITE
6711 | 4215245311200 | KIT GLASS IONOMER TOOTH FILLING DUAL CURE INCLUDES: 5 SHADES(A1(L)/A3(LY)/A4(Y)/C3(LG)/C4(G)) 25.0-30.0GM/CORE BUILD UP MATERIAL 5.0-6.0GM/8.0-10.0M LIQUID/6.0 -8.0ML FINISHING GLOSS/2 BRUSH HANDLES/DISPOSABLE BRUSH TIPS/2-3 WELL MIXING DISH/1 SHADE GUIDE/50 DELIVERY TIPS & PISTONS/AUTOCLAVABLE GUN FOR DENTAL
6712 | 4215245311300 | KIT GLASS IONOMER LINER AND BASE DUAL CURE INCLUDES: POWDER/LIQUID/MIXING PADS/DISPENSER SCOOP MEASURE FOR DENTAL
6713 | 4215245311400 | KIT GLASS IONOMER TOOTH FILLING CHEMICAL CURE SHADES: LIGHT/LIGHT YELLOW/LIGHT GRAY/GRAY INCLUDES: POWDER AND LIQUID OR POWDER TO BE MIXED WITH WATER/MEASURING SPOON/MIXING PAD/SPECIAL VARNISH FOR DENTAL
6714 | 4215245311500 | DENTAL COMPOSITE CHEMICAL CURE UNIVERSAL SHADE KIT OF MORE THAN 4 SHADES (BASE + CATALYST + BONDING AND ETCHING AGENT) HYBRID COMPOSITE
6715 | 4215245311600 | KIT COMPOSITE CORE BUILD UP INCLUDES: MULTIPLE SHADES DUAL CURE FOR DENTAL
6716 | 4215245311800 | CAVIT TEMPORARY FILLING MATERIAL READY TO USE WEIGHT: 28.0GM FOR DENTAL
6717 | 4215245311900 | KIT ZINC OXIDE INCLUDES: POWDER/LIQUID POWDER WEIGHT: 30.0-50.0GM LIQUID VOLUME: 15.0-30.0ML FOR DENTAL
6718 | 4215245312000 | COMPOSITE TOOTH RESTORATION MICRO-HYBRID/LIGHT CURED SHADE: B2
6719 | 4215245312100 | COMPOSITE TOOTH RESTORATION MICRO-HYBRID/LIGHT CURED SHADE: A3.5
6720 | 4215245312200 | COMPOSITE TOOTH RESTORATION FLOWABLE/LIGHT CURED SHADE: A1/A2/B1
6721 | 4215245312300 | KIT COMPOMER TEETH RESTORATION INCLUDES: DIFFERENT SHADES COMPOMERE/BONDING AGENT/ACCESSORIES LIGHT CURE FOR DENTAL
6722 | 4215245312400 | RESIN DENTAL TEMPORARY FILLING MATERIAL LIGHT CURED FOR INLAYS/ONLAYS
6723 | 4215245312500 | COMPOSITE TOOTH RESTORATION MICRO-HYBRID/LIGHT CURED SHADE: A2
6724 | 4215245312600 | COMPOSITE TOOTH RESTORATION MICRO-HYBRID/LIGHT CURED SHADE: A1
6725 | 4215245312700 | KIT COMPOSITE TEETH RESTORATION INCLUDES: 5 SHADES COMPOSITE SYRINGES/BONDING AGENT/ACCESSORIES HIGHLY ESTHETIC/LIGHT CURED/NANOFILLERS FOR DENTAL
6726 | 4215245312800 | KIT GLASS IONOMER TOOTH FILLING DUAL CURE/HIGHLY VISCOUS/HIGH COMPRESSIVE STRENGTH/CONDENSABLE LIKE AMALGAM/HIGH SURFACE HARDNESS & MINIMAL ABRASION INCLUDES: 50 CAPSULES(SHADES A1X10 A2X20 A3X10 C2X10)/SPECIAL VARNISH/DELIVERY SYSTEM FOR DENTAL
6727 | 4215245312900 | INTERMEDIATE RESTORATIVE MATERIAL CAPSULES STANDARD PACKAGE
6728 | 4215245316500 | POLYPROPYLENE SUTURE 2-0 FOR OVERSTITCH SYSTEM (NEEDS QUANTITY OF 6 FOR EACH PROCEDURE)
6729 | 4215245316700 | PERCUTANEOUS ENDOSCOPIC GASTROSTOMY (PEG) TUBE INITIAL PLACEMENT KIT PULL ≥ 6 MOTHS DURABILITY ASSORTED SIZES
6730 | 4215245317200 | NANOHYBRID FLOWABLE COMPOSITE SMART AND SUMMERY SHADES WITH AT LEAST 4 SHADES COVER 8 VITA SHADES A1- B4 ASSORTED AE1 AE2 AE3 AE4 WITH RADIOPACITY NOT LESS 2.65 MMAL FLEXURAL STRENGTH 128 MPA AND COMPRESSIVE STRENGTH 421 MPA
6731 | 4215245317300 | BULK FILL NANOHYBRID COMPOSITE ONE UNIVERSAL SHADE POSTERIOR HIGH DEPTH OF CURE UP TO 5 MM NON STICKY LOW VOLUMETRIC SHRINKAGE OF 2.21% EXCELLENT FLEXURAL STRENGTH ABOVE 114 MPA HIGH COMPRESSIVE STRENGTH NOT LESS THAN 375 MPA.
6732 | 4215245700100 | TRICALCIUM SILICATE BASED BIOACTIVE CEMENT
6733 | 4215245700200 | CEMENT DENTAL TEMPORARY CROWN SEALING POWDER TO BE USED WITH WATER POLYCARBOXYLATE WEIGHT: 28.0GM PER BOTTLE
6734 | 4215245700300 | KIT GLASS IONOMER LUTING CEMENT FILM THICKNESS: LESS OR EQUAL TO 25.0MICRON WORKING TIME: 2.0 MINUTES SETTING TIME: 3.0-7.0 MINUTES FOR DENTAL
6735 | 4215245800400 | DIE STONE SEPARATOR MEDIUM FOR PINDIX
6736 | 4215245800500 | DIE SPACER 3 - 4 DIFFERENT GAUGES AND THINNER
6737 | 4215245800600 | DIE SPACER SILVER + THINNER
6738 | 4215245800700 | DIE SPACER GOLDEN + THINNER
6739 | 4215246200100 | DENTURE FIXATIVE CREAM 40 G
6740 | 4215246200200 | KIT DENTURE RELINE MATERIAL CHAIR SIDE/SOFT CONSISTENCY/IMPROVED FLOWRATE TO ACHIEVE PROPER THICKNESS INCLUDES: ALL NECESSARY BRUSHES/PRIMER FOR DENTAL
6741 | 4215246300400 | UTILITY WAX IN SHEETS BOX OF APPROXIMATELY 500 G/BOX
6742 | 4215246300600 | STICKY WAX ROD
6743 | 4215246300700 | DIPPING WAX SHREDDED APPROX. 150 - 200 G
6744 | 4215246300800 | UNDERCUT WAX MATERIAL
6745 | 4215246300900 | WAX ORTHODONTICS PATIENT PROTECTION DURING BRACES TASTELESS/PER STICK
6746 | 4215246403800 | DENTAL IMPLANT REGULAR TISSUE LEVEL NARROW NECK 3.0-3.5MM 10 MM
6747 | 4215246403900 | DENTAL IMPLANT REGULAR TISSUE LEVEL NARROW NECK 3.6-4.5MM 10 MM
6748 | 4215246404000 | DENTAL IMPLANT REGULAR TISSUE LEVEL NARROW NECK 4.6-6.0MM 10 MM
6749 | 4215246404100 | DENTAL IMPLANT REGULAR TISSUE LEVEL NARROW NECK TAPERED 3.0-3.5MM 10 MM
6750 | 4215246404200 | DENTAL IMPLANT REGULAR TISSUE LEVEL NARROW NECK TAPERED 3.6-4.5MM 10 MM
6751 | 4215246404300 | DENTAL IMPLANT REGULAR TISSUE LEVEL NARROW NECK TAPERED 4.6-6.0MM 10 MM
6752 | 4215246404400 | DENTAL IMPLANT REGULAR TISSUE LEVEL WIDE NECK TAPERED 3.0-3.5MM 10 MM
6753 | 4215246404500 | DENTAL IMPLANT REGULAR TISSUE LEVEL WIDE NECK TAPERED 3.6-4.5MM 10 MM
6754 | 4215246404600 | DENTAL IMPLANT REGULAR TISSUE LEVEL WIDE NECK TAPERED 4.6-6.0MM 10 MM
6755 | 4215246404700 | DENTAL IMPLANT REGULAR TISSUE LEVEL NARROW NECK 3.0-3.5MM 12 MM
6756 | 4215246404800 | DENTAL IMPLANT REGULAR TISSUE LEVEL NARROW NECK 3.0-3.5MM 14 MM
6757 | 4215246404900 | DENTAL IMPLANT REGULAR TISSUE LEVEL NARROW NECK 3.0-3.5MM 8 MM
6758 | 4215246405000 | DENTAL IMPLANT REGULAR TISSUE LEVEL NARROW NECK 3.6-4.5MM 12 MM
6759 | 4215246405100 | DENTAL IMPLANT REGULAR TISSUE LEVEL NARROW NECK 3.6-4.5MM 14 MM
6760 | 4215246405200 | DENTAL IMPLANT REGULAR TISSUE LEVEL NARROW NECK 3.6-4.5MM 8 MM
6761 | 4215246405300 | DENTAL IMPLANT REGULAR TISSUE LEVEL NARROW NECK 4.6-6.0MM 12 MM
6762 | 4215246405400 | DENTAL IMPLANT REGULAR TISSUE LEVEL NARROW NECK 4.6-6.0MM 14 MM
6763 | 4215246405500 | DENTAL IMPLANT REGULAR TISSUE LEVEL NARROW NECK 4.6-6.0MM 8 MM
6764 | 4215246405600 | DENTAL IMPLANT REGULAR TISSUE LEVEL NARROW NECK TAPERED 3.0-3.5MM 12 MM
6765 | 4215246405700 | DENTAL IMPLANT REGULAR TISSUE LEVEL NARROW NECK TAPERED 3.0-3.5MM 14 MM
6766 | 4215246405800 | DENTAL IMPLANT REGULAR TISSUE LEVEL NARROW NECK TAPERED 3.0-3.5MM 8 MM
6767 | 4215246405900 | DENTAL IMPLANT REGULAR TISSUE LEVEL NARROW NECK TAPERED 3.6-4.5MM 12 MM
6768 | 4215246406000 | DENTAL IMPLANT REGULAR TISSUE LEVEL NARROW NECK TAPERED 3.6-4.5MM 14 MM
6769 | 4215246406100 | DENTAL IMPLANT REGULAR TISSUE LEVEL NARROW NECK TAPERED 3.6-4.5MM 8 MM
6770 | 4215246406200 | DENTAL IMPLANT REGULAR TISSUE LEVEL NARROW NECK TAPERED 4.6-6.0MM 12 MM
6771 | 4215246406300 | DENTAL IMPLANT REGULAR TISSUE LEVEL NARROW NECK TAPERED 4.6-6.0MM 14 MM
6772 | 4215246406400 | DENTAL IMPLANT REGULAR TISSUE LEVEL NARROW NECK TAPERED 4.6-6.0MM 8 MM
6773 | 4215246406500 | DENTAL IMPLANT REGULAR TISSUE LEVEL WIDE NECK 3.0-3.5MM 10 MM
6774 | 4215246406600 | DENTAL IMPLANT REGULAR TISSUE LEVEL WIDE NECK 3.0-3.5MM 12 MM
6775 | 4215246406700 | DENTAL IMPLANT REGULAR TISSUE LEVEL WIDE NECK 3.0-3.5MM 14 MM
6776 | 4215246406800 | DENTAL IMPLANT REGULAR TISSUE LEVEL WIDE NECK 3.0-3.5MM 8 MM
6777 | 4215246406900 | DENTAL IMPLANT REGULAR TISSUE LEVEL WIDE NECK 3.6-4.5MM 10 MM
6778 | 4215246407000 | DENTAL IMPLANT REGULAR TISSUE LEVEL WIDE NECK 3.6-4.5MM 12 MM
6779 | 4215246407100 | DENTAL IMPLANT REGULAR TISSUE LEVEL WIDE NECK 3.6-4.5MM 14 MM
6780 | 4215246407200 | DENTAL IMPLANT REGULAR TISSUE LEVEL WIDE NECK 3.6-4.5MM 8 MM
6781 | 4215246407300 | DENTAL IMPLANT REGULAR TISSUE LEVEL WIDE NECK 4.6-6.0MM 10 MM
6782 | 4215246407400 | DENTAL IMPLANT REGULAR TISSUE LEVEL WIDE NECK 4.6-6.0MM 12 MM
6783 | 4215246407500 | DENTAL IMPLANT REGULAR TISSUE LEVEL WIDE NECK 4.6-6.0MM 14 MM
6784 | 4215246407600 | DENTAL IMPLANT REGULAR TISSUE LEVEL WIDE NECK 4.6-6.0MM 8 MM
6785 | 4215246407700 | DENTAL IMPLANT REGULAR TISSUE LEVEL WIDE NECK TAPERED 3.0-3.5MM 12 MM
6786 | 4215246407800 | DENTAL IMPLANT REGULAR TISSUE LEVEL WIDE NECK TAPERED 3.0-3.5MM 14 MM
6787 | 4215246407900 | DENTAL IMPLANT REGULAR TISSUE LEVEL WIDE NECK TAPERED 3.0-3.5MM 8 MM
6788 | 4215246408000 | DENTAL IMPLANT REGULAR TISSUE LEVEL WIDE NECK TAPERED 3.6-4.5MM 12 MM
6789 | 4215246408100 | DENTAL IMPLANT REGULAR TISSUE LEVEL WIDE NECK TAPERED 3.6-4.5MM 14 MM
6790 | 4215246408200 | DENTAL IMPLANT REGULAR TISSUE LEVEL WIDE NECK TAPERED 3.6-4.5MM 8 MM
6791 | 4215246408300 | DENTAL IMPLANT REGULAR TISSUE LEVEL WIDE NECK TAPERED 4.6-6.0MM 12 MM
6792 | 4215246408400 | DENTAL IMPLANT REGULAR TISSUE LEVEL WIDE NECK TAPERED 4.6-6.0MM 14 MM
6793 | 4215246408500 | DENTAL IMPLANT REGULAR TISSUE LEVEL WIDE NECK TAPERED 4.6-6.0MM 8 MM
6794 | 4215246408900 | BONE LEVEL IMPLANT METAL CAD/CAM ABUTMENT FOR BRIDGE/BAR CYLINDRICAL INCLUDING SCREW AND CEMENTATION AID 2 DIAMETER 4 - 5 MM HEIGHT 3 - 5 MM
6795 | 4215246409000 | BONE LEVEL IMPLANT METAL CAD/CAM ABUTMENT FOR CROWN INCLUDING SCREW AND CEMENTATION AID DIAMETER 3.6-4.5MM GINGIVAL HEIGHT 0.5-1.5MM
6796 | 4215246409100 | DENTAL IMPLANT BONE LEVEL STRAIGHT CHEMICALLY ENHANCED TITANIUM ROUGH SURFACE REGULAR DIAMETER 3.0-3.5 MM LENGTH 7-8.5MM
6797 | 4215246409200 | DENTAL IMPLANT BONE LEVEL ROOT FORM TAPERED CHEMICALLY ENHANCED TITANIUM ROUGH SURFACE NARROW DIAMETER 3.0-3.5 MM LENGTH 7-8.5 MM
6798 | 4215246409300 | SCREW-RETAINED ABUTMENTS GROUP 3.0-3.5 IMPLANT STRAIGHT ANGULATION 0 DEGREE EMERGENCE PROFILE 3.5 MM GINGIVA HEIGHT 1 MM
6799 | 4215246409400 | SCREW-RETAINED ABUTMENTS GROUP 3.0-3.5 IMPLANT STRAIGHT ANGULATION 0 DEGREE EMERGENCE PROFILE 3.5 MM GINGIVA HEIGHT 2-2.5 MM
6800 | 4215246409500 | SCREW-RETAINED ABUTMENTS GROUP 3.0-3.5 IMPLANT STRAIGHT ANGULATION 0 DEGREE EMERGENCE PROFILE 3.5 MM GINGIVA HEIGHT 3-4 MM
6801 | 4215246409600 | SCREW-RETAINED ABUTMENTS GROUP 3.0-3.5 IMPLANT STRAIGHT ANGULATION 0 DEGREE EMERGENCE PROFILE 4.6 MM GINGIVA HEIGHT 1 MM
6802 | 4215246409700 | SCREW-RETAINED ABUTMENTS GROUP 3.0-3.5 IMPLANT STRAIGHT ANGULATION 0 DEGREE EMERGENCE PROFILE 4.6 MM GINGIVA HEIGHT 2-2.5 MM
6803 | 4215246409800 | SCREW-RETAINED ABUTMENTS GROUP 3.0-3.5 IMPLANT STRAIGHT ANGULATION 0 DEGREE EMERGENCE PROFILE 4.6 MM GINGIVA HEIGHT 3-4 MM
6804 | 4215246409900 | SCREW-RETAINED ABUTMENTS GROUP 3.0-3.5 IMPLANT ANGULATION 15-17 EMERGENCE PROFILE 4.6 MM GINGIVA HEIGHT 1MM
6805 | 4215246410000 | SCREW-RETAINED ABUTMENTS GROUP 3.0-3.5 IMPLANT ANGULATION 15-17 EMERGENCE PROFILE 4.6 MM GINGIVA HEIGHT 2-2.5 MM
6806 | 4215246410100 | SCREW-RETAINED ABUTMENTS GROUP 3.0-3.5 IMPLANT ANGULATION 15-17 EMERGENCE PROFILE 4.6 MM GINGIVA HEIGHT 3-4MM
6807 | 4215246410200 | SCREW-RETAINED ABUTMENTS GROUP 3.0-3.5 IMPLANT ANGULATION 20-30 EMERGENCE PROFILE 4.6 MM GINGIVA HEIGHT 1MM
6808 | 4215246410300 | SCREW-RETAINED ABUTMENTS GROUP 3.0-3.5 IMPLANT ANGULATION 20-30 EMERGENCE PROFILE 4.6 MM GINGIVA HEIGHT 2-2.5 MM
6809 | 4215246410400 | SCREW-RETAINED ABUTMENTS GROUP 3.0-3.5 IMPLANT ANGULATION 20-30 EMERGENCE PROFILE 4.6 MM GINGIVA HEIGHT 3-4MM
6810 | 4215246410500 | SCREW-RETAINED ABUTMENTS GROUP 3.6-4.5 IMPLANT STRAIGHT ANGULATION 0 DEGREE EMERGENCE PROFILE 3.5 MM GINGIVA HEIGHT 1 MM
6811 | 4215246410600 | SCREW-RETAINED ABUTMENTS GROUP 3.6-4.5 IMPLANT STRAIGHT ANGULATION 0 DEGREE EMERGENCE PROFILE 3.5 MM GINGIVA HEIGHT 2-2.5 MM
6812 | 4215246410700 | SCREW-RETAINED ABUTMENTS GROUP 3.6-4.5 IMPLANT STRAIGHT ANGULATION 0 DEGREE EMERGENCE PROFILE 3.5 MM GINGIVA HEIGHT 3-4 MM
6813 | 4215246410800 | SCREW-RETAINED ABUTMENTS GROUP 3.6-4.5 IMPLANT STRAIGHT ANGULATION 0 DEGREE EMERGENCE PROFILE 4.6 MM GINGIVA HEIGHT 1 MM
6814 | 4215246410900 | SCREW-RETAINED ABUTMENTS GROUP 3.6-4.5 IMPLANT STRAIGHT ANGULATION 0 DEGREE EMERGENCE PROFILE 4.6 MM GINGIVA HEIGHT 2-2.5 MM
6815 | 4215246411000 | SCREW-RETAINED ABUTMENTS GROUP 3.6-4.5 IMPLANT STRAIGHT ANGULATION 0 DEGREE EMERGENCE PROFILE 4.6 MM GINGIVA HEIGHT 3-4 MM
6816 | 4215246411100 | SCREW-RETAINED ABUTMENTS GROUP3.6-4.5 IMPLANT ANGULATION 15-17 EMERGENCE PROFILE 4.6 MM GINGIVA HEIGHT 1MM
6817 | 4215246411200 | SCREW-RETAINED ABUTMENTS GROUP 3.6-4.5 IMPLANT ANGULATION 15-17 EMERGENCE PROFILE 4.6 MM GINGIVA HEIGHT 2-2.5 MM
6818 | 4215246411300 | SCREW-RETAINED ABUTMENTS GROUP 3.6-4.5 IMPLANT ANGULATION 15-17 EMERGENCE PROFILE 4.6 MM GINGIVA HEIGHT 3-4MM
6819 | 4215246411400 | SCREW-RETAINED ABUTMENTS GROUP 3.6-4.5 IMPLANT ANGULATION 20-30 EMERGENCE PROFILE 4.6 MM GINGIVA HEIGHT 1MM
6820 | 4215246411500 | SCREW-RETAINED ABUTMENTS GROUP 3.6-4.5 IMPLANT ANGULATION 20-30 EMERGENCE PROFILE 4.6 MM GINGIVA HEIGHT 2-2.5 MM
6821 | 4215246411600 | SCREW-RETAINED ABUTMENTS GROUP 3.6-4.5 IMPLANT ANGULATION 20-30 EMERGENCE PROFILE 4.6 MM GINGIVA HEIGHT 3-4MM
6822 | 4215246411700 | SCREW-RETAINED ABUTMENTS GROUP 4.6-6.0 IMPLANT STRAIGHT ANGULATION 0 DEGREE EMERGENCE PROFILE 3.5 MM GINGIVA HEIGHT 1 MM
6823 | 4215246411800 | SCREW-RETAINED ABUTMENTS GROUP 4.6-6.0 IMPLANT STRAIGHT ANGULATION 0 DEGREE EMERGENCE PROFILE 3.5 MM GINGIVA HEIGHT 2-2.5 MM
6824 | 4215246411900 | SCREW-RETAINED ABUTMENTS GROUP 4.6-6.0 IMPLANT STRAIGHT ANGULATION 0 DEGREE EMERGENCE PROFILE 3.5 MM GINGIVA HEIGHT 3-4 MM
6825 | 4215246412000 | SCREW-RETAINED ABUTMENTS GROUP 4.6-6.0 IMPLANT STRAIGHT ANGULATION 0 DEGREE EMERGENCE PROFILE 4.6 MM GINGIVA HEIGHT 1 MM
6826 | 4215246412100 | SCREW-RETAINED ABUTMENTS GROUP 4.6-6.0 IMPLANT STRAIGHT ANGULATION 0 DEGREE EMERGENCE PROFILE 4.6 MM GINGIVA HEIGHT 2-2.5 MM
6827 | 4215246412200 | SCREW-RETAINED ABUTMENTS GROUP 4.6-6.0 IMPLANT STRAIGHT ANGULATION 0 DEGREE EMERGENCE PROFILE 4.6 MM GINGIVA HEIGHT 3-4 MM
6828 | 4215246412300 | SCREW-RETAINED ABUTMENTS GROUP 4.6-6.0 IMPLANT ANGULATION 15-17 EMERGENCE PROFILE 4.6 MM GINGIVA HEIGHT 1MM
6829 | 4215246412400 | SCREW-RETAINED ABUTMENTS GROUP 4.6-6.0 IMPLANT ANGULATION 15-17 EMERGENCE PROFILE 4.6 MM GINGIVA HEIGHT 2-2.5 MM
6830 | 4215246412500 | SCREW-RETAINED ABUTMENTS GROUP 4.6-6.0IMPLANT ANGULATION 15-17 EMERGENCE PROFILE 4.6 MM GINGIVA HEIGHT 3-4MM
6831 | 4215246412600 | SCREW-RETAINED ABUTMENTS GROUP 4.6-6.0 IMPLANT ANGULATION 20-30 EMERGENCE PROFILE 4.6 MM GINGIVA HEIGHT 1MM
6832 | 4215246412700 | SCREW-RETAINED ABUTMENTS GROUP 4.6-6.0 IMPLANT ANGULATION 20-30 EMERGENCE PROFILE 4.6 MM GINGIVA HEIGHT 2-2.5 MM
6833 | 4215246412800 | SCREW-RETAINED ABUTMENTS GROUP 4.6-6.0 IMPLANT ANGULATION 20-30 EMERGENCE PROFILE 4.6 MM GINGIVA HEIGHT 3-4MM
6834 | 4215246412900 | CEMENTABLE ABUTMENTS GROUP 3.0-3.5 IMPLANT STRAIGHT ANGULATION 0 DEGREE EMERGENCE PROFILE 3.5 MM GINGIVA HEIGHT 1 MM
6835 | 4215246413000 | CEMENTABLE ABUTMENTS GROUP 3.0-3.5 IMPLANT STRAIGHT ANGULATION 0 DEGREE EMERGENCE PROFILE 3.5 MM GINGIVA HEIGHT 2-2.5 MM
6836 | 4215246413100 | CEMENTABLE ABUTMENTS GROUP 3.0-3.5 IMPLANT STRAIGHT ANGULATION 0 DEGREE EMERGENCE PROFILE 3.5 MM GINGIVA HEIGHT 3-4 MM
6837 | 4215246413200 | CEMENTABLE ABUTMENTS GROUP 3.0-3.5 IMPLANT STRAIGHT ANGULATION 0 DEGREE EMERGENCE PROFILE 4.6 MM GINGIVA HEIGHT 1 MM
6838 | 4215246413300 | CEMENTABLE ABUTMENTS GROUP 3.0-3.5 IMPLANT STRAIGHT ANGULATION 0 DEGREE EMERGENCE PROFILE 4.6 MM GINGIVA HEIGHT 2-2.5 MM
6839 | 4215246413400 | CEMENTABLE ABUTMENTS GROUP 3.0-3.5 IMPLANT STRAIGHT ANGULATION 0 DEGREE EMERGENCE PROFILE 4.6 MM GINGIVA HEIGHT 3-4 MM
6840 | 4215246413500 | CEMENTABLE ABUTMENTS GROUP 3.0-3.5 IMPLANT ANGULATION 15-17 EMERGENCE PROFILE 4.6 MM GINGIVA HEIGHT 1MM
6841 | 4215246413600 | CEMENTABLE ABUTMENTS GROUP 3.0-3.5 IMPLANT ANGULATION 15-17 EMERGENCE PROFILE 4.6 MM GINGIVA HEIGHT 2-2.5 MM
6842 | 4215246413700 | CEMENTABLE ABUTMENTS GROUP 3.0-3.5 IMPLANT ANGULATION 15-17 EMERGENCE PROFILE 4.6 MM GINGIVA HEIGHT 3-4MM
6843 | 4215246413800 | CEMENTABLE ABUTMENTS GROUP 3.0-3.5 IMPLANT ANGULATION 20-30 EMERGENCE PROFILE 4.6 MM GINGIVA HEIGHT 1MM INCLUDING SCREW
6844 | 4215246413900 | CEMENTABLE ABUTMENTS GROUP 3.0-3.5 IMPLANT ANGULATION 20-30 EMERGENCE PROFILE 4.6 MM GINGIVA HEIGHT 2-2.5 MM INCLUDING SCREW
6845 | 4215246414000 | CEMENTABLE ABUTMENTS GROUP 3.0-3.5 IMPLANT ANGULATION 20-30 EMERGENCE PROFILE 4.6 MM GINGIVA HEIGHT 3-4MM INCLUDING SCREW
6846 | 4215246414100 | CEMENTABLE ABUTMENTS GROUP 3.6-4.5 IMPLANT STRAIGHT ANGULATION 0 DEGREE EMERGENCE PROFILE 3.5 MM GINGIVA HEIGHT 1 MM INCLUDING SCREW
6847 | 4215246414200 | CEMENTABLE ABUTMENTS GROUP 3.6-4.5 IMPLANT STRAIGHT ANGULATION 0 DEGREE EMERGENCE PROFILE 3.5 MM GINGIVA HEIGHT 2-2.5 MM INCLUDING SCREW
6848 | 4215246414300 | CEMENTABLE ABUTMENTS GROUP 3.6-4.5 IMPLANT STRAIGHT ANGULATION 0 DEGREE EMERGENCE PROFILE 3.5 MM GINGIVA HEIGHT 3-4 MM INCLUDING SCREW
6849 | 4215246414400 | CEMENTABLE ABUTMENTS GROUP 3.6-4.5 IMPLANT STRAIGHT ANGULATION 0 DEGREE EMERGENCE PROFILE 4.6 MM GINGIVA HEIGHT 1 MM INCLUDING SCREW
6850 | 4215246414500 | CEMENTABLE ABUTMENTS GROUP 3.6-4.5 IMPLANT STRAIGHT ANGULATION 0 DEGREE EMERGENCE PROFILE 4.6 MM GINGIVA HEIGHT 2-2.5 MM INCLUDING SCREW
6851 | 4215246414600 | CEMENTABLE ABUTMENTS GROUP 3.6-4.5 IMPLANT STRAIGHT ANGULATION 0 DEGREE EMERGENCE PROFILE 4.6 MM GINGIVA HEIGHT 3-4 MM INCLUDING SCREW
6852 | 4215246414700 | CEMENTABLE ABUTMENTS GROUP3.6-4.5 IMPLANT ANGULATION 15-17 EMERGENCE PROFILE 4.6 MM GINGIVA HEIGHT 1MM INCLUDING SCREW
6853 | 4215246414800 | CEMENTABLE ABUTMENTS GROUP 3.6-4.5 IMPLANT ANGULATION 15-17 EMERGENCE PROFILE 4.6 MM GINGIVA HEIGHT 2-2.5 MM INCLUDING SCREW
6854 | 4215246414900 | CEMENTABLE ABUTMENTS GROUP 3.6-4.5 IMPLANT ANGULATION 15-17 EMERGENCE PROFILE 4.6 MM GINGIVA HEIGHT 3-4MM INCLUDING SCREW
6855 | 4215246415000 | CEMENTABLE ABUTMENTS GROUP 3.6-4.5 IMPLANT ANGULATION 20-30 EMERGENCE PROFILE 4.6 MM GINGIVA HEIGHT 1MM INCLUDING SCREW
6856 | 4215246415100 | CEMENTABLE ABUTMENTS GROUP 3.6-4.5 IMPLANT ANGULATION 20-30 EMERGENCE PROFILE 4.6 MM GINGIVA HEIGHT 2-2.5 MM INCLUDING SCREW
6857 | 4215246415200 | CEMENTABLE ABUTMENTS GROUP 3.6-4.5 IMPLANT ANGULATION 20-30 EMERGENCE PROFILE 4.6 MM GINGIVA HEIGHT 3-4MM
6858 | 4215246415300 | CEMENTABLE ABUTMENTS GROUP 4.6-6.0 IMPLANT STRAIGHT ANGULATION 0 DEGREE EMERGENCE PROFILE 3.5 MM GINGIVA HEIGHT 1 MM INCLUDING SCREW
6859 | 4215246415400 | CEMENTABLE ABUTMENTS GROUP 4.6-6.0 IMPLANT STRAIGHT ANGULATION 0 DEGREE EMERGENCE PROFILE 3.5 MM GINGIVA HEIGHT 2-2.5 MM INCLUDING SCREW
6860 | 4215246415500 | CEMENTABLE ABUTMENTS GROUP 4.6-6.0 IMPLANT STRAIGHT ANGULATION 0 DEGREE EMERGENCE PROFILE 3.5 MM GINGIVA HEIGHT 3-4 MM INCLUDING SCREW
6861 | 4215246415600 | CEMENTABLE ABUTMENTS GROUP 4.6-6.0 IMPLANT STRAIGHT ANGULATION 0 DEGREE EMERGENCE PROFILE 4.6 MM GINGIVA HEIGHT 1 MM INCLUDING SCREW
6862 | 4215246415700 | CEMENTABLE ABUTMENTS GROUP 4.6-6.0 IMPLANT STRAIGHT ANGULATION 0 DEGREE EMERGENCE PROFILE 4.6 MM GINGIVA HEIGHT 2-2.5 MM INCLUDING SCREW
6863 | 4215246415800 | CEMENTABLE ABUTMENTS GROUP 4.6-6.0 IMPLANT STRAIGHT ANGULATION 0 DEGREE EMERGENCE PROFILE 4.6 MM GINGIVA HEIGHT 3-4 MM INCLUDING SCREW
6864 | 4215246415900 | CEMENTABLE ABUTMENTS GROUP 4.6-6.0 IMPLANT ANGULATION 15-17 EMERGENCE PROFILE 4.6 MM GINGIVA HEIGHT 1MM INCLUDING SCREW
6865 | 4215246416000 | CEMENTABLE ABUTMENTS GROUP 4.6-6.0 IMPLANT ANGULATION 15-17 EMERGENCE PROFILE 4.6 MM GINGIVA HEIGHT 2-2.5 MM INCLUDING SCREW
6866 | 4215246416100 | CEMENTABLE ABUTMENTS GROUP 4.6-6.0IMPLANT ANGULATION 15-17 EMERGENCE PROFILE 4.6 MM GINGIVA HEIGHT 3-4MM INCLUDING SCREW
6867 | 4215246416200 | CASTABLE ABUTMENT INCLUDING THE SCREW STRAIGHT DIAMETER GROUP 3.0-3.5MM IMPLANT WHERE THE ABUTMENT IS CASTABLE PLASTIC OR CAN BE CUSTOMIZED BY LABORATORY PROCEDURES
6868 | 4215246416300 | CASTABLE ABUTMENT INCLUDING THE SCREW ANGLED 15-30 DIAMETER GROUP 3.0-3.5MM IMPLANT WHERE THE ABUTMENT IS CASTABLE PLASTIC OR CAN BE CUSTOMIZED BY LABORATORY PROCEDURES
6869 | 4215246416400 | CASTABLE ABUTMENT INCLUDING THE SCREW ANGLED 15-30 DEGREES DIAMETER GROUP 3.6-4.5MM WHERE THE ABUTMENT IS CASTABLE PLASTIC OR CAN BE CUSTOMIZED BY LABORATORY PROCEDURES
6870 | 4215246416500 | CASTABLE ABUTMENT INCLUDING THE SCREW STRAIGHT DIAMETER GROUP 3.6-4.5MM WHERE THE ABUTMENT IS CASTABLE PLASTIC OR CAN BE CUSTOMIZED BY LABORATORY PROCEDURES
6871 | 4215246416600 | CASTABLE ABUTMENT INCLUDING THE SCREW ANGLED 15-30 DEGREES DIAMETER GROUP 4.6-6.0MM WHERE THE ABUTMENT IS CASTABLE PLASTIC OR CAN BE CUSTOMIZED BY LABORATORY PROCEDURES
6872 | 4215246416700 | CASTABLE ABUTMENT INCLUDING THE SCREW STRAIGHT DIAMETER GROUP 4.6--6.0MM WHERE THE ABUTMENT IS CASTABLE PLASTIC OR CAN BE CUSTOMIZED BY LABORATORY PROCEDURES
6873 | 4215246416800 | DENTAL IMPLANT HEALING ABUTMENT GROUP DIAMETER 3.0-3.5 MM TITANIUM OR TITANIUM ALLOY WITH AVERAGE LENGTH 1-2MM
6874 | 4215246416900 | DENTAL IMPLANT HEALING ABUTMENT GROUP DIAMETER 4.6-6.0 MM TITANIUM OR TITANIUM ALLOY WITH AVERAGE LENGTH 3-4MM
6875 | 4215246417000 | DENTAL IMPLANT HEALING ABUTMENT GROUP DIAMETER 4.6-6.0 MM TITANIUM OR TITANIUM ALLOY WITH AVERAGE LENGTH 5-6MM
6876 | 4215246417100 | DENTAL IMPLANT BITE REGISTRATION AID GROUP DIAMETER 3.0-3.5 MM LONG HEIGHT 12 MM PACKAGING 4 PIECES
6877 | 4215246417200 | DENTAL IMPLANT BITE REGISTRATION AID GROUP DIAMETER 3.6-4.5MM LONG HEIGHT 12 MM PACKAGING 4 PIECES
6878 | 4215246417300 | DENTAL IMPLANT BITE REGISTRATION AID GROUP DIAMETER 4.6-6.0 MM LONG HEIGHT 12 MM PACKAGING 4 PIECES
6879 | 4215246417400 | DENTAL IMPLANT BITE REGISTRATION AID GROUP DIAMETER 3.0-3.5 MM SHORT HEIGHT 8 MM PACKAGING 4 PIECES
6880 | 4215246417500 | DENTAL IMPLANT BITE REGISTRATION AID GROUP DIAMETER 3.6-4.5MM SHORT HEIGHT 8 MM PACKAGING 4 PIECES
6881 | 4215246417600 | DENTAL IMPLANT BITE REGISTRATION AID GROUP DIAMETER 4.6-6.0 MM SHORT HEIGHT 8 MM PACKAGING 4 PIECES
6882 | 4215246417700 | DENTAL IMPLANT LOCATOR ABUTMENT GROUP DIAMETER 3.0-3.5 MM HEIGHT 2 MM
6883 | 4215246417800 | DENTAL IMPLANT LOCATOR ABUTMENT GROUP DIAMETER 3.0-3.5 MM HEIGHT 3 MM
6884 | 4215246417900 | DENTAL IMPLANT LOCATOR ABUTMENT GROUP DIAMETER 3.0-3.5 MM HEIGHT 4 MM
6885 | 4215246418000 | DENTAL IMPLANT LOCATOR ABUTMENT GROUP DIAMETER 3.0-3.5 MM HEIGHT 5 MM
6886 | 4215246418100 | DENTAL IMPLANT LOCATOR ABUTMENT GROUP DIAMETER 3.0-3.5 MM HEIGHT 6 MM
6887 | 4215246418200 | DENTAL IMPLANT LOCATOR ABUTMENT GROUP DIAMETER 3.6-4.5 MM HEIGHT 2 MM
6888 | 4215246418300 | DENTAL IMPLANT LOCATOR ABUTMENT GROUP DIAMETER 3.6-4.5 MM HEIGHT 3 MM
6889 | 4215246418400 | DENTAL IMPLANT LOCATOR ABUTMENT GROUP DIAMETER 3.6-4.5 MM HEIGHT 4 MM
6890 | 4215246418500 | DENTAL IMPLANT LOCATOR ABUTMENT GROUP DIAMETER 3.6-4.5 MM HEIGHT 5 MM
6891 | 4215246418600 | DENTAL IMPLANT LOCATOR ABUTMENT GROUP DIAMETER 3.6-4.5 MM HEIGHT 6 MM
6892 | 4215246418700 | DENTAL IMPLANT LOCATOR ABUTMENT GROUP DIAMETER 4.6-6.0MM HEIGHT 2 MM
6893 | 4215246418800 | DENTAL IMPLANT LOCATOR ABUTMENT GROUP DIAMETER 4.6-6.0MM HEIGHT 3 MM
6894 | 4215246418900 | DENTAL IMPLANT LOCATOR ABUTMENT GROUP DIAMETER 4.6-6.0MM HEIGHT 4 MM
6895 | 4215246419000 | DENTAL IMPLANT LOCATOR ABUTMENT GROUP DIAMETER 4.6-6.0MM HEIGHT 5 MM
6896 | 4215246419100 | DENTAL IMPLANT LOCATOR ABUTMENT GROUP DIAMETER 4.6-6.0MM HEIGHT 6 MM
6897 | 4215246419200 | DENTAL IMPLANT LOCATOR BAR ABUTMENT
6898 | 4215246419300 | DENTAL IMPLANT LOCATOR ABUTMENT IMPRESSION COPING
6899 | 4215246419400 | DENTAL IMPLANT LOCATOR ABUTMENT ANALOG
6900 | 4215246419500 | DENTAL IMPLANT LOCATOR MALE PROCESSING PACKAGE 40 DIVERGENCE (INCLUDES: DENTURE CAP (∅ 5.5 MM HEIGHT 2.5 MM) WITH YELLOW PROCESSING MALE BLOCK-OUT SPACER CLEAR REPLACEMENT MALE PINK REPLACEMENT MALE BLUE REPLACEMENT MALE PACKAGING 2 PIECES)
6901 | 4215246419600 | TEMPORARY ABUTMENTS GROUP DIAMETER 3.0-3.5 MM FOR TEMPORARY RESTORATIONS FOR BRIDGES INCLUDING SCREW PLASTIC OR ALUMINUM OR EQUIVALE NT CAN BE CUSTOMIZED BY LABORATORY PROCEDURES AND USED FOR CEMENTED OR SCREW RETAINED PROSTHESIS
6902 | 4215246419700 | TEMPORARY ABUTMENTS GROUP DIAMETER 3.6-4.5 MM FOR TEMPORARY RESTORATIONS FOR BRIDGES INCLUDING SCREW PLASTIC OR ALUMINUM OR EQUIVALE NT CAN BE CUSTOMIZED BY LABORATORY PROCEDURES AND USED FOR CEMENTED OR SCREW RETAINED PROSTHESIS
6903 | 4215246419800 | TEMPORARY ABUTMENTS GROUP DIAMETER 4.6-6.0 MM FOR TEMPORARY RESTORATIONS FOR BRIDGES INCLUDING SCREW PLASTIC OR ALUMINUM OR EQUIVALE NT CAN BE CUSTOMIZED BY LABORATORY PROCEDURES AND USED FOR CEMENTED OR SCREW RETAINED PROSTHESIS
6904 | 4215246419900 | TEMPORARY ABUTMENTS GROUP DIAMETER 3.0-3.5 MM FOR TEMPORARY RESTORATIONS FOR CROWN INCLUDING SCREW PLASTIC OR ALUMINUM OR EQUIVALE NT CAN BE CUSTOMIZED BY LABORATORY PROCEDURES AND USED FOR CEMENTED OR SCREW RETAINED PROSTHESIS
6905 | 4215246420000 | TEMPORARY ABUTMENTS GROUP DIAMETER 3.6-4.5 MM FOR TEMPORARY RESTORATIONS FOR CROWN INCLUDING SCREW PLASTIC OR ALUMINUM OR EQUIVALE NT CAN BE CUSTOMIZED BY LABORATORY PROCEDURES AND USED FOR CEMENTED OR SCREW RETAINED PROSTHESIS
6906 | 4215246420100 | TEMPORARY ABUTMENTS GROUP DIAMETER 4.6-6.0 MM FOR TEMPORARY RESTORATIONS FOR CROWN INCLUDING SCREW PLASTIC OR ALUMINUM OR EQUIVALE NT CAN BE CUSTOMIZED BY LABORATORY PROCEDURES AND USED FOR CEMENTED OR SCREW RETAINED PROSTHESIS
6907 | 4215246420200 | O-RING IMPLANT OVERDENTURE ATTACHMENT KIT (O-RING IMPLANT OVERDENTURE ATTACHMENT KIT INCLUDES: ABUTMENT METAL RETAINER RING (OPEN HOUSE) 1 RED PROCESSING RING 3 BLACK RINGS)
6908 | 4215246420300 | O-RING IMPLANT ANALOG
6909 | 4215246420400 | ZYGOMATIC IMPLANT THREADED MACHINED SURFACE LENGTH 30-35MM
6910 | 4215246420500 | ZYGOMATIC IMPLANT THREADED MACHINED SURFACE LENGTH 36-40MM
6911 | 4215246420600 | ZYGOMATIC IMPLANT THREADED MACHINED SURFACE LENGTH 41-45MM
6912 | 4215246420700 | ZYGOMATIC IMPLANT THREADED MACHINED SURFACE LENGTH 46-50MM
6913 | 4215246420800 | ZYGOMATIC IMPLANT THREADED MACHINED SURFACE LENGTH 51-55MM
6914 | 4215246420900 | ZYGOMATIC IMPLANT SMOOTH SURFACE LENGTH 30-35MM
6915 | 4215246421000 | ZYGOMATIC IMPLANT SMOOTH SURFACE LENGTH 36-40MM
6916 | 4215246421100 | ZYGOMATIC IMPLANT SMOOTH SURFACE LENGTH 41-45MM
6917 | 4215246421200 | ZYGOMATIC IMPLANT SMOOTH SURFACE LENGTH 46-50MM
6918 | 4215246421300 | ZYGOMATIC IMPLANT SMOOTH SURFACE LENGTH 51-55MM
6919 | 4215246421400 | SCREW RETAINED ABUTMENT ZYGOMATIC IMPLANT WITH 0 DEGREE ANGULATION
6920 | 4215246421500 | SCREW RETAINED ABUTMENT ZYGOMATIC IMPLANT WITH 15-30 DEGREE ANGULATION
6921 | 4215246421600 | SCREW RETAINED ABUTMENT ZYGOMATIC IMPLANT WITH 31-45 DEGREE ANGULATION
6922 | 4215246421700 | SCREW RETAINED ABUTMENT ZYGOMATIC IMPLANT WITH 46-60 DEGREE ANGULATION
6923 | 4215246421800 | IMPRESSION COPING FOR ZYGOMATIC IMPLANT CLOSED TRAY
6924 | 4215246421900 | IMPRESSION COPING FOR ZYGOMATIC IMPLANT OPEN TRAY
6925 | 4215246422000 | TEMPORARY ABUTMENT FOR ZYGOMATIC IMPLANT
6926 | 4215246422300 | DENTAL IMPLANT (MULTIPLE UNIT RESTORATIONS) PREFABRICATED ABUTMENT SCREW-RETAINED MULTI-UNIT ABUTMENT STRAIGHT WITH TITANIUM BASE GROUP DIAMETER 3.0-3.5MM HEIGHT 1-2 MM
6927 | 4215246422400 | DENTAL IMPLANT (MULTIPLE UNIT RESTORATIONS) PREFABRICATED ABUTMENT SCREW-RETAINED MULTI-UNIT ABUTMENT STRAIGHT WITH TITANIUM BASE GROUP DIAMETER 3.0-3.5MM HEIGHT 2.5-3.5MM
6928 | 4215246422500 | DENTAL IMPLANT (MULTIPLE UNIT RESTORATIONS) PREFABRICATED ABUTMENT SCREW-RETAINED MULTI-UNIT ABUTMENT STRAIGHT WITH TITANIUM BASE GROUP DIAMETER 3.0-3.5MM HEIGHT 4-5 MM
6929 | 4215246422600 | DENTAL IMPLANT (MULTIPLE UNIT RESTORATIONS) PREFABRICATED ABUTMENT SCREW-RETAINED MULTI-UNIT ABUTMENT STRAIGHT WITH TITANIUM BASE GROUP DIAMETER 3.6-4.5MM HEIGHT 1-2 MM
6930 | 4215246422700 | DENTAL IMPLANT (MULTIPLE UNIT RESTORATIONS) PREFABRICATED ABUTMENT SCREW-RETAINED MULTI-UNIT ABUTMENT STRAIGHT WITH TITANIUM BASE GROUP DIAMETER 3.6-4.5MM HEIGHT 2.5-3.5MM
6931 | 4215246422800 | DENTAL IMPLANT (MULTIPLE UNIT RESTORATIONS) PREFABRICATED ABUTMENT SCREW-RETAINED MULTI-UNIT ABUTMENT STRAIGHT WITH TITANIUM BASE GROUP DIAMETER 3.6-4.5MM HEIGHT 4-5 MM
6932 | 4215246422900 | DENTAL IMPLANT (MULTIPLE UNIT RESTORATIONS) PREFABRICATED ABUTMENT SCREW-RETAINED MULTI-UNIT ABUTMENT STRAIGHT WITH TITANIUM BASE GROUP DIAMETER 4.6-6.0MM HEIGHT 2.5-3.5 MM
6933 | 4215246423000 | DENTAL IMPLANT (MULTIPLE UNIT RESTORATIONS) PREFABRICATED ABUTMENT SCREW-RETAINED MULTI-UNIT ABUTMENT STRAIGHT WITH TITANIUM BASE GROUP DIAMETER 4.6-6.0MM HEIGHT 4-5MM
6934 | 4215246423100 | DENTAL IMPLANT (MULTIPLE UNIT RESTORATIONS) PREFABRICATED ABUTMENT SCREW-RETAINED MULTI-UNIT ABUTMENT 10-20 ANGULATION WITH TITANIUM BASE GROUP DIAMETER 3.0-3.5MM HEIGHT 1-2 MM
6935 | 4215246423200 | DENTAL IMPLANT (MULTIPLE UNIT RESTORATIONS) PREFABRICATED ABUTMENT SCREW-RETAINED MULTI-UNIT ABUTMENT 10-20 ANGULATION WITH TITANIUM BASE GROUP DIAMETER 3.0-3.5MM HEIGHT 2.5-3.5MM
6936 | 4215246423300 | DENTAL IMPLANT (MULTIPLE UNIT RESTORATIONS) PREFABRICATED ABUTMENT SCREW-RETAINED MULTI-UNIT ABUTMENT 10-20 ANGULATION WITH TITANIUM BASE GROUP DIAMETER 3.0-3.5MM HEIGHT 4-5 MM
6937 | 4215246423400 | DENTAL IMPLANT (MULTIPLE UNIT RESTORATIONS) PREFABRICATED ABUTMENT SCREW-RETAINED MULTI-UNIT ABUTMENT 10-20 ANGULATION WITH TITANIUM BASE GROUP DIAMETER 3.6-4.5MM HEIGHT 1-2 MM
6938 | 4215246423500 | DENTAL IMPLANT (MULTIPLE UNIT RESTORATIONS) PREFABRICATED ABUTMENT SCREW-RETAINED MULTI-UNIT ABUTMENT 10-20 ANGULATION WITH TITANIUM BASE GROUP DIAMETER 3.6-4.5MM HEIGHT 2.5-3.5MM
6939 | 4215246423600 | DENTAL IMPLANT (MULTIPLE UNIT RESTORATIONS) PREFABRICATED ABUTMENT SCREW-RETAINED MULTI-UNIT ABUTMENT 10-20 ANGULATION WITH TITANIUM BASE GROUP DIAMETER 3.6-4.5MM HEIGHT 4-5 MM
6940 | 4215246423700 | DENTAL IMPLANT (MULTIPLE UNIT RESTORATIONS) PREFABRICATED ABUTMENT SCREW-RETAINED MULTI-UNIT ABUTMENT 10-20 ANGULATION WITH TITANIUM BASE GROUP DIAMETER 4.6-6.0MM HEIGHT 2.5-3.5 MM
6941 | 4215246423800 | DENTAL IMPLANT (MULTIPLE UNIT RESTORATIONS) PREFABRICATED ABUTMENT SCREW-RETAINED MULTI-UNIT ABUTMENT 10-20 ANGULATION WITH TITANIUM BASE GROUP DIAMETER 4.6-6.0MM HEIGHT 4-5MM
6942 | 4215246423900 | DENTAL IMPLANT (MULTIPLE UNIT RESTORATIONS) PREFABRICATED ABUTMENT SCREW-RETAINED MULTI-UNIT ABUTMENT 25-35 ANGULATION WITH TITANIUM BASE GROUP DIAMETER 3.0-3.5MM HEIGHT 1-2 MM
6943 | 4215246424000 | DENTAL IMPLANT (MULTIPLE UNIT RESTORATIONS) PREFABRICATED ABUTMENT SCREW-RETAINED MULTI-UNIT ABUTMENT 25-35 ANGULATION WITH TITANIUM BASE GROUP DIAMETER 3.0-3.5MM HEIGHT 2.5-3.5MM
6944 | 4215246424100 | DENTAL IMPLANT (MULTIPLE UNIT RESTORATIONS) PREFABRICATED ABUTMENT SCREW-RETAINED MULTI-UNIT ABUTMENT 25-35 ANGULATION WITH TITANIUM BASE GROUP DIAMETER 3.0-3.5MM HEIGHT 4-5 MM
6945 | 4215246424200 | DENTAL IMPLANT (MULTIPLE UNIT RESTORATIONS) PREFABRICATED ABUTMENT SCREW-RETAINED MULTI-UNIT ABUTMENT 25-35 ANGULATION WITH TITANIUM BASE GROUP DIAMETER 3.6-4.5MM HEIGHT 1-2 MM
6946 | 4215246424300 | DENTAL IMPLANT (MULTIPLE UNIT RESTORATIONS) PREFABRICATED ABUTMENT SCREW-RETAINED MULTI-UNIT ABUTMENT 25-35 ANGULATION WITH TITANIUM BASE GROUP DIAMETER 3.6-4.5MM HEIGHT 2.5-3.5MM
6947 | 4215246424400 | DENTAL IMPLANT (MULTIPLE UNIT RESTORATIONS) PREFABRICATED ABUTMENT SCREW-RETAINED MULTI-UNIT ABUTMENT 25-35 ANGULATION WITH TITANIUM BASE GROUP DIAMETER 3.6-4.5MM HEIGHT 4-5 MM
6948 | 4215246424500 | DENTAL IMPLANT (MULTIPLE UNIT RESTORATIONS) PREFABRICATED ABUTMENT SCREW-RETAINED MULTI-UNIT ABUTMENT 25-35 ANGULATION WITH TITANIUM BASE GROUP DIAMETER 4.6-6.0MM HEIGHT 2.5-3.5 MM
6949 | 4215246424600 | DENTAL IMPLANT (MULTIPLE UNIT RESTORATIONS) PREFABRICATED ABUTMENT SCREW-RETAINED MULTI-UNIT ABUTMENT 25-35 ANGULATION WITH TITANIUM BASE GROUP DIAMETER 4.6-6.0MM HEIGHT 4-5MM
6950 | 4215246424700 | BONE LEVEL IMPLANT METAL CAD/CAM ABUTMENT FOR CROWN INCLUDING SCREW AND CEMENTATION AID DIAMETER 3.0-3.5MM GINGIVAL HEIGHT 0.5-1.5MM
6951 | 4215246424800 | BONE LEVEL IMPLANT METAL CAD/CAM ABUTMENT FOR CROWN INCLUDING SCREW AND CEMENTATION AID DIAMETER 3.0-3.5MM GINGIVAL HEIGHT 1.6-2.5MM
6952 | 4215246424900 | BONE LEVEL IMPLANT METAL CAD/CAM ABUTMENT FOR CROWN INCLUDING SCREW AND CEMENTATION AID DIAMETER 3.0-3.5MM GINGIVAL HEIGHT 2.6-3.5MM
6953 | 4215246425000 | BONE LEVEL IMPLANT METAL CAD/CAM ABUTMENT FOR CROWN INCLUDING SCREW AND CEMENTATION AID DIAMETER 3.6-4.5MM GINGIVAL HEIGHT 1.6-2.5MM
6954 | 4215246425100 | BONE LEVEL IMPLANT METAL CAD/CAM ABUTMENT FOR CROWN INCLUDING SCREW AND CEMENTATION AID DIAMETER 3.6-4.5MM GINGIVAL HEIGHT 2.6-3.5MM
6955 | 4215246425200 | BONE LEVEL IMPLANT METAL CAD/CAM ABUTMENT FOR CROWN INCLUDING SCREW AND CEMENTATION AID DIAMETER 4.6-6.0MM GINGIVAL HEIGHT 0.5-1.5MM
6956 | 4215246425300 | BONE LEVEL IMPLANT METAL CAD/CAM ABUTMENT FOR CROWN INCLUDING SCREW AND CEMENTATION AID DIAMETER 4.6-6.0MM GINGIVAL HEIGHT 1.6-2.5MM
6957 | 4215246425400 | BONE LEVEL IMPLANT METAL CAD/CAM ABUTMENT FOR CROWN INCLUDING SCREW AND CEMENTATION AID DIAMETER 4.6-6.0MM GINGIVAL HEIGHT 2.6-3.5MM
6958 | 4215246425500 | BONE LEVEL IMPLANT INTRA-ORAL SCAN BODY DIAMETER 3.0MM-3.5MM
6959 | 4215246425600 | BONE LEVEL IMPLANT SCAN BODY DIAMETER 3.6MM-4.5MM
6960 | 4215246425700 | BONE LEVEL IMPLANT SCAN BODY DIAMETER 3.0MM-3.5MM
6961 | 4215246425800 | SET OF INTRAORAL SCAN BODY ALL SIZES
6962 | 4215246425900 | DENTAL IMPLANT TISSUE LEVEL BODY DIAMETER 3-3.5MM PLATFORM DIAMETER 3.0-4.0MM 8 MM LENGTH
6963 | 4215246426000 | DENTAL IMPLANT TISSUE LEVEL BODY DIAMETER 3-3.5MM PLATFORM DIAMETER 3.0-4.0MM 10 MM LENGTH
6964 | 4215246426100 | DENTAL IMPLANT TISSUE LEVEL BODY DIAMETER 3-3.5MM PLATFORM DIAMETER 3.0-4.0MM 12 MM LENGTH
6965 | 4215246426200 | DENTAL IMPLANT TISSUE LEVEL BODY DIAMETER 3-3.5MM PLATFORM DIAMETER 3.0-4.0MM 14 MM LENGTH
6966 | 4215246426300 | DENTAL IMPLANT TISSUE LEVEL BODY DIAMETER 3-3.5MM PLATFORM DIAMETER 4.1-5.0MM 8 MM LENGTH
6967 | 4215246426400 | DENTAL IMPLANT TISSUE LEVEL BODY DIAMETER 3-3.5MM PLATFORM DIAMETER 4.1--5.0MM 10 MM LENGTH
6968 | 4215246426500 | DENTAL IMPLANT TISSUE LEVEL BODY DIAMETER 3-3.5MM PLATFORM DIAMETER 4.1--5.0MM 12 MM LENGTH
6969 | 4215246426600 | DENTAL IMPLANT TISSUE LEVEL BODY DIAMETER 3-3.5MM PLATFORM DIAMETER 4.1--5.0MM 14 MM LENGTH
6970 | 4215246426700 | DENTAL IMPLANT TISSUE LEVEL BODY DIAMETER 3-3.5MM PLATFORM DIAMETER 5.1-6.5MM 8 MM LENGTH
6971 | 4215246426800 | DENTAL IMPLANT TISSUE LEVEL BODY DIAMETER 3-3.5MM PLATFORM DIAMETER 5.1-6.5MM 10 MM LENGTH
6972 | 4215246426900 | DENTAL IMPLANT TISSUE LEVEL BODY DIAMETER 3-3.5MM PLATFORM DIAMETER 5.1-6.5MM 12 MM LENGTH
6973 | 4215246427000 | DENTAL IMPLANT TISSUE LEVEL BODY DIAMETER 3-3.5MM PLATFORM DIAMETER 5.1-6.5MM 14 MM LENGTH
6974 | 4215246427100 | DENTAL IMPLANT TISSUE LEVEL BODY DIAMETER 3.6-4.5MM PLATFORM DIAMETER 3.0-4.0MM 8 MM LENGTH
6975 | 4215246427200 | DENTAL IMPLANT TISSUE LEVEL BODY DIAMETER 3.6-4.5MM PLATFORM DIAMETER 3.0-4.0MM 10 MM LENGTH
6976 | 4215246427300 | DENTAL IMPLANT TISSUE LEVEL BODY DIAMETER 3.6-4.5MM PLATFORM DIAMETER 3.0-4.0MM 12 MM LENGTH
6977 | 4215246427400 | DENTAL IMPLANT TISSUE LEVEL BODY DIAMETER 3.6-4.5MM PLATFORM DIAMETER 3.0-4.0MM 14 MM LENGTH
6978 | 4215246427500 | DENTAL IMPLANT TISSUE LEVEL BODY DIAMETER 3.6-4.5MM PLATFORM DIAMETER 4.1-5.0MM 8 MM LENGTH
6979 | 4215246427600 | DENTAL IMPLANT TISSUE LEVEL BODY DIAMETER 3.6-4.5MM PLATFORM DIAMETER 4.1--5.0MM 10 MM LENGTH
6980 | 4215246427700 | DENTAL IMPLANT TISSUE LEVEL BODY DIAMETER 3.6-4.5MM PLATFORM DIAMETER 4.1--5.0MM 12 MM LENGTH
6981 | 4215246427800 | DENTAL IMPLANT TISSUE LEVEL BODY DIAMETER 3.6-4.5MM PLATFORM DIAMETER 4.1--5.0MM 14 MM LENGTH
6982 | 4215246427900 | DENTAL IMPLANT TISSUE LEVEL BODY DIAMETER 3.6-4.5MM PLATFORM DIAMETER 5.1-6.5MM 8 MM LENGTH
6983 | 4215246428000 | DENTAL IMPLANT TISSUE LEVEL BODY DIAMETER 3.6-4.5MM PLATFORM DIAMETER 5.1-6.5MM 10 MM LENGTH
6984 | 4215246428100 | DENTAL IMPLANT TISSUE LEVEL BODY DIAMETER 3.6-4.5MM PLATFORM DIAMETER 5.1-6.5MM 12 MM LENGTH
6985 | 4215246428200 | DENTAL IMPLANT TISSUE LEVEL BODY DIAMETER 3.6-4.5MM PLATFORM DIAMETER 5.1-6.5MM 14 MM LENGTH
6986 | 4215246428300 | DENTAL IMPLANT TISSUE LEVEL BODY DIAMETER 4.6-6MM PLATFORM DIAMETER 3.0-4.0MM 8 MM LENGTH
6987 | 4215246428400 | DENTAL IMPLANT TISSUE LEVEL BODY DIAMETER 4.6-6MM PLATFORM DIAMETER 3.0-4.0MM 10 MM LENGTH
6988 | 4215246428500 | DENTAL IMPLANT TISSUE LEVEL BODY DIAMETER 4.6-6MM PLATFORM DIAMETER 3.0-4.0MM 12 MM LENGTH
6989 | 4215246428600 | DENTAL IMPLANT TISSUE LEVEL BODY DIAMETER 4.6-6MM PLATFORM DIAMETER 3.0-4.0MM 14 MM LENGTH
6990 | 4215246428700 | DENTAL IMPLANT TISSUE LEVEL BODY DIAMETER 4.6-6MM PLATFORM DIAMETER 4.1-5.0MM 8 MM LENGTH
6991 | 4215246428800 | DENTAL IMPLANT TISSUE LEVEL BODY DIAMETER 4.6-6MM PLATFORM DIAMETER 4.1--5.0MM 10 MM LENGTH
6992 | 4215246428900 | DENTAL IMPLANT TISSUE LEVEL BODY DIAMETER 4.6-6MM PLATFORM DIAMETER 4.1--5.0MM 12 MM LENGTH
6993 | 4215246429000 | DENTAL IMPLANT TISSUE LEVEL BODY DIAMETER 4.6-6MM PLATFORM DIAMETER 4.1--5.0MM 14 MM LENGTH
6994 | 4215246429100 | DENTAL IMPLANT TISSUE LEVEL BODY DIAMETER 4.6-6MM PLATFORM DIAMETER 5.1-6.5MM 8 MM LENGTH
6995 | 4215246429200 | DENTAL IMPLANT TISSUE LEVEL BODY DIAMETER 4.6-6MM PLATFORM DIAMETER 5.1-6.5MM 10 MM LENGTH
6996 | 4215246429300 | DENTAL IMPLANT TISSUE LEVEL BODY DIAMETER 4.6-6MM PLATFORM DIAMETER 5.1-6.5MM 12 MM LENGTH
6997 | 4215246429400 | DENTAL IMPLANT TISSUE LEVEL BODY DIAMETER 4.6-6MM PLATFORM DIAMETER 5.1-6.5MM 14 MM LENGTH
6998 | 4215246429500 | TISSUE LEVEL IMPRESSION COPING OPEN TRAY PLATFORM DIAMETER 3.0-4.0MM
6999 | 4215246429600 | TISSUE LEVEL IMPRESSION COPING OPEN TRAY PLATFORM DIAMETER 4.1-5.0MM
7000 | 4215246429700 | TISSUE LEVEL IMPRESSION COPING OPEN TRAY PLATFORM DIAMETER 5.1-6.5MM
7001 | 4215246429800 | TISSUE LEVEL IMPRESSION COPING CLOSED TRAY PLATFORM DIAMETER 3.0-4.0MM
7002 | 4215246429900 | TISSUE LEVEL IMPRESSION COPING CLOSED TRAY PLATFORM DIAMETER 4.1-5.0MM
7003 | 4215246430000 | TISSUE LEVEL IMPRESSION COPING CLOSED TRAY PLATFORM DIAMETER 5.1-6.5MM
7004 | 4215246430100 | TISSUE LEVEL IMPLANT ANALOG PLATFORM DIAMETER 3.0-4.0MM
7005 | 4215246430200 | TISSUE LEVEL IMPLANT ANALOG PLATFORM DIAMETER 4.1-5.0MM
7006 | 4215246430300 | TISSUE LEVEL IMPLANT ANALOG PLATFORM DIAMETER 5.1-6.5MM
7007 | 4215246430400 | TISSUE LEVEL SCREW RETAINED IMPLANT ABUTMENT STRAIGHT PLATFORM DIAMETER 3.0-4.0MM
7008 | 4215246430500 | TISSUE LEVEL SCREW RETAINED IMPLANT ABUTMENT STRAIGHT PLATFORM DIAMETER 4.1-5.0MM
7009 | 4215246430600 | TISSUE LEVEL SCREW RETAINED IMPLANT ABUTMENT STRAIGHT PLATFORM DIAMETER 5.1-6.5MM
7010 | 4215246430700 | TISSUE LEVEL SCREW RETAINED IMPLANT ABUTMENT ANGULATED PLATFORM DIAMETER 3.0-4.0MM
7011 | 4215246430800 | TISSUE LEVEL SCREW RETAINED IMPLANT ABUTMENT ANGULATED PLATFORM DIAMETER 4.1-5.0MM
7012 | 4215246430900 | TISSUE LEVEL SCREW RETAINED IMPLANT ABUTMENT ANGULATED PLATFORM DIAMETER 5.1-6.5MM
7013 | 4215246431000 | TISSUE LEVEL CEMENT RETAINED IMPLANT ABUTMENT STRAIGHT PLATFORM DIAMETER 3.0-4.0MM
7014 | 4215246431100 | TISSUE LEVEL CEMENT RETAINED IMPLANT ABUTMENT STRAIGHT PLATFORM DIAMETER 4.1-5.0MM
7015 | 4215246431200 | TISSUE LEVEL CEMENT RETAINED IMPLANT ABUTMENT STRAIGHT PLATFORM DIAMETER 5.1-6.5MM
7016 | 4215246431300 | TISSUE LEVEL CEMENT RETAINED IMPLANT ABUTMENT ANGULATED PLATFORM DIAMETER 3.0-4.0MM
7017 | 4215246431400 | TISSUE LEVEL CEMENT RETAINED IMPLANT ABUTMENT ANGULATED PLATFORM DIAMETER 4.1-5.0MM
7018 | 4215246431500 | TISSUE LEVEL CEMENT RETAINED IMPLANT ABUTMENT ANGULATED PLATFORM DIAMETER 5.1-6.5MM
7019 | 4215246431600 | TISSUE LEVEL IMPLANT METAL CAD/CAM ABUTMENT FOR CROWN INCLUDING SCREW AND CEMENTATION AID DIAMETER 3.0-3.5MM HEIGHT 3.0- 4.0MM
7020 | 4215246431700 | TISSUE LEVEL IMPLANT METAL CAD/CAM ABUTMENT FOR CROWN INCLUDING SCREW AND CEMENTATION AID DIAMETER 3.0-3.5MM HEIGHT 4.1-6.0MM
7021 | 4215246431800 | TISSUE LEVEL IMPLANT METAL CAD/CAM ABUTMENT FOR CROWN INCLUDING SCREW AND CEMENTATION AID DIAMETER 3.6-4.5MM HEIGHT 3.0- 4.0MM
7022 | 4215246431900 | TISSUE LEVEL IMPLANT METAL CAD/CAM ABUTMENT FOR CROWN INCLUDING SCREW AND CEMENTATION AID DIAMETER 3.6-4.5MM HEIGHT 4.1-6.0MM
7023 | 4215246432000 | TISSUE LEVEL IMPLANT METAL CAD/CAM ABUTMENT FOR CROWN INCLUDING SCREW AND CEMENTATION AID DIAMETER 4.6-6.0MM HEIGHT 3.0- 4.0MM
7024 | 4215246432100 | TISSUE LEVEL IMPLANT METAL CAD/CAM ABUTMENT FOR CROWN INCLUDING SCREW AND CEMENTATION AID DIAMETER 4.6-6.0MM HEIGHT 4.1-6.0MM
7025 | 4215246432200 | TISSUE LEVEL IMPLANT METAL CAD/CAM ABUTMENT FOR BRIDGE/BAR CYLINDRICAL INCLUDING SCREW AND CEMENTATION AID DIAMETER 4 - 5 MM HEIGHT 3 - 5 MM
7026 | 4215246500100 | DENTAL HANDPIECE LUBRICANT SPRAY 1- UNIVERSAL SPRAY SUITABLE FOR TURBINE AND CONTRA- ANGLE HAND PIECE; 2- CAPACITY OF THE CAN MUST NOT BE LESS THAN 200 ML AND CAN WITHSTAND TEMPERATURE OF 50 DEGREE CENTIGRADE; 3- PRESSURIZED AEROSOL TYPE NON CFC; 4- MUST HAVE AN INTENSIVE ACTION
7027 | 4215246500200 | LUBRICANT ENDODONTIC FACILITATE FILE ACTION/EMULSIFICATION WATER SOLUBLE BASE/GEL GLYCOL/UREA PEROXIDE/EDTA CONCENTRATION: 17.0-20.0% EDTA WEIGHT: 20.0GM-50.0GM
7028 | 4215246500600 | LUBRICANT WATER SOLUBLE 2 - 5 GM FOIL STERILE
7029 | 4215246600000 | SILICONE MATERIAL FOR DISCLOSING AREAS OF POOR FIT OF PROTHESES BLACK COLORED ODORLESS TASTLESS FAST SETTING HAND MIX (BASE AND CATALYST) WITH ACCESSORIES
7030 | 4215246600100 | SILICONE MATERIAL FOR DISCLOSING AREAS OF POOR FIT OF PROTHESES KIT WHITE COLORED ODORLESS TASTLESS FAST SETTING HAND MIX (BASEAND CATALY ST) WITH ACCESSORIES
7031 | 4215247000100 | ORTHODONTIC RESIN KIT COLORED CONTAINS THE FOLLOWING POWDER (CLEAR COLOR) COLORED MONOMER WITH AT LEAST 5 COLORS ONE OF THEM IS CLEAR COLOR
7032 | 4215247400500 | PRIMER DENTAL UNIVERSAL/FOR ALL TYPES OF RESTORATIVE MATERIAL
7033 | 4215247400700 | NO-MIX BAND ADHESIVE. PRIMER ALLOWS ETCHING AND PRIME ENAMEL IN ONE SIMPLE STEP.
7034 | 4215247400900 | PASTE / PASTE RESIN MODIFIED GLASS IONOMER LUTING CEMENT SELF-CURING AND TACK CURE OPTION FOR EASY CLEAN UP RADIOPAQUE WITH CONTINUOUS FLUORIDE RELEASING. INDICATED FOR PERMANENT CEMENTATION OF METAL-BASED AND STRENGTHEN-CORE CERAMIC RESTORATIONS AND ORTHODONTIC APPLIANCES NO BISPHENOL A HIGH BOND STRENGTH GREAT STAIN RESISTANCE WORKING TIME NOT LESS THAN 1.40 MINUTES.
7035 | 4215247401000 | RESIN MODIFIED GLASS IONOMER LUTING CEMENT SELF CURE COMBINES COMPOSITE RESINS AND GLASS-IONOMER CEMENT DESIGNED FOR FINAL CEMENTATION OF METAL PFM RESIN CROWNS BRIDGES INLAY AND ONLAY PLUS INLAY AND ONLAY CERAMIC CROWNS CHEMICALLYBOND DENTINE HIGH FLUORIDE RELEASE VERY LOW FILM 10 ⴙM WORKING TIME NOT LESS THAN 2 MINUTES FLEXURAL STRENGTH 22 MPA BOX OF 50 CAP
7036 | 4215247500000 | PORCELAIN TRANSLUCENT POWDER WINDOW OR EQUIVALENT 12-15G (EACH/BOTTLE)
7037 | 4215247500100 | PORCELAIN TRANSLUCENT POWDER WINDOW OR EQUIVALENT 20-15G (EACH/BOTTLE)
7038 | 4215247500200 | INVESTMENT MATERIAL FOR METAL FREE CERAMIC: SPEED BURN-OUT 100G WITH INVESTMENT LIQUID AND MEASURING CUP
7039 | 4215247500300 | INVESTMENT MATERIAL CARBON FREE PHOSPHATE BONDED WITH MEASURE TUBE RANGE OF 150 NON ASBESTOS LINER WITH LIQUID FOR CROWN AND BRIDGE FOR NON PRECIOUS CERAMIC ALLOYS
7040 | 4215247500400 | CERAM SHADE INCISAL SI2
7041 | 4215247500500 | CERAM SHADE INCISAL SI3
7042 | 4215247500600 | CERAM GLAZE POWDER 5G
7043 | 4215247500700 | PORCELAIN ON METAL HIGH FUSING POWDER OPAQUER OR EQUIVALENT 50-100G SHADE D2
7044 | 4215247500800 | PORCELAIN ON METAL HIGH FUSING DENTIN OR EQUIVALENT 50-100G SHADE A1
7045 | 4215247500900 | PORCELAIN ON METAL HIGH FUSING DENTIN OR EQUIVALENT 50-100G SHADE A2
7046 | 4215247501000 | PORCELAIN ON METAL HIGH FUSING DENTIN OR EQUIVALENT 50-100G SHADE B1
7047 | 4215247501100 | PORCELAIN ON METAL HIGH FUSING DENTIN OR EQUIVALENT 50-100G SHADE C2
7048 | 4215247501200 | PORCELAIN ON METAL HIGH FUSING DENTIN OR EQUIVALENT 50-100G SHADE D2
7049 | 4215247501300 | PORCELAIN ON METAL HIGH FUSING INCISAL OR EQUIVALENT 50-100G SHADE I1
7050 | 4215247501400 | PORCELAIN ON METAL HIGH FUSING MARGIN OR EQUIVALENT 20-50G SHADE A1
7051 | 4215247501500 | PORCELAIN ON METAL HIGH FUSING MARGIN OR EQUIVALENT 20-50G SHADE A2
7052 | 4215247501600 | PORCELAIN ON METAL HIGH FUSING MARGIN OR EQUIVALENT 20-50G SHADE B2
7053 | 4215247501700 | PORCELAIN ON METAL HIGH FUSING MARGIN OR EQUIVALENT 20-50G SHADE C2
7054 | 4215247501800 | PORCELAIN ON METAL HIGH FUSING MAMELON OR EQUIVALENT 20-50G SHADE LIGHT
7055 | 4215247501900 | PORCELAIN ON METAL HIGH FUSING OPAL EFFECT 1 OR EQUIVALENT 20-50G
7056 | 4215247502000 | PORCELAIN ON METAL HIGH FUSING CERVICAL INCISAL OR EQUIVALENT 20-50G SHADE ORA-PINK
7057 | 4215247502100 | PORCELAIN ON METAL HIGH FUSING TRANSPA OR EQUIVALENT 20-50G BLUE
7058 | 4215247502200 | PORCELAIN ON METAL HIGH FUSING AND LOW FUSING SYSTEM STAINS ESSENCE OLIVE E07
7059 | 4215247502300 | PORCELAIN ON METAL HIGH FUSING GINGIVA2 OR EQUIVALENT 20-50G
7060 | 4215247502400 | PORCELAIN ON METAL HIGH FUSING INTENSIVE GINGIVA OR EQUIVALENT 20-50G 2
7061 | 4215247502500 | BLOCK FOR ALL CERAMIC GLASS-CERAMIC LITHIUM DISILICATE (LS2) CAD LT (LOW TRANSLUCENCY) SIZE B32 SHADE A3.5 COMPATIBLE WITH EACH HOSPITAL CONNECTOR
7062 | 4215247502600 | BLOCK FOR ALL CERAMIC GLASS-CERAMIC LITHIUM DISILICATE (LS2) CAD HT (HIGH TRANSLUCENCY) SIZE B40 SHADE D2 COMPATIBLE WITH EACH HOSPITAL CONNECTOR
7063 | 4215247502700 | BLOCK FOR ALL CERAMIC GLASS-CERAMIC LITHIUM DISILICATE (LS2) CAD HT (HIGH TRANSLUCENCY) SIZE B40 SHADE C2 COMPATIBLE WITH EACH HOSPITAL CONNECTOR
7064 | 4215247502800 | BLOCK FOR ALL CERAMIC GLASS-CERAMIC LITHIUM DISILICATE (LS2) CAD HT (HIGH TRANSLUCENCY) SIZE B40 SHADE C1 COMPATIBLE WITH EACH HOSPITAL CONNECTOR
7065 | 4215247502900 | BLOCK FOR ALL CERAMIC GLASS-CERAMIC LITHIUM DISILICATE (LS2) CAD HT (HIGH TRANSLUCENCY) SIZE B40 SHADE B2 COMPATIBLE WITH EACH HOSPITAL CONNECTOR
7066 | 4215247503000 | BLOCK FOR ALL CERAMIC GLASS-CERAMIC LITHIUM DISILICATE (LS2) CAD HT (HIGH TRANSLUCENCY) SIZE B40 SHADE B1 COMPATIBLE WITH EACH HOSPITAL CONNECTOR
7067 | 4215247503100 | BLOCK FOR ALL CERAMIC GLASS-CERAMIC LITHIUM DISILICATE (LS2) CAD HT (HIGH TRANSLUCENCY) SIZE B40 SHADE A3 COMPATIBLE WITH EACH HOSPITAL CONNECTOR
7068 | 4215247503200 | BLOCK FOR ALL CERAMIC GLASS-CERAMIC LITHIUM DISILICATE (LS2) CAD HT (HIGH TRANSLUCENCY) SIZE B40 SHADE A2 COMPATIBLE WITH EACH HOSPITAL CONNECTOR
7069 | 4215247503300 | BLOCK FOR ALL CERAMIC GLASS-CERAMIC LITHIUM DISILICATE (LS2) CAD HT (HIGH TRANSLUCENCY) SIZE B40 SHADE A1 COMPATIBLE WITH EACH HOSPITAL CONNECTOR
7070 | 4215247503400 | BLOCK FOR ALL CERAMIC GLASS-CERAMIC LITHIUM DISILICATE (LS2) CAD MO (MEDIUM OPACITY) SIZE C14 SHADE MO4 OR EQUIVALENT COMPATIBLE WITH EACH HOSPITAL CONNECTOR
7071 | 4215247503500 | BLOCK FOR ALL CERAMIC GLASS-CERAMIC LITHIUM DISILICATE (LS2) CAD MO (MEDIUM OPACITY) SIZE C14 SHADE MO3 OR EQUIVALENT COMPATIBLE WITH EACH HOSPITAL CONNECTOR
7072 | 4215247503600 | BLOCK FOR ALL CERAMIC GLASS-CERAMIC LITHIUM DISILICATE (LS2) CAD MO (MEDIUM OPACITY) SIZE C14 SHADE MO2 OR EQUIVALENT COMPATIBLE WITH EACH HOSPITAL CONNECTOR
7073 | 4215247503700 | BLOCK FOR ALL CERAMIC GLASS-CERAMIC LITHIUM DISILICATE (LS2) CAD MO (MEDIUM OPACITY) SIZE C14 SHADE MO1 OR EQUIVALENT COMPATIBLE WITH EACH HOSPITAL CONNECTOR
7074 | 4215247503800 | BLOCK FOR ALL CERAMIC GLASS-CERAMIC LITHIUM DISILICATE (LS2) CAD SIZE C14 SHADE OPAL2 OR EQUIVALENT COMPATIBLE WITH EACH HOSPITAL CONNECTOR
7075 | 4215247503900 | BLOCK FOR ALL CERAMIC GLASS-CERAMIC LITHIUM DISILICATE (LS2) CAD SIZE C14 SHADE OPAL1 OR EQUIVALENT COMPATIBLE WITH EACH HOSPITAL CONNECTOR
7076 | 4215247504000 | BLOCK FOR ALL CERAMIC GLASS-CERAMIC (LEUCITE BASED GLASS CERAMIC) CAD HT (HIGH TRANSLUCENCY) SIZE B40L SHADE A1 COMPATIBLE WITH EACH HOSPITAL CONNECTOR
7077 | 4215247504100 | INGOTS GLASS-CERAMIC LITHIUM DISILICATE PRESS MULTI A3.5 (5 PCS/BOX)
7078 | 4215247504200 | INGOTS GLASS-CERAMIC PRESS MO (MEDIUM OPACITY) MO4 (5 PCS/BOX)
7079 | 4215247504300 | INGOTS GLASS-CERAMIC PRESS MO (MEDIUM OPACITY) MO3 (5 PCS/BOX)
7080 | 4215247504400 | INGOTS GLASS-CERAMIC PRESS MO (MEDIUM OPACITY) MO2 (5 PCS/BOX)
7081 | 4215247504500 | INGOTS GLASS-CERAMIC PRESS MO (MEDIUM OPACITY) MO1 (5 PCS/BOX)
7082 | 4215247504600 | INGOTS GLASS-CERAMIC PRESS MO (MEDIUM OPACITY) MO0 (5 PCS/BOX)
7083 | 4215247504700 | DENTAL TOOL COBALT-CHROMIUM / TITANIUM BLUE T3.0C FOR MILLING MACHINE DRILL - COMPATIBLE WITH HOSPITAL MACHINE
7084 | 4215247504800 | DENTAL TOOL COBALT-CHROMIUM / TITANIUM BLUE 3.0C FOR MILLING MACHINE DRILL - COMPATIBLE WITH HOSPITAL MACHINE
7085 | 4215247504900 | METAL FREE CERAMIC POWDER FOR DENTIN SHADE A3.5
7086 | 4215247505000 | METAL FREE CERAMIC POWDER FOR DENTIN SHADE A4
7087 | 4215247505100 | METAL FREE CERAMIC POWDER FOR DENTIN SHADE B3
7088 | 4215247505200 | METAL FREE CERAMIC POWDER FOR DENTIN SHADE B4
7089 | 4215247505300 | METAL FREE CERAMIC POWDER FOR DENTIN SHADE C1
7090 | 4215247505400 | METAL FREE CERAMIC POWDER FOR DENTIN SHADE C3
7091 | 4215247505500 | METAL FREE CERAMIC POWDER FOR DENTIN SHADE C4
7092 | 4215247505600 | METAL FREE CERAMIC POWDER FOR DENTIN SHADE D3
7093 | 4215247505700 | METAL FREE CERAMIC POWDER FOR DENTIN SHADE D4
7094 | 4215247505800 | METAL FREE CERAMIC POWDER FOR DEEP DENTIN SHADE A3
7095 | 4215247505900 | METAL FREE CERAMIC POWDER FOR DEEP DENTIN SHADE A3.5
7096 | 4215247506000 | METAL FREE CERAMIC POWDER FOR DEEP DENTIN SHADE A4
7097 | 4215247506100 | METAL FREE CERAMIC POWDER FOR DEEP DENTIN SHADE B2
7098 | 4215247506200 | METAL FREE CERAMIC POWDER FOR DEEP DENTIN SHADE B3
7099 | 4215247506300 | METAL FREE CERAMIC POWDER FOR DEEP DENTIN SHADE B4
7100 | 4215247506400 | METAL FREE CERAMIC POWDER FOR DEEP DENTIN SHADE C1
7101 | 4215247506500 | METAL FREE CERAMIC POWDER FOR DEEP DENTIN SHADE C3
7102 | 4215247506600 | METAL FREE CERAMIC POWDER FOR DEEP DENTIN SHADE C4
7103 | 4215247506700 | METAL FREE CERAMIC POWDER FOR DEEP DENTIN SHADE D3
7104 | 4215247506800 | METAL FREE CERAMIC POWDER FOR DEEP DENTIN SHADE D4
7105 | 4215247506900 | PORCELAIN ON METAL HIGH FUSING POWDER OPAQUER OR EQUIVALENT 50-100G SHADE A3
7106 | 4215247507000 | PORCELAIN ON METAL HIGH FUSING POWDER OPAQUER OR EQUIVALENT 50-100G SHADE A3.5
7107 | 4215247507100 | PORCELAIN ON METAL HIGH FUSING POWDER OPAQUER OR EQUIVALENT 50-100G SHADE B1
7108 | 4215247507200 | PORCELAIN ON METAL HIGH FUSING POWDER OPAQUER OR EQUIVALENT 50-100G SHADE C1
7109 | 4215247507300 | PORCELAIN ON METAL HIGH FUSING POWDER OPAQUER OR EQUIVALENT 50-100G SHADE C3
7110 | 4215247507400 | PORCELAIN ON METAL HIGH FUSING POWDER OPAQUER OR EQUIVALENT 50-100G SHADE D3
7111 | 4215247507500 | PORCELAIN ON METAL HIGH FUSING DENTIN OR EQUIVALENT 50-100G SHADE A3
7112 | 4215247507600 | PORCELAIN ON METAL HIGH FUSING DENTIN OR EQUIVALENT 50-100G SHADE A3.5
7113 | 4215247507700 | PORCELAIN ON METAL HIGH FUSING DENTIN OR EQUIVALENT 50-100G SHADE B2
7114 | 4215247507800 | PORCELAIN ON METAL HIGH FUSING DENTIN OR EQUIVALENT 50-100G SHADE B3
7115 | 4215247507900 | PORCELAIN ON METAL HIGH FUSING DENTIN OR EQUIVALENT 50-100G SHADE C1
7116 | 4215247508000 | PORCELAIN ON METAL HIGH FUSING DENTIN OR EQUIVALENT 50-100G SHADE C3
7117 | 4215247508100 | PORCELAIN ON METAL HIGH FUSING DENTIN OR EQUIVALENT 50-100G SHADE D3
7118 | 4215247508200 | PORCELAIN ON METAL HIGH FUSING INCISAL OR EQUIVALENT 50-100G SHADE I2
7119 | 4215247508300 | PORCELAIN ON METAL HIGH FUSING INCISAL OR EQUIVALENT 50-100G SHADE I3
7120 | 4215247508400 | PORCELAIN ON METAL HIGH FUSING MARGIN OR EQUIVALENT 20-50G SHADE A3
7121 | 4215247508500 | PORCELAIN ON METAL HIGH FUSING MARGIN OR EQUIVALENT 20-50G SHADE B1
7122 | 4215247508600 | PORCELAIN ON METAL HIGH FUSING MARGIN OR EQUIVALENT 20-50G SHADE B3
7123 | 4215247508700 | PORCELAIN ON METAL HIGH FUSING MARGIN OR EQUIVALENT 20-50G SHADE C1
7124 | 4215247508800 | PORCELAIN ON METAL HIGH FUSING MARGIN OR EQUIVALENT 20-50G SHADE C3
7125 | 4215247508900 | PORCELAIN ON METAL HIGH FUSING MAMELON OR EQUIVALENT 20-50G SHADE SALAMONE
7126 | 4215247509000 | PORCELAIN ON METAL HIGH FUSING MAMELON OR EQUIVALENT 20-50G SHADE YELLOW-ORANG
7127 | 4215247509100 | PORCELAIN ON METAL HIGH FUSING OPAL EFFECT 2 OR EQUIVALENT 20-50G
7128 | 4215247509200 | PORCELAIN ON METAL HIGH FUSING OPAL EFFECT 3 OR EQUIVALENT 20-50G
7129 | 4215247509300 | PORCELAIN ON METAL HIGH FUSING OPAL EFFECT 4 OR EQUIVALENT 20-50G
7130 | 4215247509400 | MODELING LIQUID 50-100ML FOR CERAMIC ON (METAL ZR LIS)
7131 | 4215247509500 | STAINLESS STEEL ROUND WIRE SIZE 0 020 20/STRAIGHT (20 / TUBE)
7132 | 4215247510000 | STAINLESS STEEL ROUND WIRE SIZE 0 036 20/STRAIGHT (20 / TUBE)
7133 | 4215247510800 | TEETH DENTURE SET OF 8 POSTERIOR LOWER BL3 N6L
7134 | 4215247510900 | TEETH DENTURE SET OF 8 POSTERIOR UPPER D2 N3U
7135 | 4215247511000 | TEETH DENTURE SET OF 8 POSTERIOR UPPER B2 N5U
7136 | 4215247511100 | TEETH DENTURE MOULD T4T6 SHADE 340 POSTERIOR UPPER OR EQUIVALENT
7137 | 4215247511200 | TEETH DENTURE MOULD T4 SHADE 2C POSTERIOR UPPER OR EQUIVALENT
7138 | 4215247511300 | TEETH DENTURE MOULD T4 SHADE 4C/520 POSTERIOR UPPER OR EQUIVALENT
7139 | 4215247511500 | SILICONE RING WITH BASE FORMER 200G FOR ALL CERAMIC SYSTEM
7140 | 4215247511600 | DIVESTING LIQUID 1 L FOR ALL CERAMIC SYSTEM
7141 | 4215247511700 | BLOCK FOR ALL CERAMIC GLASS-CERAMIC LITHIUM DISILICATE (LS2) CAD MT (MEDIUM TRANSLUCENCY) C14 BL2 DIFFERENT CONNECTOR 5PCS/ PACK
7142 | 4215247511800 | BLOCK FOR ALL CERAMIC GLASS-CERAMIC LITHIUM DISILICATE (LS2) CAD MT (MEDIUM TRANSLUCENCY) C14 BL3 DIFFERENT CONNECTOR 5PCS/ PACK
7143 | 4215247511900 | BLOCK FOR ALL CERAMIC GLASS-CERAMIC LITHIUM DISILICATE (LS2) CAD MT (MEDIUM TRANSLUCENCY) C14 BL4 DIFFERENT CONNECTOR 5PCS/ PACK
7144 | 4215247512000 | BLOCK FOR COMPOSITE RESIN CAD LT SIZE C16 SHADE A2 COMPATIBLE WITH EACH HOSPITAL CONNECTOR
7145 | 4215247512100 | BLOCK FOR COMPOSITE RESIN CAD LT SIZE C16 SHADE A3 COMPATIBLE WITH EACH HOSPITAL CONNECTOR
7146 | 4215247512200 | BLOCK FOR COMPOSITE RESIN CAD LT SIZE C16 SHADE A3.5 COMPATIBLE WITH EACH HOSPITAL CONNECTOR
7147 | 4215247512300 | BLOCK FOR COMPOSITE RESIN CAD LT SIZE C16 SHADE B1 COMPATIBLE WITH EACH HOSPITAL CONNECTOR
7148 | 4215247512400 | BLOCK FOR COMPOSITE RESIN CAD LT SIZE C16 SHADE C1 COMPATIBLE WITH EACH HOSPITAL CONNECTOR
7149 | 4215247512500 | BLOCK FOR COMPOSITE RESIN CAD LT SIZE C16 SHADE C2 COMPATIBLE WITH EACH HOSPITAL CONNECTOR
7150 | 4215247512600 | BLOCK FOR COMPOSITE RESIN CAD LT SIZE C16 SHADE BL2 COMPATIBLE WITH EACH HOSPITAL CONNECTOR
7151 | 4215247512700 | BLOCK FOR ALL CERAMIC GLASS-CERAMIC LITHIUM DISILICATE (LS2) CAD LT (LOW TRANSLUCENCY) SIZE C14 SHADE A3.5 COMPATIBLE WITH EACH HOSPITAL CONNECTOR
7152 | 4215247512800 | BLOCK FOR ALL CERAMIC GLASS-CERAMIC LITHIUM DISILICATE (LS2) CAD LT (LOW TRANSLUCENCY) SIZE C14 SHADE BL1 COMPATIBLE WITH EACH HOSPITAL CONNECTOR
7153 | 4215247512900 | BLOCK FOR ALL CERAMIC GLASS-CERAMIC LITHIUM DISILICATE (LS2) CAD LT (LOW TRANSLUCENCY) SIZE C14 SHADE BL2 COMPATIBLE WITH EACH HOSPITAL CONNECTOR
7154 | 4215247513000 | BLOCK FOR ALL CERAMIC GLASS-CERAMIC LITHIUM DISILICATE (LS2) CAD LT (LOW TRANSLUCENCY) SIZE C14 SHADE BL3 COMPATIBLE WITH EACH HOSPITAL CONNECTOR
7155 | 4215247513100 | BLOCK FOR ALL CERAMIC GLASS-CERAMIC LITHIUM DISILICATE (LS2) CAD LT (LOW TRANSLUCENCY) SIZE C14 SHADE BL4 COMPATIBLE WITH EACH HOSPITAL CONNECTOR
7156 | 4215247513200 | BLOCK FOR ALL CERAMIC GLASS-CERAMIC LITHIUM DISILICATE (LS2) CAD LT (LOW TRANSLUCENCY) SIZE B32 SHADE BL2 COMPATIBLE WITH EACH HOSPITAL CONNECTOR
7157 | 4215247513300 | BLOCK FOR ALL CERAMIC GLASS-CERAMIC LITHIUM DISILICATE (LS2) CAD HT (HIGH TRANSLUCENCY) C14 A3.5 DIFFERENT CONNECTOR 5 PCS/ PACK
7158 | 4215247513400 | BLOCK FOR ALL CERAMIC GLASS-CERAMIC LITHIUM DISILICATE (LS2) CAD HT (HIGH TRANSLUCENCY) SIZE C14 SHADE BL1 COMPATIBLE WITH EACH HOSPITAL CONNECTOR
7159 | 4215247513500 | BLOCK FOR ALL CERAMIC GLASS-CERAMIC LITHIUM DISILICATE (LS2) CAD HT (HIGH TRANSLUCENCY) C14 BL2 DIFFERENT CONNECTOR 5 PCS/ PACK
7160 | 4215247513600 | BLOCK FOR ALL CERAMIC GLASS-CERAMIC LITHIUM DISILICATE (LS2) CAD HT (HIGH TRANSLUCENCY) C14 BL3 DIFFERENT CONNECTOR 5 PCS/ PACK
7161 | 4215247513700 | BLOCK FOR ALL CERAMIC GLASS-CERAMIC LITHIUM DISILICATE (LS2) CAD HT (HIGH TRANSLUCENCY) C14 BL4 DIFFERENT CONNECTOR 5 PCS/ PACK
7162 | 4215247513800 | BLOCK FOR ALL CERAMIC GLASS-CERAMIC LITHIUM DISILICATE (LS2) CAD MO (MEDIUM OPACITY) SIZE C14 SHADE MO0 OR EQUIVALENT COMPATIBLE WITH EACH HOSPITAL CONNECTOR
7163 | 4215247513900 | INGOTS GLASS-CERAMIC 'LITHIUM DISILICATE' PRESS MT (MEDIUM TRANSLUCENCY) A3.5 5 PCS/ PACK
7164 | 4215247514000 | INGOTS GLASS-CERAMIC 'LITHIUM DISILICATE' PRESS LT (LOW TRANSLUCENCY) SHADE A3.5
7165 | 4215247514100 | INGOTS GLASS-CERAMIC 'LITHIUM DISILICATE' PRESS LT (LOW TRANSLUCENCY) SHADE C2
7166 | 4215247514200 | INGOTS GLASS-CERAMIC 'LITHIUM DISILICATE' PRESS LT (LOW TRANSLUCENCY) SHADE D3
7167 | 4215247514300 | INGOTS GLASS-CERAMIC 'LITHIUM DISILICATE' PRESS LT (LOW TRANSLUCENCY) SHADE BL2
7168 | 4215247514400 | INGOTS GLASS-CERAMIC 'LITHIUM DISILICATE' PRESS LT (LOW TRANSLUCENCY) SHADE BL4
7169 | 4215247514500 | INGOTS GLASS-CERAMIC 'LITHIUM DISILICATE' PRESS (HIGH TRANSLUCENCY) HT A3 5 PCS/ PACK
7170 | 4215247514600 | INGOTS GLASS-CERAMIC 'LITHIUM DISILICATE' PRESS (HIGH TRANSLUCENCY) HT A3.5 5 PCS/ PACK
7171 | 4215247514700 | ZIRCONIA ETCHING KIT.
7172 | 4215247514800 | REFILL FOR ZIRCONIA ETCHING LIQUID
7173 | 4215247514900 | MOUTH GUARD MATERIAL HARD CIRCLE CLEAR SHEET 1.0X125MM
7174 | 4215247515000 | MOUTH GUARD MATERIAL HARD CIRCLE CLEAR SHEET 2.0X125MM
7175 | 4215247515100 | MOUTH GUARD MATERIAL SOFT CIRCLE CLEAR SHEET 2.0X125MM
7176 | 4215247515200 | MOUTH GUARD MATERIAL SOFT CIRCLE CLEAR SHEET 3.0X125MM
7177 | 4215247515300 | MOUTH GUARD MATERIAL SOFT CIRCLE CLEAR SHEET 1.0X125MM
7178 | 4215247515500 | BLOCK FOR ALL CERAMIC GLASS-CERAMIC LITHIUM DISILICATE (LS2) CAD HT (HIGH TRANSLUCENCY) SIZE C16 SHADE D4 COMPATIBLE WITH EACH HOSPITAL CONNECTOR
7179 | 4215247515600 | BLOCK FOR ALL CERAMIC GLASS-CERAMIC LITHIUM DISILICATE (LS2) CAD HT (HIGH TRANSLUCENCY) SIZE C16 SHADE D3 COMPATIBLE WITH EACH HOSPITAL CONNECTOR
7180 | 4215247515700 | BLOCK FOR ALL CERAMIC GLASS-CERAMIC LITHIUM DISILICATE (LS2) CAD HT (HIGH TRANSLUCENCY) SIZE C16 SHADE D2 COMPATIBLE WITH EACH HOSPITAL CONNECTOR
7181 | 4215247515800 | BLOCK FOR ALL CERAMIC GLASS-CERAMIC LITHIUM DISILICATE (LS2) CAD HT (HIGH TRANSLUCENCY) SIZE C16 SHADE C4 COMPATIBLE WITH EACH HOSPITAL CONNECTOR
7182 | 4215247515900 | BLOCK FOR ALL CERAMIC GLASS-CERAMIC LITHIUM DISILICATE (LS2) CAD HT (HIGH TRANSLUCENCY) SIZE C16 SHADE C3 COMPATIBLE WITH EACH HOSPITAL CONNECTOR
7183 | 4215247516000 | BLOCK FOR ALL CERAMIC GLASS-CERAMIC LITHIUM DISILICATE (LS2) CAD HT (HIGH TRANSLUCENCY) SIZE C16 SHADE C2 COMPATIBLE WITH EACH HOSPITAL CONNECTOR
7184 | 4215247516100 | BLOCK FOR ALL CERAMIC GLASS-CERAMIC LITHIUM DISILICATE (LS2) CAD HT (HIGH TRANSLUCENCY) SIZE C16 SHADE C1 COMPATIBLE WITH EACH HOSPITAL CONNECTOR
7185 | 4215247516200 | BLOCK FOR ALL CERAMIC GLASS-CERAMIC LITHIUM DISILICATE (LS2) CAD HT (HIGH TRANSLUCENCY) SIZE C16 SHADE B4 COMPATIBLE WITH EACH HOSPITAL CONNECTOR
7186 | 4215247516300 | BLOCK FOR ALL CERAMIC GLASS-CERAMIC LITHIUM DISILICATE (LS2) CAD HT (HIGH TRANSLUCENCY) SIZE C16 SHADE B3 COMPATIBLE WITH EACH HOSPITAL CONNECTOR
7187 | 4215247516400 | BLOCK FOR ALL CERAMIC GLASS-CERAMIC LITHIUM DISILICATE (LS2) CAD HT (HIGH TRANSLUCENCY) SIZE C16 SHADE B2 COMPATIBLE WITH EACH HOSPITAL CONNECTOR
7188 | 4215247516500 | BLOCK FOR ALL CERAMIC GLASS-CERAMIC LITHIUM DISILICATE (LS2) CAD HT (HIGH TRANSLUCENCY) SIZE C16 SHADE B1 COMPATIBLE WITH EACH HOSPITAL CONNECTOR
7189 | 4215247516600 | BLOCK FOR ALL CERAMIC GLASS-CERAMIC LITHIUM DISILICATE (LS2) CAD HT (HIGH TRANSLUCENCY) SIZE C16 SHADE A4 COMPATIBLE WITH EACH HOSPITAL CONNECTOR
7190 | 4215247516700 | BLOCK FOR ALL CERAMIC GLASS-CERAMIC LITHIUM DISILICATE (LS2) CAD HT (HIGH TRANSLUCENCY) SIZE C16 SHADE A3 COMPATIBLE WITH EACH HOSPITAL CONNECTOR
7191 | 4215247516800 | BLOCK FOR ALL CERAMIC GLASS-CERAMIC LITHIUM DISILICATE (LS2) CAD HT (HIGH TRANSLUCENCY) SIZE C16 SHADE A2 COMPATIBLE WITH EACH HOSPITAL CONNECTOR
7192 | 4215247516900 | BLOCK FOR ALL CERAMIC GLASS-CERAMIC LITHIUM DISILICATE (LS2) CAD HT (HIGH TRANSLUCENCY) SIZE C16 SHADE A1 COMPATIBLE WITH EACH HOSPITAL CONNECTOR
7193 | 4215247517000 | PORCELAIN OPAQUE DENTINE REFILL SHADE A4 20-50 G (EACH/BOTTLE)
7194 | 4215247517100 | PORCELAIN OPAQUE DENTINE REFILL SHADE A3.5 20-50 G (EACH/BOTTLE)
7195 | 4215247517200 | PORCELAIN OPAQUE DENTINE REFILL SHADE B3 20- 50 G (EACH/BOTTLE)
7196 | 4215247517500 | PORCELAIN OPAQUE DENTINE POWDER SHADE D3 20-50G (EACH/BOTTLE)
7197 | 4215247517700 | PORCELAIN OPAQUE DENTINE REFILL SHADE D4 20-50 G (EACH/BOTTLE)
7198 | 4215247517800 | PORCELAIN OPAQUE DENTINE POWDER SHADE A3.5 20-50G (EACH/BOTTLE)
7199 | 4215247518000 | PORCELAIN OPAQUE DENTINE POWDER SHADE B3 20-50G (EACH/BOTTLE)
7200 | 4215247518100 | PORCELAIN OPAQUE DENTINE POWDER SHADE C1 20-50G (EACH/BOTTLE)
7201 | 4215247518200 | PORCELAIN OPAQUE DENTINE POWDER SHADE C3 20-50G (EACH/BOTTLE)
7202 | 4215247518500 | PORCELAIN OPAQUE DENTINE POWDER SHADE D4 20-50G (EACH/BOTTLE)
7203 | 4215247518600 | PFM CERAMIC POWDER FOR DENTINE SHADE A1 20-100G (EACH/BOTTLE)
7204 | 4215247518700 | PFM CERAMIC POWDER FOR DENTINE SHADE A2 20-100G (EACH/BOTTLE)
7205 | 4215247518800 | PFM CERAMIC POWDER FOR DENTINE SHADE A3 20-100G (EACH/BOTTLE)
7206 | 4215247518900 | PFM CERAMIC POWDER FOR DENTINE SHADE A3.5 20-100G (EACH/BOTTLE)
7207 | 4215247519000 | PFM CERAMIC POWDER FOR DENTINE SHADE A4 20-100G (EACH/BOTTLE)
7208 | 4215247519100 | PFM CERAMIC POWDER FOR DENTINE SHADE B1 20-100G (EACH/BOTTLE)
7209 | 4215247519200 | PFM CERAMIC POWDER FOR DENTINE SHADE B2 20-100G (EACH/BOTTLE)
7210 | 4215247519300 | PFM CERAMIC POWDER FOR DENTINE SHADE B3 20-100G (EACH/BOTTLE)
7211 | 4215247519400 | PFM CERAMIC POWDER FOR DENTINE SHADE B4 20-100G (EACH/BOTTLE)
7212 | 4215247519500 | PFM CERAMIC POWDER FOR DENTINE SHADE C1 20-100G (EACH/BOTTLE)
7213 | 4215247519600 | PFM CERAMIC POWDER FOR DENTINE SHADE C2 20-100G (EACH/BOTTLE)
7214 | 4215247519700 | PFM CERAMIC POWDER FOR DENTINE SHADE C3 20-100G (EACH/BOTTLE)
7215 | 4215247519800 | PFM CERAMIC POWDER FOR DENTINE SHADE C4 20-100G (EACH/BOTTLE)
7216 | 4215247519900 | PFM CERAMIC POWDER FOR DENTINE SHADE D2 20-100G (EACH/BOTTLE)
7217 | 4215247520000 | PFM CERAMIC POWDER FOR DENTINE SHADE D3 20-100G (EACH/BOTTLE)
7218 | 4215247520100 | PFM CERAMIC POWDER FOR DENTINE SHADE D4 20-100G (EACH/BOTTLE)
7219 | 4215247520200 | PFM OPAQUE POWDER COLOR A1 20-100G (EACH/BOTTLE)
7220 | 4215247520300 | PFM OPAQUE POWDER COLOR A2 20-100G (EACH/BOTTLE)
7221 | 4215247520400 | PFM OPAQUE POWDER COLOR A3 20-100G (EACH/BOTTLE)
7222 | 4215247520500 | PFM OPAQUE POWDER COLOR A3.5 20-100G (EACH/BOTTLE)
7223 | 4215247520600 | PFM OPAQUE POWDER COLOR A4 20-100G (EACH/BOTTLE)
7224 | 4215247520700 | PFM OPAQUE POWDER COLOR B1 20-100G (EACH/BOTTLE)
7225 | 4215247520800 | PFM OPAQUE POWDER COLOR B2 20-100G (EACH/BOTTLE)
7226 | 4215247520900 | PFM OPAQUE POWDER COLOR B3 20-100G (EACH/BOTTLE)
7227 | 4215247521000 | PFM OPAQUE POWDER COLOR B4 20-100G (EACH/BOTTLE)
7228 | 4215247521100 | PFM OPAQUE POWDER COLOR C1 20-100G (EACH/BOTTLE)
7229 | 4215247521200 | PFM OPAQUE POWDER COLOR C2 20-100G (EACH/BOTTLE)
7230 | 4215247521300 | PFM OPAQUE POWDER COLOR C3 20-100G (EACH/BOTTLE)
7231 | 4215247521400 | PFM OPAQUE POWDER COLOR C4 20-100G (EACH/BOTTLE)
7232 | 4215247521500 | PFM OPAQUE POWDER COLOR D2 20-100G (EACH/BOTTLE)
7233 | 4215247521600 | PFM OPAQUE POWDER COLOR D3 20-100G (EACH/BOTTLE)
7234 | 4215247521700 | PFM OPAQUE POWDER COLOR D4 20-100G (EACH/BOTTLE)
7235 | 4215247521800 | PFM WASH OPAQUE POWDER (EACH/BOTTLE)
7236 | 4215247521900 | PFM CERAMIC OPAQUE LIQUID 10-100ML (EACH/BOTTLE)
7237 | 4215247522000 | PFM CERAMIC GLAZE POWDER (EACH/BOTTLE)
7238 | 4215247522100 | PFM CERAMIC STAIN/GLAZE LIQUID (EACH/BOTTLE)
7239 | 4215247522200 | PFM CERAMIC MODELING LIQUID (EACH/BOTTLE)
7240 | 4215247522300 | PFM STAIN AND GLAZE KIT
7241 | 4215247522400 | PFM CERAMIC STARTER KIT
7242 | 4215247522500 | PFM CERAMIC POWDER FOR ENAMEL 1 20-100G (EACH/BOTTLE)
7243 | 4215247522600 | PFM CERAMIC POWDER FOR ENAMEL 2 20-100G (EACH/BOTTLE)
7244 | 4215247522700 | PFM CERAMIC POWDER FOR ENAMEL 3 20-100G (EACH/BOTTLE)
7245 | 4215247522800 | PFM CERAMIC POWDER FOR CLEAR 20-100G (EACH/BOTTLE)
7246 | 4215247522900 | PFM CERAMIC POWDER FOR OPAL EFFECT 20-100G (EACH/BOTTLE)
7247 | 4215247604100 | 3D DIMENSIONAL ENDO RETREATMENT SET TRIANGULAR CROSS SECTION WITH SPECIAL BOOSTER TIP LENGTH 21 MM (DR1 10% NO. 40 LENGTH 15 MM + XP SHAPER FILE NO.30 LENGTH 21 MM + XP FINISHER R FILE NO.30 LENGTH 21 MM
7248 | 4215247604200 | 3D DIMENSIONAL ENDO RETREATMENT SET TRIANGULAR CROSS SECTION WITH SPECIAL BOOSTER TIP LENGTH 25 MM (DR1 10% NO. 40 LENGTH 15 MM + XP SHAPER FILE NO.30 LENGTH 25 MM + XP FINISHER R FILE NO.30 LENGTH 25 MM
7249 | 4215247604300 | MULTI TAPER SINGLE RECIPROCATING ENDO FILE SYSTEM IN GOLD WIRE COMES IN DIFFERENT SIZES (LARGE SIZE) LENGTH 21MM
7250 | 4215247604400 | MULTI TAPER SINGLE RECIPROCATING ENDO FILE SYSTEM IN GOLD WIRE COMES IN DIFFERENT SIZES (LARGE SIZE) LENGTH 25MM
7251 | 4215247604500 | MULTI TAPER SINGLE RECIPROCATING ENDO FILE SYSTEM IN GOLD WIRE COMES IN DIFFERENT SIZES (LARGE SIZE) LENGTH 31MM
7252 | 4215247604600 | MULTI TAPER SINGLE RECIPROCATING ENDO FILE SYSTEM IN GOLD WIRE COMES IN DIFFERENT SIZES (MEDIUM SIZE) LENGTH 21MM
7253 | 4215247604700 | MULTI TAPER SINGLE RECIPROCATING ENDO FILE SYSTEM IN GOLD WIRE COMES IN DIFFERENT SIZES (MEDIUM SIZE) LENGTH 25MM
7254 | 4215247604800 | MULTI TAPER SINGLE RECIPROCATING ENDO FILE SYSTEM IN GOLD WIRE COMES IN DIFFERENT SIZES (MEDIUM SIZE) LENGTH 31MM
7255 | 4215247604900 | MULTI TAPER SINGLE RECIPROCATING ENDO FILE SYSTEM IN GOLD WIRE COMES IN DIFFERENT SIZES (SMALL PRIMARY MEDIUM AND LARGE) LENGTH 21MM
7256 | 4215247605000 | MULTI TAPER SINGLE RECIPROCATING ENDO FILE SYSTEM IN GOLD WIRE COMES IN DIFFERENT SIZES ASSORTED (SMALL PRIMARY MEDIUM AND LARGE) LENGTH 21MM
7257 | 4215247605100 | MULTI TAPER SINGLE RECIPROCATING ENDO FILE SYSTEM IN GOLD WIRE COMES IN DIFFERENT SIZES ASSORTED (SMALL PRIMARY MEDIUM AND LARGE) LENGTH 31MM
7258 | 4215247605200 | MODULE ENDO UPPER LEFT POSTERIOR ARCH FOR ENDO TRAINING MISSING TOOTH 25 AND 26
7259 | 4215247605300 | MODULE ENDO UPPER ANTERIOR ARCH FOR ENDO TRAINING MISSING TOOTH 11 12 21 22
7260 | 4215247605400 | MODULE ENDO LOWER ANTERIOR ARCH FOR ENDO TRAINING MISSING TOOTH 41 31 32 33
7261 | 4215247605500 | MODULE ENDO LOWER RIGHT POSTERIOR ARCH FOR ENDO TRAINING MISSING TOOTH 45 46
7262 | 4215247605600 | MODULE ENDO UPPER RIGHT POSTERIOR ARCH FOR ENDO TRAINING MISSING TOOTH 15 AND 16
7263 | 4215247605700 | FIXING GEL SYRINGE WITH MIXING TIPS FOR ENDO MODULE
7264 | 4215247605800 | MODULE ENDO LOWER LEFT POSTERIOR ARCH FOR ENDO TRAINING MISSING TOOTH 35 36
7265 | 4215247701800 | GUTTA PERCHA SINGLE CARTRIDGE CALAMUS GAUGE 25G 10/BOX
7266 | 4215247702300 | GUTTA PERCHA PLUGS GUTTA PERCHA BARS FOR DENTAL OBTURATION ENDO SYSTEM ENDODONTIC GUN NEEDLES OBTURA II (100)
7267 | 4215247702600 | GUTTA PERCHA SOLVENT CHOLOROFORM DISPENSED IN DARK BOTTLE
7268 | 4215247703000 | POINTS GUTTA PERCHA ROOT CANAL OBTURATION RADIO-OPAQUE/STANDARDIZED SIZE: 40/0.06 PACKAGING: 80-120 PER BOX FOR ENDODONTICS
7269 | 4215247703200 | POINTS GUTTA PERCHA ROOT CANAL OBTURATION RADIO-OPAQUE/VARIABLE TAPER SIZE: X3 FOR ENDODONTICS
7270 | 4215247704800 | POINTS GUTTA PERCHA ROOT CANAL OBTURATION RADIO-OPAQUE/STANDARDIZED SIZE: 30/0.02 PACKAGING: 80-120 PER BOX FOR ENDODONTICS
7271 | 4215247704900 | POINTS GUTTA PERCHA ROOT CANAL OBTURATION RADIO-OPAQUE/STANDARDIZED SIZE: 35/0.02 PACKAGING: 80-120 PER BOX FOR ENDODONTICS
7272 | 4215247705000 | POINTS GUTTA PERCHA ROOT CANAL OBTURATION RADIO-OPAQUE/STANDARDIZED SIZE: 45/0.02 PACKAGING: 80-120 PER BOX FOR ENDODONTICS
7273 | 4215247705100 | POINTS GUTTA PERCHA ROOT CANAL OBTURATION RADIO-OPAQUE/STANDARDIZED SIZE: 50/0.02 PACKAGING: 80-120 PER BOX FOR ENDODONTICS
7274 | 4215247705200 | POINTS GUTTA PERCHA ROOT CANAL OBTURATION RADIO-OPAQUE/STANDARDIZED SIZE: 60/0.02 PACKAGING: 80-120 PER BOX FOR ENDODONTICS
7275 | 4215247705300 | POINTS GUTTA PERCHA ROOT CANAL OBTURATION RADIO-OPAQUE/STANDARDIZED SIZE: 70/0.02 PACKAGING: 80-120 PER BOX FOR ENDODONTICS
7276 | 4215247705400 | POINTS GUTTA PERCHA ROOT CANAL OBTURATION RADIO-OPAQUE/STANDARDIZED SIZE: 80/0.02 PACKAGING: 80-120 PER BOX FOR ENDODONTICS
7277 | 4215247705500 | POINTS GUTTA PERCHA ROOT CANAL OBTURATION RADIO-OPAQUE/STANDARDIZED SIZE: 90/0.02 PACKAGING: 80-120 PER BOX FOR ENDODONTICS
7278 | 4215247705600 | POINTS GUTTA PERCHA ROOT CANAL OBTURATION RADIO-OPAQUE/STANDARDIZED SIZE: 90-140/0.02 PACKAGING: 80-120 PER BOX FOR ENDODONTICS
7279 | 4215247705700 | POINTS GUTTA PERCHA ROOT CANAL OBTURATION RADIO-OPAQUE/STANDARDIZED SIZE: 15/0.04 PACKAGING: 80-120 PER BOX FOR ENDODONTICS
7280 | 4215247705800 | POINTS GUTTA PERCHA ROOT CANAL OBTURATION RADIO-OPAQUE/STANDARDIZED SIZE: 20/0.04 PACKAGING: 80-120 PER BOX FOR ENDODONTICS
7281 | 4215247705900 | POINTS GUTTA PERCHA ROOT CANAL OBTURATION RADIO-OPAQUE/STANDARDIZED SIZE: 25/0.04 PACKAGING: 80-120 PER BOX FOR ENDODONTICS
7282 | 4215247706000 | POINTS GUTTA PERCHA ROOT CANAL OBTURATION RADIO-OPAQUE/STANDARDIZED SIZE: 50/0.04 PACKAGING: 80-120 PER BOX FOR ENDODONTICS
7283 | 4215247706100 | POINTS GUTTA PERCHA ROOT CANAL OBTURATION RADIO-OPAQUE/STANDARDIZED SIZE: 55/0.04 PACKAGING: 80-120 PER BOX FOR ENDODONTICS
7284 | 4215247706200 | POINTS GUTTA PERCHA ROOT CANAL OBTURATION RADIO-OPAQUE/STANDARDIZED SIZE: 70/0.04 PACKAGING: 80-120 PER BOX FOR ENDODONTICS
7285 | 4215247706300 | POINTS GUTTA PERCHA ROOT CANAL OBTURATION RADIO-OPAQUE/STANDARDIZED SIZE: 80/0.04 PACKAGING: 80-120 PER BOX FOR ENDODONTICS
7286 | 4215247706400 | POINTS GUTTA PERCHA ROOT CANAL OBTURATION RADIO-OPAQUE/STANDARDIZED SIZE: 90/0.04 PACKAGING: 80-120 PER BOX FOR ENDODONTICS
7287 | 4215247706500 | POINTS GUTTA PERCHA ROOT CANAL OBTURATION RADIO-OPAQUE/STANDARDIZED SIZE: 45-90/0.04 PACKAGING: 80-120 PER BOX FOR ENDODONTICS
7288 | 4215247706600 | POINTS GUTTA PERCHA ROOT CANAL OBTURATION RADIO-OPAQUE/STANDARDIZED SIZE: 20/0.06 PACKAGING: 80-120 PER BOX FOR ENDODONTICS
7289 | 4215247706700 | POINTS GUTTA PERCHA ROOT CANAL OBTURATION RADIO-OPAQUE/STANDARDIZED SIZE: 25/0.06 PACKAGING: 80-120 PER BOX FOR ENDODONTICS
7290 | 4215247706800 | POINTS GUTTA PERCHA ROOT CANAL OBTURATION RADIO-OPAQUE/NON-STANDARDIZED SIZE: FINE PACKAGING: 80-120 PER BOX FOR ENDODONTICS
7291 | 4215247706900 | POINTS GUTTA PERCHA ROOT CANAL OBTURATION RADIO-OPAQUE/NON-STANDARDIZED SIZE: FINE-FINE PACKAGING: 80-120 PER BOX FOR ENDODONTICS
7292 | 4215247707000 | POINTS GUTTA PERCHA ROOT CANAL OBTURATION RADIO-OPAQUE/NON-STANDARDIZED SIZE: X-FINE PACKAGING: 80-120 PER BOX FOR ENDODONTICS
7293 | 4215247707100 | POINTS GUTTA PERCHA ROOT CANAL OBTURATION RADIO-OPAQUE/NON-STANDARDIZED SIZE: MEDIUM PACKAGING: 80-120 PER BOX FOR ENDODONTICS
7294 | 4215247707200 | POINTS GUTTA PERCHA ROOT CANAL OBTURATION RADIO-OPAQUE/NON-STANDARDIZED SIZE: MEDIUM-LARGE PACKAGING: 80-120 PER BOX FOR ENDODONTICS
7295 | 4215247707300 | POINTS GUTTA PERCHA ROOT CANAL OBTURATION RADIO-OPAQUE/NON-STANDARDIZED/FLATTENED END SIZE: 20 PACKAGING: 80-120 PER BOX FOR ENDODONTICS
7296 | 4215247707400 | SET GUTTA PERCHA CARTRIDGE ROOT CANAL OBTURATION INCLUDES: GAUGE 20(MEDIUM BODY)/GAUGE 20(HEAVY BODY)/GAUGE 23(MEDIUM BODY)/GAUGE 23(HEAVY BODY)/GAUGE 25(LIGHT BODY) FOR ENDODONTICS
7297 | 4215247707500 | POINTS GUTTA PERCHA ROOT CANAL OBTURATION RADIO-OPAQUE/STANDARDIZED SIZE: 40/0.04 PACKAGING: 80-120 PER BOX FOR ENDODONTICS
7298 | 4215247707600 | CARTRIDGE GUTTA PERCHA ROOT CANAL OBTURATION GAUGE: 20G PACKAGING: 10 PER BOX FOR ENDODONTICS
7299 | 4215247707700 | POINTS GUTTA PERCHA ROOT CANAL OBTURATION RADIO-OPAQUE/STANDARDIZED SIZE: 30/0.04 PACKAGING: 80-120 PER BOX FOR ENDODONTICS
7300 | 4215247707800 | CARTRIDGE GUTTA PERCHA ROOT CANAL OBTURATION GAUGE: 23G PACKAGING: 10 PER BOX FOR ENDODONTICS
7301 | 4215247707900 | POINTS GUTTA PERCHA ROOT CANAL OBTURATION RADIO-OPAQUE/STANDARDIZED SIZE: F4 PACKAGING: 80-120 PER BOX FOR ENDODONTICS
7302 | 4215247708000 | POINTS GUTTA PERCHA ROOT CANAL OBTURATION RADIO-OPAQUE/STANDARDIZED SIZE: F3 PACKAGING: 80-120 PER BOX FOR ENDODONTICS
7303 | 4215247708100 | POINTS GUTTA PERCHA ROOT CANAL OBTURATION RADIO-OPAQUE/STANDARDIZED SIZE: F2 PACKAGING: 80-120 PER BOX FOR ENDODONTICS
7304 | 4215247708200 | POINTS GUTTA PERCHA ROOT CANAL OBTURATION RADIO-OPAQUE/STANDARDIZED SIZE: 45-80/0.02 PACKAGING: 80-120 PER BOX FOR ENDODONTICS
7305 | 4215247708300 | POINTS GUTTA PERCHA ROOT CANAL OBTURATION RADIO-OPAQUE/STANDARDIZED SIZE: 45/0.06 PACKAGING: 80-120 PER BOX FOR ENDODONTICS
7306 | 4215247708400 | POINTS GUTTA PERCHA ROOT CANAL OBTURATION RADIO-OPAQUE/STANDARDIZED SIZE: 45/0.04 PACKAGING: 80-120 PER BOX FOR ENDODONTICS
7307 | 4215247708500 | POINTS GUTTA PERCHA ROOT CANAL OBTURATION RADIO-OPAQUE/STANDARDIZED SIZE: 40/0.02 PACKAGING: 80-120 PER BOX FOR ENDODONTICS
7308 | 4215247708600 | POINTS GUTTA PERCHA ROOT CANAL OBTURATION RADIO-OPAQUE/STANDARDIZED SIZE: 35/0.06 PACKAGING: 80-120 PER BOX FOR ENDODONTICS
7309 | 4215247708700 | POINTS GUTTA PERCHA ROOT CANAL OBTURATION RADIO-OPAQUE/STANDARDIZED SIZE: 35/0.04 PACKAGING: 80-120 PER BOX FOR ENDODONTICS
7310 | 4215247708800 | POINTS GUTTA PERCHA ROOT CANAL OBTURATION RADIO-OPAQUE/STANDARDIZED SIZE: 30/0.06 PACKAGING: 80-120 PER BOX FOR ENDODONTICS
7311 | 4215247708900 | POINTS GUTTA PERCHA ROOT CANAL OBTURATION RADIO-OPAQUE/STANDARDIZED SIZE: 25/0.02 PACKAGING: 80-120 PER BOX FOR ENDODONTICS
7312 | 4215247709000 | POINTS GUTTA PERCHA ROOT CANAL OBTURATION RADIO-OPAQUE/STANDARDIZED SIZE: 20/0.02 PACKAGING: 80-120 PER BOX FOR ENDODONTICS
7313 | 4215247709100 | POINTS GUTTA PERCHA ROOT CANAL OBTURATION RADIO-OPAQUE/STANDARDIZED SIZE: 15/0.02 PACKAGING: 80-120 PER BOX FOR ENDODONTICS
7314 | 4215247709200 | POINTS GUTTA PERCHA ROOT CANAL OBTURATION RADIO-OPAQUE/NON-STANDARDIZED SIZE: MEDIUM-FINE PACKAGING: 80-120 PER BOX FOR ENDODONTICS
7315 | 4215247709300 | POINTS GUTTA PERCHA ROOT CANAL OBTURATION RADIO-OPAQUE/NON-STANDARDIZED SIZE: LARGE PACKAGING: 80-120 PER BOX FOR ENDODONTICS
7316 | 4215247709400 | POINTS GUTTA PERCHA ROOT CANAL OBTURATION RADIO-OPAQUE/NON-STANDARDIZED SIZE: FINE-MEDIUM PACKAGING: 80-120 PER BOX FOR ENDODONTICS
7317 | 4215247709500 | POINTS GUTTA PERCHA ROOT CANAL OBTURATION RADIO-OPAQUE/STANDARDIZED SIZE: 60/0.04 PACKAGING: 80-120 PER BOX FOR ENDODONTICS
7318 | 4215247710900 | PROTAPER GOLD GUTTA PERCHA F1 PK/60
7319 | 4215247711000 | PROTAPER GOLD GUTTA PERCHA ASSORTED F1F2F3F4 AND F5 PK/60
7320 | 4215247711100 | GUTTA-PERCHA POINTS DESIGNED TO MATCH WITH WAVEONE GOLD FILES ASSORTED SMALL PRIMARY MEDIUM AND LARGE
7321 | 4215247711200 | GUTTA PERCHA POINTS RADIOPAQUE STANDARDIZED SIZE F5
7322 | 4215247711300 | GUTTA-PERCHA POINTS DESIGNED TO MATCH WITH WAVEONE GOLD FILES ASSORTED LARGE SIZE
7323 | 4215247711400 | GUTTA-PERCHA POINTS DESIGNED TO MATCH WITH WAVEONE GOLD FILES ASSORTED MEDIUM SIZE
7324 | 4215247711500 | GUTTAPERCHA POINTS DESIGNED TO MATCH WITH WAVEONE GOLD FILES ASSORTED PRIMARY SIZE
7325 | 4215247711600 | GUTTA-PERCHA POINTS DESIGNED TO MATCH WITH WAVEONE GOLD FILES ASSORTED SMALL SIZE
7326 | 4215247711700 | PROTAPER GOLD GUTTA PERCHA F2 PK/60
7327 | 4215247711800 | PROTAPER GOLD GUTTA PERCHA F5 PK/60
7328 | 4215247900100 | CHROME COBALT ALLOY NICKEL AND BERYLLIUM FREE 1 KG
7329 | 4215247900300 | GOLD CHAIN WITH BONDABLE EYELET FOR CANINE TRACTION ONE EACH (EA) = ONE (1) PACK
7330 | 4215247900400 | NON - PRECIOUS ALLOY FOR METAL TO CERAMIC WORK BERYLLIUM FREE 1 KG
7331 | 4215247900500 | BLASTING MATERIAL ALUMINUM OXIDE ABRASIVE ALLOYS PARTICLE SIZE 50 MICRONS APPROXIMATELY 8KG
7332 | 4215248000900 | HEAVY BODY TRAY MATERIAL (PURPLE) - 50 ML EACH 20 GARANT MIXING TIPS GREEN
7333 | 4215248001000 | VINYL POLYSILOXANE IMPRESSION MATERIAL, REGULAR BODY (AUTO MIX), SYRINGES, FAST SET, SUPPLIED WITH NOT LESS THAN 6 MIXING TIPS AND 10 PIECES INTRA - ORAL TIPS , ONE EACH (EA) = ONE (1) SET
7334 | 4215248001100 | MATERIAL BITE REGISTRATION ULTRA FAST SETTING/AUTO MIX VINYL POLYSILOXANE FOR DENTAL
7335 | 4215248001200 | MATERIAL IMPRESSION IRREVERSIBLE HYDRO COLLOID/FAST SET ALGINATE CADMIUM LEAD & DUST FREE PACKAGING: 500GM PER PACK FOR DENTAL
7336 | 4215248001300 | IMPRESSION MATERIAL POLYSULFIDE LIGHT BODY REGULAR SETTING TIME
7337 | 4215248001400 | IMPRESSION MATERIAL POLYSULFIDE REGULAR BODY REGULAR SETTING TIME
7338 | 4215248001500 | MATERIAL IMPRESSION PUTTY CONSISTENCY/HYDROPHILIC/REGULAR SET VINYL POLYSILOXANE FOR DENTAL
7339 | 4215248001600 | MATERIAL IMPRESSION REGULAR BODY/AUTOMIX/FOR TRAY AND SYRINGES/REGULAR SET VINYL POLYSILOXANE PACKAGING: NOT LESS THAN 6 MIXING TIPS FOR DENTAL
7340 | 4215248001700 | MATERIAL IMPRESSION LIGHT BODY/AUTOMIX/FOR SYRINGES/FAST SET VINYL POLYSILOXANE PACKAGING: NOT LESS THAN 6 MIXING TIPS AND 10 INTRAORAL TIPS FOR DENTAL
7341 | 4215248001800 | MATERIAL IMPRESSION LIGHT BODY/AUTOMIX/FOR SYRINGES/REGULAR SET VINYL POLYSILOXANE PACKAGING: NOT LESS THAN 6 MIXING TIPS AND 10 INTRA ORAL TIPS FOR DENTAL
7342 | 4215248001900 | MATERIAL IMPRESSION IRREVERSIBLE HYDRO COLLOID/REGULAR SET ALGINATE CADMIUM LEAD & DUST FREE PACKAGING: 500GM PER PACK FOR DENTAL
7343 | 4215248002400 | DENTAL LAB PUTTY ACTIVATOR/ CATALYST PASTE
7344 | 4215248002500 | DENTAL LAB PUTTY BASE
7345 | 4215248200400 | INVESTMENT MATERIAL FOR METAL FREE CERAMIC SPEED 50 BAGS OF 100 G WITH 1 L INVESTMENT LIQUID AND 1 PAD (55 RINGS) OF PAPER RINGS ANDMEASURING CUP
7346 | 4215248200500 | MATERIAL INVESTMENT MOLD FOR CASTING PROCESS NON ABSESTORS LINER PHOSPHATE BONDED CARBONE FREE POWDER WEIGHT: 90.0GM PER POUCH/140.0GM PER CONTAINER LIQUID VOLUME: YYY FOR NON PRECIOUS CERAMIC ALLOY/DENTAL LABORATORY
7347 | 4215248200600 | INVESTMENT FOR CASTING PRECIOUS METAL 100 - 180 G/PKG GYPSUM BONDED POWDER WITH LIQUID
7348 | 4215248301100 | POINT PAPER ROOT CANAL DRYING PRE-STERILIZED SIZE: 50 PACKAGING: 200 PER BOX FOR ENDODONTICS
7349 | 4215248301200 | POINT PAPER ROOT CANAL DRYING PRE-STERILIZED SIZE: 55 PACKAGING: 200 PER BOX FOR ENDODONTICS
7350 | 4215248301300 | POINT PAPER ROOT CANAL DRYING PRE-STERILIZED SIZE: 70 PACKAGING: 200 PER BOX FOR ENDODONTICS
7351 | 4215248301400 | POINT PAPER ROOT CANAL DRYING PRE-STERILIZED SIZE: 100 PACKAGING: 200 PER BOX FOR ENDODONTICS
7352 | 4215248301500 | POINT PAPER ROOT CANAL DRYING PRE-STERILIZED SIZE: 110 PACKAGING: 200 PER BOX FOR ENDODONTICS
7353 | 4215248301600 | POINT PAPER ROOT CANAL DRYING PRE-STERILIZED SIZE: 120 PACKAGING: 200 PER BOX FOR ENDODONTICS
7354 | 4215248301700 | POINT PAPER ROOT CANAL DRYING PRE-STERILIZED SIZE: MEDIUM PACKAGING: 200 PER BOX FOR ENDODONTICS
7355 | 4215248301800 | POINT PAPER ROOT CANAL DRYING PRE-STERILIZED SIZE: X-COARSE PACKAGING: 200 PER BOX FOR ENDODONTICS
7356 | 4215248301900 | POINT PAPER ROOT CANAL DRYING PRE-STERILIZED SIZE: X-FINE PACKAGING: 200 PER BOX FOR ENDODONTICS
7357 | 4215248302000 | POINT PAPER ROOT CANAL DRYING PRE-STERILIZED SIZE: COARSE PACKAGING: 200 PER BOX FOR ENDODONTICS
7358 | 4215248302100 | POINT PAPER ROOT CANAL DRYING PRE-STERILIZED SIZE: 45-80 PACKAGING: 200 PER BOX FOR ENDODONTICS
7359 | 4215248302200 | POINT PAPER ROOT CANAL DRYING PRE-STERILIZED SIZE: 45 PACKAGING: 200 PER BOX FOR ENDODONTICS
7360 | 4215248302300 | POINT PAPER ROOT CANAL DRYING PRE-STERILIZED SIZE: 40 PACKAGING: 200 PER BOX FOR ENDODONTICS
7361 | 4215248302400 | POINT PAPER ROOT CANAL DRYING PRE-STERILIZED SIZE: 35 PACKAGING: 200 PER BOX FOR ENDODONTICS
7362 | 4215248302500 | POINT PAPER ROOT CANAL DRYING PRE-STERILIZED SIZE: 30 PACKAGING: 200 PER BOX FOR ENDODONTICS
7363 | 4215248302600 | POINT PAPER ROOT CANAL DRYING PRE-STERILIZED SIZE: 20 PACKAGING: 200 PER BOX FOR ENDODONTICS
7364 | 4215248302700 | POINT PAPER ROOT CANAL DRYING PRE-STERILIZED SIZE: 15-40 PACKAGING: 200 PER BOX FOR ENDODONTICS
7365 | 4215248400000 | ACRYLIC ARTIFICIAL TEETH SET SIZE LARGE SHADE A3 28 TEETH/SET (6 UPPER AND 6 LOWER ANTERIOR 8 UPPER AND 8 LOWER POSTERIOR TEETH) (EA=SET)
7366 | 4215248400100 | ACRYLIC ARTIFICIAL TEETH SET SIZE LARGE SHADE B2 28 TEETH/SET (6 UPPER AND 6 LOWER ANTERIOR 8 UPPER AND 8 LOWER POSTERIOR TEETH) (EA=SET)
7367 | 4215248400200 | TEETH PREFORMED SMALL SHADE A2 ACRYLIC ARTIFICIAL TEETH CONTAIN 28 TEETH
7368 | 4215248400300 | ACRYLIC ARTIFICIAL TEETH SET SIZE SMALL SHADE A3 28 TEETH/SET (6 UPPER AND 6 LOWER ANTERIOR 8 UPPER AND 8 LOWER POSTERIOR TEETH) (EA=SET)
7369 | 4215248400400 | ACRYLIC ARTIFICIAL TEETH SET) SIZE SMALL SHADE A2 28 TEETH/SET (6 UPPER AND 6 LOWER ANTERIOR 8 UPPER AND 8 LOWER POSTERIOR TEETH ) LOCATION:
7370 | 4215248400500 | ACRYLIC TEETH KIT WHICH CONSISTS OF 315 SETS EACH SET CONTAINS 28 TEETH (6 UPPER 6 LOWER ANTERIOR 8 UPPER AND 8 LOWER POSTERIOR T EETH). EACH KIT IS TO BE SUPPLIED AS FOLLOWS: 105 SETS-SHADE A2 105 SETS-SHADE A3 75 SETS- SHADE B2 15 SETS-SHADE A1 15 SETS-SHA DE C3.EACH SHADE GROUP IS TO BE SUPPLIED IN THREE MOULD (SQUARE OVOID AND TAPER IN EQUAL AMOUNT). EACH MOULD GROUP IS TO BE SUPPLIE D AS FOLLOWS: 60% NORMAL SIZE MOULD 20% SMALL SIZE MOULD 20% LARGE SIZE MOULD SAMPLE OF EACH SHADE MOULD AND SIZE IS TO BE PROVID ED ONE SHADE GUIDE FOR EVERY 3 KITS. QUALITY: MULTI-LAYER (3-4) CROSS LINK HIGH STRENGTH ACRYLIC MATERIAL
7371 | 4215248400600 | ACRYLIC ARTIFICIAL TEETH SET SIZE LARGE SHADE A2 28 TEETH/SET (6 UPPER AND 6 LOWER ANTERIOR 8 UPPER AND 8 LOWER POSTERIOR TEETH) (EA=SET)
7372 | 4215248400700 | ACRYLIC ARTIFICIAL TEETH SET SIZE LARGE SHADE B4 28 TEETH/SET (6 UPPER AND 6 LOWER ANTERIOR 8 UPPER AND 8 LOWER POSTERIOR TEETH) (EA=SET)
7373 | 4215248400800 | ACRYLIC ARTIFICIAL TEETH SET SIZE MEDIUM SHADE A2 28 TEETH/SET (6 UPPER AND 6 LOWER ANTERIOR 8 UPPER AND 8 LOWER POSTERIOR TEETH) (EA=SET)
7374 | 4215248400900 | ACRYLIC ARTIFICIAL TEETH SET SIZE MEDIUM SHADE A3 28 TEETH/SET (6 UPPER AND 6 LOWER ANTERIOR 8 UPPER AND 8 LOWER POSTERIOR TEETH) (EA=SET)
7375 | 4215248401000 | ACRYLIC ARTIFICIAL TEETH SET SIZE MEDIUM SHADE B2 28 TEETH/SET (6 UPPER AND 6 LOWER ANTERIOR 8 UPPER AND 8 LOWER POSTERIOR TEETH) (EA=SET)
7376 | 4215248401100 | ACRYLIC ARTIFICIAL TEETH SET SIZE SMALL SHADE B2 28 TEETH/SET (6 UPPER AND 6 LOWER ANTERIOR 8 UPPER AND 8 LOWER POSTERIOR TEETH) (EA=SET)
7377 | 4215248401200 | TEETH DENTURE MOULD A9 SHADE B 4 ANTERIOR LOWER OR EQUIVALENT
7378 | 4215248401300 | TEETH DENTURE MOULD A10 SHADE 530 ANTERIOR LOWER OR EQUIVALENT
7379 | 4215248401400 | TEETH DENTURE MOULD A11 SHADE 4 B/ 430 ANTERIOR UPPER OR EQUIVALENT
7380 | 4215248401500 | TEETH DENTURE MOULD A13 SHADE 320 ANTERIOR UPPER OR EQUIVALENT
7381 | 4215248401600 | TEETH DENTURE MOULD A14 SHADE 110 ANTERIOR UPPER OR EQUIVALENT
7382 | 4215248401700 | TEETH DENTURE MOULD A14 SHADE 130 ANTERIOR UPPER OR EQUIVALENT
7383 | 4215248401800 | TEETH DENTURE MOULD A14 SHADE 2 B/ 210 ANTERIOR UPPER OR EQUIVALENT
7384 | 4215248401900 | TEETH DENTURE MOULD A14 SHADE 3 A/ 310 ANTERIOR UPPER OR EQUIVALENT
7385 | 4215248402000 | TEETH DENTURE MOULD A14 SHADE 430 ANTERIOR LOWER OR EQUIVALENT
7386 | 4215248402100 | TEETH DENTURE MOULD A14 SHADE 430 ANTERIOR UPPER OR EQUIVALENT
7387 | 4215248402200 | TEETH DENTURE MOULD A14 SHADE 510 ANTERIOR UPPER OR EQUIVALENT
7388 | 4215248402300 | TEETH DENTURE MOULD A14 SHADE 520 ANTERIOR UPPER OR EQUIVALENT
7389 | 4215248402400 | TEETH DENTURE MOULD A17 SHADE 110 ANTERIOR UPPER OR EQUIVALENT
7390 | 4215248402500 | TEETH DENTURE MOULD A17 SHADE 140 ANTERIOR UPPER OR EQUIVALENT
7391 | 4215248402600 | TEETH DENTURE MOULD A17 SHADE 210 ANTERIOR UPPER OR EQUIVALENT
7392 | 4215248402700 | TEETH DENTURE MOULD A17 SHADE 310 ANTERIOR UPPER OR EQUIVALENT
7393 | 4215248402800 | TEETH DENTURE MOULD A17 SHADE 340 ANTERIOR UPPER OR EQUIVALENT
7394 | 4215248402900 | TEETH DENTURE MOULD A17 SHADE 430 ANTERIOR UPPER OR EQUIVALENT
7395 | 4215248403000 | TEETH DENTURE MOULD A17 SHADE 4 B/ 430 ANTERIOR UPPER OR EQUIVALENT
7396 | 4215248403100 | TEETH DENTURE MOULD A17 SHADE 520 ANTERIOR UPPER OR EQUIVALENT
7397 | 4215248403200 | TEETH DENTURE MOULD A21 SHADE 520 ANTERIOR UPPER OR EQUIVALENT
7398 | 4215248403300 | TEETH DENTURE MOULD A22 SHADE 110 ANTERIOR UPPER OR EQUIVALENT
7399 | 4215248403400 | TEETH DENTURE MOULD A22 SHADE 1 C/ 140 ANTERIOR UPPER OR EQUIVALENT
7400 | 4215248403500 | TEETH DENTURE MOULD A22 SHADE 310 ANTERIOR UPPER OR EQUIVALENT
7401 | 4215248403600 | TEETH DENTURE MOULD A22 SHADE 430 ANTERIOR UPPER OR EQUIVALENT
7402 | 4215248403700 | TEETH DENTURE MOULD A22 SHADE 4 B/ 430 ANTERIOR UPPER OR EQUIVALENT
7403 | 4215248403800 | TEETH DENTURE MOULD A22 SHADE 520 ANTERIOR UPPER OR EQUIVALENT
7404 | 4215248403900 | TEETH DENTURE MOULD A22 SHADE 5 E/ 320 ANTERIOR UPPER OR EQUIVALENT
7405 | 4215248404000 | TEETH DENTURE MOULD A25 SHADE 140 ANTERIOR UPPER OR EQUIVALENT
7406 | 4215248404100 | TEETH DENTURE MOULD A25 SHADE 340 ANTERIOR UPPER OR EQUIVALENT
7407 | 4215248404200 | TEETH DENTURE MOULD A25 SHADE 3 E/ 340 ANTERIOR UPPER OR EQUIVALENT
7408 | 4215248404300 | TEETH DENTURE MOULD A26 SHADE 320 ANTERIOR UPPER OR EQUIVALENT
7409 | 4215248404400 | TEETH DENTURE MOULD A31 SHADE 110 ANTERIOR UPPER OR EQUIVALENT
7410 | 4215248404500 | TEETH DENTURE MOULD A31 SHADE 130 ANTERIOR UPPER OR EQUIVALENT
7411 | 4215248404600 | TEETH DENTURE MOULD A31 SHADE 1 A/ 120 ANTERIOR UPPER OR EQUIVALENT
7412 | 4215248404700 | TEETH DENTURE MOULD A31 SHADE 3 A/ 310 ANTERIOR UPPER OR EQUIVALENT
7413 | 4215248404800 | TEETH DENTURE MOULD A32 SHADE 320 ANTERIOR UPPER OR EQUIVALENT
7414 | 4215248404900 | TEETH DENTURE MOULD A34 SHADE 110 ANTERIOR UPPER OR EQUIVALENT
7415 | 4215248405000 | TEETH DENTURE MOULD A34 SHADE 130 ANTERIOR UPPER OR EQUIVALENT
7416 | 4215248405100 | TEETH DENTURE MOULD A34 SHADE 1 C/ 140 ANTERIOR UPPER OR EQUIVALENT
7417 | 4215248405200 | TEETH DENTURE MOULD A34 SHADE 1 D ANTERIOR UPPER SET OR EQUIVALENT
7418 | 4215248405300 | TEETH DENTURE MOULD A34 SHADE 210 ANTERIOR UPPER OR EQUIVALENT
7419 | 4215248405400 | TEETH DENTURE MOULD A34 SHADE 2 C ANTERIOR UPPER SET OR EQUIVALENT
7420 | 4215248405500 | TEETH DENTURE MOULD A34 SHADE 340 ANTERIOR UPPER OR EQUIVALENT
7421 | 4215248405600 | TEETH DENTURE MOULD A34 SHADE 430 ANTERIOR UPPER OR EQUIVALENT
7422 | 4215248405700 | TEETH DENTURE MOULD A34 SHADE 520 ANTERIOR UPPER OR EQUIVALENT
7423 | 4215248405800 | TEETH DENTURE MOULD A37 SHADE C 3 ANTERIOR UPPER OR EQUIVALENT
7424 | 4215248405900 | TEETH DENTURE MOULD A41 SHADE 110 ANTERIOR UPPER OR EQUIVALENT
7425 | 4215248406000 | TEETH DENTURE MOULD A41 SHADE 130 ANTERIOR UPPER OR EQUIVALENT
7426 | 4215248406100 | TEETH DENTURE MOULD A41 SHADE 310 ANTERIOR UPPER OR EQUIVALENT
7427 | 4215248406200 | TEETH DENTURE MOULD A41 SHADE 320 ANTERIOR UPPER OR EQUIVALENT
7428 | 4215248406300 | TEETH DENTURE MOULD A41 SHADE 4 B/ 430 ANTERIOR UPPER OR EQUIVALENT
7429 | 4215248406400 | TEETH DENTURE MOULD A41 SHADE 520 ANTERIOR UPPER OR EQUIVALENT
7430 | 4215248406500 | TEETH DENTURE MOULD A43 SHADE A 3 POSTERIOR UPPER OR EQUIVALENT
7431 | 4215248406600 | TEETH DENTURE MOULD A5 SHADE 310 ANTERIOR LOWER OR EQUIVALENT
7432 | 4215248406700 | TEETH DENTURE MOULD A53 SHADE B 2/130 ANTERIOR UPPER OR EQUIVALENT
7433 | 4215248406800 | TEETH DENTURE MOULD A6 SHADE 110 ANTERIOR LOWER OR EQUIVALENT
7434 | 4215248406900 | TEETH DENTURE MOULD A6 SHADE 130 ANTERIOR LOWER OR EQUIVALENT
7435 | 4215248407000 | TEETH DENTURE MOULD A6 SHADE 1 C/ 140 ANTERIOR LOWER OR EQUIVALENT
7436 | 4215248407100 | TEETH DENTURE MOULD A6 SHADE 1 D ANTERIOR LOWER SET OR EQUIVALENT
7437 | 4215248407200 | TEETH DENTURE MOULD A6 SHADE 2 B/ 210 ANTERIOR LOWER OR EQUIVALENT
7438 | 4215248407300 | TEETH DENTURE MOULD A6 SHADE 310 ANTERIOR LOWER OR EQUIVALENT
7439 | 4215248407400 | TEETH DENTURE MOULD A6 SHADE 320 ANTERIOR LOWER OR EQUIVALENT
7440 | 4215248407500 | TEETH DENTURE MOULD A6 SHADE 3 E/ 340 ANTERIOR LOWER OR EQUIVALENT
7441 | 4215248407600 | TEETH DENTURE MOULD A6 SHADE 420 ANTERIOR LOWER OR EQUIVALENT
7442 | 4215248407700 | TEETH DENTURE MOULD A6 SHADE 4 B/ 430 ANTERIOR LOWER OR EQUIVALENT
7443 | 4215248407800 | TEETH DENTURE MOULD A6 SHADE 520 ANTERIOR LOWER OR EQUIVALENT
7444 | 4215248407900 | TEETH DENTURE MOULD A6 SHADE 510 ANTERIOR UPPER OR EQUIVALENT
7445 | 4215248408000 | TEETH DENTURE MOULD A8 SHADE 110 ANTERIOR LOWER OR EQUIVALENT
7446 | 4215248408100 | TEETH DENTURE MOULD A8 SHADE 130 ANTERIOR LOWER OR EQUIVALENT
7447 | 4215248408200 | TEETH DENTURE MOULD A8 SHADE 1 C/ 140 ANTERIOR LOWER OR EQUIVALENT
7448 | 4215248408300 | TEETH DENTURE MOULD A8 SHADE 2 C ANTERIOR LOWER SET OR EQUIVALENT
7449 | 4215248408400 | TEETH DENTURE MOULD A8 SHADE 310 ANTERIOR LOWER OR EQUIVALENT
7450 | 4215248408500 | TEETH DENTURE MOULD A8 SHADE 430 ANTERIOR UPPER OR EQUIVALENT
7451 | 4215248408600 | TEETH DENTURE MOULD A8 SHADE 4 B/ 430 ANTERIOR LOWER OR EQUIVALENT
7452 | 4215248408700 | TEETH DENTURE MOULD A8 SHADE 520 ANTERIOR LOWER OR EQUIVALENT
7453 | 4215248408800 | TEETH DENTURE MOULD A8 SHADE A 5 ANTERIOR LOWER OR EQUIVALENT
7454 | 4215248408900 | TEETH DENTURE MOULD A9 SHADE 140 ANTERIOR LOWER OR EQUIVALENT
7455 | 4215248409000 | TEETH DENTURE MOULD A9 SHADE 4 B/ 430 ANTERIOR LOWER OR EQUIVALENT
7456 | 4215248409100 | TEETH DENTURE MOULD A9 SHADE 4 B/ 430 ANTERIOR UPPER OR EQUIVALENT
7457 | 4215248409200 | TEETH DENTURE MOULD MU5 SHADE 110 POSTERIOR ZERO DEGREE LOWER OR EQUIVALENT
7458 | 4215248409300 | TEETH DENTURE MOULD MU5 SHADE 110 POSTERIOR ZERO DEGREE UPPER OR EQUIVALENT
7459 | 4215248409400 | TEETH DENTURE MOULD MU5 SHADE 120 POSTERIOR ZERO DEGREE LOWER OR EQUIVALENT
7460 | 4215248409500 | TEETH DENTURE MOULD MU5 SHADE 120 POSTERIOR ZERO DEGREE UPPER OR EQUIVALENT
7461 | 4215248409600 | TEETH DENTURE MOULD MU5 SHADE 130 POSTERIOR ZERO DEGREE LOWER OR EQUIVALENT
7462 | 4215248409700 | TEETH DENTURE MOULD MU5 SHADE 130 POSTERIOR ZERO DEGREE UPPER OR EQUIVALENT
7463 | 4215248409800 | TEETH DENTURE MOULD MU5 SHADE 140 POSTERIOR ZERO DEGREE LOWER OR EQUIVALENT
7464 | 4215248409900 | TEETH DENTURE MOULD MU5 SHADE 140 POSTERIOR ZERO DEGREE UPPER OR EQUIVALENT
7465 | 4215248410000 | TEETH DENTURE MOULD MU5 SHADE 210 POSTERIOR ZERO DEGREE LOWER OR EQUIVALENT
7466 | 4215248410100 | TEETH DENTURE MOULD MU5 SHADE 210 POSTERIOR ZERO DEGREE UPPER OR EQUIVALENT
7467 | 4215248410200 | TEETH DENTURE MOULD MU5 SHADE 230 POSTERIOR ZERO DEGREE LOWER OR EQUIVALENT
7468 | 4215248410300 | TEETH DENTURE MOULD MU5 SHADE 230 POSTERIOR ZERO DEGREE UPPER OR EQUIVALENT
7469 | 4215248410400 | TEETH DENTURE MOULD MU5 SHADE 310 POSTERIOR ZERO DEGREE LOWER OR EQUIVALENT
7470 | 4215248410500 | TEETH DENTURE MOULD MU5 SHADE 310 POSTERIOR ZERO DEGREE UPPER OR EQUIVALENT
7471 | 4215248410600 | TEETH DENTURE MOULD MU5 SHADE 340 POSTERIOR ZERO DEGREE LOWER OR EQUIVALENT
7472 | 4215248410700 | TEETH DENTURE MOULD MU5 SHADE 340 POSTERIOR ZERO DEGREE UPPER OR EQUIVALENT
7473 | 4215248410800 | TEETH DENTURE MOULD MU5 SHADE 410 POSTERIOR ZERO DEGREE LOWER OR EQUIVALENT
7474 | 4215248410900 | TEETH DENTURE MOULD MU5 SHADE 410 POSTERIOR ZERO DEGREE UPPER OR EQUIVALENT
7475 | 4215248411000 | TEETH DENTURE MOULD MU5 SHADE 440 POSTERIOR ZERO DEGREE LOWER OR EQUIVALENT
7476 | 4215248411100 | TEETH DENTURE MOULD MU5 SHADE 440 POSTERIOR ZERO DEGREE UPPER OR EQUIVALENT
7477 | 4215248411200 | TEETH DENTURE MOULD MU5 SHADE 510 POSTERIOR ZERO DEGREE LOWER OR EQUIVALENT
7478 | 4215248411300 | TEETH DENTURE MOULD MU5 SHADE 510 POSTERIOR ZERO DEGREE UPPER OR EQUIVALENT
7479 | 4215248411400 | TEETH DENTURE MOULD MU5 SHADE 540 POSTERIOR ZERO DEGREE LOWER OR EQUIVALENT
7480 | 4215248411500 | TEETH DENTURE MOULD MU5 SHADE 540 POSTERIOR ZERO DEGREE UPPER OR EQUIVALENT
7481 | 4215248411600 | TEETH DENTURE MOULD N3 SHADE 520 POSTERIOR UPPER OR EQUIVALENT
7482 | 4215248411700 | TEETH DENTURE MOULD N5 SHADE 210 POSTERIOR LOWER OR EQUIVALENT
7483 | 4215248411800 | TEETH DENTURE MOULD N5 SHADE 210 POSTERIOR UPPER OR EQUIVALENT
7484 | 4215248411900 | TEETH DENTURE MOULD T4 SHADE 2 C POSTERIOR LOWER SET OR EQUIVALENT
7485 | 4215248412000 | TEETH DENTURE MOULD T4 SHADE 4 C/ 520 POSTERIOR LOWER OR EQUIVALENT
7486 | 4215248412100 | TEETH DENTURE MOULD T4 T 6 SHADE 110 POSTERIOR LOWER OR EQUIVALENT
7487 | 4215248412200 | TEETH DENTURE MOULD T4 T 6 SHADE 110 POSTERIOR UPPER OR EQUIVALENT
7488 | 4215248412300 | TEETH DENTURE MOULD T4 T 6 SHADE 130 POSTERIOR LOWER OR EQUIVALENT
7489 | 4215248412400 | TEETH DENTURE MOULD T4 T 6 SHADE 130 POSTERIOR UPPER OR EQUIVALENT
7490 | 4215248412500 | TEETH DENTURE MOULD T4 T 6 SHADE 1 C/ 140 POSTERIOR LOWER OR EQUIVALENT
7491 | 4215248412600 | TEETH DENTURE MOULD T4 T 6 SHADE 1 C/ 140 POSTERIOR UPPER OR EQUIVALENT
7492 | 4215248412700 | TEETH DENTURE MOULD T4 T 6 SHADE 320 POSTERIOR LOWER OR EQUIVALENT
7493 | 4215248412800 | TEETH DENTURE MOULD T4 T 6 SHADE 320 POSTERIOR UPPER OR EQUIVALENT
7494 | 4215248412900 | TEETH DENTURE MOULD T4 T 6 SHADE 340 POSTERIOR LOWER OR EQUIVALENT
7495 | 4215248413000 | TEETH DENTURE MOULD T4 T 6 SHADE 3 A/ 310 POSTERIOR LOWER OR EQUIVALENT
7496 | 4215248413100 | TEETH DENTURE MOULD T4 T 6 SHADE 3 A/ 310 POSTERIOR UPPER OR EQUIVALENT
7497 | 4215248413200 | TEETH DENTURE MOULD T4 T 6 SHADE 430 POSTERIOR LOWER OR EQUIVALENT
7498 | 4215248413300 | TEETH DENTURE MOULD T4 T 6 SHADE 430 POSTERIOR UPPER OR EQUIVALENT
7499 | 4215248413400 | TEETH DENTURE S DCL SET OF 6 ANTERIOR UPPER BL 1 A 12 (EA=SET)
7500 | 4215248413500 | TEETH DENTURE S DCL SET OF 6 ANTERIOR UPPER BL 1 A 13 (EA=SET)
7501 | 4215248413600 | TEETH DENTURE S DCL SET OF 6 ANTERIOR UPPER BL 2 A 26 (EA=SET)
7502 | 4215248413700 | TEETH DENTURE S DCL SET OF 6 ANTERIOR UPPER BL 2 A 27 (EA=SET)
7503 | 4215248413800 | TEETH DENTURE S DCL SET OF 6 ANTERIOR UPPER BL 2 A 42 (EA=SET)
7504 | 4215248413900 | TEETH DENTURE S DCL SET OF 6 ANTERIOR UPPER BL 3 A 24 B (EA=SET)
7505 | 4215248414000 | TEETH DENTURE S DCL SET OF 6 ANTERIOR UPPER BL 3 A 25 (EA=SET)
7506 | 4215248414100 | TEETH DENTURE S DCL SET OF 6 ANTERIOR UPPER A 3 A 24 B (EA=SET)
7507 | 4215248414200 | TEETH DENTURE S DCL SET OF 6 ANTERIOR UPPER A 3 A 25 (EA=SET)
7508 | 4215248414300 | TEETH DENTURE S DCL SET OF 6 ANTERIOR UPPER B 2 A 11 (EA=SET)
7509 | 4215248414400 | TEETH DENTURE S DCL SET OF 6 ANTERIOR UPPER B 2 A 12 (EA=SET)
7510 | 4215248414500 | TEETH DENTURE S DCL SET OF 6 ANTERIOR UPPER D 2 A 12 (EA=SET)
7511 | 4215248414600 | TEETH DENTURE S DCL SET OF 6 ANTERIOR UPPER D 2 A 13 (EA=SET)
7512 | 4215248414700 | TEETH DENTURE S DCL SET OF 6 ANTERIOR LOWER BL 2 A 5 (EA=SET)
7513 | 4215248414800 | TEETH DENTURE S DCL SET OF 6 ANTERIOR LOWER BL 2 A 6 (EA=SET)
7514 | 4215248414900 | TEETH DENTURE S DCL SET OF 6 ANTERIOR LOWER A 1 A 5 (EA=SET)
7515 | 4215248415000 | TEETH DENTURE S DCL SET OF 6 ANTERIOR LOWER A 1 A 6 (EA=SET)
7516 | 4215248415100 | TEETH DENTURE S DCL SET OF 6 ANTERIOR LOWER A 2 A 4 (EA=SET)
7517 | 4215248415200 | TEETH DENTURE S DCL SET OF 6 ANTERIOR LOWER A 2 A 5 (EA=SET)
7518 | 4215248415300 | TEETH DENTURE S DCL SET OF 6 ANTERIOR LOWER A 3 A 5 (EA=SET)
7519 | 4215248415400 | TEETH DENTURE S DCL SET OF 6 ANTERIOR LOWER A 4 A 8 (EA=SET)
7520 | 4215248415500 | TEETH DENTURE S DCL SET OF 6 ANTERIOR LOWER B 1 A 3 (EA=SET)
7521 | 4215248415600 | TEETH DENTURE S DCL SET OF 6 ANTERIOR LOWER B 2 A 7 (EA=SET)
7522 | 4215248415700 | TEETH DENTURE S DCL SET OF 6 ANTERIOR LOWER B 2 A 8 (EA=SET)
7523 | 4215248415800 | TEETH DENTURE S DCL SET OF 6 ANTERIOR LOWER C 2 A 3 (EA=SET)
7524 | 4215248415900 | TEETH DENTURE S DCL SET OF 6 ANTERIOR LOWER C 2 A 4 (EA=SET)
7525 | 4215248416000 | TEETH DENTURE S DCL SET OF 6 ANTERIOR LOWER D 2 A 3 (EA=SET)
7526 | 4215248416100 | TEETH DENTURE S DCL SET OF 6 ANTERIOR LOWER D 2 A 4 (EA=SET)
7527 | 4215248416200 | TEETH DENTURE SET OF 8 POSTERIOR UPPER BL 2 N 5 U (EA=SET)
7528 | 4215248416300 | TEETH DENTURE SET OF 8 POSTERIOR UPPER BL 2 N 6 U (EA=SET)
7529 | 4215248416400 | TEETH DENTURE SET OF 8 POSTERIOR UPPER BL 3 N 6 U (EA=SET)
7530 | 4215248416500 | TEETH DENTURE SET OF 8 POSTERIOR UPPER BL 4 N 3 U (EA=SET)
7531 | 4215248416600 | TEETH DENTURE SET OF 8 POSTERIOR UPPER A 2 N 5 U (EA=SET)
7532 | 4215248416700 | TEETH DENTURE SET OF 8 POSTERIOR UPPER A 2 N 6 U (EA=SET)
7533 | 4215248416800 | TEETH DENTURE SET OF 8 POSTERIOR UPPER B 2 N 3 U (EA=SET)
7534 | 4215248416900 | TEETH DENTURE SET OF 8 POSTERIOR UPPER B 2 N 4 U (EA=SET)
7535 | 4215248417000 | TEETH DENTURE SET OF 8 POSTERIOR UPPER C 2 N 3 U (EA=SET)
7536 | 4215248417100 | TEETH DENTURE SET OF 8 POSTERIOR UPPER C 2 N 4 U (EA=SET)
7537 | 4215248417200 | TEETH DENTURE SET OF 8 POSTERIOR LOWER BL 2 N 5 L (EA=SET)
7538 | 4215248417300 | TEETH DENTURE SET OF 8 POSTERIOR LOWER BL 2 N 6 L (EA=SET)
7539 | 4215248417400 | TEETH DENTURE SET OF 8 POSTERIOR LOWER A 2 N 4 L (EA=SET)
7540 | 4215248417500 | TEETH DENTURE SET OF 8 POSTERIOR LOWER A 2 N 5 L (EA=SET)
7541 | 4215248417600 | TEETH DENTURE SET OF 8 POSTERIOR LOWER B 2 N 5 L (EA=SET)
7542 | 4215248417700 | TEETH DENTURE SET OF 8 POSTERIOR LOWER B 2 N 6 L (EA=SET)
7543 | 4215248417800 | TEETH DENTURE SET OF 8 POSTERIOR LOWER D 2 N 3 L (EA=SET)
7544 | 4215248417900 | TEETH DENTURE SET OF 8 POSTERIOR LOWER D 2 N 4 L (EA=SET)
7545 | 4215248418000 | TEETH DENTURE DCL SET OF 8 POSTERIOR ZERO DEGREE UPPER A 2 MU 3 (EA=SET)
7546 | 4215248418100 | TEETH DENTURE DCL SET OF 8 POSTERIOR ZERO DEGREE UPPER A 2 MU 5 (EA=SET)
7547 | 4215248418200 | TEETH DENTURE DCL SET OF 8 POSTERIOR ZERO DEGREE UPPER B 1 MU 5 (EA=SET)
7548 | 4215248418300 | TEETH DENTURE DCL SET OF 8 POSTERIOR ZERO DEGREE UPPER B 2 MU 5 (EA=SET)
7549 | 4215248418400 | TEETH DENTURE DCL SET OF 8 POSTERIOR ZERO DEGREE UPPER B 2 MU 6 (EA=SET)
7550 | 4215248418500 | TEETH DENTURE DCL SET OF 8 POSTERIOR ZERO DEGREE UPPER D 2 MU 6 (EA=SET)
7551 | 4215248418600 | TEETH DENTURE DCL SET OF 8 POSTERIOR ZERO DEGREE UPPER D 3 MU 3 (EA=SET)
7552 | 4215248418700 | TEETH DENTURE DCL SET OF 8 POSTERIOR ZERO DEGREE LOWER A 2 ML 5 (EA=SET)
7553 | 4215248418800 | TEETH DENTURE DCL SET OF 8 POSTERIOR ZERO DEGREE LOWER A 2 ML 6 (EA=SET)
7554 | 4215248418900 | TEETH DENTURE DCL SET OF 8 POSTERIOR ZERO DEGREE LOWER B 2 ML 3 (EA=SET)
7555 | 4215248419000 | TEETH DENTURE DCL SET OF 8 POSTERIOR ZERO DEGREE LOWER B 2 ML 5 (EA=SET)
7556 | 4215248419100 | TEETH DENTURE DCL SET OF 8 POSTERIOR ZERO DEGREE LOWER BL 3 ML 6 (EA=SET)
7557 | 4215248419200 | TEETH DENTURE POST. 0DEG/L BL4 ML3 (EA=SET)
7558 | 4215248419300 | ACRYLIC TEETH KIT WHICH CONSISTS OF 315 SETS EACH SET CONTAINS 28 TEETH (6 UPPER 6 LOWER ANTERIOR 8 UPPER AND 8 LOWER POSTERIOR T EETH). EACH KIT IS TO BE SUPPLIED AS FOLLOWS: 105 SETS-SHADE A2 105 SETS-SHADE A3 75 SETS- SHADE B2 15 SETS-SHADE A1 15 SETS-SHA DE C3.EACH SHADE GROUP IS TO BE SUPPLIED IN THREE MOULD (SQUARE OVOID AND TAPER IN EQUAL AMOUNT). EACH MOULD GROUP IS TO BE SUPPLIE D AS FOLLOWS: 60% NORMAL SIZE MOULD 20% SMALL SIZE MOULD 20% LARGE SIZE MOULD SAMPLE OF EACH SHADE MOULD AND SIZE IS TO BE PROVID ED ONE SHADE GUIDE FOR EVERY 3 KITS. QUALITY: MULTI-LAYER (3-4) CROSS LINK HIGH STRENGTH ACRYLIC MATERIAL LOCATION:
7559 | 4215248435600 | TYPODONT TEETH WITH BRACES FOR TRAINING
7560 | 4215248435700 | ARTIFICIAL ENDODONTIC TOOTH #16 UPPER RIGHT MOLAR
7561 | 4215248435800 | SCREWED ARTIFICIAL TOOTH FOR PRIMARY LOWER LEFT SECOND PRIMARY MOLAR #75 COMPATIBLE WITH EACH SECTOR SYSTEM
7562 | 4215248435900 | SCREWED ARTIFICIAL TOOTH FOR PRIMARY LOWER LEFT FIRST PRIMARY MOLAR #74 COMPATIBLE WITH EACH SECTOR SYSTEM
7563 | 4215248436000 | SCREWED ARTIFICIAL TOOTH FOR PRIMARY LOWER RIGHT FIRST PRIMARY MOLAR #84 COMPATIBLE WITH EACH SECTOR SYSTEM
7564 | 4215248436100 | SCREWED ARTIFICIAL TOOTH FOR PRIMARY LOWER RIGHT SECOND PRIMARY MOLAR #85 COMPATIBLE WITH EACH SECTOR SYSTEM
7565 | 4215248436200 | SCREWED ARTIFICIAL TOOTH FOR PRIMARY UPPER LEFT CENTRAL #61 COMPATIBLE WITH EACH SECTOR SYSTEM
7566 | 4215248436300 | SCREWED ARTIFICIAL TOOTH FOR PRIMARY UPPER RIGHT CENTRAL #51 COMPATIBLE WITH EACH SECTOR SYSTEM
7567 | 4215248436400 | SCREWED ARTIFICIAL TOOTH FOR PRIMARY UPPER RIGHT FIRST PRIMARY MOLAR #54 COMPATIBLE WITH EACH SECTOR SYSTEM
7568 | 4215248436500 | SCREWED ARTIFICIAL TOOTH FOR PRIMARY UPPER LEFT SECOND MOLAR #65 COMPATIBLE WITH EACH SECTOR SYSTEM
7569 | 4215248436600 | SCREWED ARTIFICIAL TOOTH FOR PRIMARY UPPER RIGHT SECOND PRIMARY MOLAR #55 COMPATIBLE WITH EACH SECTOR SYSTEM
7570 | 4215248436700 | ARTIFICIAL ENDODONTIC TOOTH #11 UPPER RIGHT CENTRAL
7571 | 4215248436800 | SCREWED ARTIFICIAL TOOTH FOR PRIMARY LOWER LEFT CANINE #73 COMPATIBLE WITH EACH SECTOR SYSTEM
7572 | 4215248436900 | SCREWED ARTIFICIAL TOOTH FOR PRIMARY LOWER LEFT LATERAL #72 COMPATIBLE WITH EACH SECTOR SYSTEM
7573 | 4215248437000 | IVORINE TEETH PEDO LOWER RIGHT- LATERAL # 82
7574 | 4215248437100 | SCREWED ARTIFICIAL TOOTH FOR PRIMARY LOWER RIGHT- CANINE #83 COMPATIBLE WITH EACH SECTOR SYSTEM
7575 | 4215248437200 | ARTIFICIAL ENDODONTIC TOOTH #14 UPPER RIGHT PRE MOLAR
7576 | 4215248437300 | ARTIFICIAL ENDODONTIC TOOTH #26 UPPER LEFT MOLAR
7577 | 4215248437400 | SCREWED ARTIFICIAL TOOTH FOR PRIMARY UPPER RIGHT LATERAL #52 COMPATIBLE WITH EACH SECTOR SYSTEM
7578 | 4215248437500 | SCREWED ARTIFICIAL TOOTH FOR PRIMARY UPPER LEFT LATERAL #62 COMPATIBLE WITH EACH SECTOR SYSTEM
7579 | 4215248437600 | ARTIFICIAL ENDODONTIC TOOTH #36 LOWER LEFT MOLAR
7580 | 4215248437700 | ARTIFICIAL ENDODONTIC TOOTH #44 LOWER RIGHT PRE MOLAR
7581 | 4215248437800 | ARTIFICIAL PERMANENT TOOTH SNAP-ON (ASSORTED)
7582 | 4215248437900 | ARTIFICIAL PERMANENT TOOTH SNAP-ON UPPER RIGHT LATERAL #12
7583 | 4215248438000 | ARTIFICIAL PERMANENT TOOTH SNAP-ON UPPER RIGHT CANINE #13
7584 | 4215248438100 | ARTIFICIAL PERMANENT TOOTH SNAP-ON UPPER RIGHT FIRST PREMOLAR #14
7585 | 4215248438200 | ARTIFICIAL PERMANENT TOOTH SNAP-ON UPPER RIGHT SECOND PREMOLAR #15
7586 | 4215248438300 | ARTIFICIAL PERMANENT TOOTH SNAP-ON UPPER RIGHT FIRST MOLAR #16
7587 | 4215248438400 | ARTIFICIAL PERMANENT TOOTH SNAP-ON UPPER RIGHT SECOND MOLAR #17
7588 | 4215248438500 | ARTIFICIAL PERMANENT TOOTH SNAP-ON UPPER RIGHT THIRD MOLAR #18
7589 | 4215248438600 | ARTIFICIAL PERMANENT TOOTH SNAP-ON UPPER LEFT CENTRAL #21
7590 | 4215248438700 | ARTIFICIAL PERMANENT TOOTH SNAP-ON UPPER LEFT LATERAL #22
7591 | 4215248438800 | ARTIFICIAL PERMANENT TOOTH SNAP-ON UPPER LEFT CANINE #23
7592 | 4215248438900 | ARTIFICIAL PERMANENT TOOTH SNAP-ON UPPER LEFT FIRST PREMOLAR #24
7593 | 4215248439000 | ARTIFICIAL PERMANENT TOOTH SNAP-ON UPPER LEFT SECOND PREMOLAR #25
7594 | 4215248439100 | ARTIFICIAL PERMANENT TOOTH SNAP-ON UPPER LEFT FIRST MOLAR #26
7595 | 4215248439200 | ARTIFICIAL PERMANENT TOOTH SNAP-ON UPPER LEFT SECOND MOLAR #27
7596 | 4215248439300 | ARTIFICIAL PERMANENT TOOTH SNAP-ON UPPER LEFT THIRD MOLAR #28
7597 | 4215248439400 | ARTIFICIAL PERMANENT TOOTH SNAP-ON LOWER LEFT CENTRAL #31
7598 | 4215248439500 | ARTIFICIAL PERMANENT TOOTH SNAP-ON LOWER LEFT LATERAL #32
7599 | 4215248439600 | ARTIFICIAL PERMANENT TOOTH SNAP-ON LOWER LEFT CANINE #33
7600 | 4215248439700 | ARTIFICIAL PERMANENT TOOTH SNAP-ON LOWER LEFT FIRST PREMOLAR #34
7601 | 4215248439800 | ARTIFICIAL PERMANENT TOOTH SNAP-ON LOWER LEFT SECOND PREMOLAR #35
7602 | 4215248439900 | ARTIFICIAL PERMANENT TOOTH SNAP-ON LOWER LEFT FIRST MOLAR #36
7603 | 4215248440000 | ARTIFICIAL PERMANENT TOOTH SNAP-ON LOWER LEFT SECOND MOLAR #37
7604 | 4215248440100 | ARTIFICIAL PERMANENT TOOTH SNAP-ON LOWER LEFT THIRD MOLAR #38
7605 | 4215248440200 | ARTIFICIAL PERMANENT TOOTH SNAP-ON LOWER RIGHT CENTRAL #41
7606 | 4215248440300 | ARTIFICIAL PERMANENT TOOTH SNAP-ON LOWER RIGHT LATERAL #42
7607 | 4215248440400 | ARTIFICIAL PERMANENT TOOTH SNAP-ON LOWER RIGHT CANINE #43
7608 | 4215248440500 | ARTIFICIAL PERMANENT TOOTH SNAP-ON LOWER RIGHT FIRST PREMOLAR #44
7609 | 4215248440600 | ARTIFICIAL PERMANENT TOOTH SNAP-ON LOWER RIGHT SECOND PREMOLAR #45
7610 | 4215248440700 | ARTIFICIAL PERMANENT TOOTH SNAP-ON LOWER RIGHT FIRST MOLAR #46
7611 | 4215248440800 | ARTIFICIAL PERMANENT TOOTH SNAP-ON LOWER RIGHT SECOND MOLAR #47
7612 | 4215248440900 | ARTIFICIAL PERMANENT TOOTH SNAP-ON LOWER RIGHT THIRD MOLAR #48
7613 | 4215248441000 | MELAMINE TEETH PEDO UPPER RIGHT CANINE #53
7614 | 4215248441100 | MELAMINE TEETH PEDO UPPER LEFT CANINE #63
7615 | 4215248441200 | MELAMINE TEETH PEDO LOWER LEFT CANINE #73
7616 | 4215248441300 | MELAMINE TEETH PEDO LOWER RIGHT CENTRAL #81
7617 | 4215248441400 | MELAMINE TEETH PEDO LOWER RIGHT LATERAL #82
7618 | 4215248441500 | MELAMINE TEETH PEDO LOWER RIGHT CANINE #83
7619 | 4215248441600 | ARTIFICIAL TOOTH WITH PULP CHAMBER FILLED WITH RED WAX FOR PULPOTOMY EXERCISES UPPER PRIMARY MOLAR
7620 | 4215248441700 | ARTIFICIAL TOOTH WITH PULP CHAMBER FILLED WITH RED WAX FOR PULPOTOMY EXERCISES LOWER PRIMARY MOLAR
7621 | 4215248441800 | MELAMINE TEETH UPPER RIGHT #11 WITH TOOTH PREPARATION
7622 | 4215248441900 | MELAMINE TEETH UPPER RIGHT #13 WITH TOOTH PREPARATION
7623 | 4215248442000 | MELAMINE TEETH UPPER RIGHT #16 WITH TOOTH PREPARATION
7624 | 4215248442100 | MELAMINE TEETH UPPER LEFT #21 WITH TOOTH PREPARATION
7625 | 4215248442200 | MELAMINE TEETH UPPER LEFT #24 WITH TOOTH PREPARATION
7626 | 4215248442300 | MELAMINE TEETH LOWER LEFT #35 WITH TOOTH PREPARATION
7627 | 4215248442400 | MELAMINE TEETH LOWER RIGHT #46 WITH TOOTH PREPARATION
7628 | 4215248442500 | SCREWED ARTIFICIAL TOOTH FOR PERMANENT (ASSORTED) COMPATIBLE WITH EACH SECTOR SYSTEM
7629 | 4215248442600 | SCREWED ARTIFICIAL TOOTH FOR PERMANENT UPPER LEFT THIRD MOLAR #28 COMPATIBLE WITH EACH SECTOR SYSTEM
7630 | 4215248442700 | SCREWED ARTIFICIAL TOOTH FOR PERMANENT LOWER LEFT THIRD MOLAR #38 COMPATIBLE WITH EACH SECTOR SYSTEM
7631 | 4215248442800 | SCREWED ARTIFICIAL TOOTH FOR PERMANENT LOWER RIGHT THIRD MOLAR #48 COMPATIBLE WITH EACH SECTOR SYSTEM
7632 | 4215248442900 | SCREWED ARTIFICIAL TOOTH FOR PERMANENT UPPER RIGHT CENTRAL INCISOR #11 COMPATIBLE WITH EACH SECTOR SYSTEM
7633 | 4215248443000 | SCREWED ARTIFICIAL TOOTH FOR PERMANENT UPPER LEFT CENTRAL INCISOR #21 COMPATIBLE WITH EACH SECTOR SYSTEM
7634 | 4215248443100 | SCREWED ARTIFICIAL TOOTH FOR PERMANENT UPPER RIGHT LATERAL INCISOR #12 COMPATIBLE WITH EACH SECTOR SYSTEM
7635 | 4215248443200 | SCREWED ARTIFICIAL TOOTH FOR PERMANENT UPPER LEFT LATERAL INCISOR #22 COMPATIBLE WITH EACH SECTOR SYSTEM
7636 | 4215248443300 | SCREWED ARTIFICIAL TOOTH FOR PERMANENT UPPER RIGHT CANINE #13 COMPATIBLE WITH EACH SECTOR SYSTEM
7637 | 4215248443400 | SCREWED ARTIFICIAL TOOTH FOR PERMANENT UPPER LEFT CANINE #23 COMPATIBLE WITH EACH SECTOR SYSTEM
7638 | 4215248443500 | SCREWED ARTIFICIAL TOOTH FOR PERMANENT UPPER RIGHT FIRST PREMOLAR #14 COMPATIBLE WITH EACH SECTOR SYSTEM
7639 | 4215248443600 | SCREWED ARTIFICIAL TOOTH FOR PERMANENT UPPER LEFT FIRST PREMOLAR #24 COMPATIBLE WITH EACH SECTOR SYSTEM
7640 | 4215248443700 | SCREWED ARTIFICIAL TOOTH FOR PERMANENT UPPER RIGHT SECOND PREMOLAR #15 COMPATIBLE WITH EACH SECTOR SYSTEM
7641 | 4215248443800 | SCREWED ARTIFICIAL TOOTH FOR PERMANENT UPPER LEFT SECOND PREMOLAR #25 COMPATIBLE WITH EACH SECTOR SYSTEM
7642 | 4215248443900 | SCREWED ARTIFICIAL TOOTH FOR PERMANENT UPPER RIGHT FIRST MOLAR #16 COMPATIBLE WITH EACH SECTOR SYSTEM
7643 | 4215248444000 | SCREWED ARTIFICIAL TOOTH FOR PERMANENT UPPER LEFT FIRST MOLAR #26 COMPATIBLE WITH EACH SECTOR SYSTEM
7644 | 4215248444100 | SCREWED ARTIFICIAL TOOTH FOR PERMANENT UPPER RIGHT SECOND MOLAR #17 COMPATIBLE WITH EACH SECTOR SYSTEM
7645 | 4215248444200 | SCREWED ARTIFICIAL TOOTH FOR PERMANENT UPPER LEFT SECOND MOLAR #27 COMPATIBLE WITH EACH SECTOR SYSTEM
7646 | 4215248444300 | SCREWED ARTIFICIAL TOOTH FOR PERMANENT LOWER RIGHT CENTRAL INCISOR #41 COMPATIBLE WITH EACH SECTOR SYSTEM
7647 | 4215248444400 | SCREWED ARTIFICIAL TOOTH FOR PERMANENT LOWER LEFT CENTRAL INCISOR #31 COMPATIBLE WITH EACH SECTOR SYSTEM
7648 | 4215248444500 | SCREWED ARTIFICIAL TOOTH FOR PERMANENT LOWER RIGHT LATERAL INCISOR #42 COMPATIBLE WITH EACH SECTOR SYSTEM
7649 | 4215248444600 | SCREWED ARTIFICIAL TOOTH FOR PERMANENT LOWER LEFT LATERAL INCISOR #32 COMPATIBLE WITH EACH SECTOR SYSTEM
7650 | 4215248444700 | SCREWED ARTIFICIAL TOOTH FOR PERMANENT LOWER RIGHT CANINE #43 COMPATIBLE WITH EACH SECTOR SYSTEM
7651 | 4215248444800 | SCREWED ARTIFICIAL TOOTH FOR PERMANENT LOWER LEFT CANINE #33 COMPATIBLE WITH EACH SECTOR SYSTEM
7652 | 4215248444900 | SCREWED ARTIFICIAL TOOTH FOR PERMANENT LOWER RIGHT FIRST PREMOLAR #44 COMPATIBLE WITH EACH SECTOR SYSTEM
7653 | 4215248445000 | SCREWED ARTIFICIAL TOOTH FOR PERMANENT LOWER LEFT FIRST PREMOLAR #34 COMPATIBLE WITH EACH SECTOR SYSTEM
7654 | 4215248445100 | SCREWED ARTIFICIAL TOOTH FOR PERMANENT LOWER RIGHT SECOND PREMOLAR #45 COMPATIBLE WITH EACH SECTOR SYSTEM
7655 | 4215248445200 | SCREWED ARTIFICIAL TOOTH FOR PERMANENT LOWER LEFT SECOND PREMOLAR #35 COMPATIBLE WITH EACH SECTOR SYSTEM
7656 | 4215248445300 | SCREWED ARTIFICIAL TOOTH FOR PERMANENT LOWER RIGHT FIRST MOLAR #46 COMPATIBLE WITH EACH SECTOR SYSTEM
7657 | 4215248445400 | SCREWED ARTIFICIAL TOOTH FOR PERMANENT LOWER LEFT FIRST MOLAR #36 COMPATIBLE WITH EACH SECTOR SYSTEM
7658 | 4215248445500 | SCREWED ARTIFICIAL TOOTH FOR PERMANENT LOWER RIGHT SECOND MOLAR #47 COMPATIBLE WITH EACH SECTOR SYSTEM
7659 | 4215248445600 | SCREWED ARTIFICIAL TOOTH FOR PERMANENT LOWER LEFT SECOND MOLAR #37 COMPATIBLE WITH EACH SECTOR SYSTEM
7660 | 4215250000200 | PAD MIXING SIGNUM SIZE: 2.5INCHX3.0INCH FOR DENTAL
7661 | 4215250001200 | DENTIN DESENSITIZER 5ML/EACH
7662 | 4215250200100 | CLIP BIP HOLDER FOR DENTAL
7663 | 4215250300800 | SHEET RUBBER DAM MEDIUM GAUGE/COLORED/NO OFFENSIVE ODOR LATEX/POWDER FREE SIZE: 6X6 INCH PACKAGING: 40-60 SHEET PER BOX FOR DENTAL
7664 | 4215250302100 | CLAMP RUBBER DAM SECURING RUBBER DAM SHEET TO THE TOOTH STAINLESS STEEL FINISH: SHINY SIZE: 00 FOR ENDODONTICS
7665 | 4215250302200 | CLAMP RUBBER DAM SECURING RUBBER DAM SHEET TO THE TOOTH STAINLESS STEEL FINISH: SHINY SIZE: 1 FOR ENDODONTICS
7666 | 4215250302300 | CLAMP RUBBER DAM SECURING RUBBER DAM SHEET TO THE TOOTH FLAT JAWS STAINLESS STEEL SIZE: 2 FOR PREMOLARS FOR ENDODONTICS
7667 | 4215250302800 | RUBBER DAM BLOCK OUT RESIN MATERIAL
7668 | 4215250304800 | CLAMP RUBBER DAM SECURING RUBBER DAM SHEET TO THE TOOTH STAINLESS STEEL FINISH: SHINY SIZE: 0 FOR ENDODONTICS
7669 | 4215250304900 | CLAMP RUBBER DAM SECURING RUBBER DAM SHEET TO THE TOOTH STAINLESS STEEL FINISH: SHINY SIZE: 1A FOR ENDODONTICS
7670 | 4215250305000 | CLAMP RUBBER DAM SECURING RUBBER DAM SHEET TO THE TOOTH STAINLESS STEEL FINISH: SHINY SIZE: W2 FOR ENDODONTICS
7671 | 4215250305100 | CLAMP RUBBER DAM SECURING RUBBER DAM SHEET TO THE TOOTH FLAT NARROW JAWS STAINLESS STEEL SIZE: 4 FOR SMALL UPPER MOLARS FOR ENDODONTICS
7672 | 4215250305200 | CLAMP RUBBER DAM SECURING RUBBER DAM SHEET TO THE TOOTH STAINLESS STEEL FINISH: SHINY SIZE: 5 FOR ENDODONTICS
7673 | 4215250305300 | CLAMP RUBBER DAM SECURING RUBBER DAM SHEET TO THE TOOTH STAINLESS STEEL FINISH: SHINY SIZE: 6 FOR ENDODONTICS
7674 | 4215250305400 | CLAMP RUBBER DAM SECURING RUBBER DAM SHEET TO THE TOOTH STAINLESS STEEL FINISH: SHINY SIZE: W7 FOR ENDODONTICS
7675 | 4215250305500 | CLAMP RUBBER DAM SECURING RUBBER DAM SHEET TO THE TOOTH STAINLESS STEEL FINISH: SHINY SIZE: 8A FOR ENDODONTICS
7676 | 4215250305600 | CLAMP RUBBER DAM SECURING RUBBER DAM SHEET TO THE TOOTH STAINLESS STEEL FINISH: SHINY SIZE: 8D FOR ENDODONTICS
7677 | 4215250305700 | CLAMP RUBBER DAM SECURING RUBBER DAM SHEET TO THE TOOTH STAINLESS STEEL FINISH: SHINY SIZE: 9S FOR ENDODONTICS
7678 | 4215250305800 | CLAMP RUBBER DAM SECURING RUBBER DAM SHEET TO THE TOOTH STAINLESS STEEL FINISH: SHINY SIZE: 10 FOR ENDODONTICS
7679 | 4215250305900 | CLAMP RUBBER DAM SECURING RUBBER DAM SHEET TO THE TOOTH STAINLESS STEEL FINISH: SHINY SIZE: 14 FOR ENDODONTICS
7680 | 4215250306000 | CLAMP RUBBER DAM SECURING RUBBER DAM SHEET TO THE TOOTH STAINLESS STEEL FINISH: SHINY SIZE: 18 FOR ENDODONTICS
7681 | 4215250306100 | CLAMP RUBBER DAM SECURING RUBBER DAM SHEET TO THE TOOTH STAINLESS STEEL FINISH: SHINY SIZE: 24 FOR ENDODONTICS
7682 | 4215250306200 | CLAMP RUBBER DAM SECURING RUBBER DAM SHEET TO THE TOOTH STAINLESS STEEL FINISH: SHINY SIZE: 25 FOR ENDODONTICS
7683 | 4215250306300 | CLAMP RUBBER DAM SECURING RUBBER DAM SHEET TO THE TOOTH STAINLESS STEEL FINISH: SHINY SIZE: 26 FOR ENDODONTICS
7684 | 4215250306400 | CLAMP RUBBER DAM SECURING RUBBER DAM SHEET TO THE TOOTH STAINLESS STEEL FINISH: SHINY SIZE: 27 FOR ENDODONTICS
7685 | 4215250306500 | CLAMP RUBBER DAM SECURING RUBBER DAM SHEET TO THE TOOTH STAINLESS STEEL FINISH: SHINY SIZE: 27N FOR ENDODONTICS
7686 | 4215250306600 | CLAMP RUBBER DAM SECURING RUBBER DAM SHEET TO THE TOOTH STAINLESS STEEL FINISH: SHINY SIZE: 56 FOR ENDODONTICS
7687 | 4215250306700 | CLAMP RUBBER DAM SECURING RUBBER DAM SHEET TO THE TOOTH STAINLESS STEEL FINISH: SHINY SIZE: 212 FOR ENDODONTICS
7688 | 4215250306800 | PUNCHER RUBBER DAM IVORY/AUTOCLAVABLE CARBON STEEL FOR DENTAL
7689 | 4215250306900 | PUNCHER RUBBER DAM AINSWORTH/AUTOCLAVABLE CARBON STEEL LENGTH: 17.0CM FOR DENTAL
7690 | 4215250307000 | FRAME RUBBER DAM U SHAPED/AUTOCLAVABLE PLASTIC SIZE: 6X6INCH FOR DENTAL
7691 | 4215250307100 | SHEET RUBBER DAM MEDIUM GAUGE/COLORED RUBBER NON LATEX/POWDER FREE SIZE: 5X5 INCH PACKAGING: 40-60 SHEET PER BOX FOR DENTAL
7692 | 4215250307200 | SHEET RUBBER DAM MEDIUM GAUGE/COLORED/NO OFFENSIVE ODOR RUBBER NON LATEX/POWDER FREE SIZE: 6X6 INCH PACKAGING: 40-60 SHEET PER BOX FOR DENTAL
7693 | 4215250307300 | ENDODONTIC RUBBER DAM SHEET SIZE 6 X 6 INCH NON - LATEX HEAVY GAUGE COLORED NO OFFENSIVE ODOR 40 - 60 SHEET/BOX
7694 | 4215250307400 | NAPKIN DENTAL DAM PREVENT RUBBER DAM CONTACT WITH SKIN PACKAGING: 50 PER PACK FOR DENTAL
7695 | 4215250307500 | CLAMP RUBBER DAM SECURING RUBBER DAM SHEET TO THE TOOTH STAINLESS STEEL FINISH: SHINY SIZE: 9 FOR ENDODONTICS
7696 | 4215250307600 | FRAME RUBBER DAM STAINLESS STEEL SIZE: ADULT/152.0MM FOR DENTAL
7697 | 4215250307700 | CLAMP RUBBER DAM SECURING RUBBER DAM SHEET TO THE TOOTH STAINLESS STEEL FINISH: SHINY SIZE: W9 FOR ENDODONTICS
7698 | 4215250307800 | CLAMP RUBBER DAM SECURING RUBBER DAM SHEET TO THE TOOTH STAINLESS STEEL FINISH: SHINY SIZE: 8 FOR ENDODONTICS
7699 | 4215250307900 | CLAMP RUBBER DAM SECURING RUBBER DAM SHEET TO THE TOOTH STAINLESS STEEL FINISH: SHINY SIZE: 14A FOR ENDODONTICS
7700 | 4215250308000 | CLAMP RUBBER DAM SECURING RUBBER DAM SHEET TO THE TOOTH STAINLESS STEEL FINISH: SHINY SIZE: 12A FOR ENDODONTICS
7701 | 4215250308100 | FRAME RUBBER DAM U SHAPED/AUTOCLAVABLE PLASTIC SIZE: 5X5INCH FOR DENTAL
7702 | 4215250308200 | FRAME RUBBER DAM OSTBY/AUTOCLAVABLE PLASTIC SIZE: ADULT/5X5INCH FOR DENTAL
7703 | 4215250308300 | FRAME RUBBER DAM STAINLESS STEEL SIZE: PEDIATRIC/127.0MM FOR DENTAL
7704 | 4215250308400 | SHEET RUBBER DAM THIN GAUGE/COLORED/NO OFFENSIVE ODOR RUBBER NON LATEX/POWDER FREE SIZE: 6X6 INCH PACKAGING: 40-60 SHEET PER BOX FOR DENTAL
7705 | 4215250308500 | SHEET RUBBER DAM THIN GAUGE/COLORED/NO OFFENSIVE ODOR LATEX/POWDER FREE SIZE: 6X6 INCH PACKAGING: 40-60 SHEET PER BOX FOR DENTAL
7706 | 4215250308600 | SHEET RUBBER DAM MEDIUM GAUGE/COLORED LATEX/POWDER FREE SIZE: 5X5 INCH PACKAGING: 40-60 SHEET PER BOX FOR DENTAL
7707 | 4215250308700 | CLAMP RUBBER DAM SECURING RUBBER DAM SHEET TO THE TOOTH STAINLESS STEEL FINISH: SHINY SIZE: 7 FOR ENDODONTICS
7708 | 4215250308800 | CLAMP RUBBER DAM SECURING RUBBER DAM SHEET TO THE TOOTH STAINLESS STEEL FINISH: SHINY SIZE: 3 FOR ENDODONTICS
7709 | 4215250308900 | CLAMP RUBBER DAM SECURING RUBBER DAM SHEET TO THE TOOTH STAINLESS STEEL FINISH: SHINY SIZE: 2A FOR ENDODONTICS
7710 | 4215250309000 | CLAMP RUBBER DAM SECURING RUBBER DAM SHEET TO THE TOOTH STAINLESS STEEL FINISH: SHINY SIZE: 13A FOR ENDODONTICS
7711 | 4215250309100 | KIT RUBBER DAM CLAMPS WINGED FINISH: SHINY STAINLESS STEEL INCLUDES: SIZE 1/SIZE 2/SIZE 4/SIZE 7/SIZE 8A/SIZE 9/SIZE 12A/SIZE 13A/SIZE 14A FOR DENTAL
7712 | 4215250309200 | HOLDER CLAMP HOLDING RUBBER DAM CLAMPS COMFORTABLE GRIP/HANDCRAFTED TO PRECISE DIMENSIONS/RELIABLE/DURABLE STAINLESS STEEL FOR DENTAL
7713 | 4215250700100 | ROLL COTTON SALIVA ABSORPTION SIZE: 1 FOR DENTAL
7714 | 4215250700700 | "COTTON ABSORBENT DENTAL ROLL SIZE: 2 (40 MM LONG X 10 MM DIAMETER)"
7715 | 4215250800600 | SELF ASPIRATING DENTAL SYRINGE FOR ANESTHETIC CARPULE STAINLESS STEEL MATTE FINISH WITH TWO ADAPTORS ONE FOR METRIC SYSTEM 1.8ML
7716 | 4215250801100 | NEEDLE DENTAL SHORT STERILE GAUGE: 30 PACKAGING: 100 PER BOX
7717 | 4215250801200 | NEEDLE DENTAL LONG STERILE GAUGE: 30 PACKAGING: 100 PER BOX
7718 | 4215250801400 | SYRINGE DENTAL ANESTHESIA DELIVERY SELF ASPIRATING/WITH TWO ADAPTORS/ONE FOR METRIC SYSTEM STAINLESS STEEL FINISH: MATTE VOLUME: 2.2ML FOR ANESTHETIC CARPULE
7719 | 4215250801500 | NEEDLE DENTAL LONG STERILE GAUGE: 25 PACKAGING: 100 PER BOX
7720 | 4215250801600 | NEEDLE DENTAL SHORT STERILE GAUGE: 27 PACKAGING: 100 PER BOX
7721 | 4215250801700 | NEEDLE DENTAL LONG STERILE GAUGE: 27 PACKAGING: 100 PER BOX
7722 | 4215250801800 | NEEDLE IRRIGATION ROOT CANAL IRRIGATION LUER LOCK AND LUER HUB/THIN WALL/ONE OR TWO LATERAL VENTS/CLOSED FRONT END/ROUNDED TIP/FREE OF BURRS/STERILE GAUGE: 30.0GAUGE PACKAGING: PACKAGED IN CONTAINER/30-100 PER CONTAINER FOR ENDODONTICS
7723 | 4215250801900 | NEEDLE IRRIGATION ROOT CANAL IRRIGATION LUER LOCK AND LUER HUB/THIN WALL/ONE OR TWO LATERAL VENTS/CLOSED FRONT END/ROUNDED TIP/FREE OF BURRS/STERILE GAUGE: 25.0GAUGE PACKAGING: PACKAGED IN CONTAINER/30-100 PER CONTAINER FOR ENDODONTICS
7724 | 4215250802500 | DENTAL NEEDLE EXTRA SHORT 30 GAUGE X 13/16 (0.30 X 19MM)
7725 | 4215251100100 | DENTAL GLASS DAPPEN DISH ASSORTED 4 COLORS (TRANSPARENT AMBER BLUE GREEN) 1 EACH COLOR
7726 | 4215251600600 | RUBBER SILICONE PLASTER MIXING BOWL SIZE MEDIUM
7727 | 4215251600700 | RUBBER SILICONE PLASTER MIXING BOWL SIZE LARGE
7728 | 4215251600800 | CONDITIONER TISSUE IMPROVING DENTURE FIX AND FUNCTION PACKAGING: POWDER AND LIQUID/PLASTIC MIXING CUPS/SMALL SPATULA
7729 | 4215251600900 | RUBBER SILICONE PLASTER MIXING BOWL SIZE SMALL
7730 | 4215251601000 | MIXING BOWL FOR ACRYLIC MADE OF HIGHLY SILICONE SET OF 3 DIFFERENT SIZE (SMALL MEDIUM LARGE)
7731 | 4215251602100 | BOWL ROUND PLASTIC 1000 ML STERILE
7732 | 4215251602200 | BOWL PLASTIC STERILE SUD 500 ML
7733 | 4215251602400 | MIXING BOWL PLASTER 0.5 LITERS
7734 | 4215251900200 | DISPOSA-SHIELD HANDPIECE COVERS / AIR -WATER SYRINGE 2.25INCHESX6.625INCHES EACH
7735 | 4215260000000 | WAX TERMINAL BORDER STRIP WITH RETENTION
7736 | 4215260000100 | CAVITY CLEANSER WITH CHLORHEXIDINE ANTIBACTERIAL SOLUTION 7 ML BOTTLE
7737 | 4215260100000 | PAPER ARTICULATING OCCLUSION ADJUSTMENT THIN THICKNESS: 80.0MICRON RED AND BLUE NUMBER OF LEAVES PER BOOK: 100-150 FOR DENTAL
7738 | 4215260100500 | ARTICULATING DENTAL TAPE SILK RED #10
7739 | 4215260100600 | PAPER ARTICULATING OCCLUSION ADJUSTMENT EXTRA THIN THICKNESS: 40.0MICRON OR LESS RED NUMBER OF LEAVES PER BOOK: 100-150 FOR DENTAL
7740 | 4215260100700 | PAPER ARTICULATING OCCLUSION ADJUSTMENT EXTRA THIN THICKNESS: 40.0MICRON OR LESS RED AND BLUE NUMBER OF LEAVES PER BOOK: 100-150 FOR DENTAL
7741 | 4215260100800 | PAPER ARTICULATING OCCLUSION ADJUSTMENT THIN/HORSESHOE SHAPE THICKNESS: 80.0MICRON OR LESS RED AND BLUE NUMBER OF LEAVES PER BOOK: 100-150 FOR DENTAL
7742 | 4215260100900 | PAPER ARTICULATING OCCLUSION ADJUSTMENT EXTRA THIN THICKNESS: 40.0MICRON OR LESS BLUE NUMBER OF LEAVES PER BOOK: 100-150 FOR DENTAL
7743 | 4215260200200 | SHEET COVER PROTECTION DISPOSABLE/ROLL/SELF-ADHESIVE SURFACE/ANTI-STATIC BARRIER/COUNTERWEIGHTED DISPENSER FOR TABLETOP STABILITY/PREVENTS CROSS-CONTAMINATION NUMBER OF SHEET: 800 SIZE: 3.5CMX4.0CM PACKAGING: 6 ROLLS/DISPENSER FOR AIR WATER SYRINGE/LIGHT AND X-RAY HANDLE/HEAD WREST
7744 | 4215260200400 | FILM BARRIER PREVENTING CROSS CONTAMINATION DISPOSABLE/PREFORMED PLASTIC SHEET ROLL/DESIGNED TO COVER AND ADHERE TO DIFFERENT SURFACES/SPECIAL GLUE NON ADHERENT TO SURFACE AFTER REMOVAL SHEET SIZE: 10.0CMX15.0CM PACKAGING: 500-2000 SHEETS PER ROLL FOR DENTAL
7745 | 4215260300000 | PIN RETENTIVE TOOTH RESTORATION RETENTION ROUNDED RETENTIVE HEAD/SHOULDER STOP/INVERTED THREAD DESIGN TITANIUM DIA: 0.525MM PACKAGING: 25 PINS PER BOX/2 MATCHING DRILL/UNIVERSAL HAND DRIVER
7746 | 4215260400000 | CORD RETRACTION GINGIVA RETRACTION KNITTED 100% COTTON LENGTH: 2.0-2.5M SIZE: 00 FOR DENTAL
7747 | 4215260400300 | CORD RETRACTION GINGIVA RETRACTION KNITTED 100% COTTON LENGTH: 2.0-2.5M SIZE: 2 FOR DENTAL
7748 | 4215260401100 | RETRACTION CORD #0 KNITTED RETRACTION CORD NOT BRAIDED OR TWISTED 100% COTTON ABOUT 2-2.5M/PKG
7749 | 4215260401200 | CORD RETRACTION GINGIVA RETRACTION KNITTED 100% COTTON LENGTH: 2.0-2.5M SIZE: 1 FOR DENTAL
7750 | 4215260401300 | CORD RETRACTION GINGIVA RETRACTION KNITTED/EPINEPHRINE IMPREGNATED/BOTTLED 100% COTTON SIZE: 00 FOR DENTAL
7751 | 4215260401400 | CORD RETRACTION GINGIVA RETRACTION KNITTED/EPINEPHRINE IMPREGNATED/BOTTLED 100% COTTON SIZE: 000 FOR DENTAL
7752 | 4215260401500 | CORD RETRACTION GINGIVA RETRACTION KNITTED/EPINEPHRINE IMPREGNATED/BOTTLED 100% COTTON SIZE: 1 FOR DENTAL
7753 | 4215260401600 | CORD RETRACTION GINGIVA RETRACTION KNITTED/EPINEPHRINE IMPREGNATED/BOTTLED 100% COTTON SIZE: 2 FOR DENTAL
7754 | 4215260401800 | CORD RETRACTION GINGIVA RETRACTION KNITTED/EPINEPHRINE IMPREGNATED/BOTTLED 100% COTTON SIZE: 0 FOR DENTAL
7755 | 4215260601000 | PMMA CLEAR SPLINT THICKNESS 20MM 98.5MM - COMPATIBLE WITH CENTER MACHINE
7756 | 4215270000100 | ORTHODONTIC INSTRUMENT BANDING AND BONDING KIT PROVIDED WITH PREFABRICATED METAL CASSETTE SELF LOCKING (AUTOCLAVABLE) CONTAINS THE FOLLOWING ITEMS: TWO BRACKET HOLDER STERILIZABLE WITH BLADE AT THE END FOR BRACKET ANGULATIONS; ONE BAND SEATER NYLON STERILIZABLE T O MAXIMUM OF 180 DEG CELCIUS WITH HAND METAL TRIANGLE SERRATED TIPS; ONE BAND PUSHER; STERILIZABLE WITH SERRATED RECTANGLE TIPS AND ANATOMICALLY FORMED GRIP FOR GOOD TRANSFER OF FORCE; ONE BAND REMOVING PLIERS STERILIZABLE WITH SHARP END; ONE BRACKET DEBONDING PLI ERS STERILIZABLE FOR REMOVAL OF BRACKET AND BONDING ADHESIVE 45 ANGLED TIPS; ONE SEPARATING PLIERS STERILIZABLE; ONE SCALES DOUBLE E NDED BAND SEATING AND REMOVING INSTRUMENT STERILIZABLE; ONE LIP RETRACTOR MADE OF STAINLESS STEEL STERILIZABLE STANDARD SIZE; ONE LI P RETRACTOR MADE OF STAINLESS STEEL STERILIZABLE SMALL; ONE LIP RETRACTOR MADE OF STAINLESS STEEL STERILIZABLE LARGE SIZE
7757 | 4215270000600 | ORTHODONTIC BRACKET ADHESIVE KIT DUAL CURE GLASS IONOMER BASE FLUORIDE - RELEASING FOR BONDING CERAMIC METAL AND PLASTIC BRACKETS ONE STEP (N O MIX) KIT CONTAINS ETCHING GEL DISPOSABLE BRUSHES (50 OR MORE) SPECIAL HANDLES OR DISPOSABLE TIPS ONE EACH (EA) = ONE (1) KIT
7758 | 4215270000700 | ORTHODONTIC BRACKET ADHESIVE KIT LIGHT CURE GLASS IONOMER BASE FLUORIDE - RELEASING FOR BONDING CERAMIC METAL AND PLASTIC BRACKETS ONE STEP (N O MIX) KIT CONTAINS ETCHING GEL DISPOSABLE BRUSHES (50 OR MORE) SPECIAL HANDLES OR DISPOSABLE TIPS ONE EACH (EA) = ONE (1) KIT
7759 | 4215270000800 | GAUGE ORTHODONTIC BRACKET POSITIONING
7760 | 4215270000900 | ARCHWIRE ADJUSTMENT INSTRUMENT KIT MIR5 HU - FRIEDY # 5 FS CS MOUTH MIRROR WITH #MH 6 HANDLE PLPK 6 HU - FRIEDY PLUGGER/LIGATURE PICKER DPU 17 H U - FRIEDY PLIERS UTILITY PICK - UP 678 - 105 HU - FRIEDY PIN AND LIGATURE CUTTER NH - 5074 HU - FRIEDY MATHIEU - KOCHER PERMA SHARP NH 678 - 201 L HU - FRIEDY SLIM WEINGART PLIERS 678 - 101 HU - FRIEDY UNIVERSAL DISTAL END CUTTER 678 - 312 HU - FRIEDY 3 PRONG PLIERS 678 - 304 HU - FRIEDY BIRD BEAK PLIERS 678 - 212 HU - FRIEDY DIRECT BOND BRACKET HOLDERIMS LARGE RESIN CASSETTE
7761 | 4215270001100 | KIT ORTHODONTIC ACTIVATION/CHANGING ARCHWIRE PROVIDED WITH PREFABRICATED METAL CASSETTE WITH SELF LOCKING/AUTO CLAVABLE INCLUDES: ONE BIRD BEAK PLIER STERILIZABLE CONSTRUCTED WITH CONE AND PYRAMID SHAPE BEAK FOR WIRE UP TO 0.7MM/ONE WEINGART UNIVERSAL PLIER STERILIZABLE FOR POSITIONING THE ARCH WIRE AND BENDING THE DISTAL END OF ARCH WIRE ACCURATE CLOSING SERRATED TIPS/ONE DISTAL END CUTTER WITH SAFETY HOLDING DEVICE STERILIZABLE FOR WIRE UP TO 22X25INCHES/TWO MATHIEU NEEDLE HOLDER STERILIZABLE WITH SERRATED TIPS IDEAL FOR LIGATION/LIGATURE CUTTER STERILIZABLE FOR WIRE UP TO 0.4MMM/TWO MOSQUITO FORCEPS WITHOUT HOOK STERILIZABLE FOR PLACING ELASTIC MODULES/ONE LIGATURE DIRECTOR STERILIZABLE DOUBLE ENDED
7762 | 4215270001200 | ADAPTOR LIGATING CONVERTING A NON SELF LIGATING BRACKET INTO A SELF LIGATING BRACKET FOR ORTHODONTICS
7763 | 4215270001300 | ORTHODONTIC BAND ADAPTER
7764 | 4215270001400 | BUTTON LINGUAL MULTIPLE WITH FLAT BASE FOR ORTHODONTICS
7765 | 4215270001500 | BUTTON WITH EYELET BONDABLE FOR ORTHODONTIC TREATMENT 10 PCS/PACK
7766 | 4215270001600 | PAD NECK CERVICAL HEAD GEAR PAD WITH TRACTION RELEASE MODULES/MEDIUM FORCE FOR ORTHODONTICS
7767 | 4215270001700 | ORTHODONTIC BONDING AGENT LIGHT CURE COLOR CHANGE ADHESIVE CAPSULE - 25 NOS ONE ADHESIVE DISPENSING GUN AND SELF ETCHING PRIMER - 20 NOS ONE EACH (EA) = ONE (1) KIT
7768 | 4215270001800 | CAP HEAD HIGH PULL HEADGEAR HEAD CAP WITH TRACTION RELEASE MODULES/MEDIUM FORCE FOR ORTHODONTICS
7769 | 4215270001900 | APPLIANCE ORTHODONTICS UNDERBITE CORRECTION REVERSE PULL HEADGEAR/FOREHEAD AND CHIN PAD ARE LINED FOR PATIENT COMFORT STAINLESS STEEL WIRE/NON TOXIC ACRYLIC
7770 | 4215270002000 | LIP BUMPER KIT DIFFERENT SIZE S 4 SIZE S AT LEAST
7771 | 4215270002100 | LIP BUMPER SIZE 1 (74 MM)
7772 | 4215270002200 | LIP BUMPER SIZE 2 (85 MM)
7773 | 4215270002300 | LIP BUMPER SIZE 3 (94 MM)
7774 | 4215270002400 | LIP BUMPER WITH HOOKS SIZE 1 (74 MM)
7775 | 4215270002500 | LIP BUMPER WITH HOOKS SIZE 2 (85 MM)
7776 | 4215270002600 | LIP BUMPER WITH HOOKS SIZE 3 (94 MM)
7777 | 4215270002700 | SET ORTHODONTIC MINI SCREW INCLUDES: AUTOCLAVABLE TRAY/STERILE & PREPACKED GINGIVAL REMOVER/AUTOCLAVABLE X-RAY GUIDE/MANUAL HANDPIECE/PRESTERILIZED & PREPACKED SELF CUTTING ORTHODONTIC MINISCREW MADE OF TITANIUM ALLOY GRADE 5 (TI6AL4 V) SIZE 10MM WITH DIAMETER RANGE FROM 1.5 TO 1.8MM/AUTOCLAVABLE SCREWDRIVER FOR MANUAL INSERTION/AUTOCLAVABLE ADAPTOR FOR MECHANICAL INSERTION/PRESTERILIZED & PREPACKED SELF CUTTING ORTHODONTIC MINISCREW MADE OF TITANIUM ALLOY GRADE 5 (TI6AL4V) SIZE 8 MM WITH DIAMETER RANGE FROM 1.5 TO 1.8 MM/PRESTERILIZED & PREPACKED SELF CUTTING ORTHODONTIC MINISCREW MADE OF TITANIUM ALLOY GRADE 5 (T I6AL4V) SIZE 6MM WITH DIAMETER RANGE FROM 1.5 TO 1.8MM/PRESTERILIZED & PREPACKED CAP FOR ORTHODONTIC MINISCREW
7778 | 4215270002800 | SHEET RETAINER VACUUM FORMING RETAINERS POLYPROPYLENE OR POLYVINYL CHLORIDE (PVC) CLEAR THICKNESS: 0.20INCH-0.030INCH SIZE: 15.0CMX15.0CM FOR ORTHODONTIC
7779 | 4215270002900 | WIRE STAND WITH 10 - 12 HOLES PER SIDE
7780 | 4215270003000 | INDELIBLE PENCIL
7781 | 4215270003100 | PLIABLE RESIN THAT ADHERES TO PORCELAIN ENAMEL GOLD ACRYLIC
7782 | 4215270003200 | TAPE FOIL CHECKING OCCLUSION SHIMSTOCK FOR DENTAL
7783 | 4215270003300 | COMPOUND MODELING BORDER MODELING GREEN STICK PACKAGING: 12-20 STICKS PER BOX FOR DENTAL
7784 | 4215270003400 | HEAT PROTECTION CERAMIC BASE 100 G
7785 | 4215270003500 | PLASTIC FORK FUNCTIONAL BITE REGISTRATION
7786 | 4215270003600 | SET DENTAL CROWN INCLUDES: 6 SHADES/LIQUID TEMPORARY/LIGHT CURED METHYLMETHACRYLATE ACRYLIC
7787 | 4215270003700 | METALLIC OCCLUSAL PLANE
7788 | 4215270003800 | HALF RED AND HALF BLUE LEAD PENCIL FOR USE WITH DENTAL CHARTS
7789 | 4215270003900 | APPLIANCE ORTHODONTICS MOVE UPPER TEETH BACKWARD FASTER DISTAL JET/NON REMOVABLE/LINGUAL SIZE: 28.0MM
7790 | 4215270004000 | APPLIANCE ORTHODONTICS ALLOWING WIDER RANGE OF MANDIBULAR MOVEMENT HERBST/FLIP LOCK
7791 | 4215270004100 | CLEAT ORTHODONTIC TEETH ROTATION BONDABLE
7792 | 4215270008200 | ORTHODONTIC MINI SCREW VECTORTAS SYSTEM TEMPORARY ANCHORAGE KIT INCLUDE PREPACKED GINGIVAL REMOVAL SCREW DRIVER AND VARIABLE SIZE OF ORTHODONTIC SCREW
7793 | 4215270008500 | ORTHO DEMONSTRATION MODEL TEETH WITH BRACES
7794 | 4215270008600 | COLD SELF CURE ACRYLIC MONOMER LIQUIDCOLD SELF CURE ACRYLIC MONOMER LIQUID /LITER /
7795 | 4215270008700 | ORTHODONTIC KIT HOME CARE
7796 | 4215270101000 | SEMI - ADJUSTABLE ARTICULATOR WITH ADJUSTABLE ANGULATION OF CONDYLAR TRACK VERTICAL AND HORIZONTAL TILTING INCISAL TABLE 6 MOUNTING PLATE S
7797 | 4215270101200 | ORTHODONTIC PLASTIC OR RUBBER MODEL BASE
7798 | 4215270500100 | PREFABRICATED BALL ENDED CLASPS FOR PARTIAL DENTURES AND SPLINTS ASSORTED DIAMETER
7799 | 4215270500200 | SPACE MAINTAINER BANDS FOR TEETH # A/J
7800 | 4215270500300 | SPACE MAINTAINER BANDS FOR TEETH # K/T
7801 | 4215270500400 | SPACE MAINTAINER BANDS FOR TOOTH # 14
7802 | 4215270500500 | SPACE MAINTAINER BANDS FOR TOOTH # 19
7803 | 4215270500600 | SPACE MAINTAINER BANDS FOR TOOTH # 3
7804 | 4215270500700 | SPACE MAINTAINER BANDS FOR TOOTH # 30
7805 | 4215270600000 | ORTHODONTICS TWIN BRACKETS ROTH RX SLOT # 0.022 INCH WITH HOOKS ON 3 4 AND 5 WITH THE FOLLOWING SPECIFICATIONS: MANUFACTURED FROM HIGH STRENG TH MEDICAL STAINLESS STEEL TORQUE IN BASE COLOR ID MARKING FOR EASY IDENTIFICATION HOOK AND BALL ARE MILLED FROM SINGLEPIECE OF METAL - BACKING 20 PCS/PACK ONE EACH (EA) = ONE (1) KIT
7806 | 4215270600300 | BRACKET ORTHODONTIC SELF LIGATING/STANDARD/DAMON Q TOOTH: UPPER LEFT CENTRAL INCISOR SLOT: 0.022INCH
7807 | 4215270600400 | BRACKET ORTHODONTIC SELF LIGATING/STANDARD/DAMON Q TOOTH: UPPER RIGHT CENTRAL INCISOR SLOT: 0.022INCH
7808 | 4215270600500 | BRACKET ORTHODONTIC SELF LIGATING/STANDARD/DAMON Q TOOTH: UPPER LEFT LATERAL INCISOR SLOT: 0.022INCH
7809 | 4215270600700 | BRACKET ORTHODONTIC SELF LIGATING/STANDARD/DAMON Q TOOTH: LOWER RIGHT LATERAL INCISOR SLOT: 0.022INCH
7810 | 4215270600800 | BRACKET ORTHODONTIC BONDABLE/MBT VICTORY SERIES/LOW PROFILE TOOTH: UPPER LEFT CENTRAL INCISOR SLOT: 0.018INCH
7811 | 4215270600900 | BRACKET ORTHODONTIC BONDABLE/MBT VICTORY SERIES/LOW PROFILE TOOTH: UPPER RIGHT CENTRAL INCISOR SLOT: 0.018INCH
7812 | 4215270601000 | BRACKET ORTHODONTIC BONDABLE/MBT VICTORY SERIES/LOW PROFILE TOOTH: UPPER LEFT LATERAL INCISOR SLOT: 0.018INCH
7813 | 4215270601100 | BRACKET ORTHODONTIC BONDABLE/MBT VICTORY SERIES/LOW PROFILE TOOTH: UPPER RIGHT LATERAL INCISOR SLOT: 0.018INCH
7814 | 4215270601200 | BRACKET ORTHODONTIC BONDABLE/WITH HOOK/MBT VICTORY SERIES/LOW PROFILE TOOTH: UPPER LEFT CUSPIDS SLOT: 0.018INCH
7815 | 4215270601300 | BRACKET ORTHODONTIC BONDABLE/WITH HOOK/MBT VICTORY SERIES/LOW PROFILE TOOTH: UPPER RIGHT CUSPIDS SLOT: 0.018INCH
7816 | 4215270601500 | BRACKET ORTHODONTIC BONDABLE/WITH HOOK/MBT VICTORY SERIES/LOW PROFILE TOOTH: LOWER RIGHT CUSPIDS SLOT: 0.018INCH
7817 | 4215270601600 | BUTTON LINGUAL MULTIPLE BONDABLE PACKAGING: 10 PIECES PER PACK FOR ORTHODONTICS
7818 | 4215270700800 | TUBE ORTHODONTIC WIRE HOLDING SINGLE BUCCAL/CONTOURED/MICRO ETCHED/BONDABLE BASE/ROTH RX #0.022 TOOTH: UPPER RIGHT FIRST MOLAR SIZE: MEDIUM
7819 | 4215270700900 | TUBE ORTHODONTIC WIRE HOLDING SINGLE BUCCAL/CONTOURED/MICRO ETCHED/BONDABLE BASE/ROTH RX #0.022 TOOTH: UPPER LEFT SECOND MOLAR SIZE: MEDIUM
7820 | 4215270701000 | TUBE ORTHODONTIC WIRE HOLDING SINGLE BUCCAL/CONTOURED/MICRO ETCHED/BONDABLE BASE/ROTH RX #0.022 TOOTH: UPPER RIGHT SECOND MOLAR SIZE: MEDIUM
7821 | 4215270701100 | TUBE ORTHODONTIC WIRE HOLDING SINGLE BUCCAL/CONTOURED/MICRO ETCHED/BONDABLE BASE/ROTH RX #0.022 TOOTH: LOWER LEFT SECOND MOLAR SIZE: MEDIUM
7822 | 4215270701200 | TUBE ORTHODONTIC WIRE HOLDING SINGLE BUCCAL/CONTOURED/MICRO ETCHED/BONDABLE BASE/ROTH RX #0.022 TOOTH: LOWER RIGHT SECOND MOLAR SIZE: MEDIUM
7823 | 4215270701300 | TUBE ORTHODONTIC WIRE HOLDING SINGLE BUCCAL/CONTOURED/MICRO ETCHED/BONDABLE BASE/ROTH RX #0.022 TOOTH: UPPER LEFT FIRST MOLAR SIZE: MEDIUM
7824 | 4215270701400 | TUBE ORTHODONTIC WIRE HOLDING SINGLE BUCCAL/CONTOURED/MICRO ETCHED/BONDABLE BASE/ROTH RX #0.022 TOOTH: LOWER RIGHT FIRST MOLAR SIZE: MEDIUM
7825 | 4215270701500 | TUBE ORTHODONTIC WIRE HOLDING SINGLE BUCCAL/CONTOURED/MICRO ETCHED/BONDABLE BASE/ROTH RX #0.022 TOOTH: LOWER LEFT FIRST MOLAR SIZE: MEDIUM
7826 | 4215270800400 | 0.022 INCH TORQUING SPRING SMALL (75 - 90 G) FOR TRUE ROOT TORQUE
7827 | 4215270800500 | SPRING COIL ADJUST SPACING/CROWDING DEAD STAINLESS STEEL DIA: 0.02INCH FOR ORTHODONTICS
7828 | 4215270800600 | CLOSED COIL NITINOL SPRINGS IN SPOOL INNER DIAMETER 0.020 INCH - 0.030 INCH ONE EACH (EA) = ONE (1) PACK
7829 | 4215270800700 | CLOSED COIL NITINOL SPRINGS IN SPOOL 300 G 12 MM ONE EACH (EA) = ONE (1) PACK
7830 | 4215270800800 | CLOSED COIL NITINOL SPRINGS IN SPOOL 300 G 14 MM ONE EACH (EA) = ONE (1) PACK
7831 | 4215270800900 | CLOSED COIL NITINOL SPRINGS IN SPOOL 300 G 16 MM ONE EACH (EA) = ONE (1) PACK
7832 | 4215270801000 | SPRING COIL ADJUST SPACING/CROWDING OPEN NITINOL LENGTH: 7.0INCH SIZE: 0.10INCHX0.030INCH FORCE: LIGHT FOR ORTHODONTICS
7833 | 4215270801100 | SPRING COIL ADJUST SPACING/CROWDING OPEN NITINOL LENGTH: 7.0INCH SIZE: 0.12INCHX0.030INCH FORCE: MEDIUM FOR ORTHODONTICS
7834 | 4215270801200 | SPRING COIL ADJUST SPACING/CROWDING OPEN NITINOL LENGTH: 7.0INCH SIZE: 0.14INCHX0.036INCH FORCE: HEAVY FOR ORTHODONTICS
7835 | 4215270801300 | SPRING COIL ADJUST SPACING/CROWDING CLOSED NITINOL LENGTH: 9.0MM SIZE: 0.10INCHX0.030INCH FORCE: LIGHT FOR ORTHODONTICS
7836 | 4215270801400 | SPRING COIL ADJUST SPACING/CROWDING CLOSED NITINOL LENGTH: 12.0MM SIZE: 0.10INCHX0.030INCH FORCE: MEDIUM FOR ORTHODONTICS
7837 | 4215270801500 | SPRING COIL ADJUST SPACING/CROWDING CLOSED NITINOL LENGTH: 9.0MM SIZE: 0.10INCHX0.030INCH FORCE: HEAVY FOR ORTHODONTICS
7838 | 4215270801600 | CRIMPABLE BALL HOOK ONE EACH (EA) = ONE (1) PACK
7839 | 4215270801700 | TORQUING SPRING SMALL
7840 | 4215270801800 | TORQUING SPRING MEDIUM
7841 | 4215270801900 | TORQUING SPRING LARGE
7842 | 4215270802000 | SPRING COIL ADJUST SPACING/CROWDING DISTALIZING NICKEL TITANIUM INNER DIA: 0.045INCH FORCE: 100.0GM FOR ORTHODONTICS
7843 | 4215270802100 | SPRING COIL ADJUST SPACING/CROWDING OPEN NITINOL INNER DIA: 0.02INCH-0.03INCH FORCE: MEDIUM/200.0GM FOR ORTHODONTICS
7844 | 4215270802200 | SPRING COIL ADJUST SPACING/CROWDING CLOSED NITINOL LENGTH: 9.0MM INNER DIA: 0.03INCH FORCE: MEDIUM/200.0GM FOR ORTHODONTICS
7845 | 4215270802300 | SPRING COIL ADJUST SPACING/CROWDING CLOSED NITINOL LENGTH: 12.0MM INNER DIA: 0.03INCH FORCE: MEDIUM/200.0GM FOR ORTHODONTICS
7846 | 4215270803100 | SPRING CLOSED COIL STAINLESS STEEL 0.010 INCH FOR ORTHODONTIC TREATMENT 2 FT
7847 | 4215270901200 | ELASTIC ORTHODONTIC INTRAORAL STRENGTH: 1/4INCH SIZE: LIGHT/2.0OZ PACKAGING: 100 RINGS PER PATIENT PACK
7848 | 4215270901300 | INTRAORAL ELASTICS 1/4 INCH (6.35 MM) MEDIUM FORCE (4 OZ - 114 G) ONE EACH (EA) = ONE (1) PACK
7849 | 4215270901400 | ELASTIC ORTHODONTIC INTRAORAL STRENGTH: 1/4INCH/6.35MM SIZE: MEDIUM-LIGHT/3.5OZ PACKAGING: 100 RINGS PER PACK
7850 | 4215270901500 | ELASTIC ORTHODONTIC INTRAORAL STRENGTH: 3/16INCH/4.76MM SIZE: HEAVY/4.5OZ/130.0GM
7851 | 4215270901600 | ELASTIC ORTHODONTIC INTRAORAL STRENGTH: 3/16INCH/4.76MM SIZE: MEDIUM-LIGHT/3.5OZ/100.0GM
7852 | 4215270901700 | ELASTIC ORTHODONTIC INTRAORAL STRENGTH: 5/16INCH/7.94MM SIZE: LIGHT/2.0OZ/60.0GM
7853 | 4215270901800 | ELASTIC ORTHODONTIC INTRAORAL STRENGTH: 5/16INCH/7.94MM SIZE: HEAVY/4.5OZ/130.0GM
7854 | 4215270901900 | ELASTIC ORTHODONTIC INTRAORAL STRENGTH: 5/16INCH/7.94MM SIZE: MEDIUM-LIGHT/3.5OZ/100.0GM
7855 | 4215270902200 | ELASTIC ORTHODONTIC EXTRAORAL STRENGTH: 1/4INCH/6.35MM SIZE: LIGHT/8.0OZ/230.0GM
7856 | 4215270902300 | ELASTIC ORTHODONTIC EXTRAORAL STRENGTH: 1/2INCH/12.7MM SIZE: LIGHT/8.0OZ/230.0GM
7857 | 4215270902400 | ELASTIC ORTHODONTIC EXTRAORAL STRENGTH: 1/2INCH/12.7MM SIZE: HEAVY/14.0OZ/400.0GM
7858 | 4215270902500 | ELASTIC ORTHODONTIC EXTRAORAL STRENGTH: 1/2INCH SIZE: MEDIUM/8.0OZ PACKAGING: 100 RINGS PER PATIENT PACK
7859 | 4215270902600 | ELASTIC ORTHODONTIC EXTRAORAL STRENGTH: 3/8INCH/9.35MM SIZE: LIGHT/8.0OZ/230.0GM
7860 | 4215270902700 | ELASTIC ORTHODONTIC EXTRAORAL STRENGTH: 3/8INCH SIZE: MEDIUM/8.0OZ PACKAGING: 100 RINGS PER PATIENT PACK
7861 | 4215270902800 | ELASTIC ORTHODONTIC EXTRAORAL STRENGTH: 3/16INCH/4.76MM SIZE: LIGHT/8.0OZ/230.0GM
7862 | 4215270902900 | EXTRAORAL ELASTICS 5/8 INCH MEDIUM FORCE 8 OZ PACKAGING (100 RINGS PER PATIENT PACK) ONE EACH (EA) = ONE (1) PACK
7863 | 4215270903000 | ELASTIC ORTHODONTIC EXTRAORAL STRENGTH: 5/16INCH/7.94MM SIZE: LIGHT/8.0OZ/230.0GM
7864 | 4215270903100 | ELASTIC ORTHODONTIC EXTRAORAL STRENGTH: 5/16INCH/7.94MM SIZE: HEAVY/14.0OZ/400.0GM
7865 | 4215270903200 | ELASTIC ORTHODONTIC INTRAORAL STRENGTH: 1/4INCH/6.35MM SIZE: LIGHT/2.0OZ/60.0GM
7866 | 4215270903300 | ELASTIC ORTHODONTIC INTRAORAL STRENGTH: 1/4INCH/6.35MM SIZE: MEDIUM/3.0OZ/85.0GM
7867 | 4215270903400 | ELASTIC ORTHODONTIC INTRAORAL STRENGTH: 1/4INCH/6.35MM SIZE: MEDIUM-HEAVY/3.5OZ/100.0GM
7868 | 4215270903500 | ELASTIC ORTHODONTIC INTRAORAL STRENGTH: 1/4INCH/6.35MM SIZE: HEAVY/4.5OZ/130.0GM
7869 | 4215270903600 | ELASTIC ORTHODONTIC INTRAORAL STRENGTH: 1/2INCH/12.7MM SIZE: LIGHT/2.0OZ/60.0GM
7870 | 4215270903700 | ELASTIC ORTHODONTIC INTRAORAL STRENGTH: 1/2INCH/12.7MM SIZE: MEDIUM-HEAVY/3.5OZ/100.0GM
7871 | 4215270903800 | ELASTIC ORTHODONTIC INTRAORAL STRENGTH: 1/8INCH/3.18MM SIZE: LIGHT/2.0OZ/60.0GM
7872 | 4215270903900 | ELASTIC ORTHODONTIC INTRAORAL STRENGTH: 1/8INCH/3.18MM SIZE: MEDIUM-HEAVY/3.5OZ/100.0GM
7873 | 4215270904000 | INTRAORAL ELASTICS 1/8 INCH (3.18 MM) MEDIUM FORCE (4 OZ - 110 G) ONE EACH (EA) = ONE (1) PACK
7874 | 4215270904100 | ELASTIC ORTHODONTIC INTRAORAL STRENGTH: 3/4INCH/19.1MM SIZE: LIGHT/2.0OZ/60.0GM
7875 | 4215270904200 | ELASTIC ORTHODONTIC INTRAORAL STRENGTH: 3/4INCH/19.1MM SIZE: MEDIUM-HEAVY/3.5OZ/100.0GM
7876 | 4215270904300 | ELASTIC ORTHODONTIC INTRAORAL STRENGTH: 3/8INCH/9.35MM SIZE: LIGHT/2.0OZ/60.0GM
7877 | 4215270904400 | ELASTIC ORTHODONTIC INTRAORAL STRENGTH: 3/8INCH/9.35MM SIZE: MEDIUM/3.0OZ/85.0GM
7878 | 4215270904500 | ELASTIC ORTHODONTIC INTRAORAL STRENGTH: 3/8INCH/9.35MM SIZE: MEDIUM-HEAVY/3.5OZ/100.0GM
7879 | 4215270904600 | ELASTIC ORTHODONTIC INTRAORAL STRENGTH: 3/8INCH/9.35MM SIZE: HEAVY/4.5OZ/130.0GM
7880 | 4215270904700 | ELASTIC ORTHODONTIC INTRAORAL STRENGTH: 3/8INCH/9.35MM SIZE: EXTRA HEAVY/6.0OZ/170.0GM
7881 | 4215270904800 | ELASTIC ORTHODONTIC INTRAORAL STRENGTH: 3/16INCH/4.76MM SIZE: LIGHT/2.0OZ/60.0GM
7882 | 4215270904900 | ELASTIC ORTHODONTIC INTRAORAL STRENGTH: 3/16INCH/4.76MM SIZE: MEDIUM/3.0OZ/85.0GM
7883 | 4215270905000 | ELASTIC ORTHODONTIC INTRAORAL STRENGTH: 3/16INCH/4.76MM SIZE: MEDIUM-HEAVY/5.5OZ/156.0GM
7884 | 4215270905100 | ELASTIC ORTHODONTIC INTRAORAL STRENGTH: 3/16INCH/4.76MM SIZE: EXTRA HEAVY/6.0OZ/170.0GM
7885 | 4215270905200 | ELASTIC ORTHODONTIC INTRAORAL STRENGTH: 5/8INCH/15.9MM SIZE: LIGHT/2.0OZ/60.0GM
7886 | 4215270905300 | ELASTIC ORTHODONTIC INTRAORAL STRENGTH: 5/8INCH/15.9MM SIZE: MEDIUM-HEAVY/3.5OZ/100.0GM
7887 | 4215270905400 | ELASTIC ORTHODONTIC INTRAORAL STRENGTH: 5/16INCH/7.94MM SIZE: MEDIUM/3.0OZ/85.0GM
7888 | 4215270905500 | ELASTIC ORTHODONTIC INTRAORAL STRENGTH: 5/16INCH/7.94MM SIZE: EXTRA HEAVY/6.0OZ/170.0GM
7889 | 4215270905600 | ELASTIC CHAIN WIDE SPACE 15 FEET MEDIUM FORCE
7890 | 4215270905700 | SEPARATOR ORTHODONTICS TEETH SEPARATION ELASTIC DIA: 1.5MM PACKAGING: 1000 PER PACK
7891 | 4215270905800 | SEPARATOR ORTHODONTICS TEETH SEPARATION ELASTIC DIA: 2.0MM PACKAGING: 1000 PER PACK
7892 | 4215270905900 | TUBING ELASTOMERIC TEETH ALIGNMENT/LEVELING SPOOL SIZE: 0.025INCH LENGTH: 25.0FEET FOR ORTHODONTICS
7893 | 4215270906000 | TUBING ELASTOMERIC TEETH ALIGNMENT/LEVELING SPOOL SIZE: 0.030INCH LENGTH: 25.0FEET FOR ORTHODONTICS
7894 | 4215270906100 | ELASTIC ORTHODONTIC INTRAORAL STRENGTH: 1/4INCH/6.35MM SIZE: EXTRA HEAVY/6.0OZ/170.0GM
7895 | 4215270906200 | ELASTIC ORTHODONTIC EXTRAORAL STRENGTH: 3/8INCH SIZE: HEAVY/14.0OZ PACKAGING: 100 RINGS PER PATIENT PACK
7896 | 4215270906300 | ELASTIC ORTHODONTIC EXTRAORAL STRENGTH: 1/2INCH SIZE: HEAVY/14.0OZ PACKAGING: 100 RINGS PER PATIENT PACK
7897 | 4215270906400 | CHAIN ORTHODONTICS APPLYING MORE FORCE OPENED LONG (DOUBLE) SPACE/MEDIUM FORCE ELASTIC LENGTH: 15.0FEET
7898 | 4215270906500 | CHAIN ORTHODONTICS APPLYING MORE FORCE OPENED SPACE/MEDIUM FORCE ELASTIC LENGTH: 15.0FEET
7899 | 4215270906600 | CHAIN ORTHODONTICS APPLYING MORE FORCE CLOSED SPACE/MEDIUM FORCE ELASTIC LENGTH: 15.0FEET
7900 | 4215270906700 | MODULES ELASTOMERIC SECURING THE ARCHWIRE INTO THE SLOT SINGLE PATIENT USE/FADE RESISTANT GREY FOR ORTHODONTICS
7901 | 4215270906800 | MODULES ELASTOMERIC SECURING THE ARCHWIRE INTO THE SLOT SINGLE PATIENT USE/FADE RESISTANT SILVER FOR ORTHODONTICS
7902 | 4215271000000 | MODULES ELASTOMERIC SECURING THE ARCHWIRE INTO THE SLOT SINGLE PATIENT USE/FADE RESISTANT BLUE FOR ORTHODONTICS
7903 | 4215271000100 | MODULES ELASTOMERIC SECURING THE ARCHWIRE INTO THE SLOT SINGLE PATIENT USE/FADE RESISTANT CLEAR FOR ORTHODONTICS
7904 | 4215271000200 | MODULES ELASTOMERIC SECURING THE ARCHWIRE INTO THE SLOT SINGLE PATIENT USE/FADE RESISTANT PINK FOR ORTHODONTICS
7905 | 4215271000300 | MODULES ELASTOMERIC SECURING THE ARCHWIRE INTO THE SLOT SINGLE PATIENT USE/FADE RESISTANT PURPLE FOR ORTHODONTICS
7906 | 4215271000400 | MODULES ELASTOMERIC SECURING THE ARCHWIRE INTO THE SLOT SINGLE PATIENT USE/FADE RESISTANT ORANGE FOR ORTHODONTICS
7907 | 4215271000500 | MODULES ELASTOMERIC SECURING THE ARCHWIRE INTO THE SLOT SINGLE PATIENT USE/FADE RESISTANT BLACK FOR ORTHODONTICS
7908 | 4215271000600 | MODULES ELASTOMERIC SECURING THE ARCHWIRE INTO THE SLOT SINGLE PATIENT USE/FADE RESISTANT RED FOR ORTHODONTICS
7909 | 4215271000700 | MODULES ELASTOMERIC SECURING THE ARCHWIRE INTO THE SLOT SINGLE PATIENT USE/FADE RESISTANT NEON GREEN FOR ORTHODONTICS
7910 | 4215271000800 | MODULES ELASTOMERIC SECURING THE ARCHWIRE INTO THE SLOT SINGLE PATIENT USE/FADE RESISTANT WHITE FOR ORTHODONTICS
7911 | 4215271000900 | MODULES ELASTOMERIC SECURING THE ARCHWIRE INTO THE SLOT SINGLE PATIENT USE/FADE RESISTANT YELLOW FOR ORTHODONTICS
7912 | 4215271001000 | MODULES ELASTOMERIC SECURING THE ARCHWIRE INTO THE SLOT SINGLE PATIENT USE/FADE RESISTANT TEAL FOR ORTHODONTICS
7913 | 4215271001100 | MODULES ELASTOMERIC SECURING THE ARCHWIRE INTO THE SLOT SINGLE PATIENT USE/FADE RESISTANT ROSE FOR ORTHODONTICS
7914 | 4215271001200 | MODULES ELASTOMERIC SECURING THE ARCHWIRE INTO THE SLOT SINGLE PATIENT USE/FADE RESISTANT GREEN FOR ORTHODONTICS
7915 | 4215271001300 | MODULES ELASTOMERIC SECURING THE ARCHWIRE INTO THE SLOT SINGLE PATIENT USE/FADE RESISTANT MAROON FOR ORTHODONTICS
7916 | 4215271001400 | MODULES ELASTOMERIC SECURING THE ARCHWIRE INTO THE SLOT SINGLE PATIENT USE/FADE RESISTANT GOLD FOR ORTHODONTICS
7917 | 4215271001500 | E - LINKS MODULES (SIZE E4 E 5 E 6)
7918 | 4215271100700 | EXPANSION SCREW FOR ACRYLIC REMOVABLE APPLIANCES MEDIUM SIZE ELONGATION FROM 6 - 8 MM STANDARD EXPANSION SCREW S FOR MAXILLA SKELETON TYPE WITH RETENTION HOLES WIDE DOUBLE GUIDANCE ENSURES HIGHEST RELIABILITY AND STABILITY. HOUSING OUT OF GALVANICAL COATED NICKEL - SILVER. STAINLESS STEEL THREAT SPINDLE AND GUIDING PINS
7919 | 4215271100800 | SCREW EXPANSION HYRAX/SKELETON/WITH RETENTION HOLES/WIDE DOUBLE GUIDANCE ENSURES HIGHEST RELIABILITY AND STABILITY/TWO DIRECTION HOUSING OUT OF GALVANIC COATED NICKEL-SILVER/STAINLESS STEEL THREAD SPINDLE AND GUIDING PINS SIZE: MEDIUM ELONGATION: 7.0MM-9.0MM FOR MAXILLA
7920 | 4215271100900 | SCREW EXPANSION STANDARD/SKELETON/WITH RETENTION HOLES/WIDE DOUBLE GUIDANCE ENSURES HIGHEST RELIABILITY AND STABILITY HOUSING OUT OF GALVANIC COATED NICKEL-SILVER/STAINLESS STEEL THREAT SPINDLE AND GUIDING PINS ELONGATION: 11.0MM-14.0MM FOR MAXILLA
7921 | 4215271101000 | SCREW EXPANSION HYRAX/SKELETON/WITH RETENTION HOLES/WIDE DOUBLE GUIDANCE ENSURES HIGHEST RELIABILITY AND STABILITY/TWO DIRECTION HOUSING OUT OF GALVANIC COATED NICKEL-SILVER/STAINLESS STEEL THREAD SPINDLE AND GUIDING PINS SIZE: SMALL ELONGATION: 7.0MM-9.0MM FOR MAXILLA
7922 | 4215271101100 | EXPANSION SCREW FOR ACRYLIC REMOVABLE APPLIANCES SMALL SIZE ELONGATION FROM 7 - 9 MM STANDARD EXPANSION SCREW S FOR MAXILLA SKELETONTYPE WITH R ETENTION HOLES WIDE DOUBLE GUIDANCE ENSURES HIGHEST RELIABILITY AND STABILITY HOUSING OUT OF GALVANIC COATED NICKEL - SILVER STAINLESS STEEL THREAD SPINDLE AND GUIDING PINS
7923 | 4215271101200 | SELF - CUTTING ORTHODONTIC MINISCREW STERILE TITANIUM ALLOY SIZE 8 MM WITH DIAMETER RANGE FROM 1.5 - 1.8 MM
7924 | 4215271101300 | SELF - CUTTING ORTHODONTIC MINISCREW STERILE MADE OF TITANIUM ALLOY - SIZE 6 MM WITH DIAMETER RANGE FROM 1.5 - 1.8 MM
7925 | 4215271101400 | SELF-CUTTING ORTHODONTIC MINISCREW STERILE MADE OF TITANIUM ALLOY-SIZE 10MM WITH DIAMETER RANGE FROM 1.5-1.8MM
7926 | 4215271203400 | BAND ORTHODONTIC SUPPORT THE ARCHWIRE BICUSPID/PREWELDED WITH BRACKET/WITH HOOK/ROTH RX #0.022INCH/LINGUAL CLEAT/PERMANENT LASER ID MARKING SIZE: 10-25 TOOTH: LOWER RIGHT AND LEFT FIRST BICUSPID
7927 | 4215271203500 | BAND ORTHODONTIC SUPPORT THE ARCHWIRE BICUSPID/PREWELDED WITH BRACKET/WITH HOOK/ROTH RX #0.022INCH/LINGUAL CLEAT/PERMANENT LASER ID MARKING SIZE: 10-25 TOOTH: LOWER RIGHT AND LEFT SECOND BICUSPID
7928 | 4215271203600 | BAND ORTHODONTIC SUPPORT THE ARCHWIRE BICUSPID/PREWELDED WITH BRACKET/WITH HOOK/ROTH RX #0.022INCH/LINGUAL CLEAT/PERMANENT LASER ID MARKING SIZE: 10-25 TOOTH: UPPER RIGHT AND LEFT BICUSPID
7929 | 4215271203700 | BAND ORTHODONTIC SUPPORT THE ARCHWIRE STANDARD/CONTOURED/REGULAR/NON ETCHED/CONVERTIBLE/PRE WELDED WITH DOUBLE BUCCAL TUBES/ROTH RX #0.022/LINGUAL CLEAT/PERMANENT LASER ID MARKING SIZE: 34 TOOTH: UPPER RIGHT FIRST MOLAR
7930 | 4215271203800 | BAND ORTHODONTIC SUPPORT THE ARCHWIRE STANDARD/CONTOURED/REGULAR/NON ETCHED/CONVERTIBLE/PRE WELDED WITH DOUBLE BUCCAL TUBES/ROTH RX #0.022/LINGUAL CLEAT/PERMANENT LASER ID MARKING SIZE: 34 TOOTH: LOWER RIGHT FIRST MOLAR
7931 | 4215271203900 | BAND ORTHODONTIC SUPPORT THE ARCHWIRE STANDARD/CONTOURED/REGULAR/NON ETCHED/CONVERTIBLE/PRE WELDED WITH DOUBLE BUCCAL TUBES/ROTH RX #0.022/LINGUAL CLEAT/PERMANENT LASER ID MARKING SIZE: 34+ TOOTH: LOWER RIGHT FIRST MOLAR
7932 | 4215271204000 | BAND ORTHODONTIC SUPPORT THE ARCHWIRE STANDARD/CONTOURED/REGULAR/NON ETCHED/CONVERTIBLE/PRE WELDED WITH DOUBLE BUCCAL TUBES/ROTH RX #0.022/LINGUAL CLEAT/PERMANENT LASER ID MARKING SIZE: 35 TOOTH: LOWER RIGHT FIRST MOLAR
7933 | 4215271204100 | BAND ORTHODONTIC SUPPORT THE ARCHWIRE STANDARD/CONTOURED/REGULAR/NON ETCHED/CONVERTIBLE/PRE WELDED WITH DOUBLE BUCCAL TUBES/ROTH RX #0.022/LINGUAL CLEAT/PERMANENT LASER ID MARKING SIZE: 35+ TOOTH: LOWER RIGHT FIRST MOLAR
7934 | 4215271204200 | BAND ORTHODONTIC SUPPORT THE ARCHWIRE STANDARD/CONTOURED/REGULAR/NON ETCHED/CONVERTIBLE/PRE WELDED WITH DOUBLE BUCCAL TUBES/ROTH RX #0.022/LINGUAL CLEAT/PERMANENT LASER ID MARKING SIZE: 36 TOOTH: LOWER RIGHT FIRST MOLAR
7935 | 4215271204300 | BAND ORTHODONTIC SUPPORT THE ARCHWIRE STANDARD/CONTOURED/REGULAR/NON ETCHED/CONVERTIBLE/PRE WELDED WITH DOUBLE BUCCAL TUBES/ROTH RX #0.022/LINGUAL CLEAT/PERMANENT LASER ID MARKING SIZE: 36+ TOOTH: LOWER RIGHT FIRST MOLAR
7936 | 4215271204400 | BAND ORTHODONTIC SUPPORT THE ARCHWIRE STANDARD/CONTOURED/REGULAR/NON ETCHED/CONVERTIBLE/PRE WELDED WITH DOUBLE BUCCAL TUBES/ROTH RX #0.022/LINGUAL CLEAT/PERMANENT LASER ID MARKING SIZE: 37 TOOTH: LOWER RIGHT FIRST MOLAR
7937 | 4215271204500 | BAND ORTHODONTIC SUPPORT THE ARCHWIRE STANDARD/CONTOURED/REGULAR/NON ETCHED/CONVERTIBLE/PRE WELDED WITH DOUBLE BUCCAL TUBES/ROTH RX #0.022/LINGUAL CLEAT/PERMANENT LASER ID MARKING SIZE: 37+ TOOTH: LOWER RIGHT FIRST MOLAR
7938 | 4215271204600 | BAND ORTHODONTIC SUPPORT THE ARCHWIRE STANDARD/CONTOURED/REGULAR/NON ETCHED/CONVERTIBLE/PRE WELDED WITH DOUBLE BUCCAL TUBES/ROTH RX #0.022/LINGUAL CLEAT/PERMANENT LASER ID MARKING SIZE: 38 TOOTH: LOWER RIGHT FIRST MOLAR
7939 | 4215271204700 | BAND ORTHODONTIC SUPPORT THE ARCHWIRE STANDARD/CONTOURED/REGULAR/NON ETCHED/CONVERTIBLE/PRE WELDED WITH DOUBLE BUCCAL TUBES/ROTH RX #0.022/LINGUAL CLEAT/PERMANENT LASER ID MARKING SIZE: 38+ TOOTH: LOWER RIGHT FIRST MOLAR
7940 | 4215271204800 | BAND ORTHODONTIC SUPPORT THE ARCHWIRE STANDARD/CONTOURED/REGULAR/NON ETCHED/CONVERTIBLE/PRE WELDED WITH DOUBLE BUCCAL TUBES/ROTH RX #0.022/LINGUAL CLEAT/PERMANENT LASER ID MARKING SIZE: 39 TOOTH: LOWER RIGHT FIRST MOLAR
7941 | 4215271204900 | BAND ORTHODONTIC SUPPORT THE ARCHWIRE STANDARD/CONTOURED/REGULAR/NON ETCHED/CONVERTIBLE/PRE WELDED WITH DOUBLE BUCCAL TUBES/ROTH RX #0.022/LINGUAL CLEAT/PERMANENT LASER ID MARKING SIZE: 34 TOOTH: LOWER LEFT FIRST MOLAR
7942 | 4215271205000 | BAND ORTHODONTIC SUPPORT THE ARCHWIRE STANDARD/CONTOURED/REGULAR/NON ETCHED/CONVERTIBLE/PRE WELDED WITH DOUBLE BUCCAL TUBES/ROTH RX #0.022/LINGUAL CLEAT/PERMANENT LASER ID MARKING SIZE: 34+ TOOTH: LOWER LEFT FIRST MOLAR
7943 | 4215271205100 | BAND ORTHODONTIC SUPPORT THE ARCHWIRE STANDARD/CONTOURED/REGULAR/NON ETCHED/CONVERTIBLE/PRE WELDED WITH DOUBLE BUCCAL TUBES/ROTH RX #0.022/LINGUAL CLEAT/PERMANENT LASER ID MARKING SIZE: 35 TOOTH: LOWER LEFT FIRST MOLAR
7944 | 4215271205200 | BAND ORTHODONTIC SUPPORT THE ARCHWIRE STANDARD/CONTOURED/REGULAR/NON ETCHED/CONVERTIBLE/PRE WELDED WITH DOUBLE BUCCAL TUBES/ROTH RX #0.022/LINGUAL CLEAT/PERMANENT LASER ID MARKING SIZE: 35+ TOOTH: LOWER LEFT FIRST MOLAR
7945 | 4215271205300 | BAND ORTHODONTIC SUPPORT THE ARCHWIRE STANDARD/CONTOURED/REGULAR/NON ETCHED/CONVERTIBLE/PRE WELDED WITH DOUBLE BUCCAL TUBES/ROTH RX #0.022/LINGUAL CLEAT/PERMANENT LASER ID MARKING SIZE: 36 TOOTH: LOWER LEFT FIRST MOLAR
7946 | 4215271205400 | BAND ORTHODONTIC SUPPORT THE ARCHWIRE STANDARD/CONTOURED/REGULAR/NON ETCHED/CONVERTIBLE/PRE WELDED WITH DOUBLE BUCCAL TUBES/ROTH RX #0.022/LINGUAL CLEAT/PERMANENT LASER ID MARKING SIZE: 36+ TOOTH: LOWER LEFT FIRST MOLAR
7947 | 4215271205500 | BAND ORTHODONTIC SUPPORT THE ARCHWIRE STANDARD/CONTOURED/REGULAR/NON ETCHED/CONVERTIBLE/PRE WELDED WITH DOUBLE BUCCAL TUBES/ROTH RX #0.022/LINGUAL CLEAT/PERMANENT LASER ID MARKING SIZE: 37 TOOTH: LOWER LEFT FIRST MOLAR
7948 | 4215271205600 | BAND ORTHODONTIC SUPPORT THE ARCHWIRE STANDARD/CONTOURED/REGULAR/NON ETCHED/CONVERTIBLE/PRE WELDED WITH DOUBLE BUCCAL TUBES/ROTH RX #0.022/LINGUAL CLEAT/PERMANENT LASER ID MARKING SIZE: 37+ TOOTH: LOWER LEFT FIRST MOLAR
7949 | 4215271205700 | BAND ORTHODONTIC SUPPORT THE ARCHWIRE STANDARD/CONTOURED/REGULAR/NON ETCHED/CONVERTIBLE/PRE WELDED WITH DOUBLE BUCCAL TUBES/ROTH RX #0.022/LINGUAL CLEAT/PERMANENT LASER ID MARKING SIZE: 38 TOOTH: LOWER LEFT FIRST MOLAR
7950 | 4215271205800 | BAND ORTHODONTIC SUPPORT THE ARCHWIRE STANDARD/CONTOURED/REGULAR/NON ETCHED/CONVERTIBLE/PRE WELDED WITH DOUBLE BUCCAL TUBES/ROTH RX #0.022/LINGUAL CLEAT/PERMANENT LASER ID MARKING SIZE: 38+ TOOTH: LOWER LEFT FIRST MOLAR
7951 | 4215271205900 | BAND ORTHODONTIC SUPPORT THE ARCHWIRE STANDARD/CONTOURED/REGULAR/NON ETCHED/CONVERTIBLE/PRE WELDED WITH DOUBLE BUCCAL TUBES/ROTH RX #0.022/LINGUAL CLEAT/PERMANENT LASER ID MARKING SIZE: 39 TOOTH: LOWER LEFT FIRST MOLAR
7952 | 4215271206000 | BAND ORTHODONTIC SUPPORT THE ARCHWIRE STANDARD/CONTOURED/REGULAR/NON ETCHED/CONVERTIBLE/PRE WELDED WITH TRIPLE BUCCAL TUBES/ROTH RX #0.022/LINGUAL CLEAT/PERMANENT LASER ID MARKING SIZE: 36+ TOOTH: UPPER RIGHT FIRST MOLAR
7953 | 4215271206100 | BAND ORTHODONTIC SUPPORT THE ARCHWIRE STANDARD/CONTOURED/REGULAR/NON ETCHED/CONVERTIBLE/PRE WELDED WITH TRIPLE BUCCAL TUBES/ROTH RX #0.022/LINGUAL CLEAT/PERMANENT LASER ID MARKING SIZE: 37 TOOTH: UPPER RIGHT FIRST MOLAR
7954 | 4215271206200 | BAND ORTHODONTIC SUPPORT THE ARCHWIRE STANDARD/CONTOURED/REGULAR/NON ETCHED/CONVERTIBLE/PRE WELDED WITH TRIPLE BUCCAL TUBES/ROTH RX #0.022/LINGUAL CLEAT/PERMANENT LASER ID MARKING SIZE: 38 TOOTH: UPPER RIGHT FIRST MOLAR
7955 | 4215271206300 | BAND ORTHODONTIC SUPPORT THE ARCHWIRE STANDARD/CONTOURED/REGULAR/NON ETCHED/CONVERTIBLE/PRE WELDED WITH TRIPLE BUCCAL TUBES/ROTH RX #0.022/LINGUAL CLEAT/PERMANENT LASER ID MARKING SIZE: 38+ TOOTH: UPPER RIGHT FIRST MOLAR
7956 | 4215271206400 | BAND ORTHODONTIC SUPPORT THE ARCHWIRE STANDARD/CONTOURED/REGULAR/NON ETCHED/CONVERTIBLE/PRE WELDED WITH TRIPLE BUCCAL TUBES/ROTH RX #0.022/LINGUAL CLEAT/PERMANENT LASER ID MARKING SIZE: 39 TOOTH: UPPER RIGHT FIRST MOLAR
7957 | 4215271206500 | BAND ORTHODONTIC SUPPORT THE ARCHWIRE STANDARD/CONTOURED/REGULAR/NON ETCHED/CONVERTIBLE/PRE WELDED WITH TRIPLE BUCCAL TUBES/ROTH RX #0.022/LINGUAL CLEAT/PERMANENT LASER ID MARKING SIZE: 34+ TOOTH: UPPER LEFT FIRST MOLAR
7958 | 4215271206600 | BAND ORTHODONTIC SUPPORT THE ARCHWIRE STANDARD/CONTOURED/REGULAR/NON ETCHED/CONVERTIBLE/PRE WELDED WITH TRIPLE BUCCAL TUBES/ROTH RX #0.022/LINGUAL CLEAT/PERMANENT LASER ID MARKING SIZE: 35 TOOTH: UPPER LEFT FIRST MOLAR
7959 | 4215271206700 | BAND ORTHODONTIC SUPPORT THE ARCHWIRE STANDARD/CONTOURED/REGULAR/NON ETCHED/CONVERTIBLE/PRE WELDED WITH TRIPLE BUCCAL TUBES/ROTH RX #0.022/LINGUAL CLEAT/PERMANENT LASER ID MARKING SIZE: 35+ TOOTH: UPPER LEFT FIRST MOLAR
7960 | 4215271206800 | BAND ORTHODONTIC SUPPORT THE ARCHWIRE STANDARD/CONTOURED/REGULAR/NON ETCHED/CONVERTIBLE/PRE WELDED WITH TRIPLE BUCCAL TUBES/ROTH RX #0.022/LINGUAL CLEAT/PERMANENT LASER ID MARKING SIZE: 36 TOOTH: UPPER LEFT FIRST MOLAR
7961 | 4215271206900 | BAND ORTHODONTIC SUPPORT THE ARCHWIRE STANDARD/CONTOURED/REGULAR/NON ETCHED/CONVERTIBLE/PRE WELDED WITH TRIPLE BUCCAL TUBES/ROTH RX #0.022/LINGUAL CLEAT/PERMANENT LASER ID MARKING SIZE: 36+ TOOTH: UPPER LEFT FIRST MOLAR
7962 | 4215271207000 | BAND ORTHODONTIC SUPPORT THE ARCHWIRE STANDARD/CONTOURED/REGULAR/NON ETCHED/CONVERTIBLE/PRE WELDED WITH TRIPLE BUCCAL TUBES/ROTH RX #0.022/LINGUAL CLEAT/PERMANENT LASER ID MARKING SIZE: 37 TOOTH: UPPER LEFT FIRST MOLAR
7963 | 4215271207100 | BAND ORTHODONTIC SUPPORT THE ARCHWIRE STANDARD/CONTOURED/REGULAR/NON ETCHED/CONVERTIBLE/PRE WELDED WITH TRIPLE BUCCAL TUBES/ROTH RX #0.022/LINGUAL CLEAT/PERMANENT LASER ID MARKING SIZE: 37+ TOOTH: UPPER LEFT FIRST MOLAR
7964 | 4215271207200 | BAND ORTHODONTIC SUPPORT THE ARCHWIRE STANDARD/CONTOURED/REGULAR/NON ETCHED/CONVERTIBLE/PRE WELDED WITH TRIPLE BUCCAL TUBES/ROTH RX #0.022/LINGUAL CLEAT/PERMANENT LASER ID MARKING SIZE: 38+ TOOTH: UPPER LEFT FIRST MOLAR
7965 | 4215271207300 | BAND ORTHODONTIC SUPPORT THE ARCHWIRE STANDARD/CONTOURED/REGULAR/NON ETCHED/CONVERTIBLE/PRE WELDED WITH TRIPLE BUCCAL TUBES/ROTH RX #0.022/LINGUAL CLEAT/PERMANENT LASER ID MARKING SIZE: 39 TOOTH: UPPER LEFT FIRST MOLAR
7966 | 4215271207400 | BAND ORTHODONTIC SUPPORT THE ARCHWIRE STANDARD/CONTOURED/REGULAR/NON ETCHED/CONVERTIBLE/PRE WELDED WITH SINGLE BUCCAL TUBES/ROTH RX #0.022/LINGUAL CLEAT/PERMANENT LASER ID MARKING SIZE: 31 TOOTH: UPPER RIGHT SECOND MOLAR
7967 | 4215271207500 | BAND ORTHODONTIC SUPPORT THE ARCHWIRE STANDARD/CONTOURED/REGULAR/NON ETCHED/CONVERTIBLE/PRE WELDED WITH SINGLE BUCCAL TUBES/ROTH RX #0.022/LINGUAL CLEAT/PERMANENT LASER ID MARKING SIZE: 31+ TOOTH: UPPER RIGHT SECOND MOLAR
7968 | 4215271207600 | BAND ORTHODONTIC SUPPORT THE ARCHWIRE STANDARD/CONTOURED/REGULAR/NON ETCHED/CONVERTIBLE/PRE WELDED WITH SINGLE BUCCAL TUBES/ROTH RX #0.022/LINGUAL CLEAT/PERMANENT LASER ID MARKING SIZE: 32 TOOTH: UPPER RIGHT SECOND MOLAR
7969 | 4215271207700 | BAND ORTHODONTIC SUPPORT THE ARCHWIRE STANDARD/CONTOURED/REGULAR/NON ETCHED/CONVERTIBLE/PRE WELDED WITH SINGLE BUCCAL TUBES/ROTH RX #0.022/LINGUAL CLEAT/PERMANENT LASER ID MARKING SIZE: 32+ TOOTH: UPPER RIGHT SECOND MOLAR
7970 | 4215271207800 | BAND ORTHODONTIC SUPPORT THE ARCHWIRE STANDARD/CONTOURED/REGULAR/NON ETCHED/CONVERTIBLE/PRE WELDED WITH SINGLE BUCCAL TUBES/ROTH RX #0.022/LINGUAL CLEAT/PERMANENT LASER ID MARKING SIZE: 33 TOOTH: UPPER RIGHT SECOND MOLAR
7971 | 4215271207900 | BAND ORTHODONTIC SUPPORT THE ARCHWIRE STANDARD/CONTOURED/REGULAR/NON ETCHED/CONVERTIBLE/PRE WELDED WITH SINGLE BUCCAL TUBES/ROTH RX #0.022/LINGUAL CLEAT/PERMANENT LASER ID MARKING SIZE: 33+ TOOTH: UPPER RIGHT SECOND MOLAR
7972 | 4215271208000 | BAND ORTHODONTIC SUPPORT THE ARCHWIRE STANDARD/CONTOURED/REGULAR/NON ETCHED/CONVERTIBLE/PRE WELDED WITH SINGLE BUCCAL TUBES/ROTH RX #0.022/LINGUAL CLEAT/PERMANENT LASER ID MARKING SIZE: 34 TOOTH: UPPER RIGHT SECOND MOLAR
7973 | 4215271208100 | BAND ORTHODONTIC SUPPORT THE ARCHWIRE STANDARD/CONTOURED/REGULAR/NON ETCHED/CONVERTIBLE/PRE WELDED WITH SINGLE BUCCAL TUBES/ROTH RX #0.022/LINGUAL CLEAT/PERMANENT LASER ID MARKING SIZE: 34+ TOOTH: UPPER RIGHT SECOND MOLAR
7974 | 4215271208200 | BAND ORTHODONTIC SUPPORT THE ARCHWIRE STANDARD/CONTOURED/REGULAR/NON ETCHED/CONVERTIBLE/PRE WELDED WITH SINGLE BUCCAL TUBES/ROTH RX #0.022/LINGUAL CLEAT/PERMANENT LASER ID MARKING SIZE: 35 TOOTH: UPPER RIGHT SECOND MOLAR
7975 | 4215271208300 | BAND ORTHODONTIC SUPPORT THE ARCHWIRE STANDARD/CONTOURED/REGULAR/NON ETCHED/CONVERTIBLE/PRE WELDED WITH SINGLE BUCCAL TUBES/ROTH RX #0.022/LINGUAL CLEAT/PERMANENT LASER ID MARKING SIZE: 35+ TOOTH: UPPER RIGHT SECOND MOLAR
7976 | 4215271208400 | BAND ORTHODONTIC SUPPORT THE ARCHWIRE STANDARD/CONTOURED/REGULAR/NON ETCHED/CONVERTIBLE/PRE WELDED WITH SINGLE BUCCAL TUBES/ROTH RX #0.022/LINGUAL CLEAT/PERMANENT LASER ID MARKING SIZE: 36 TOOTH: UPPER RIGHT SECOND MOLAR
7977 | 4215271208500 | BAND ORTHODONTIC SUPPORT THE ARCHWIRE STANDARD/CONTOURED/REGULAR/NON ETCHED/CONVERTIBLE/PRE WELDED WITH SINGLE BUCCAL TUBES/ROTH RX #0.022/LINGUAL CLEAT/PERMANENT LASER ID MARKING SIZE: 36+ TOOTH: UPPER RIGHT SECOND MOLAR
7978 | 4215271208600 | BAND ORTHODONTIC SUPPORT THE ARCHWIRE STANDARD/CONTOURED/REGULAR/NON ETCHED/CONVERTIBLE/PRE WELDED WITH SINGLE BUCCAL TUBES/ROTH RX #0.022/LINGUAL CLEAT/PERMANENT LASER ID MARKING SIZE: 37 TOOTH: UPPER RIGHT SECOND MOLAR
7979 | 4215271208700 | BAND ORTHODONTIC SUPPORT THE ARCHWIRE STANDARD/CONTOURED/REGULAR/NON ETCHED/CONVERTIBLE/PRE WELDED WITH SINGLE BUCCAL TUBES/ROTH RX #0.022/LINGUAL CLEAT/PERMANENT LASER ID MARKING SIZE: 31 TOOTH: UPPER LEFT SECOND MOLAR
7980 | 4215271208800 | BAND ORTHODONTIC SUPPORT THE ARCHWIRE STANDARD/CONTOURED/REGULAR/NON ETCHED/CONVERTIBLE/PRE WELDED WITH SINGLE BUCCAL TUBES/ROTH RX #0.022/LINGUAL CLEAT/PERMANENT LASER ID MARKING SIZE: 31+ TOOTH: UPPER LEFT SECOND MOLAR
7981 | 4215271208900 | BAND ORTHODONTIC SUPPORT THE ARCHWIRE STANDARD/CONTOURED/REGULAR/NON ETCHED/CONVERTIBLE/PRE WELDED WITH SINGLE BUCCAL TUBES/ROTH RX #0.022/LINGUAL CLEAT/PERMANENT LASER ID MARKING SIZE: 32 TOOTH: UPPER LEFT SECOND MOLAR
7982 | 4215271209000 | BAND ORTHODONTIC SUPPORT THE ARCHWIRE STANDARD/CONTOURED/REGULAR/NON ETCHED/CONVERTIBLE/PRE WELDED WITH SINGLE BUCCAL TUBES/ROTH RX #0.022/LINGUAL CLEAT/PERMANENT LASER ID MARKING SIZE: 32+ TOOTH: UPPER LEFT SECOND MOLAR
7983 | 4215271209100 | BAND ORTHODONTIC SUPPORT THE ARCHWIRE STANDARD/CONTOURED/REGULAR/NON ETCHED/CONVERTIBLE/PRE WELDED WITH SINGLE BUCCAL TUBES/ROTH RX #0.022/LINGUAL CLEAT/PERMANENT LASER ID MARKING SIZE: 33 TOOTH: UPPER LEFT SECOND MOLAR
7984 | 4215271209200 | BAND ORTHODONTIC SUPPORT THE ARCHWIRE STANDARD/CONTOURED/REGULAR/NON ETCHED/CONVERTIBLE/PRE WELDED WITH SINGLE BUCCAL TUBES/ROTH RX #0.022/LINGUAL CLEAT/PERMANENT LASER ID MARKING SIZE: 33+ TOOTH: UPPER LEFT SECOND MOLAR
7985 | 4215271209300 | BAND ORTHODONTIC SUPPORT THE ARCHWIRE STANDARD/CONTOURED/REGULAR/NON ETCHED/CONVERTIBLE/PRE WELDED WITH SINGLE BUCCAL TUBES/ROTH RX #0.022/LINGUAL CLEAT/PERMANENT LASER ID MARKING SIZE: 34 TOOTH: UPPER LEFT SECOND MOLAR
7986 | 4215271209400 | BAND ORTHODONTIC SUPPORT THE ARCHWIRE STANDARD/CONTOURED/REGULAR/NON ETCHED/CONVERTIBLE/PRE WELDED WITH SINGLE BUCCAL TUBES/ROTH RX #0.022/LINGUAL CLEAT/PERMANENT LASER ID MARKING SIZE: 34+ TOOTH: UPPER LEFT SECOND MOLAR
7987 | 4215271209500 | BAND ORTHODONTIC SUPPORT THE ARCHWIRE STANDARD/CONTOURED/REGULAR/NON ETCHED/CONVERTIBLE/PRE WELDED WITH SINGLE BUCCAL TUBES/ROTH RX #0.022/LINGUAL CLEAT/PERMANENT LASER ID MARKING SIZE: 35 TOOTH: UPPER LEFT SECOND MOLAR
7988 | 4215271209600 | BAND ORTHODONTIC SUPPORT THE ARCHWIRE STANDARD/CONTOURED/REGULAR/NON ETCHED/CONVERTIBLE/PRE WELDED WITH SINGLE BUCCAL TUBES/ROTH RX #0.022/LINGUAL CLEAT/PERMANENT LASER ID MARKING SIZE: 35+ TOOTH: UPPER LEFT SECOND MOLAR
7989 | 4215271209700 | BAND ORTHODONTIC SUPPORT THE ARCHWIRE STANDARD/CONTOURED/REGULAR/NON ETCHED/CONVERTIBLE/PRE WELDED WITH SINGLE BUCCAL TUBES/ROTH RX #0.022/LINGUAL CLEAT/PERMANENT LASER ID MARKING SIZE: 36 TOOTH: UPPER LEFT SECOND MOLAR
7990 | 4215271209800 | BAND ORTHODONTIC SUPPORT THE ARCHWIRE STANDARD/CONTOURED/REGULAR/NON ETCHED/CONVERTIBLE/PRE WELDED WITH SINGLE BUCCAL TUBES/ROTH RX #0.022/LINGUAL CLEAT/PERMANENT LASER ID MARKING SIZE: 36+ TOOTH: UPPER LEFT SECOND MOLAR
7991 | 4215271209900 | BAND ORTHODONTIC SUPPORT THE ARCHWIRE STANDARD/CONTOURED/REGULAR/NON ETCHED/CONVERTIBLE/PRE WELDED WITH SINGLE BUCCAL TUBES/ROTH RX #0.022/LINGUAL CLEAT/PERMANENT LASER ID MARKING SIZE: 37 TOOTH: UPPER LEFT SECOND MOLAR
7992 | 4215271210000 | BAND ORTHODONTIC SUPPORT THE ARCHWIRE STANDARD/CONTOURED/REGULAR/NON ETCHED/CONVERTIBLE/PRE WELDED WITH SINGLE BUCCAL TUBES/ROTH RX #0.022/LINGUAL CLEAT/PERMANENT LASER ID MARKING SIZE: 31 TOOTH: LOWER RIGHT SECOND MOLAR
7993 | 4215271210100 | BAND ORTHODONTIC SUPPORT THE ARCHWIRE STANDARD/CONTOURED/REGULAR/NON ETCHED/CONVERTIBLE/PRE WELDED WITH SINGLE BUCCAL TUBES/ROTH RX #0.022/LINGUAL CLEAT/PERMANENT LASER ID MARKING SIZE: 31+ TOOTH: LOWER RIGHT SECOND MOLAR
7994 | 4215271210200 | BAND ORTHODONTIC SUPPORT THE ARCHWIRE STANDARD/CONTOURED/REGULAR/NON ETCHED/CONVERTIBLE/PRE WELDED WITH SINGLE BUCCAL TUBES/ROTH RX #0.022/LINGUAL CLEAT/PERMANENT LASER ID MARKING SIZE: 32 TOOTH: LOWER RIGHT SECOND MOLAR
7995 | 4215271210300 | BAND ORTHODONTIC SUPPORT THE ARCHWIRE STANDARD/CONTOURED/REGULAR/NON ETCHED/CONVERTIBLE/PRE WELDED WITH SINGLE BUCCAL TUBES/ROTH RX #0.022/LINGUAL CLEAT/PERMANENT LASER ID MARKING SIZE: 32+ TOOTH: LOWER RIGHT SECOND MOLAR
7996 | 4215271210400 | BAND ORTHODONTIC SUPPORT THE ARCHWIRE STANDARD/CONTOURED/REGULAR/NON ETCHED/CONVERTIBLE/PRE WELDED WITH SINGLE BUCCAL TUBES/ROTH RX #0.022/LINGUAL CLEAT/PERMANENT LASER ID MARKING SIZE: 33 TOOTH: LOWER RIGHT SECOND MOLAR
7997 | 4215271210500 | BAND ORTHODONTIC SUPPORT THE ARCHWIRE STANDARD/CONTOURED/REGULAR/NON ETCHED/CONVERTIBLE/PRE WELDED WITH SINGLE BUCCAL TUBES/ROTH RX #0.022/LINGUAL CLEAT/PERMANENT LASER ID MARKING SIZE: 33+ TOOTH: LOWER RIGHT SECOND MOLAR
7998 | 4215271210600 | BAND ORTHODONTIC SUPPORT THE ARCHWIRE STANDARD/CONTOURED/REGULAR/NON ETCHED/CONVERTIBLE/PRE WELDED WITH SINGLE BUCCAL TUBES/ROTH RX #0.022/LINGUAL CLEAT/PERMANENT LASER ID MARKING SIZE: 34 TOOTH: LOWER RIGHT SECOND MOLAR
7999 | 4215271210700 | BAND ORTHODONTIC SUPPORT THE ARCHWIRE STANDARD/CONTOURED/REGULAR/NON ETCHED/CONVERTIBLE/PRE WELDED WITH SINGLE BUCCAL TUBES/ROTH RX #0.022/LINGUAL CLEAT/PERMANENT LASER ID MARKING SIZE: 34+ TOOTH: LOWER RIGHT SECOND MOLAR
8000 | 4215271210800 | BAND ORTHODONTIC SUPPORT THE ARCHWIRE STANDARD/CONTOURED/REGULAR/NON ETCHED/CONVERTIBLE/PRE WELDED WITH SINGLE BUCCAL TUBES/ROTH RX #0.022/LINGUAL CLEAT/PERMANENT LASER ID MARKING SIZE: 35 TOOTH: LOWER RIGHT SECOND MOLAR
8001 | 4215271210900 | BAND ORTHODONTIC SUPPORT THE ARCHWIRE STANDARD/CONTOURED/REGULAR/NON ETCHED/CONVERTIBLE/PRE WELDED WITH SINGLE BUCCAL TUBES/ROTH RX #0.022/LINGUAL CLEAT/PERMANENT LASER ID MARKING SIZE: 35+ TOOTH: LOWER RIGHT SECOND MOLAR
8002 | 4215271211000 | BAND ORTHODONTIC SUPPORT THE ARCHWIRE STANDARD/CONTOURED/REGULAR/NON ETCHED/CONVERTIBLE/PRE WELDED WITH SINGLE BUCCAL TUBES/ROTH RX #0.022/LINGUAL CLEAT/PERMANENT LASER ID MARKING SIZE: 36 TOOTH: LOWER RIGHT SECOND MOLAR
8003 | 4215271211100 | BAND ORTHODONTIC SUPPORT THE ARCHWIRE STANDARD/CONTOURED/REGULAR/NON ETCHED/CONVERTIBLE/PRE WELDED WITH SINGLE BUCCAL TUBES/ROTH RX #0.022/LINGUAL CLEAT/PERMANENT LASER ID MARKING SIZE: 36+ TOOTH: LOWER RIGHT SECOND MOLAR
8004 | 4215271211200 | BAND ORTHODONTIC SUPPORT THE ARCHWIRE STANDARD/CONTOURED/REGULAR/NON ETCHED/CONVERTIBLE/PRE WELDED WITH SINGLE BUCCAL TUBES/ROTH RX #0.022/LINGUAL CLEAT/PERMANENT LASER ID MARKING SIZE: 37 TOOTH: LOWER RIGHT SECOND MOLAR
8005 | 4215271211300 | BAND ORTHODONTIC SUPPORT THE ARCHWIRE STANDARD/CONTOURED/REGULAR/NON ETCHED/CONVERTIBLE/PRE WELDED WITH SINGLE BUCCAL TUBES/ROTH RX #0.022/LINGUAL CLEAT/PERMANENT LASER ID MARKING SIZE: 31 TOOTH: LOWER LEFT SECOND MOLAR
8006 | 4215271211400 | BAND ORTHODONTIC SUPPORT THE ARCHWIRE STANDARD/CONTOURED/REGULAR/NON ETCHED/CONVERTIBLE/PRE WELDED WITH SINGLE BUCCAL TUBES/ROTH RX #0.022/LINGUAL CLEAT/PERMANENT LASER ID MARKING SIZE: 31+ TOOTH: LOWER LEFT SECOND MOLAR
8007 | 4215271211500 | BAND ORTHODONTIC SUPPORT THE ARCHWIRE STANDARD/CONTOURED/REGULAR/NON ETCHED/CONVERTIBLE/PRE WELDED WITH SINGLE BUCCAL TUBES/ROTH RX #0.022/LINGUAL CLEAT/PERMANENT LASER ID MARKING SIZE: 32 TOOTH: LOWER LEFT SECOND MOLAR
8008 | 4215271211600 | BAND ORTHODONTIC SUPPORT THE ARCHWIRE STANDARD/CONTOURED/REGULAR/NON ETCHED/CONVERTIBLE/PRE WELDED WITH SINGLE BUCCAL TUBES/ROTH RX #0.022/LINGUAL CLEAT/PERMANENT LASER ID MARKING SIZE: 32+ TOOTH: LOWER LEFT SECOND MOLAR
8009 | 4215271211700 | BAND ORTHODONTIC SUPPORT THE ARCHWIRE STANDARD/CONTOURED/REGULAR/NON ETCHED/CONVERTIBLE/PRE WELDED WITH SINGLE BUCCAL TUBES/ROTH RX #0.022/LINGUAL CLEAT/PERMANENT LASER ID MARKING SIZE: 33 TOOTH: LOWER LEFT SECOND MOLAR
8010 | 4215271211800 | BAND ORTHODONTIC SUPPORT THE ARCHWIRE STANDARD/CONTOURED/REGULAR/NON ETCHED/CONVERTIBLE/PRE WELDED WITH SINGLE BUCCAL TUBES/ROTH RX #0.022/LINGUAL CLEAT/PERMANENT LASER ID MARKING SIZE: 33+ TOOTH: LOWER LEFT SECOND MOLAR
8011 | 4215271211900 | BAND ORTHODONTIC SUPPORT THE ARCHWIRE STANDARD/CONTOURED/REGULAR/NON ETCHED/CONVERTIBLE/PRE WELDED WITH SINGLE BUCCAL TUBES/ROTH RX #0.022/LINGUAL CLEAT/PERMANENT LASER ID MARKING SIZE: 34 TOOTH: LOWER LEFT SECOND MOLAR
8012 | 4215271212000 | BAND ORTHODONTIC SUPPORT THE ARCHWIRE STANDARD/CONTOURED/REGULAR/NON ETCHED/CONVERTIBLE/PRE WELDED WITH SINGLE BUCCAL TUBES/ROTH RX #0.022/LINGUAL CLEAT/PERMANENT LASER ID MARKING SIZE: 34+ TOOTH: LOWER LEFT SECOND MOLAR
8013 | 4215271212100 | BAND ORTHODONTIC SUPPORT THE ARCHWIRE STANDARD/CONTOURED/REGULAR/NON ETCHED/CONVERTIBLE/PRE WELDED WITH SINGLE BUCCAL TUBES/ROTH RX #0.022/LINGUAL CLEAT/PERMANENT LASER ID MARKING SIZE: 35 TOOTH: LOWER LEFT SECOND MOLAR
8014 | 4215271212200 | BAND ORTHODONTIC SUPPORT THE ARCHWIRE STANDARD/CONTOURED/REGULAR/NON ETCHED/CONVERTIBLE/PRE WELDED WITH SINGLE BUCCAL TUBES/ROTH RX #0.022/LINGUAL CLEAT/PERMANENT LASER ID MARKING SIZE: 35+ TOOTH: LOWER LEFT SECOND MOLAR
8015 | 4215271212300 | BAND ORTHODONTIC SUPPORT THE ARCHWIRE STANDARD/CONTOURED/REGULAR/NON ETCHED/CONVERTIBLE/PRE WELDED WITH SINGLE BUCCAL TUBES/ROTH RX #0.022/LINGUAL CLEAT/PERMANENT LASER ID MARKING SIZE: 36 TOOTH: LOWER LEFT SECOND MOLAR
8016 | 4215271212400 | BAND ORTHODONTIC SUPPORT THE ARCHWIRE STANDARD/CONTOURED/REGULAR/NON ETCHED/CONVERTIBLE/PRE WELDED WITH SINGLE BUCCAL TUBES/ROTH RX #0.022/LINGUAL CLEAT/PERMANENT LASER ID MARKING SIZE: 36+ TOOTH: LOWER LEFT SECOND MOLAR
8017 | 4215271212500 | BAND ORTHODONTIC SUPPORT THE ARCHWIRE STANDARD/CONTOURED/REGULAR/NON ETCHED/CONVERTIBLE/PRE WELDED WITH SINGLE BUCCAL TUBES/ROTH RX #0.022/LINGUAL CLEAT/PERMANENT LASER ID MARKING SIZE: 37 TOOTH: LOWER LEFT SECOND MOLAR
8018 | 4215271212600 | BAND ORTHODONTIC SUPPORT THE ARCHWIRE PREWELDED WITH TRIPLE BUCCAL TUBE AND LINGUAL CLEAT WITH HOOK SLOT: 0.022INCH SIZE: 31
8019 | 4215271212700 | BAND ORTHODONTIC SUPPORT THE ARCHWIRE PREWELDED WITH TRIPLE BUCCAL TUBE AND LINGUAL CLEAT WITH HOOK SLOT: 0.022INCH SIZE: 31+
8020 | 4215271212800 | BAND ORTHODONTIC SUPPORT THE ARCHWIRE PREWELDED WITH TRIPLE BUCCAL TUBE AND LINGUAL CLEAT WITH HOOK SLOT: 0.022INCH SIZE: 32
8021 | 4215271212900 | BAND ORTHODONTIC SUPPORT THE ARCHWIRE PREWELDED WITH TRIPLE BUCCAL TUBE AND LINGUAL CLEAT WITH HOOK SLOT: 0.022INCH SIZE: 32+
8022 | 4215271213000 | BAND ORTHODONTIC SUPPORT THE ARCHWIRE PREWELDED WITH TRIPLE BUCCAL TUBE AND LINGUAL CLEAT WITH HOOK SLOT: 0.022INCH SIZE: 33
8023 | 4215271213100 | BAND ORTHODONTIC SUPPORT THE ARCHWIRE PREWELDED WITH TRIPLE BUCCAL TUBE AND LINGUAL CLEAT WITH HOOK SLOT: 0.022INCH SIZE: 33+
8024 | 4215271213200 | BAND ORTHODONTIC SUPPORT THE ARCHWIRE PREWELDED WITH TRIPLE BUCCAL TUBE AND LINGUAL CLEAT WITH HOOK SLOT: 0.022INCH SIZE: 34
8025 | 4215271213300 | BAND ORTHODONTIC SUPPORT THE ARCHWIRE PREWELDED WITH TRIPLE BUCCAL TUBE AND LINGUAL CLEAT WITH HOOK SLOT: 0.022INCH SIZE: 34+
8026 | 4215271213400 | BAND ORTHODONTIC SUPPORT THE ARCHWIRE PREWELDED WITH TRIPLE BUCCAL TUBE AND LINGUAL CLEAT WITH HOOK SLOT: 0.022INCH SIZE: 35
8027 | 4215271213500 | BAND ORTHODONTIC SUPPORT THE ARCHWIRE PREWELDED WITH TRIPLE BUCCAL TUBE AND LINGUAL CLEAT WITH HOOK SLOT: 0.022INCH SIZE: 35+
8028 | 4215271213600 | BAND ORTHODONTIC SUPPORT THE ARCHWIRE PREWELDED WITH TRIPLE BUCCAL TUBE AND LINGUAL CLEAT WITH HOOK SLOT: 0.022INCH SIZE: 36
8029 | 4215271213700 | BAND ORTHODONTIC SUPPORT THE ARCHWIRE PREWELDED WITH TRIPLE BUCCAL TUBE AND LINGUAL CLEAT WITH HOOK SLOT: 0.022INCH SIZE: 36+
8030 | 4215271213800 | BAND ORTHODONTIC SUPPORT THE ARCHWIRE PREWELDED WITH SINGLE BUCCAL TUBE WITH HOOK AND LINGUAL CLEAT SLOT: 0.022INCH SIZE: 36
8031 | 4215271213900 | BAND ORTHODONTIC SUPPORT THE ARCHWIRE PREWELDED WITH SINGLE BUCCAL TUBE WITH HOOK AND LINGUAL CLEAT SLOT: 0.022INCH SIZE: 36+
8032 | 4215271214000 | BAND ORTHODONTIC SUPPORT THE ARCHWIRE PREWELDED WITH SINGLE BUCCAL TUBE WITH HOOK AND LINGUAL CLEAT SLOT: 0.022INCH SIZE: 37
8033 | 4215271214100 | BAND ORTHODONTIC SUPPORT THE ARCHWIRE PREWELDED WITH SINGLE BUCCAL TUBE WITH HOOK AND LINGUAL CLEAT SLOT: 0.022INCH SIZE: 37+
8034 | 4215271214200 | BAND ORTHODONTIC SUPPORT THE ARCHWIRE PREWELDED WITH SINGLE BUCCAL TUBE WITH HOOK AND LINGUAL CLEAT SLOT: 0.022INCH SIZE: 38
8035 | 4215271214300 | KIT ORTHODONTIC BANDS PREWELDED WITH BUCCAL TUBE AND LINGUAL CLEAT/EACH BAND HAVE CLEAR PERMANENT MESIAL MARK IDENTIFICATION TOOTH: FIRST MOLAR INCLUDES: 600 BANDS IN 4 TRAYS WITH LID (150 EACH SIDE) SIZE: 34-40
8036 | 4215271214400 | KIT ORTHODONTIC BANDS PREWELDED WITH BUCCAL TUBE AND LINGUAL CLEAT/EACH BAND HAVE CLEAR PERMANENT MESIAL MARK IDENTIFICATION TOOTH: SECOND MOLAR INCLUDES: 600 BANDS IN 4 TRAYS WITH LID (150 EACH SIDE) SIZE: 30-36
8037 | 4215271214500 | BAND DENTAL STAINLESS STEEL TOOTH: UPPER AND LOWER FIRST DECIDUOUS MOLAR(RIGHT AND LEFT) SIZE: 4 PACKAGING: 20 PER BOX
8038 | 4215271214600 | BAND DENTAL STAINLESS STEEL TOOTH: UPPER AND LOWER FIRST DECIDUOUS MOLAR(RIGHT AND LEFT) SIZE: 5 PACKAGING: 20 PER BOX
8039 | 4215271214700 | BAND DENTAL STAINLESS STEEL TOOTH: UPPER AND LOWER FIRST DECIDUOUS MOLAR(RIGHT AND LEFT) SIZE: 6 PACKAGING: 20 PER BOX
8040 | 4215271214800 | BAND DENTAL STAINLESS STEEL TOOTH: UPPER AND LOWER FIRST DECIDUOUS MOLAR(RIGHT AND LEFT) SIZE: 3 PACKAGING: 20 PER BOX
8041 | 4215271214900 | BAND DENTAL STAINLESS STEEL TOOTH: UPPER AND LOWER SECOND DECIDUOUS MOLAR(RIGHT AND LEFT) SIZE: 3 PACKAGING: 20 PER BOX
8042 | 4215271215000 | BAND DENTAL STAINLESS STEEL TOOTH: UPPER AND LOWER SECOND DECIDUOUS MOLAR(RIGHT AND LEFT) SIZE: 4 PACKAGING: 20 PER BOX
8043 | 4215271215100 | BAND DENTAL STAINLESS STEEL TOOTH: UPPER AND LOWER SECOND DECIDUOUS MOLAR(RIGHT AND LEFT) SIZE: 5 PACKAGING: 20 PER BOX
8044 | 4215271215200 | BAND DENTAL STAINLESS STEEL TOOTH: UPPER AND LOWER SECOND DECIDUOUS MOLAR(RIGHT AND LEFT) SIZE: 6 PACKAGING: 20 PER BOX
8045 | 4215271215300 | STAINLESS STEEL BAND FOR 2ND LOWER LEFT DECIDUOUS (PRIMARY) MOLAR ANATOMICALLY CONTOURED SIZE 3 PRE - WELDED WITH RETAINER TUBE (5 /BOX)
8046 | 4215271215400 | STAINLESS STEEL BAND FOR 2ND LOWER LEFT DECIDUOUS (PRIMARY) MOLAR ANATOMICALLY CONTOURED SIZE 4 PRE - WELDED WITH RETAINER TUBE (5 /BOX)
8047 | 4215271215500 | STAINLESS STEEL BAND FOR 2ND LOWER LEFT DECIDUOUS (PRIMARY) MOLAR ANATOMICALLY CONTOURED SIZE 5 PRE - WELDED WITH RETAINER TUBE (5 /BOX)
8048 | 4215271215600 | STAINLESS STEEL BAND FOR 2ND LOWER LEFT DECIDUOUS (PRIMARY) MOLAR ANATOMICALLY CONTOURED SIZE 6 PRE - WELDED WITH RETAINER TUBE (5 /BOX)
8049 | 4215271215700 | STAINLESS STEEL BAND FOR 2ND LOWER RIGHT DECIDUOUS (PRIMARY) MOLAR ANATOMICALLY CONTOURED SIZE 3 PRE - WELDED WITH RETAINER TUBE (5 /BOX)
8050 | 4215271215800 | STAINLESS STEEL BAND FOR 2ND LOWER RIGHT DECIDUOUS (PRIMARY) MOLAR ANATOMICALLY CONTOURED SIZE 4 PRE - WELDED WITH RETAINER TUBE (5 /BOX)
8051 | 4215271215900 | STAINLESS STEEL BAND FOR 2ND LOWER RIGHT DECIDUOUS (PRIMARY) MOLAR ANATOMICALLY CONTOURED SIZE 5 PRE - WELDED WITH RETAINER TUBE (5 /BOX)
8052 | 4215271216000 | STAINLESS STEEL BAND FOR 2ND LOWER RIGHT DECIDUOUS (PRIMARY) MOLAR ANATOMICALLY CONTOURED SIZE 6 PRE - WELDED WITH RETAINER TUBE (5 /BOX)
8053 | 4215271216100 | STAINLESS STEEL BAND FOR 2ND UPPER LEFT DECIDUOUS (PRIMARY) MOLAR ANATOMICALLY CONTOURED SIZE 3 PRE - WELDED WITH RETAINER TUBE (5 /BOX)
8054 | 4215271216200 | STAINLESS STEEL BAND FOR 2ND UPPER LEFT DECIDUOUS (PRIMARY) MOLAR ANATOMICALLY CONTOURED SIZE 4 PRE - WELDED WITH RETAINER TUBE (5 /BOX)
8055 | 4215271216300 | STAINLESS STEEL BAND FOR 2ND UPPER LEFT DECIDUOUS (PRIMARY) MOLAR ANATOMICALLY CONTOURED SIZE 5 PRE - WELDED WITH RETAINER TUBE (5 /BOX)
8056 | 4215271216400 | STAINLESS STEEL BAND FOR 2ND UPPER LEFT DECIDUOUS (PRIMARY) MOLAR ANATOMICALLY CONTOURED SIZE 6 PRE - WELDED WITH RETAINER TUBE (5 /BOX)
8057 | 4215271216500 | STAINLESS STEEL BAND FOR 2ND UPPER RIGHT DECIDUOUS (PRIMARY) MOLAR ANATOMICALLY CONTOURED SIZE 3 PRE - WELDED WITH RETAINER TUBE (5 /BOX)
8058 | 4215271216600 | STAINLESS STEEL BAND FOR 2ND UPPER RIGHT DECIDUOUS (PRIMARY) MOLAR ANATOMICALLY CONTOURED SIZE 4 PRE - WELDED WITH RETAINER TUBE (5 /BOX)
8059 | 4215271216700 | STAINLESS STEEL BAND FOR 2ND UPPER RIGHT DECIDUOUS (PRIMARY) MOLAR ANATOMICALLY CONTOURED SIZE 5 PRE - WELDED WITH RETAINER TUBE (5 /BOX)
8060 | 4215271216800 | STAINLESS STEEL BAND FOR 2ND UPPER RIGHT DECIDUOUS (PRIMARY) MOLAR ANATOMICALLY CONTOURED SIZE 6 PRE - WELDED WITH RETAINER TUBE (5 /BOX)
8061 | 4215271216900 | STAINLESS STEEL BAND FOR FIRST LOWER LEFT DECIDUOUS (PRIMARY) MOLAR ANATOMICALLY CONTOURED SIZE 3 PRE - WELDED WITH RETAINER TUBE (5 /BOX)
8062 | 4215271217000 | STAINLESS STEEL BAND FOR FIRST LOWER LEFT DECIDUOUS (PRIMARY) MOLAR ANATOMICALLY CONTOURED SIZE 4 PRE - WELDED WITH RETAINER TUBE (5 /BOX)
8063 | 4215271217100 | STAINLESS STEEL BAND FOR FIRST LOWER LEFT DECIDUOUS (PRIMARY) MOLAR ANATOMICALLY CONTOURED SIZE 5 PRE - WELDED WITH RETAINER TUBE (5 /BOX)
8064 | 4215271217200 | STAINLESS STEEL BAND FOR FIRST LOWER LEFT DECIDUOUS (PRIMARY) MOLAR ANATOMICALLY CONTOURED SIZE 6 PRE - WELDED WITH RETAINER TUBE (5 /BOX)
8065 | 4215271217300 | STAINLESS STEEL BAND FOR FIRST LOWER RIGHT DECIDUOUS (PRIMARY) MOLAR ANATOMICALLY CONTOURED SIZE 3 PRE - WELDED WITH RETAINER TUBE (5 /BOX)
8066 | 4215271217400 | STAINLESS STEEL BAND FOR FIRST LOWER RIGHT DECIDUOUS (PRIMARY) MOLAR ANATOMICALLY CONTOURED SIZE 4 PRE - WELDED WITH RETAINER TUBE (5 /BOX)
8067 | 4215271217500 | STAINLESS STEEL BAND FOR FIRST LOWER RIGHT DECIDUOUS (PRIMARY) MOLAR ANATOMICALLY CONTOURED SIZE 5 PRE - WELDED WITH RETAINER TUBE (5 /BOX)
8068 | 4215271217600 | STAINLESS STEEL BAND FOR FIRST LOWER RIGHT DECIDUOUS (PRIMARY) MOLAR ANATOMICALLY CONTOURED SIZE 6 PRE - WELDED WITH RETAINER TUBE (5 /BOX)
8069 | 4215271217700 | STAINLESS STEEL BAND FOR FIRST UPPER LEFT DECIDUOUS (PRIMARY) MOLAR ANATOMICALLY CONTOURED SIZE 3 PRE - WELDED WITH RETAINER TUBE (5 /BOX)
8070 | 4215271217800 | STAINLESS STEEL BAND FOR FIRST UPPER LEFT DECIDUOUS (PRIMARY) MOLAR ANATOMICALLY CONTOURED SIZE 4 PRE - WELDED WITH RETAINER TUBE (5 /BOX)
8071 | 4215271217900 | STAINLESS STEEL BAND FOR FIRST UPPER LEFT DECIDUOUS (PRIMARY) MOLAR ANATOMICALLY CONTOURED SIZE 5 PRE - WELDED WITH RETAINER TUBE (5 /BOX)
8072 | 4215271218000 | STAINLESS STEEL BAND FOR FIRST UPPER LEFT DECIDUOUS (PRIMARY) MOLAR ANATOMICALLY CONTOURED SIZE 6 PRE - WELDED WITH RETAINER TUBE (5 /BOX)
8073 | 4215271218100 | STAINLESS STEEL BAND FOR FIRST UPPER RIGHT DECIDUOUS (PRIMARY) MOLAR ANATOMICALLY CONTOURED SIZE 3 PRE - WELDED WITH RETAINER TUBE (5 /BOX)
8074 | 4215271218200 | STAINLESS STEEL BAND FOR FIRST UPPER RIGHT DECIDUOUS (PRIMARY) MOLAR ANATOMICALLY CONTOURED SIZE 4 PRE - WELDED WITH RETAINER TUBE (5 /BOX)
8075 | 4215271218300 | STAINLESS STEEL BAND FOR FIRST UPPER RIGHT DECIDUOUS (PRIMARY) MOLAR ANATOMICALLY CONTOURED SIZE 5 PRE - WELDED WITH RETAINER TUBE (5 /BOX)
8076 | 4215271218400 | STAINLESS STEEL BAND FOR FIRST UPPER RIGHT DECIDUOUS (PRIMARY) MOLAR ANATOMICALLY CONTOURED SIZE 6 PRE - WELDED WITH RETAINER TUBE (5 /BOX)
8077 | 4215271218500 | BANDS FOR PRIMARY UPPER MOLARS ALL SIZE S
8078 | 4215271218600 | BANDS FOR PRIMARY LOWER MOLARS ALL SIZE S
8079 | 4215271300300 | PLIER ORTHODONTIC WIRE BENDING THREE JAW PLIER STAINLESS STEEL FOR WIRE UP TO 0.5MM
8080 | 4215271300600 | ADAMS PLIERS WITH TWO RECTANGULAR SMOOTH BEAKS
8081 | 4215271300700 | CUTTER ORTHODONTICS SOFT WIRE CUTTING WIRE DIA: UP TO 0.015MM FOR PIN AND LIGATURE CUTTER
8082 | 4215271300800 | ORTHODONTIC SPOT WELDER WITH AUXILLIARY CABLES FOR SOLDERING SMALL SIZE WITH ACCESSORIES AND SPARES
8083 | 4215271301100 | ADAMS PLIER
8084 | 4215271301200 | PLIER ORTHODONTIC WIRE BENDING ARROW CLASP FORMING/BENDING STAINLESS STEEL
8085 | 4215271301400 | NANCE LOOP BENDING PLIER
8086 | 4215271302200 | THREE JAW PLIER FOR WIRE UP TO 1.5 MM
8087 | 4215271302300 | PLIER ORTHODONTIC ARCH FORMING TWEED RIBBON ARCH FORMING PLIER STAINLESS STEEL
8088 | 4215271302400 | PLIER ORTHODONTIC FACE BOW ADJUSTMENT UNIVERSAL FACE BOW PLIER STAINLESS STEEL
8089 | 4215271302500 | YOUNG LOOP BENDING PLIER
8090 | 4215271302600 | PLIER ORTHODONTIC LOOP FORMING TWEED LOOP FORMING PLIER/SERRATED BEAK OPPOSITE CONCAVE STAINLESS STEEL
8091 | 4215271303000 | DIVIDER BOW MEASURE THE DIRECTION/EXTENT OF TOOTH MOVEMENT FOR DENTAL
8092 | 4215271303100 | PLIER ORTHODONTIC WIRE BENDING UNIVERSAL PIN BENDING PLIER STAINLESS STEEL
8093 | 4215271303400 | INSTRUMENT ORTHODONTIC BAND SEATING/REMOVING DOUBLE ENDED
8094 | 4215271303500 | SEATER BAND PLACE/ADJUST BANDS STERILIZABLE TO MAXIMUM OF 180 DEGREE CELSIUS/WITH HARD METAL TRIANGULAR SERRATED TIP STAINLESS STEEL/NYLON FOR ORTHODONTICS
8095 | 4215271303600 | CUTTER ORTHODONTICS DISTAL END WIRE CUTTING WITH WIRE SAFETY HOLDING DEVICE
8096 | 4215271303700 | CUTTER ORTHODONTICS HARD WIRE CUTTING EDGE/STANDARD/SIDE CUTTERS WIRE DIA: UP TO 1.0MM
8097 | 4215271303800 | PLIER ORTHODONTIC WIRE BENDING BIRD BEAK/WITH ONE SMALL CONE AND ONE PYRAMID BEAKS STAINLESS STEEL
8098 | 4215271303900 | PLIER ORTHODONTIC WIRE BENDING HOW/CURVED STAINLESS STEEL
8099 | 4215271304000 | PLIER ORTHODONTIC WIRE BENDING HOW/STRAIGHT STAINLESS STEEL
8100 | 4215271304100 | PLIER ORTHODONTIC FOLDING NITI WIRE CINCH BACK/SIMPLE ONE STEP STAINLESS STEEL FOR NITI ARCHWIRE 0.022INCHX0.028INCH
8101 | 4215271304200 | PLIER ORTHODONTIC WIRE BENDING STEP PLIER/DOUBLE SIDED OFFSET BEAK FOR BAYONET STYLE STEP BEND/STEP-UP OR STEP-DOWN STAINLESS STEEL
8102 | 4215271304300 | PLIER ORTHODONTIC ARCH FORMING TWEED ARCH FORMING PLIER STAINLESS STEEL FOR RECTANGULAR WIRE 0.021INCHX0.025INCH MAXIMUM
8103 | 4215271304400 | TWEEZERS CLAMPING WITHOUT LOCK FOR DENTAL
8104 | 4215271304500 | PLIER ORTHODONTIC TEMPORARY CAP REMOVING CAP REMOVAL PLIER STAINLESS STEEL
8105 | 4215271304600 | PLIER ORTHODONTIC GUIDING/REMOVING ARCHWIRE/BENDING ARCHWIRE ENDS WEINGART PLIER/ACCURATELY CLOSING SERRATED TIPS/OUTER SURFACE OF BEAKS ARE COMFORTABLE AND ROUNDED FOR SAFTEY AND COMFORT STAINLESS STEEL
8106 | 4215271304700 | PLIER ORTHODONTIC BRACKET REMOVING CURVED STAINLESS STEEL
8107 | 4215271304800 | PLIER ORTHODONTIC TORQUE APPLICATION WITHOUT DISTORTION ROSE/TORQUING PLIER
8108 | 4215271304900 | PLIER ORTHODONTIC BAND REMOVING OLIVER JONES BAND REMOVER PLIER/WITH REPLACEMENT TIP STAINLESS STEEL
8109 | 4215271305000 | PLIER ORTHODONTIC BRACKET REMOVING STRAIGHT STAINLESS STEEL
8110 | 4215271305100 | PLIER ORTHODONTIC PREVENTING ARCHWIRE FROM CREEPING V BEND STOP/PRECISION 1MM STOP STAINLESS STEEL COMPATIBILITY: STAINLESS STEEL ARCHWIRE 0.022 MAXIMUM
8111 | 4215271305200 | PLIER ORTHODONTIC WIRE BENDING LOOP FORMING STAINLESS STEEL
8112 | 4215271305300 | PLIER ORTHODONTIC WIRE BENDING LIGHT WIRE/STANDARD STAINLESS STEEL
8113 | 4215271305400 | PLIER ORTHODONTIC DENTAL ELASTICS FIXATION SEPARATING PLIER/SPRING BACK ACTION/SMALL ACCURATELY CLOSED TIP STAINLESS STEEL
8114 | 4215271305500 | PLIER ORTHODONTIC BAND REMOVING BAND REMOVER/POSTERIOR/WITH TWO REPLACEMENT PADS STAINLESS STEEL
8115 | 4215271305600 | OMEGA LOOP FORMING PLIER
8116 | 4215271305700 | PLIER DENTAL CROWN CONTOURING PLIER STAINLESS STEEL
8117 | 4215271400300 | RETAINER CASES DURABLE LATCHABLE DIFFERENT COLOR PLASTIC LARGE SIZE
8118 | 4215271400400 | CASE RETAINER STORAGE DURABLE/LATCHABLE PLASTIC DIFFERENT COLOR AVAILABLE SIZE: SMALL FOR ORTHODONTICS
8119 | 4215271400600 | RETAINER CASE LIGHT BLUE 1 ¼ IN DEPTH FITS MOST APPLIANCES
8120 | 4215271700600 | SOFT STAINLESS STEEL WIRES 22 GAUGE 0.6MM 30G SPOOL
8121 | 4215271700800 | STAINLESS STEEL ROUND WIRE SIZE 0.8 MM HARD 20 M/ROLL
8122 | 4215271701300 | LIGATURE ORTHODONTIC TOOTH ALIGNING/LEVELING PREFORMED 340 STAINLESS STEEL SIZE: 0.009MM PACKAGING: 1000 PER PACK
8123 | 4215271701400 | LIGATURE ORTHODONTIC TOOTH ALIGNING/LEVELING PREFORMED 340 STAINLESS STEEL SIZE: 0.010MM PACKAGING: 1000 PER PACK
8124 | 4215271701500 | LIGATURE ORTHODONTIC TOOTH ALIGNING/LEVELING PREFORMED 340 STAINLESS STEEL SIZE: 0.011MM PACKAGING: 1000 PER PACK
8125 | 4215271701600 | LIGATURE ORTHODONTIC TOOTH ALIGNING/LEVELING PREFORMED 340 STAINLESS STEEL SIZE: 0.012MM PACKAGING: 1000 PER PACK
8126 | 4215271701800 | STAINLESS STEEL ROUND WIRE SIZE 0.7 MM SPRING HARD 20 M/ROLL
8127 | 4215271701900 | LIGATURE ORTHODONTIC TOOTH ALIGNING/LEVELING PREFORMED/KOBAYASHI STAINLESS STEEL SIZE: LONG/0.014INCH
8128 | 4215271702000 | LIGATURE ORTHODONTIC TOOTH ALIGNING/LEVELING PREFORMED/KOBAYASHI STAINLESS STEEL SIZE: SHORT/0.010INCH
8129 | 4215271702100 | LIGATURE ORTHODONTIC TOOTH ALIGNING/LEVELING PREFORMED/KOBAYASHI STAINLESS STEEL SIZE: LONG/0.010INCH
8130 | 4215271702200 | LIGATURE ORTHODONTIC TOOTH ALIGNING/LEVELING PREFORMED/KOBAYASHI STAINLESS STEEL SIZE: SHORT/0.014INCH
8131 | 4215271702300 | SOFT STAINLESS STEEL WIRES 26 GAUGE 0.4MM 30G SPOOL
8132 | 4215271706100 | HEAT TREATED NITI WIRE BLUE TRIANGULAR CROSS SECTION WITH ALTERNATIVE CUTTING EDGE AND CONSTANT TAPER. ASSORTED 04% 21MM INCLUDE (15/04 + 25/04 + 30/04)
8133 | 4215271706200 | HEAT TREATED NITI WIRE BLUE TRIANGULAR CROSS SECTION WITH ALTERNATIVE CUTTING EDGE AND CONSTANT TAPER. ASSORTED 04% 25MM INCLUDE (15/04 + 25/04 + 30/04)
8134 | 4215271706300 | HEAT TREATED NITI WIRE BLUE TRIANGULAR CROSS SECTION WITH ALTERNATIVE CUTTING EDGE AND CONSTANT TAPER. ASSORTED 04% 31MM INCLUDE (15/04 + 25/04 + 30/04)
8135 | 4215271706400 | HEAT TREATED NITI WIRE BLUE TRIANGULAR CROSS SECTION WITH ALTERNATIVE CUTTING EDGE AND CONSTANT TAPER. ASSORTED 06% 21MM INCLUDE (15/04 + 25/04 + 25/06)
8136 | 4215271706500 | HEAT TREATED NITI WIRE BLUE TRIANGULAR CROSS SECTION WITH ALTERNATIVE CUTTING EDGE AND CONSTANT TAPER. ASSORTED 06% 25MM INCLUDE (15/04 + 25/04 + 25/06)
8137 | 4215271706600 | HEAT TREATED NITI WIRE BLUE TRIANGULAR CROSS SECTION WITH ALTERNATIVE CUTTING EDGE AND CONSTANT TAPER. ASSORTED 06% 31MM INCLUDE (15/04 + 25/04 + 25/06)
8138 | 4215271706700 | HEAT TREATED NITI WIRE BLUE TRIANGULAR CROSS SECTION WITH ALTERNATIVE CUTTING EDGE AND CONSTANT TAPER. TAPER 04% NO.15 LENGTH 21MM PK/6
8139 | 4215271706800 | HEAT TREATED NITI WIRE BLUE TRIANGULAR CROSS SECTION WITH ALTERNATIVE CUTTING EDGE AND CONSTANT TAPER. TAPER 04% NO.15 LENGTH 25MM PK/6
8140 | 4215271706900 | HEAT TREATED NITI WIRE BLUE TRIANGULAR CROSS SECTION WITH ALTERNATIVE CUTTING EDGE AND CONSTANT TAPER. TAPER 04% NO.15 LENGTH 31MM PK/6
8141 | 4215271707000 | HEAT TREATED NITI WIRE BLUE TRIANGULAR CROSS SECTION WITH ALTERNATIVE CUTTING EDGE AND CONSTANT TAPER. TAPER 04% NO.25 LENGTH 21MM PK/6
8142 | 4215271707100 | HEAT TREATED NITI WIRE BLUE TRIANGULAR CROSS SECTION WITH ALTERNATIVE CUTTING EDGE AND CONSTANT TAPER. TAPER 04% NO.25 LENGTH 25MM PK/6
8143 | 4215271707200 | HEAT TREATED NITI WIRE BLUE TRIANGULAR CROSS SECTION WITH ALTERNATIVE CUTTING EDGE AND CONSTANT TAPER. TAPER 04% NO.25 LENGTH 31MM PK/6
8144 | 4215271707300 | HEAT TREATED NITI WIRE BLUE TRIANGULAR CROSS SECTION WITH ALTERNATIVE CUTTING EDGE AND CONSTANT TAPER. TAPER 04% NO.30 LENGTH 21MM PK/6
8145 | 4215271707400 | HEAT TREATED NITI WIRE BLUE TRIANGULAR CROSS SECTION WITH ALTERNATIVE CUTTING EDGE AND CONSTANT TAPER. TAPER 04% NO.30 LENGTH 25MM PK/6
8146 | 4215271707500 | HEAT TREATED NITI WIRE BLUE TRIANGULAR CROSS SECTION WITH ALTERNATIVE CUTTING EDGE AND CONSTANT TAPER. TAPER 04% NO.30 LENGTH 31MM PK/6
8147 | 4215271707600 | HEAT TREATED NITI WIRE BLUE TRIANGULAR CROSS SECTION WITH ALTERNATIVE CUTTING EDGE AND CONSTANT TAPER. TAPER 06% NO.25 LENGTH 21MM PK/6
8148 | 4215271707700 | HEAT TREATED NITI WIRE BLUE TRIANGULAR CROSS SECTION WITH ALTERNATIVE CUTTING EDGE AND CONSTANT TAPER. TAPER 06% NO.25 LENGTH 31MM PK/6
8149 | 4215271707800 | RECIPROCATING HEAT TREATED NITI WIRE BLUE REINFORCED TRIANGULAR CROSS SECTION GLIDER VARIABLE TAPER 03% NO. 15 LENGTH 21 MM PK/3
8150 | 4215271707900 | RECIPROCATING HEAT TREATED NITI WIRE BLUE REINFORCED TRIANGULAR CROSS SECTION GLIDER VARIABLE TAPER 03% NO. 15 LENGTH 25 MM PK/3
8151 | 4215271708000 | RECIPROCATING HEAT TREATED NITI WIRE BLUE REINFORCED TRIANGULAR CROSS SECTION GLIDER VARIABLE TAPER 03% NO. 15 LENGTH 31 MM PK/3
8152 | 4215271708100 | RECIPROCATING HEAT TREATED NITI WIRE BLUE REINFORCED TRIANGULAR CROSS SECTION TAPER 04% NO. 30 LENGTH 21 MM PK/3
8153 | 4215271708200 | RECIPROCATING HEAT TREATED NITI WIRE BLUE REINFORCED TRIANGULAR CROSS SECTION TAPER 04% NO. 30 LENGTH 25 MM PK/3
8154 | 4215271708300 | RECIPROCATING HEAT TREATED NITI WIRE BLUE REINFORCED TRIANGULAR CROSS SECTION TAPER 04% NO. 30 LENGTH 31 MM PK/3
8155 | 4215271708400 | RECIPROCATING HEAT TREATED NITI WIRE BLUE REINFORCED TRIANGULAR CROSS SECTION TAPER 04% NO. 40 LENGTH 21 MM PK/3
8156 | 4215271708500 | RECIPROCATING HEAT TREATED NITI WIRE BLUE REINFORCED TRIANGULAR CROSS SECTION TAPER 04% NO. 40 LENGTH 25 MM PK/3
8157 | 4215271708600 | RECIPROCATING HEAT TREATED NITI WIRE BLUE REINFORCED TRIANGULAR CROSS SECTION TAPER 04% NO. 40 LENGTH 31 MM PK/3
8158 | 4215271708700 | RECIPROCATING HEAT TREATED NITI WIRE BLUE REINFORCED TRIANGULAR CROSS SECTION TAPER 04% NO. 50 LENGTH 21 MM PK/3
8159 | 4215271708800 | RECIPROCATING HEAT TREATED NITI WIRE BLUE REINFORCED TRIANGULAR CROSS SECTION TAPER 04% NO. 50 LENGTH 31 MM PK/3
8160 | 4215271708900 | RECIPROCATING HEAT TREATED NITI WIRE BLUE REINFORCED TRIANGULAR CROSS SECTION TAPER 06% NO. 25 LENGTH 21 MM PK/3
8161 | 4215271709000 | RECIPROCATING HEAT TREATED NITI WIRE BLUE REINFORCED TRIANGULAR CROSS SECTION TAPER 06% NO. 25 LENGTH 31 MM PK/3
8162 | 4215271800300 | UPPER NITI SUPER ELASTIC ARCHWIRE 0.016 INCH X 0.022 INCH OVOID SHAPE EACH WIRE IS PACKED SEPARATELY MUST BE SUPPLIED BY THE SAME MANUFACTURER (ARCH COORDINATION) ONE EACH (EA) = ONE (1) PACK
8163 | 4215271800400 | UPPER NITI SUPER ELASTIC ARCHWIRE 0.018 INCH OVOID SHAPE EACH WIRE IS PACKED SEPARATELY MUST BE SUPPLIED BY THE SAME MANUFACTURER (ARCH COORDINATION) ONE EACH (EA) = ONE (1) PACK
8164 | 4215271801100 | SOFT STAINLESS STEEL WIRES 20 GAUGE 30G SPOOL
8165 | 4215271801200 | SOFT STAINLESS STEEL WIRES 28 GAUGE 30G SPOOL
8166 | 4215271802100 | LOWER STAINLESS STEEL ARCHWIRE 0.014 INCH OVOID SHAPE EACH WIRE IS PACKED SEPARATELY MUST BE SUPPLIED BY THE SAME MANUFACTURER (ARCH COORDINATION) ONE EACH (EA) = ONE (1) PACK
8167 | 4215271802200 | LOWER STAINLESS STEEL ARCHWIRE 0.016 INCH OVOID SHAPE EACH WIRE IS PACKED SEPARATELY MUST BE SUPPLIED BY THE SAME MANUFACTURER (ARCH COORDINATION) ONE EACH (EA) = ONE (1) PACK
8168 | 4215271802300 | LOWER STAINLESS STEEL ARCHWIRE 0.016 INCH X 0.022 INCH OVOID SHAPE EACH WIRE IS PACKED SEPARATELY MUST BE SUPPLIED BY THE SAME MA NUFACTURER (ARCH COORDINATION) ONE EACH (EA) = ONE (1) PACK
8169 | 4215271802400 | LOWER STAINLESS STEEL ARCHWIRE 0.017 INCH X 0.025 INCH OVOID SHAPE EACH WIRE IS PACKED SEPARATELY MUST BE SUPPLIED BY THE SAME MA NUFACTURER (AR CH COORDINATION) ONE EACH (EA) = ONE (1) PACK
8170 | 4215271802500 | LOWER STAINLESS STEEL ARCHWIRE 0.018 INCH OVOID SHAPE EACH WIRE IS PACKED SEPARATELY MUST BE SUPPLIED BY THE SAME MANUFACTURER (ARCH COORDINATION) ONE EACH (EA) = ONE (1) PACK
8171 | 4215271802600 | LOWER STAINLESS STEEL ARCHWIRE 0.019 INCH X 0.025 INCH OVOID SHAPE EACH WIRE IS PACKED SEPARATELY MUST BE SUPPLIED BY THE SAME MA NUFACTURER (AR CH COORDINATION) ONE EACH (EA) = ONE (1) PACK
8172 | 4215271803700 | UPPER NITI SUPER ELASTIC ARCHWIRE 0.016 INCH OVOID SHAPE EACH WIRE IS PACKED SEPARATELY MUST BE SUPPLIED BY THE SAME MANUFACTURER (ARCH COORDINATION) ONE EACH (EA) = ONE (1) PACK
8173 | 4215271805000 | SLEEVE ARCHWIRE SOFT TISSUE PROTECTION IN LONG ARCHWIRES GREY SIZE: 0.018INCH LENGTH: SPOOL OF 3.0M FOR ORTHODONTICS
8174 | 4215271805300 | ARCHWIRE ORTHODONTIC TWIST FLEX/MULTI-STRAND/OVOID STAINLESS STEEL SIZE: 0.0175INCH PACKAGING: 10 PER PACK
8175 | 4215271805700 | ERICH ARCH BAR COIL FOR INTERMAXILLARY FIXATION
8176 | 4215271805800 | ARCHWIRE ORTHODONTIC HEAT ACTIVATED/RECTANGULAR/SQUARE/OVOID/WITHOUT NOTCH NITI ARCH: LOWER SIZE: 0.019INCHX0.025INCH/0.48MMX0.64MM PACKAGING: 10 PER PACK
8177 | 4215271805900 | ARCHWIRE ORTHODONTIC HEAT ACTIVATED/RECTANGULAR/SQUARE/OVOID/WITHOUT NOTCH NITI ARCH: UPPER SIZE: 0.019INCHX0.025INCH/0.48MMX0.64MM PACKAGING: 10 PER PACK
8178 | 4215271806000 | ARCHWIRE ORTHODONTIC OVOID SHAPE TMA ARCH: UPPER SIZE: 0.016INCHX0.022INCH PACKAGING: EACH WIRE IS PACKED SEPARATELY
8179 | 4215271806100 | LOWER STAINLESS STEEL ARCHWIRE 0.014INCH OVOID SHAPE EACH WIRE IS PACKED SEPARATELY MUST BE SUPPLIED BY THE SAME MANUFACTURER (AR CH COORDINATION) LOCATION:
8180 | 4215271806300 | LOWER STAINLESS STEEL ARCHWIRE 0.016INCHX0.022INCH OVOID SHAPE EACH WIRE IS PACKED SEPARATELY MUST BE SUPPLIED BY THE SAME MANUFA CTURER (ARCH COORDINATION) LOCATION:
8181 | 4215271806500 | LOWER STAINLESS STEEL ARCHWIRE 0.018INCH OVOID SHAPE EACH WIRE IS PACKED SEPARATELY MUST BE SUPPLIED BY THE SAME MANUFACTURER (AR CH COORDINATION) LOCATION:
8182 | 4215271806700 | ARCHWIRE ORTHODONTIC OVOID SHAPE STAINLESS STEEL ARCH: LOWER SIZE: 0.021INCHX0.025INCH PACKAGING: EACH WIRE IS PACKED SEPARATELY
8183 | 4215271806800 | ARCHWIRE ORTHODONTIC OVOID SHAPE TMA ARCH: LOWER SIZE: 0.017INCHX0.025INCH PACKAGING: EACH WIRE IS PACKED SEPARATELY
8184 | 4215271806900 | ORTHODONTICS TWIN BRACKETS ROTH RX SLOT # 0.022INCH WITH HOOKS ON 3 4 & 5 WITH THE FOLLOWING SPECIFICATIONS: MANUFACTURED FROM H IGH STRENGTH MEDICAL STAINLESS STEEL; TORQUE IN BASE; COLOR ID MARKING FOR EASY IDENTIFICATION; HOOK & BALL ARE MILLED FROM SINGLE PIECE OF METAL-BACKING 20PCS/PACK LOCATION:
8185 | 4215271807000 | ARCHWIRE ORTHODONTIC SUPER ELASTIC/OVOID SHAPE NITINOL ARCH: LOWER SIZE: 0.014INCH PACKAGING: EACH WIRE IS PACKED SEPARATELY
8186 | 4215271807100 | ARCHWIRE ORTHODONTIC SUPER ELASTIC/OVOID SHAPE NITINOL ARCH: LOWER SIZE: 0.016INCHX0.022INCH PACKAGING: EACH WIRE IS PACKED SEPARATELY
8187 | 4215271807200 | ARCHWIRE ORTHODONTIC SUPER ELASTIC/OVOID SHAPE NITINOL ARCH: LOWER SIZE: 0.012INCH PACKAGING: EACH WIRE IS PACKED SEPARATELY
8188 | 4215271807300 | ARCHWIRE ORTHODONTIC SUPER ELASTIC/OVOID SHAPE NITINOL ARCH: LOWER SIZE: 0.016INCH PACKAGING: EACH WIRE IS PACKED SEPARATELY
8189 | 4215271807400 | ARCHWIRE ORTHODONTIC SUPER ELASTIC/OVOID SHAPE NITINOL ARCH: LOWER SIZE: 0.017INCHX0.025INCH PACKAGING: EACH WIRE IS PACKED SEPARATELY
8190 | 4215271807500 | ARCHWIRE ORTHODONTIC SUPER ELASTIC/OVOID SHAPE NITINOL ARCH: LOWER SIZE: 0.018INCH PACKAGING: EACH WIRE IS PACKED SEPARATELY
8191 | 4215271807600 | ARCHWIRE ORTHODONTIC SUPER ELASTIC/OVOID SHAPE NITINOL ARCH: LOWER SIZE: 0.019INCHX0.025INCH PACKAGING: EACH WIRE IS PACKED SEPARATELY
8192 | 4215271807700 | ARCHWIRE ORTHODONTIC SUPER ELASTIC/OVOID SHAPE NITINOL ARCH: UPPER SIZE: 0.012INCH PACKAGING: EACH WIRE IS PACKED SEPARATELY
8193 | 4215271807800 | ARCHWIRE ORTHODONTIC SUPER ELASTIC/OVOID SHAPE NITINOL ARCH: UPPER SIZE: 0.016INCH PACKAGING: EACH WIRE IS PACKED SEPARATELY
8194 | 4215271807900 | ARCHWIRE ORTHODONTIC SUPER ELASTIC/OVOID SHAPE NITINOL ARCH: UPPER SIZE: 0.017INCHX0.025INCH PACKAGING: EACH WIRE IS PACKED SEPARATELY
8195 | 4215271808000 | ARCHWIRE ORTHODONTIC SUPER ELASTIC/OVOID SHAPE NITINOL ARCH: UPPER SIZE: 0.018INCH PACKAGING: EACH WIRE IS PACKED SEPARATELY
8196 | 4215271808100 | ARCHWIRE ORTHODONTIC SUPER ELASTIC/OVOID SHAPE NITINOL ARCH: UPPER SIZE: 0.019INCHX0.025INCH PACKAGING: EACH WIRE IS PACKED SEPARATELY
8197 | 4215271808200 | ARCHWIRE ORTHODONTIC SELF LIGATING/WITH STOPS/ROUND CUNITI ARCH: YYY SIZE: 0.018INCH PACKAGING: EACH WIRE IS PACKED SEPARATELY
8198 | 4215271808300 | ARCHWIRE ORTHODONTIC SELF LIGATING/WITH STOPS/RECTANGULAR CUNITI ARCH: YYY SIZE: 0.014INCHX0.025INCH PACKAGING: EACH WIRE IS PACKED SEPARATELY
8199 | 4215271808400 | ARCHWIRE ORTHODONTIC SELF LIGATING/WITH STOPS/RECTANGULAR CUNITI ARCH: YYY SIZE: 0.016INCHX0.025INCH PACKAGING: EACH WIRE IS PACKED SEPARATELY
8200 | 4215271808500 | ARCHWIRE ORTHODONTIC TRU ARCH/NO DIMPLE/FULLY AUSTENITIC AT ROOM TEMPERATURE NITINOL ARCH: UPPER SIZE: 0.021INCHX0.025INCH PACKAGING: EACH WIRE IS PACKED SEPARATELY
8201 | 4215271808900 | SLEEVE ARCHWIRE SOFT TISSUE PROTECTION IN LONG ARCHWIRES GREY SIZE: 0.027INCH LENGTH: SPOOL OF 3.0M FOR ORTHODONTICS
8202 | 4215271809000 | ARCHWIRE ORTHODONTIC OVOID SHAPE TMA ARCH: LOWER SIZE: 0.016INCHX0.016INCH PACKAGING: EACH WIRE IS PACKED SEPARATELY
8203 | 4215271809100 | ARCHWIRE ORTHODONTIC OVOID SHAPE TMA ARCH: UPPER SIZE: 0.016INCHX0.016INCH PACKAGING: EACH WIRE IS PACKED SEPARATELY
8204 | 4215271809200 | ARCHWIRE ORTHODONTIC OVOID SHAPE STAINLESS STEEL ARCH: UPPER SIZE: 0.021INCHX0.025INCH PACKAGING: EACH WIRE IS PACKED SEPARATELY
8205 | 4215271809300 | ARCHWIRE ORTHODONTIC OVOID SHAPE STAINLESS STEEL ARCH: UPPER SIZE: 0.019INCHX0.025INCH PACKAGING: EACH WIRE IS PACKED SEPARATELY
8206 | 4215271809400 | ARCHWIRE ORTHODONTIC OVOID SHAPE STAINLESS STEEL ARCH: UPPER SIZE: 0.018INCH PACKAGING: EACH WIRE IS PACKED SEPARATELY
8207 | 4215271809500 | ARCHWIRE ORTHODONTIC OVOID SHAPE STAINLESS STEEL ARCH: UPPER SIZE: 0.016INCHX0.022INCH PACKAGING: EACH WIRE IS PACKED SEPARATELY
8208 | 4215271809600 | ARCHWIRE ORTHODONTIC OVOID SHAPE STAINLESS STEEL ARCH: UPPER SIZE: 0.016INCH PACKAGING: EACH WIRE IS PACKED SEPARATELY
8209 | 4215271809700 | ARCHWIRE ORTHODONTIC OVOID SHAPE STAINLESS STEEL ARCH: UPPER SIZE: 0.014INCH PACKAGING: EACH WIRE IS PACKED SEPARATELY
8210 | 4215271809800 | ARCHWIRE ORTHODONTIC SUPER ELASTIC/OVOID SHAPE NITI ARCH: UPPER SIZE: 0.012INCH PACKAGING: EACH WIRE IS PACKED SEPARATELY
8211 | 4215271809900 | ARCHWIRE ORTHODONTIC SUPER ELASTIC/OVOID SHAPE NITI ARCH: UPPER SIZE: 0.019INCHX0.025 PACKAGING: EACH WIRE IS PACKED SEPARATELY
8212 | 4215271810000 | ARCHWIRE ORTHODONTIC SUPER ELASTIC/OVOID SHAPE NITI ARCH: LOWER SIZE: 0.017INCHX0.025INCH PACKAGING: EACH WIRE IS PACKED SEPARATELY
8213 | 4215271810100 | ARCHWIRE ORTHODONTIC REVERSE CURVE NITI ARCH: UPPER SIZE: 0.017INCHX0.022INCH
8214 | 4215271810200 | ARCHWIRE ORTHODONTIC REVERSE CURVE NITI ARCH: UPPER SIZE: 0.016INCHX0.022INCH
8215 | 4215271810300 | ARCHWIRE ORTHODONTIC REVERSE CURVE NITI ARCH: UPPER SIZE: 0.016INCH
8216 | 4215271810400 | ARCHWIRE ORTHODONTIC REVERSE CURVE NITI ARCH: LOWER SIZE: 0.017INCHX0.022INCH
8217 | 4215271810500 | ARCHWIRE ORTHODONTIC REVERSE CURVE NITI ARCH: LOWER SIZE: 0.016INCHX0.022INCH
8218 | 4215271810600 | ARCHWIRE ORTHODONTIC REVERSE CURVE NITI ARCH: LOWER SIZE: 0.016INCH
8219 | 4215271810700 | ARCHWIRE ORTHODONTIC TRU ARCH/NO DIMPLE/FULLY AUSTENITIC AT ROOM TEMPERATURE NITINOL ARCH: LOWER SIZE: 0.021INCHX0.025INCH PACKAGING: EACH WIRE IS PACKED SEPARATELY
8220 | 4215271810800 | ARCHWIRE ORTHODONTIC SUPER ELASTIC/OVOID SHAPE NITI ARCH: LOWER SIZE: 0.012INCH PACKAGING: EACH WIRE IS PACKED SEPARATELY
8221 | 4215271810900 | ARCHWIRE ORTHODONTIC SUPER ELASTIC/OVOID SHAPE NITI ARCH: LOWER SIZE: 0.019INCHX0.025INCH PACKAGING: EACH WIRE IS PACKED SEPARATELY
8222 | 4215271811000 | ARCHWIRE ORTHODONTIC SUPER ELASTIC/OVOID SHAPE NITI ARCH: LOWER SIZE: 0.018INCH PACKAGING: EACH WIRE IS PACKED SEPARATELY
8223 | 4215271811100 | ARCHWIRE ORTHODONTIC SUPER ELASTIC/OVOID SHAPE NITI ARCH: LOWER SIZE: 0.016INCHX0.022INCH PACKAGING: EACH WIRE IS PACKED SEPARATELY
8224 | 4215271811200 | ARCHWIRE ORTHODONTIC SUPER ELASTIC/OVOID SHAPE NITI ARCH: LOWER SIZE: 0.016INCH PACKAGING: EACH WIRE IS PACKED SEPARATELY
8225 | 4215271811300 | ARCHWIRE ORTHODONTIC SUPER ELASTIC/OVOID SHAPE NITI ARCH: UPPER SIZE: 0.017INCHX0.025INCH PACKAGING: EACH WIRE IS PACKED SEPARATELY
8226 | 4215271811400 | ARCHWIRE ORTHODONTIC SUPER ELASTIC/OVOID SHAPE NITI ARCH: LOWER SIZE: 0.014INCH PACKAGING: EACH WIRE IS PACKED SEPARATELY
8227 | 4215271811500 | SOFT STAINLESS STEEL WIRES 24 GAUGE 0.5MM 30G SPOOL
8228 | 4215271811600 | ARCHWIRE ORTHODONTIC OVOID SHAPE TMA ARCH: UPPER SIZE: 0.017INCHX0.025INCH PACKAGING: EACH WIRE IS PACKED SEPARATELY
8229 | 4215271811700 | ARCHWIRE ORTHODONTIC OVOID SHAPE STAINLESS STEEL ARCH: UPPER SIZE: 0.017INCHX0.025INCH PACKAGING: EACH WIRE IS PACKED SEPARATELY
8230 | 4215271811800 | ARCHWIRE ORTHODONTIC SUPER ELASTIC/OVOID SHAPE NITI ARCH: UPPER SIZE: 0.014INCH PACKAGING: EACH WIRE IS PACKED SEPARATELY
8231 | 4215271811900 | ARCHWIRE ORTHODONTIC OVOID SHAPE TMA ARCH: LOWER SIZE: 0.016INCHX0.022INCH PACKAGING: EACH WIRE IS PACKED SEPARATELY
8232 | 4215272200000 | SEATER BAND PLACE/ADJUST BANDS MERSHON/5 SIDED/ANGLED SERRATED TIP/REDUCED RISK OF SLIPPAGE/LIGHT WEIGHT WITH HOLLOW HANDLE/HEAT STERILIZABLE UP TO 370 DEGREES FAHRENHEIT STAINLESS STEEL FOR ORTHODONTICS
8233 | 4215272200200 | SEATER BAND PLACE/ADJUST BANDS STERILIZABLE TO MAXIMUM OF 180 DEGREE CELSIUS/WITH HARD METAL TRIANGULAR SERRATED TIP STAINLESS STEEL FOR ORTHODONTICS
8234 | 4215280000700 | ARTICULATED PERIO MODEL WITH CALCULUS ON ANATOMIC ROOTED TEETH
8235 | 4215280700100 | PERIODONTAL PACK EUGENOL FREE AUTO MIX OR BASE + CATALYST PASTES
8236 | 4215280800000 | GRACEY RIGID PERIODONTAL FINISHING CURETTE SIZE 3-4 AND SPECIAL ROUND STAINLESS STEEL HOLLOW HANDLE PROVIDE A STRESS FREE GRIP GRAD E 440 SERIES STAINLESS STEEL (HIGH CARBON CONTENT AND A CERTAIN PERCENTAGE OF CHROMIUM) TRIPLE TEMPERED FOR GREATER RIGIDITY SATIN FINISHED LIGHT WEIGHT HANDLE
8237 | 4215280800400 | GOLDMAN-FOX CURETTE SIZE GF-2 LARGE SIZE DIAMETER AND SPECIAL ROUND STAINLESS STEEL HOLLOW HANDLE PROVIDE A STRESS FREE GRIP GRADE 440 SERIES STAINLESS STEEL (HIGH CARBON CONTENT AND A CERTAIN PERCENTAGE OF CHROMIUM) TRIPLE TEMPERED FOR GREATER RIGIDITY.-SATIN F INISHED LIGHT WEIGHT HANDLE
8238 | 4215280801200 | GRACEY RIGID PERIODONTAL FINISHING CURETTE SIZE 7-8 AND SPECIAL ROUND STAINLESS STEEL HOLLOW HANDLE PROVIDE A STRESS FREE GRIP GRAD E 440 SERIES STAINLESS STEEL (HIGH CARBON CONTENT AND A CERTAIN PERCENTAGE OF CHROMIUM) TRIPLE TEMPERED FOR GREATER RIGIDITY SATIN FINISHED LIGHT WEIGHT HANDLE
8239 | 4215280802500 | CURETTE DENTAL SCRAPING GRACEY/AFTER FIVE/EXTRA RIGID/SPECIAL ROUND HOLLOW HANDLE PROVIDING A STRESS FREE GRIP/SATIN FINISH/LIGHT WEIGHT HANDLE GRADE 440 SERIES STAINLESS STEEL/TRIPLE TEMPERED FOR GREATER RIGIDITY SIZE: 13-14
8240 | 4215280802600 | CURETTE DENTAL SCRAPING GRACEY/AFTER FIVE/EXTRA RIGID/SPECIAL ROUND HOLLOW HANDLE PROVIDING A STRESS FREE GRIP/SATIN FINISH/LIGHT WEIGHT HANDLE GRADE 440 SERIES STAINLESS STEEL/TRIPLE TEMPERED FOR GREATER RIGIDITY SIZE: 5-6
8241 | 4215280802700 | CURETTE DENTAL SCRAPING GRACEY/AFTER FIVE/EXTRA RIGID/SPECIAL ROUND HOLLOW HANDLE PROVIDING A STRESS FREE GRIP/SATIN FINISH/LIGHT WEIGHT HANDLE GRADE 440 SERIES STAINLESS STEEL/TRIPLE TEMPERED FOR GREATER RIGIDITY SIZE: 7-8
8242 | 4215280802800 | CURETTE DENTAL SCRAPING GRACEY/AFTER FIVE/EXTRA RIGID/SPECIAL ROUND HOLLOW HANDLE PROVIDING A STRESS FREE GRIP/SATIN FINISH/LIGHT WEIGHT HANDLE GRADE 440 SERIES STAINLESS STEEL/TRIPLE TEMPERED FOR GREATER RIGIDITY SIZE: 11-12
8243 | 4215280802900 | CURETTE DENTAL SCRAPING GRACEY/AFTER FIVE/RIGID/SPECIAL ROUND HOLLOW HANDLE PROVIDING A STRESS FREE GRIP/SATIN FINISH/LIGHT WEIGHT HANDLE GRADE 440 SERIES STAINLESS STEEL/TRIPLE TEMPERED FOR GREATER RIGIDITY SIZE: 11-12
8244 | 4215280803000 | CURETTE DENTAL SCRAPING GRACEY/AFTER FIVE/RIGID/SPECIAL ROUND HOLLOW HANDLE PROVIDING A STRESS FREE GRIP/SATIN FINISH/LIGHT WEIGHT HANDLE GRADE 440 SERIES STAINLESS STEEL/TRIPLE TEMPERED FOR GREATER RIGIDITY SIZE: 1-2
8245 | 4215280803100 | CURETTE DENTAL SCRAPING GRACEY/AFTER FIVE/RIGID/SPECIAL ROUND HOLLOW HANDLE PROVIDING A STRESS FREE GRIP/SATIN FINISH/LIGHT WEIGHT HANDLE GRADE 440 SERIES STAINLESS STEEL/TRIPLE TEMPERED FOR GREATER RIGIDITY SIZE: 13-14
8246 | 4215280803200 | CURETTE DENTAL SCRAPING GRACEY/AFTER FIVE/RIGID/SPECIAL ROUND HOLLOW HANDLE PROVIDING A STRESS FREE GRIP/SATIN FINISH/LIGHT WEIGHT HANDLE GRADE 440 SERIES STAINLESS STEEL/TRIPLE TEMPERED FOR GREATER RIGIDITY SIZE: 3-4
8247 | 4215280803300 | CURETTE DENTAL SCRAPING GRACEY/AFTER FIVE/RIGID/SPECIAL ROUND HOLLOW HANDLE PROVIDING A STRESS FREE GRIP/SATIN FINISH/LIGHT WEIGHT HANDLE GRADE 440 SERIES STAINLESS STEEL/TRIPLE TEMPERED FOR GREATER RIGIDITY SIZE: 5-6
8248 | 4215280803400 | CURETTE DENTAL SCRAPING GRACEY/AFTER FIVE/RIGID/SPECIAL ROUND HOLLOW HANDLE PROVIDING A STRESS FREE GRIP/SATIN FINISH/LIGHT WEIGHT HANDLE GRADE 440 SERIES STAINLESS STEEL/TRIPLE TEMPERED FOR GREATER RIGIDITY SIZE: 7-8
8249 | 4215280803500 | CURETTE DENTAL SCRAPING GRACEY/AFTER FIVE/RIGID/SPECIAL ROUND HOLLOW HANDLE PROVIDING A STRESS FREE GRIP/SATIN FINISH/LIGHT WEIGHT HANDLE GRADE 440 SERIES STAINLESS STEEL/TRIPLE TEMPERED FOR GREATER RIGIDITY SIZE: 9-10
8250 | 4215280803600 | CURETTE DENTAL SCRAPING GRACEY/RIGID/SPECIAL ROUND HOLLOW HANDLE PROVIDING A STRESS FREE GRIP/SATIN FINISH/LIGHT WEIGHT HANDLE GRADE 440 SERIES STAINLESS STEEL/TRIPLE TEMPERED FOR GREATER RIGIDITY SIZE: 1-2
8251 | 4215280803800 | CURETTE DENTAL SCRAPING GRACEY/RIGID/SPECIAL ROUND HOLLOW HANDLE PROVIDING A STRESS FREE GRIP/SATIN FINISH/LIGHT WEIGHT HANDLE GRADE 440 SERIES STAINLESS STEEL/TRIPLE TEMPERED FOR GREATER RIGIDITY SIZE: 5-6
8252 | 4215280804000 | CURETTE DENTAL SCRAPING COLOMBIA/SPECIAL ROUND HOLLOW HANDLE PROVIDING A STRESS FREE GRIP/SATIN FINISH/LIGHT WEIGHT HANDLE GRADE 440 SERIES STAINLESS STEEL/TRIPLE TEMPERED FOR GREATER RIGIDITY SIZE: 2L-2R
8253 | 4215280804100 | CURETTE DENTAL SCRAPING MCCALL/SPECIAL ROUND HOLLOW HANDLE PROVIDING A STRESS FREE GRIP/SATIN FINISH/LIGHT WEIGHT HANDLE GRADE 440 SERIES STAINLESS STEEL/TRIPLE TEMPERED FOR GREATER RIGIDITY SIZE: 13-14
8254 | 4215280804200 | CURETTE DENTAL SCRAPING COLOMBIA/SPECIAL ROUND HOLLOW HANDLE PROVIDING A STRESS FREE GRIP/SATIN FINISH/LIGHT WEIGHT HANDLE GRADE 440 SERIES STAINLESS STEEL/TRIPLE TEMPERED FOR GREATER RIGIDITY SIZE: 4L-4R
8255 | 4215280804300 | CURETTE DENTAL SCRAPING GRACEY/RIGID/SPECIAL ROUND HOLLOW HANDLE PROVIDING A STRESS FREE GRIP/SATIN FINISH/LIGHT WEIGHT HANDLE GRADE 440 SERIES STAINLESS STEEL/TRIPLE TEMPERED FOR GREATER RIGIDITY SIZE: 9-10
8256 | 4215280804400 | CURETTE DENTAL SCRAPING GRACEY/RIGID/SPECIAL ROUND HOLLOW HANDLE PROVIDING A STRESS FREE GRIP/SATIN FINISH/LIGHT WEIGHT HANDLE GRADE 440 SERIES STAINLESS STEEL/TRIPLE TEMPERED FOR GREATER RIGIDITY SIZE: 13-14
8257 | 4215280804600 | CURETTE DENTAL SCRAPING GRACEY/RIGID/SPECIAL ROUND HOLLOW HANDLE PROVIDING A STRESS FREE GRIP/SATIN FINISH/LIGHT WEIGHT HANDLE GRADE 440 SERIES STAINLESS STEEL/TRIPLE TEMPERED FOR GREATER RIGIDITY SIZE: 11-12
8258 | 4215280808500 | CURETTE FOX SIZE 3MM REUSABLE
8259 | 4215280808700 | CURETTE FOX SIZE 5MM REUSABLE
8260 | 4215281000000 | MEMBRANE DENTAL SOCKET REPAIR/PRESERVATION RESORBABLE COLLAGEN
8261 | 4215281000100 | MEMBRANE DENTAL GUIDE TISSUE REGENERATION NON ABSORBABLE/ANTERIOR NARROW PTFE/EPTFE OR DPTFE REINFORCED WITH TITANIUM
8262 | 4215281000200 | MEMBRANE DENTAL GUIDE TISSUE REGENERATION NON ABSORBABLE/ANTERIOR SINGLE PTFE/EPTFE OR DPTFE REINFORCED WITH TITANIUM
8263 | 4215281000300 | MEMBRANE DENTAL GUIDE TISSUE REGENERATION NON ABSORBABLE/POSTERIOR LARGE PTFE/EPTFE OR DPTFE REINFORCED WITH TITANIUM
8264 | 4215281000400 | MEMBRANE DENTAL GUIDE TISSUE REGENERATION NON ABSORBABLE/POSTERIOR SINGLE PTFE/EPTFE OR DPTFE REINFORCED WITH TITANIUM
8265 | 4215290000200 | SPREADER FINGER CONDENSING GUTTA PERCHA PLASTIC HANDLE STAINLESS STEEL LENGTH: 25.0MM SIZE: 15 PACKAGING: 6 PER BOX FOR ENDODONTICS
8266 | 4215290000300 | SPREADER FINGER CONDENSING GUTTA PERCHA PLASTIC HANDLE STAINLESS STEEL LENGTH: 25.0MM SIZE: 20 PACKAGING: 6 PER BOX FOR ENDODONTICS
8267 | 4215290000400 | SPREADER FINGER CONDENSING GUTTA PERCHA PLASTIC HANDLE STAINLESS STEEL LENGTH: 25.0MM SIZE: 25 PACKAGING: 6 PER BOX FOR ENDODONTICS
8268 | 4215290000500 | NO CATALOG NO NOT CLEAR
8269 | 4215290000600 | PLUGGER HAND CONDENSING GUTTA PERCHA TAPERED/DOUBLE ENDED STAINLESS STEEL SIZE: 1/3MM FOR ENDODONTICS
8270 | 4215290000700 | PLUGGER DENTAL CONDENSING AMALGAM/DOUBLE ENDED SIZE: 0/1
8271 | 4215290000800 | PLUGGER DENTAL CONDENSING AMALGAM/DOUBLE ENDED SIZE: 1/2
8272 | 4215290000900 | PLUGGER DENTAL CONDENSING AMALGAM/DOUBLE ENDED SIZE: 3/4
8273 | 4215290001000 | PLUGGER DENTAL CONDENSING AMALGAM/DOUBLE ENDED SIZE: 5/7
8274 | 4215290001100 | PLUGGER DENTAL CONDENSING AMALGAM/DOUBLE ENDED SIZE: 9/11
8275 | 4215290001200 | PLUGGER DENTAL CONDENSING AMALGAM/DOUBLE ENDED SIZE: 11/12
8276 | 4215290001300 | KIT ENDODONTIC CASSETTE SIZE: 290.0MMX184.0MMX34.0MM INCLUDES: 18 INSTRUMENTS UNIQUELY SOPHISTICATED ERGONOMIC DESIGN/REVOLUTIONARY NEW HOLE PATTERN FOR OPTIMAL USE IN THERMODISINFECTOR/LONG LASTING LOW MAINTENANCE/DURABLE/COLORED(11 COLOR OPTIONS) SILICONE RAILS SECURELY HOLD INSTRUMENTS THROUGHOUT PROCESSING CYCLE/ERGONOMIC LATCH WITH POSITIVE LOCKING MECHANISM/SAFE/EASY-TO-USE/ONE-HANDED OPENING/VISUAL CONFIRMATION IF THE CASSETTE IS LOCKED OR UNLOCKED/ELECTROPOLISHED STAINLESS STEEL COMPATIBILITY: CURRENT CLEANING EQUIPMENT INCLUDING AUTOMATED WASHERS
8277 | 4215290001400 | EXPLORER ENDODONTIC CANAL LOCATION SURGICAL SIZE: 1
8278 | 4215290001500 | EXPLORER ENDODONTIC CANAL LOCATION SURGICAL SIZE: 2
8279 | 4215290001600 | EXPLORER ENDODONTIC CANAL LOCATION ABOU RASS SIZE: 1
8280 | 4215290001700 | EXPLORER ENDODONTIC CANAL LOCATION DG16 SIZE: 2
8281 | 4215290001800 | BURNISHER ABOU-RASS APICAL SEALING APICAL/ANGLED/LONG SHANK DIA: 0.5MM FOR ENDODONTIC MICROSURGERY
8282 | 4215290001900 | BURNISHER ABOU-RASS APICAL SEALING APICAL/ANGLED/LONG SHANK DIA: 1.0MM FOR ENDODONTIC MICROSURGERY
8283 | 4215290002000 | BURNISHER ABOU-RASS APICAL SEALING APICAL/ANGLED/LONG SHANK DIA: 1.25MM FOR ENDODONTIC MICROSURGERY
8284 | 4215290002100 | BURNISHER ABOU-RASS APICAL SEALING APICAL/ANGLED/LONG SHANK DIA: 1.5MM FOR ENDODONTIC MICROSURGERY
8285 | 4215290002200 | BURNISHER ABOU-RASS APICAL SEALING APICAL/ANGLED/LONG SHANK DIA: 2.0MM FOR ENDODONTIC MICROSURGERY
8286 | 4215290002300 | BURNISHER ABOU-RASS APICAL SEALING APICAL/STRAIGHT/LONG SHANK DIA: 1.5MM FOR ENDODONTIC MICROSURGERY
8287 | 4215290002400 | BURNISHER ABOU-RASS APICAL SEALING APICAL/STRAIGHT/LONG SHANK DIA: 1.75MM FOR ENDODONTIC MICROSURGERY
8288 | 4215290002500 | BURNISHER ABOU-RASS APICAL SEALING APICAL/STRAIGHT/LONG SHANK DIA: 2.0MM FOR ENDODONTIC MICROSURGERY
8289 | 4215290002600 | BURNISHER ABOU-RASS APICAL SEALING APICAL/STRAIGHT/LONG SHANK DIA: 2.5MM FOR ENDODONTIC MICROSURGERY
8290 | 4215290002700 | PLUGGER ABOU-RASS APICAL SEALING APICAL/STRAIGHT SIZE: 1.0MM FOR ENDODONTIC MICROSURGERY
8291 | 4215290002800 | PLUGGER ABOU-RASS APICAL SEALING APICAL/STRAIGHT SIZE: 2.0MM FOR ENDODONTIC MICROSURGERY
8292 | 4215290002900 | PLUGGER ABOU-RASS APICAL SEALING APICAL/STRAIGHT SIZE: 3.0MM FOR ENDODONTIC MICROSURGERY
8293 | 4215290003000 | APPLICATOR CALCIUM HYDROXIDE PLACEMENT OF CALCIUM HYDROXIDE IN THE CAVITY STAINLESS STEEL FOR DENTAL
8294 | 4215290003100 | ELEVATOR MICROSURGICAL ELEVATING TISSUE SIZE: 1.0MM FOR ENDODONTIC MICROSURGERY
8295 | 4215290003200 | ELEVATOR MICROSURGICAL ELEVATING TISSUE SIZE: 2.0MM FOR ENDODONTIC MICROSURGERY
8296 | 4215290003300 | ELEVATOR MICROSURGICAL ELEVATING TISSUE SIZE: 3.0MM FOR ENDODONTIC MICROSURGERY
8297 | 4215290003400 | CURETTE DENTAL SCRAPING MICROSURGICAL SIZE: 1.0MM FOR ENDODONTIC MICROSURGERY
8298 | 4215290003500 | CURETTE DENTAL SCRAPING MICROSURGICAL SIZE: 2.0MM FOR ENDODONTIC MICROSURGERY
8299 | 4215290003600 | CURETTE DENTAL SCRAPING MICROSURGICAL SIZE: 3.0MM FOR ENDODONTIC MICROSURGERY
8300 | 4215290003700 | PLUGGER SCHILDER GUTTA PERCHA PRESSING DIA: 0.4MM FOR ENDODONTICS
8301 | 4215290003800 | PLUGGER SCHILDER GUTTA PERCHA PRESSING DIA: 0.5MM FOR ENDODONTICS
8302 | 4215290003900 | PLUGGER SCHILDER GUTTA PERCHA PRESSING DIA: 0.6MM FOR ENDODONTICS
8303 | 4215290004000 | SCHILDER PLUGGER ANTERIOR 0.7 MM
8304 | 4215290004100 | PLUGGER SCHILDER GUTTA PERCHA PRESSING DIA: 0.8MM FOR ENDODONTICS
8305 | 4215290004200 | SCHILDER PLUGGER ANTERIOR 0.9 MM
8306 | 4215290004300 | PLUGGER SCHILDER GUTTA PERCHA PRESSING DIA: 1.0MM FOR ENDODONTICS
8307 | 4215290004400 | PLUGGER SCHILDER GUTTA PERCHA PRESSING DIA: 1.3MM FOR ENDODONTICS
8308 | 4215290004500 | SCHILDER PLUGGER ANTERIOR 1.5 MM
8309 | 4215290004600 | CHEEK RETRACTOR WITH DENTAL MIRROR
8310 | 4215290004700 | CERAMIC FIRING TRAY WITH PIN
8311 | 4215290005300 | GUN APPLICATOR FOR STERILIZATION LOAD LABEL DURABLE LIGHTWEIGHT CLEAR HIGH QUALITY PRINTOUT ON THE LABEL 3- LINE MINIMUM 10 DIGITS MINIMUM IN EACH LINE ENGLISH LETTERS AND GEORGIAN DATE MUST BE COMPATIBLE WITH THE LABELING ROLLS.
8312 | 4215290200900 | MATRIX BAND T - BAND CURVED NARROW
8313 | 4215290201200 | MATRIX BAND T - BAND STRAIGHT WIDE
8314 | 4215290201400 | KIT AUTOMATRIX RESTORING PROXIMAL CONTOURS AND CONTACT AREAS NOT SHARP TO PROTECT SOFT TISSUES/AUTOCLAVABLE FOR DENTAL
8315 | 4215290201500 | BAND AUTO MATRIX RESTORING PROXIMAL CONTOURS AND CONTACT AREAS STAINLESS STEEL SIZE: MEDIUM THIN PACKAGING: 70 PIECES OR MORE PER PACK FOR DENTAL
8316 | 4215290201600 | MATRIX BAND T - BAND CURVED WIDE (12 /PAK)
8317 | 4215290201700 | MATRIX BAND T - BAND STRAIGHT NARROW
8318 | 4215290201800 | BAND MATRIX RESTORING PROXIMAL CONTOURS AND CONTACT AREAS TOFFLEMIRE/PRE CONTOURED STAINLESS STEEL FOR DENTAL/PREMOLAR
8319 | 4215290201900 | BAND MATRIX RESTORING PROXIMAL CONTOURS AND CONTACT AREAS TOFFLEMIRE/PRE CONTOURED STAINLESS STEEL FOR DENTAL/MOLAR
8320 | 4215290202000 | BAND MATRIX RESTORING PROXIMAL CONTOURS AND CONTACT AREAS TOFFLEMIRE STAINLESS STEEL SIZE: 1 GAUGE: 0.0015 FOR DENTAL
8321 | 4215290202100 | BAND MATRIX RESTORING PROXIMAL CONTOURS AND CONTACT AREAS TOFFLEMIRE STAINLESS STEEL SIZE: 3 GAUGE: 0.0015 FOR DENTAL
8322 | 4215290202200 | MATRIX BAND TOFFLEMIRE STAINLESS STEEL SIZE 13 GAUGE. 0015
8323 | 4215290202300 | KIT MATRIX INCLUDES: ANATOMICALLY SHAPED SECTIONAL MATRIX/NICKEL-TITANIUM RINGS/ADAPTIVE SELF GUIDING WEDGES FOR DENTAL
8324 | 4215290202400 | BAND MATRIX RESTORING PROXIMAL CONTOURS AND CONTACT AREAS TOFFLEMIRE STAINLESS STEEL SIZE: 2 GAUGE: 0.0015 FOR DENTAL
8325 | 4215290202500 | BAND AUTO MATRIX RESTORING PROXIMAL CONTOURS AND CONTACT AREAS STAINLESS STEEL SIZE: NARROW REGULAR PACKAGING: 70 PIECES OR MORE PER PACK FOR DENTAL
8326 | 4215290202600 | RETAINER MATRIX TOFFLEMIRE/STRAIGHT STAINLESS STEEL FOR DENTAL
8327 | 4215290202700 | BAND AUTO MATRIX RESTORING PROXIMAL CONTOURS AND CONTACT AREAS STAINLESS STEEL SIZE: WIDE REGULAR PACKAGING: 70 PIECES OR MORE PER PACK FOR DENTAL
8328 | 4215290202800 | BAND MATRIX RESTORING PROXIMAL CONTOURS AND CONTACT AREAS ROLL/WIDE STAINLESS STEEL HEIGHT: 7.0MM LENGTH: 2.0M FOR DENTAL
8329 | 4215290202900 | BAND AUTO MATRIX RESTORING PROXIMAL CONTOURS AND CONTACT AREAS STAINLESS STEEL SIZE: MEDIUM REGULAR PACKAGING: 70 PIECES OR MORE PER PACK FOR DENTAL
8330 | 4215290203000 | BAND MATRIX RESTORING PROXIMAL CONTOURS AND CONTACT AREAS ROLL/WIDE STAINLESS STEEL HEIGHT: 6.0MM LENGTH: 2.0M FOR DENTAL
8331 | 4215290800000 | SURGICAL DRILL BIT FOR THE TRANS BUCCAL APPROACH 1.1X105X20MM
8332 | 4215290900000 | ENDODONTIC FINGER SAFETY HOLDER FOR ENDODONTIC INSTRUMENT
8333 | 4215291000000 | COVER SHEET DISPOSABLE FOR AIR WATER SYRINGE LIGHT AND X-RAY HANDLE AND HEAD REST (6 ROLLS + DISPENSER) ROLL NOT LESS THAN 800 SHEE TS/ROLL SELF ADHESIVE SURFACE ANTI-STATIC BARRIER SIZE 6 X 9 INCH COUNTERWEIGHTED DISPENSER FOR TABLETOP STABILITY PREVENTS CROSS- CONTAMINATION LOCATION:
8334 | 4215291000200 | COUPLING HANDPIECE FOR ALL STANDARDISED TUBING/WITH 360 DEGREES INSTRUMENT ROTATION/STERILIZABLE/WITH WATER FLOW REGULATOR/4 HOLES COMPATIBILITY: TURBINE/AIR MOTOR/SCALER FOR DENTAL
8335 | 4215291100200 | COMPOSITE GUN FOR CAPSULE STANDARD/EACH
8336 | 4215291400200 | PREBENT NEEDLE ETCHANT TIPS DISPOSABLE/PK
8337 | 4215291400300 | PREBENT NEEDLE COMPOSITE TIPS DISPOSABLE/PK
8338 | 4215291700300 | TIP SUCTION SALIVA ASPIRATION HIGH VOLUME/PLASTIC/REUSABLE/ROUND TIP SIZE: 16.0MM FOR DENTAL
8339 | 4215291700400 | HIGH VOLUME SUCTION TIPS (HOT AIR STERILIZABLE) WITH RETRACTOR
8340 | 4215291700600 | 2PCS/SET DENTAL EXTRAORAL SUCTION UNIT HEPA HIGH PRECISION FILTER FILTERING EFFICIENCY IS AS HIGH AS 99.9% HEPA GRADE IS(H) VENDOR CAN SPECIFY COMPATIBLE WITH EACH HOSPITAL MACHINE
8341 | 4215291700700 | 2PCS/SET DENTAL EXTRAORAL SUCTION UNIT HEPA HIGH PRECISION FILTER FILTERING EFFICIENCY IS AS HIGH AS 99.9% PRE FINE FILTER GRADE IS(H) VENDOR CAN SPECIFY COMPATIBLE WITH EACH HOSPITAL MACHINE
8342 | 4215291800200 | KIT ULTRASONIC TIPS INCLUDES: SIZE1-5 COATED WITH DIAMOND OR ZIRCONIUM NITRIDE FOR NON SURGICAL ROOT CANAL TREATMENT/ENDODONTICS COMPATIBILITY: PIEZO ULTRASONIC AND 6-8 TITANIUM
8343 | 4215291800300 | SET MICROSURGICAL ULTRASONIC TIPS INCLUDES: SIZE 1-6 DIAMOND OR ZIRCONIUM NITRIDE COATING/SHAFT AND TIP ANGLED/MULTI-ANGLE TIPS/3MM CUTTING SURFACE COMPATIBILITY: PIEZO ULTRASONIC MACHINE FOR ENDODONTICS
8344 | 4215291800400 | SURGICAL ULTRASONIC ENDODONTIC TIPS COATED WITH DIAMOND OR ZIRCONIUM NITRIDE TO HARDEN THE TIPS AND PROVIDE SURFACE ABRASION FOR CUTTING EFFICIENCY. SURG TIPS SIZE 3. FITTING IN PIEZO ULTRASONIC MACHINE
8345 | 4215291800500 | ULTRASONIC INSERTS COMPATIBLE WITH CENTER DEVICE MACHINE CURRENTLY IN HOSPITAL USE
8346 | 4215292300400 | MESSING ROOT CANAL GUN WITH 3 STRAIGHT AND CURVED NEEDLES KIT
8347 | 4215292400100 | STOPPER FILE HEAT AND CHEMICAL RESISTANT/POSITION INDICATOR EITHER NOTCH OR COLOR LINE/PRE-PUNCHED/CONVENIENT SINGLE DISPENSING UNIT/CLEAR COVER FOR VISIBILITY SILICONE PACKAGING: 200-250 STOPS/DISPENSER FOR ENDODONTICS
8348 | 4215292400200 | BLOCK MEASURING LENGTH/DIA AUTOCLAVABLE/CONTAINS 30-40 DEPTH GUIDES INCLUDING HALF SIZES PLASTIC FOR ENDODONTICS
8349 | 4215293000200 | KIT ENDO POST REMOVAL SYSTEM CONTAINS 1. EXTRACTING PLIERS 2. DOMER BUR 3. FIVE TREPHINES OF VARYING INTERNAL DIAMETERS 4. FIVE CORRESPO NDING TUBULAR TAPS WITH INTERNAL DIAMETERS RANGING FROM 0.6 - 1.60 MM 5. TORQUE BAR 6. RUBBER BUMPERS 7. EXTRACTING FORCES 8. BOX
8350 | 4215293000300 | KIT ENDODONTIC MICRO APICAL PLACEMENT PLACING ROOT CANAL REPAIR MATERIALS EFFICIENTLY BY RETROGRADE OBTURATION NICKEL TITANIUM MEMORY SHAPE INCLUDES: TWO YELLOW TRIPLE-ANGLE NEEDLES (ONE LEFT AND ONE RIGHT)/TWO YELLOW TRIPLE-ANGLE RETRO NEEDLES (ONE LEFT AND ONE RIGHT)/SIX YELLOW SPARE PEEK PLUNGERS/TWO RED TRIPLE-ANGLE NEEDLE (ONE LEFT AND ONE RIGHT)/SIX RED SPARE PEEK PLUNGERS/ONE STAINLESS STEEL MIXING WELL/ONE YELLOW CLEANING DEVICE/ONE RED CLEANING
8351 | 4215293000400 | ENDODONTIC MICRO - SURGICAL INSTRUMENT KIT PROVIDED WITH PREFABRICATED METAL CASSETTE WITH SELF - LOCK (AUTOCLAVABLE) CONTAIN THE FOLLOWING ITEMS 20 EACH KIS DE DOUBLE ENDED HANDLE 1 EACH KIS SE SINGLE ENDED HANDLE 1 EACH KISSCAL SCAPEL HANDLE 1 EACH KISSTAR STAR COLLET HANDLE 2 EACH K WRENCH KIS INSTRUMENTS 2 EACH KB 1 BURNISHER. 052 INCH 1.3 MM BALL 1 EACH KB 2 BURNISHER. 056 INCH 1.4 MMBALL 1 EACH KC 1 COLUMBIA CURETT E LEFT 1 EACH KC 2 COLUMBIA CURETTE RIGHT 1 EACH KC 3 EXT GRACEY CURETTE 13 LEFT 1 EACH KC 4 EXT GRACEY CURETTE 14 RT 1 EACH KC 5 SMALL ENDO E XC LEFT 1 EACH KC 6 SMALL ENDO EXC RIGHT 1 EACH KC 7 LARGE ENDO EXC LEFT 1 EACH KC 8 LARGEENDO EXC RIGHT 1 EACH KC 9 MOLT 2 CURETTE 1 EACH KC 10 MOLT 4 CURETTE 1 EACH KC 11 MOLT CURETTE OFFSET L 1 EACH KC 12 MOLT CURETTEOFFSET R 1 EACH KC 13 CURRETTE SCALER 2.0 LEFT 1 EACH KC 14 CURR ETTE SCALER 2.0 RIGHT 1 EACH KC 15 SURG CURETTE OFFSET 1.5 L 1 EACHKC 16 SURG CURETTE OFFSET 1.5 R 1 EACH KE 1 PRICHARD PERIOSTEAL 4.5 MM 1 EACH KE 2 PRICHARD PERIOSTEAL 5.5 MM 1 EACH KE 3 PERIOSTEAL 6.0 MM 1 EACH KE 4 PERIOSTEAL 4.0 MM CHISEL 1 EACH KEX EXPLORER TIP 1 EACH KM 1 PERF REPAIR INST STRAIGHT 1 EACH KM 2 PERF REPAIR INSTANGLED 1 EACH KM 3 CARV ER TIP HATCHET END 1 EACH KM 4 CARVER TIP HOE END 1 EACH KP 1 PLUGGER TIP. 25 MM 1 EACH KP 2 PLUGGER TIP. 5 MM 1 EACH KP 3 PLUGGER TIP. 75 MM 1 EACH KP 4 OFFSET CONDENSER. 25 MM L 1 EACH KP 5 OFFSET CONDENSER. 25 MM R 1 EACH KP 6 OFFSET CONDENSER. 5 MM L 1 EACH KP 7 OFFSET CONDENSER. 5 MM R 1 EACH KP 8 OFFSET CONDENSER. 75 MM L 1 EACH KP 9 OFFSET CONDENSER. 75 MM R 1 EACH KPP PERIO PROBE COLOR CODED 1 EACH KX 1 EXPLORER TIP 115 D EG 1 EACH KX 2 EXPLORER TIP 90 DEG ANGLE 1 EACH KMTA BLOCK 1 EACH KIFSPH HUEY PLIER DIAMOND COAT 1 EACH KINCCSR CASTRO NEEDLE HOLDER 1 EAC H KISC SCISSOR CASTRO SUTURE 1 EACH KISCR SCISSOR CASTRO CURVED 1 EAC H KIT PSH 6
8352 | 4215293000500 | DRILL FIBER POST WHITE SIZE: 0 DIA: 1.1MM FOR DENTAL
8353 | 4215293000600 | DRILL FIBER POST YELLOW SIZE: 1 DIA: 1.3MM FOR DENTAL
8354 | 4215293000700 | DRILL FIBER POST RED SIZE: 2 DIA: 1.6MM FOR DENTAL
8355 | 4215293000800 | DRILL FIBER POST BLUE SIZE: 3 DIA: 1.9MM FOR DENTAL
8356 | 4215293000900 | KIT FIBER POST INCLUDES: ASSORTED SIZES FOR DENTAL
8357 | 4215293001000 | POST FIBER WHITE SIZE: 0 DIA: 1.1MM FOR DENTAL
8358 | 4215293001100 | POST FIBER YELLOW SIZE: 1 DIA: 1.3MM FOR DENTAL
8359 | 4215293001200 | POST FIBER RED SIZE: 2 DIA: 1.6MM FOR DENTAL
8360 | 4215293001300 | POST FIBER BLUE SIZE: 3 DIA: 1.9MM FOR DENTAL
8361 | 4215293001400 | AESTHETIC POST KIT 5 X 1.4 MM 4 X 1.7 MM 5 X IMPRESSION POST 1.4 3 X IMPRESSION POST 1.7
8362 | 4215293001500 | KIT FIBER POST INCLUDES: 3 DIFFERENT DIAMETER OF POSTS ASSORTED ACCORDING TO FREQUENCY OF USING/1 DRILL FOR EACH SIZE OF POST FOR DENTAL
8363 | 4215300000000 | KIT ENDODONTIC SURGERY CASSETTE SIZE: 290.0MMX184.0MMX34.0MM INCLUDES: 20 INSTRUMENTS UNIQUELY SOPHISTICATED ERGONOMIC DESIGN/REVOLUTIONARY NEW HOLE PATTERN FOR OPTIMAL USE IN THERMODISINFECTOR/LONG LASTING LOW MAINTENANCE/DURABLE/COLORED(11 COLOR OPTIONS) SILICONE RAILS SECURELY HOLD INSTRUMENTS THROUGHOUT PROCESSING CYCLE/ERGONOMIC LATCH WITH POSITIVE LOCKING MECHANISM/SAFE/EASY-TO-USE/ONE-HANDED OPENING/VISUAL CONFIRMATION IF THE CASSETTE IS LOCKED OR UNLOCKED/ELECTROPOLISHED STAINLESS STEEL COMPATIBILITY: CURRENT CLEANING EQUIPMENT INCLUDING AUTOMATED WASHERS
8364 | 4215300000100 | SET PERIODONTAL MICROSURGICAL COMES IN METAL CASSETTE/CORROSION RESISTANT/RIGID/WITH SOFT COLORED SILICONE RAILS AND SECURED LOCKING SYSTEM/WASHABLE/AUTOCLAVABLE INCLUDES: 12 INSTRUMENTS/MICRO SURGICAL SCALPEL HANDLE/SCALPEL HANDLE/KNIFE GINGIVECTOMY ALLEN NO.1/2 HDL NO.6 THIN/PROBE UNC #UNC15 5- PERIOSTEAL LABANCA #3 HDL. #6/PERIOSTEAL ALLEN HDL # 6 ANTERIOR/PROBE NABERS #2N BIFURCATION/NEEDLE HOLDER MICRO SURGICAL VELVART STRAIGHT DIAMETER 18CM 6-0 - 8-0 NDL/MICRO SURGICAL SCISSORS HDL #SINUSLINE 18CM/TISSUE PLIERS MICRO HDL #SINUSLINE STRAIGHT 18CM/SCISSORS IRIS #18 FINE CURVED 11 5CM/SCALPEL BLADE REMOVER STAINLESS STEEL
8365 | 4215300000200 | SET PERIODONTAL NON SURGICAL COMES IN METAL CASSETTE HIGHLY CORROSION/RESISTANT/RIGID/WITH SOFT COLORED SILICONE RAILS/SECURED LOCKING SYSTEM/WASHABLE/AUTO-CLAVABLE STAINLESS STEEL INCLUDES: 15 UNC COLOR-CODED STAINLESS STEEL PROBE/COLOR-CODED NABERS STAINLESS STEEL PROBE FOR ROOT FURCATION INVOLVEMENT DIAGNOSIS/GOLDMAN FOX UNIVERSAL SCALER SIZE GF-1 LARGE SIZE DIAMETER AND SPECIAL ROUND STAINLESS STEEL HOLLOW HANDLE PROVIDE A STRESS FREE GRIP TRIPLE TEMPERED FOR GREATER RIGIDITY SATIN FINISHED LIGHT WEIGHT HANDLE/PERIO JACQUETTE SCALER LARGE SIZE DIAMETER AND SPECIAL ROUND STAINLESS STEEL HOLLOW HANDLE PROVIDE A STRESS FREE GRIP TRIPLE TEMPERED FOR GREATER RIGIDITY SATIN FINISHED LIGHT WEIGHT HANDLE/SCALER SMALL END GOLDMAN FOX
8366 | 4215300000300 | SET PERIODONTAL NON SURGICAL COMES IN METAL CASSETTE HIGHLY CORROSION RESISTANT/RIGID/WITH SOFT COLORED SILICONE RAILS/SECURED LOCKING SYSTEM/WASHABLE/AUTOCLAVABLE STAINLESS STEEL INCLUDES: GRACEY CURETTE EXTRA RIGID AFTER FIVE PERIODONTAL FINISHING CURETTE SIZE 13-14/GRACEY CURETTE EXTRA RIGID AFTER FIVE PERIODONTAL FINISHING CURETTE SIZE 5-6/GRACEY CURETTE EXTR A RIGID AFTER FIVE PERIODONTAL FINISHING CURETTE SIZE 7-8/GRACEY CURETTE EXTRA RIGID AFTER FIVE PERIODONTAL FINISHING CURETTES SIZE 11-12/GRACEY CURETTE RIGID AFTER FIVE PERIODONTAL FINISHING CURETTE SIZE 11-12/GRACEY CURETTE RIGID AFTER FIVE PERIODONTAL FINISHING CURETTE SIZE 1-2/GRACEY CURETTE RIGID AFTER FIVE PERIODONTAL FINISHING CURETTE SIZE 13-14/GRACEY CURETTE RIGID AFTER FIVE PERIODONTAL FINISHING CURETTE SIZE 3-4/GRACEY CURETTE RIGID AFTER FIVE PERIODONTAL FINISHING CURETTE SIZE 5-6/GRACEY CURETTE RIGID AFTER FIVE PERIODONTAL FINISHING CURETTE SIZE 7-8/GRACEY CURETTE RIGID A
8367 | 4215300000400 | SET PERIODONTAL COMES IN METAL CASSETTE HIGHLY CORROSION RESISTANT/RIGID/WITH SOFT COLORED SILICONE RAILS/SECURED LOCKING SYSTEM/WASHABLE/AUTOCLAVABLE INCLUDES: 1 SCALPEL HANDLE #7K MADE OF HIGHLY CORROSION RESISTANT RIGID STAINLESS STEEL DESIGNED FOR PRECISION CONTROL DURING INCISIONS/1 SCALPEL HANDLE BARD PARKER STYLE WITH METRIC RULER MADE OF HIGHLY CORROSION RESISTANT STAINLESS STEEL/1 ORBAN 1/2 DOUBLE ENDED PERIODONTAL KNIFE WITH ANGLED BLADE AND CONTRA ANGLED SHANK MADE OF HIGHLY CORROSION RESISTANT RIGID STAINLESS STEEL/1 PRICHARD PERIOSTEAL ELEVATOR MADE OF HIGHLY CORROSION RESISTANT RIGID STAINLESS STEEL SHORTENED VERSION TO FIT THE CASSETTE WITH A HOLE TO HOLD TISSUE WHILE SUTURING/1 WOODSON INSTRUMENT MADE OF HIGHLY CORROSION RESISTANT RIGID STAINLESS STEEL FOR REFLECTION OF SMALL SIZED FLAPS/1 KRAMER-NEVINS #1 PERIOSTEAL ELEVATOR MADE OF HIGHLY CORROSION RESISTANT RIGID STAINLESS STEEL
8368 | 4215300100000 | GEL DENTAL ANESTHETIC TOPICAL/FLAVORED/SINGLE DOSE/WITH APPLICATOR PACKAGING: 120 PER BOX
8369 | 4215300100100 | GEL ANESTHETIC TOPICAL ANESTHESIA FLAVORED VOLUME: 1.0 FL OZ FOR DENTAL
8370 | 4215300500000 | POST DENTAL PARALLEL SIDE/WITH UNDERCUT HEAD STAINLESS STEEL SIZE: 0.04 FOR DIRECT CORE BUILD UP
8371 | 4215300500100 | PARALLEL SIDE POST WITH UNDERCUT HEAD FOR DIRECT CORE BUILD UP RESTORATIONS STAINLESS STEEL SIZE 5
8372 | 4215300500400 | PARALLEL SIDE POST WITH UNDERCUT HEAD FOR DIRECT CORE BUILD UP RESTORATIONS STAINLESS STEEL SIZE 3
8373 | 4215300500500 | KIT COMPOSITE TOOTH RESTORATION CASSETTE SIZE: 290.0MMX184.0MMX34.0MM INCLUDES: 20 INSTRUMENTS UNIQUELY SOPHISTICATED ERGONOMIC DESIGN/REVOLUTIONARY NEW HOLE PATTERN FOR OPTIMAL USE IN THERMODISINFECTOR/DURABLE/COLORED SILICONE RAILS (11 COLOR OPTIONS) SECURELY HOLD INSTRUMENTS THROUGHOUT PROCESSING CYCLE/ERGONOMIC LATCH WITH POSITIVE LOCKING MECHANISM/SAFE/EASY-TO-USE/ONE-HANDED OPENING/VISUAL CONFIRMATION IF THE CASSETTE IS LOCKED OR UNLOCKED/ELECTRO POLISHED LONG LASTING LOW MAINTENANCE STAINLESS STEEL COMPATIBILITY: CURRENT CLEANING EQUIPMENT INCLUDING AUTOMATED WASHERS
8374 | 4215300500600 | KIT COMPOSITE TOOTH RESTORATION CASSETTE SIZE: 125.0MMX184.0MMX34.0MM INCLUDES: 8 INSTRUMENTS/ACCESSORY AREA UNIQUELY SOPHISTICATED ERGONOMIC DESIGN/REVOLUTIONARY NEW HOLE PATTERN FOR OPTIMAL USE IN THERMODISINFECTOR/DURABLE/COLORED SILICONE RAILS (11 COLOR OPTIONS) SECURELY HOLD INSTRUMENTS THROUGHOUT PROCESSING CYCLE/ERGONOMIC LATCH WITH POSITIVE LOCKING MECHANISM/SAFE/EASY-TO-USE/ONE-HANDED OPENING/VISUAL CONFIRMATION IF THE CASSETTE IS LOCKED OR UNLOCKED/ELECTRO POLISHED LONG LASTING LOW MAINTENANCE STAINLESS STEEL COMPATIBILITY: CURRENT CLEANING EQUIPMENT INCLUDING AUTOMATED WASHERS
8375 | 4215300500700 | COMPOSITE TOOTH RESTORATION MICRO-HYBRID/LIGHT CURED SHADE: A3
8376 | 4215300501000 | MOIST INSENSITIVE PRIMER BONDING AGENT
8377 | 4215300501800 | NANO CERAMIC HYBRID BIOCOMPATIBLE DENTAL PHOTO RESIN WITH CURING WAVELENGTH 365-405NM FOR DENTAL APPLICATIONS WITH DIFFERENT SHADES 1-2 LITER - COMPATIBLE WITH DLP SLA 3D PRINTERS AND WITH CENTER 3D PRINTER MACHINE
8378 | 4215300501900 | PHOTOPOLYMERS WITH VARYING DEGREES OF FLEXIBILITY MATERIAL (DENTAL AND BIOCOMPATIBLE) TRANSPARENCY DIFFERENT COLORS FOR MULTI MATERIAL 3D PRINTERS
8379 | 4215300502100 | FEP MEMBRANE SHEET FOR DLP SLA AND LCD PHOTO RESIN 3D PRINTER - COMBATABLE WITH CENTER MACHINE
8380 | 4215300600100 | WEDGES DENTAL WOOD SIZE: SMALL PACKAGING: 100 PIECES PER BOX FOR USED FOR COMPRESSING THE MATRIX BAND AGAINST THE TOOTH
8381 | 4215300600200 | WEDGE ORTHODONTICS ROTATION CORRECTION ROTATION WEDGE ELASTIC GREY
8382 | 4215300600500 | WEDGES DENTAL WOOD ASSORTED SIZE: ASSORTED PACKAGING: 100 PIECES PER BOX FOR USED FOR COMPRESSING THE MATRIX BAND AGAINST THE TOOTH
8383 | 4215300600600 | WEDGES DENTAL WOOD SIZE: MEDIUM PACKAGING: 100 PIECES PER BOX FOR USED FOR COMPRESSING THE MATRIX BAND AGAINST THE TOOTH
8384 | 4216000000200 | KIT LIVER DIALYSIS MUST BE COMPATIBLE WITH MARS LIVER DIALYSIS SYSTEM OR EQUIVALENT
8385 | 4216150200000 | BAG WARMER (USED FOR WARM SOLUTION) CAPD
8386 | 4216150300800 | EFFLUENT SAMPLING BAG FOR PERITONEAL SOLUTION 2L
8387 | 4216150401800 | ADAPTER LUER-LOCK (APD) TO CONNECT ICODEXTRIN (POLYGLUCOSE BAGS)
8388 | 4216150401900 | SET CAPD LUER LOCK TO CONNECT ICODEXTRIN (POLYGLUCOSE BAGS)
8389 | 4216150402200 | ORGANIZER FOR EASE OF USE DURING APD AND CAPD (ONLY FOR FRESENIUS OR EQUIVALENT)
8390 | 4216150402300 | ORGANIZER HOLDER FOR EASE OF USE DURING APD AND CAPD (ONLY FOR FRESENIUS OR EQUIVALENT)
8391 | 4216150402400 | ORGANIZER CLIP FOR EASE OF USE DURING APD AND CAPD (ONLY FOR FRESENIUS OR EQUIVALENT)
8392 | 4216150402800 | DISINFECTANT CAP WITH POVIDONE IODINE SOLUTION USED TO LOCK PERITONEAL DIALYSIS CATHETER AFTER PERITONEAL DIALYSIS PROCESS
8393 | 4216150403400 | CATHETER TENCKHOFF NEONATAL DOUBLE CUFF ANGLED 15FR 31 TO 38.8CM
8394 | 4216150500600 | APD DRAINAGE SET CYCLER NON-PYROGENIC FLUID PATH 15 LITERS DISPOSABLE STERILE
8395 | 4216150600300 | CATHETER PERITONEAL DIALYSIS NEONATAL SIZE PYROGEN FREE CURVED EXTRA PERITONEAL PART WITH COILED END INTRAPERITONEAL PART RADIO - OPAQUE MEDICAL GRADE SILICONE RUBBER CATHETER WITH TWO DACRON FELT CUFFS AND CONNECTOR WITH INSIDE DIAMETER 2.6 MM OUTSIDE DIAMETER 4.9 MM TOTAL LENGTH= 31 CM INTRAPERITONEAL PART 6 - 7 CM LONG DISPOSABLE STERILE
8396 | 4216150600700 | CATHETER PERITONEAL DIALYSIS ADULT SILICONE DOUBLE CUFF SWAN NECK STRAIGHT 43 - 48 CM
8397 | 4216150600800 | CATHETER PERITONEAL DIALYSIS ADULT SILICONE DOUBLE CUFF SWAN NECK STRAIGHT 58 - 63 CM
8398 | 4216150600900 | CATHETER PERITONEAL DIALYSIS ADULT SILICONE DOUBLE CUFF SWAN NECK STRAIGHT 50-55 CM
8399 | 4216150601000 | CATHETER PERITONEAL DIALYSIS ADULT SILICONE DOUBLE CUFF COILED 57-63 CM
8400 | 4216150601100 | CATHETER PERITONEAL DIALYSIS PEDIATRIC SILICONE DOUBLE CUFF SWAN NECK STRAIGHT 36 CM
8401 | 4216150601200 | CATHETER PERITONEAL DIALYSIS PEDIATRIC SILICONE DOUBLE CUFF SWAN NECK STRAIGHT 37-45CM
8402 | 4216150601300 | CATHETER PERITONEAL DIALYSIS PEDIATRIC SILICONE DOUBLE CUFF STRAIGHT 31-33 CM
8403 | 4216150601400 | CATHETER PERITONEAL DIALYSIS PEDIATRIC SILICONE DOUBLE CUFF COILED 40-42 CM
8404 | 4216150601700 | CATHETER HEMODIALYSIS AND APHERESIS DUAL LUMEN CATHETER KIT STRAIGHT SHORT TERM 11.5 FRENCH 13.5 CM STERILE
8405 | 4216150601800 | CATHETER KIT DUAL LUMEN SHORT TERM CURVED 8 FRENCH 12 CM STERILE DISPOSABLE
8406 | 4216150601900 | CATHETER PERMANENT JUGULAR VEIN FOR CHILDREN CONSISTING OF: DUAL LUMEN SILICONE RUBBER CATHETER AND CLEAR SILICONE EXTENSION TUBES TERMINATING WITH END CAPES 13 CM FROM TIP TO CUFF (12.5 FR X 18 CM) GUIDEWIRE SHEATH DILATOR TUNNELING STYLET INTRODUCER NEEDLE AND 10 CC LUER LOCK SYRINGE SCALPEL DISPOSABLE STERILE
8407 | 4216150602000 | CATHETER PERMANENT JUGULAR VEIN FOR CHILDREN CONSISTING OF: DUAL LUMEN SILICONE RUBBER CATHETER AND CLEAR SILICONE EXTENSION TUBES TERMINATING WITH END CAPES 10 CM FROM TIP TO CUFF (12.5 FR X 15 CM) GUIDEWIRE SHEATH DILATOR TUNNELING STYLET INTRODUCER NEEDLE AND 10 CC LUER LOCK SYRINGE SCALPEL DISPOSABLE STERILE
8408 | 4216150602100 | CATHETER PERMANENT JUGULAR VEIN FOR CHILDREN CONSISTING OF: DUAL LUMEN SILICONE RUBBER CATHETER AND CLEAR SILICONE EXTENSION TUBES TERMINATING WITH END CAPES 11 CM FROM TIP TO CUFF (10 FR X 15 CM) GUIDEWIRE SHEATH DILATOR TUNNELING STYLET INTRODUCER NEEDLE AND 10 CC LUER LOCK SYRINGE SCALPEL DISPOSABLE STERILE
8409 | 4216150602200 | CATHETER PERMANENT JUGULAR VEIN FOR CHILDREN CONSISTING OF: DUAL LUMEN SILICONE RUBBER CATHETER AND CLEAR SILICONE EXTENSION TUBES TERMINATING WITH END CAPES 14 CM FROM TIP TO CUFF (10 FR X 18 CM) GUIDEWIRE SHEATH DILATOR TUNNELING STYLET INTRODUCER NEEDLE AND 10 CC LUER LOCK SYRINGE SCALPEL DISPOSABLE STERILE
8410 | 4216150602300 | CATHETER PERMANENT JUGULAR VEIN FOR CHILDREN CONSISTING OF: DUAL LUMEN SILICONE RUBBER CATHETER AND CLEAR SILICONE EXTENSION TUBES TERMINATING WITH END CAPES 15 CM FROM TIP TO CUFF (8 FR X 18 CM) GUIDEWIRE SHEATH DILATOR TUNNELING STYLET INTRODUCER NEEDLE AND 10 CC LUER LOCK SYRINGE SCALPEL DISPOSABLE STERILE
8411 | 4216150602400 | CATHETER FOR PERITONEAL DIALYSIS 34 CM PEDIATRIC COILED 2 CUFFS
8412 | 4216150602500 | CATHETER FOR PERITONEAL DIALYSIS 35 CM PEDIATRIC COILED 3 CUFFS
8413 | 4216150602700 | CATHETER FOR PERITONEAL DIALYSIS 38-39 CM PEDIATRIC COILED 2 CUFFS
8414 | 4216150602800 | CATHETER FOR PERITONEAL DIALYSIS 42 CM COILED 2 CUFFS PEDIATRIC
8415 | 4216150602900 | CATHETER FOR PERITONEAL DIALYSIS 43 CM PEDIATRIC COILED 2 CUFFS
8416 | 4216150603000 | CATHETER FOR PERITONEAL DIALYSIS 57-59 CM ADULT COILED 2 CUFFS
8417 | 4216150603100 | CATHETER FOR PERITONEAL DIALYSIS 57 CM ADULT COILED 3 CUFFS
8418 | 4216150603200 | CATHETER PERITONEAL DIALYSIS 31 - 32 CM PEDIATRIC STRAIGHT 2 CUFFS
8419 | 4216150603400 | CATHETER PERITONEAL DIALYSIS 34-35 CM PEDIATRIC STRAIGHT 2 CUFFS
8420 | 4216150603500 | CATHETER PERITONEAL DIALYSIS 36-40 CM PEDIATRIC STRAIGHT 2 CUFFS
8421 | 4216150603600 | CATHETER PERITONEAL DIALYSIS 41 - 45CM PEDIATRIC STRAIGHT 2 CUFFS
8422 | 4216150603700 | CATHETER PERITONEAL DIALYSIS 56 - 60 CM ADULT STRAIGHT 2 CUFFS
8423 | 4216150603800 | CATHETER PERITONEAL DIALYSIS 61 - 65 CM ADULT STRAIGHT 2 CUFFS
8424 | 4216150604300 | CATHETER PERITONEAL DIALYSIS 46 - 50 CM ADULT STRAIGHT 2 CUFF
8425 | 4216150604400 | CATHETER PERITONEAL DIALYSIS ADULT SILICONE DOUBLE CUFF COILED 64-70 CM
8426 | 4216150700400 | SOLUTION PERITONEAL DIALYSIS TWIN BAG WITH 2.27 - 2.5% GLUCOSE 2000 ML FOR CAPD PATIENT VALIDATED ASYMMETRIC Y - SET CONNECTOLOGY WITH TITANIUM ADAPTER TECHNOLOGY THE COLOR CODED PULL RINGS ARE A STERILITY BARRIER AND CONTAIN RAISED DOTS ESPECIALLY DESIGNED FOR VISUALLY IMPAIRED PATIENTS THE TWIN BAG CONNECTOR IS RECESSED AND COMPLETELY PROTECTED BY AN EXTERNAL SURFACE THEREFORE MINIMIZING TOUCH CONTAMINATION THE TWIN BAG INJECTION SITE IS EASY TO DISINFECT AND TO MANIPULATE THE PATIENT TRANSFER SET CONTAMINATION AREA IS OUTSIDE THE FLUID PATH. COMPATIBLE WITH THE CURRENT APD SYSTEM HOME CHOICE PRO ALLOWING EASE OF SWITCH FROM CAPD TO APD HOME CHOICE PRO AND VICE VERSA
8427 | 4216150700700 | RENAL DIALYSIS (RD) (PERITONEAL DIALYSIS SET FOR HOME CHOICE MACHINE) CYCLE MACHINE HOME CHOICE CASSETTE LINE 4 PRONGS LUER LOCK MINICAP WITH POVIDONE TITANIUM ADAPTER TRANSFER SET WITH TWIST CLAMP THE DIALYSATE BAG CONTAINS 1.36 - 1.5% DEXTROSE 3000 ML LOW CALCIUM
8428 | 4216150701100 | SOLUTION DEXTROSE FORMULATION LACTATE FOR CAPD 2000 ML 3.86 - 4.25 % WITH CALCIUM 1.75
8429 | 4216150701200 | SOLUTION DEXTROSE FORMULATION LACTATE FOR CAPD 2000 ML 1.36 - 1.5 % WITH CALCIUM 1.75
8430 | 4216150701300 | SOLUTION DEXTROSE FORMULATION LACTATE FOR CAPD 2000 ML 2.27 - 2.5 % WITH CALCIUM 1.75
8431 | 4216150701700 | ICODEXTRIN 7.5% 2 LITERS SINGLE BAG FOR APD
8432 | 4216150703600 | RENAL DIALYSIS (RD) (PERITONEAL DIALYSIS SET FOR HOME CHOICE MACHINE) CYCLE MACHINE HOME CHOICE CASSETTE LINE 4 PRONGS LUER LOCK MINICAP WITH POVIDONE TITANIUM ADAPTER TRANSFER SET WITH TWIST CLAMP THE DIALYSATE BAG CONTAINS 3.86 - 4.25% DEXTROSE 5000 ML LOW CALCIUM
8433 | 4216150703800 | RENAL DIALYSIS (RD) (PERITONEAL DIALYSIS SET FOR HOME CHOICE MACHINE) CYCLE MACHINE HOME CHOICE CASSETTE LINE 4 PRONGS LUER LOCK MINICAP WITH POVIDONE TITANIUM ADAPTER TRANSFER SET WITH TWIST CLAMP THE DIALYSATE BAG CONTAINS 2.27 - 2.5% DEXTROSE 5000 ML LOW CALCIUM
8434 | 4216150703900 | HEMODIALYSIS FLUID WARMER BAG WITH LINE ACCESSORY COMPATIBLE WITH NXSTAGE MACHINE OR EQUIVALENT DISPOSABLE
8435 | 4216150704000 | RENAL DIALYSIS (RD) (PERITONEAL DIALYSIS SET FOR HOME CHOICE MACHINE) CYCLE MACHINE HOME CHOICE CASSETTE LINE 4 PRONGS LUER LOCK MINICAP WITH POVIDONE TITANIUM ADAPTER TRANSFER SET WITH TWIST CLAMP THE DIALYSATE BAG CONTAINS 1.36 - 1.5% DEXTROSE 5000 ML LOW CALCIUM
8436 | 4216150704100 | RENAL DIALYSIS (RD) (PERITONEAL DIALYSIS SET FOR HOME CHOICE MACHINE) CYCLE MACHINE HOME CHOICE CASSETTE LINE 4 PRONGS LUER LOCK MINICAP WITH POVIDONE TITANIUM ADAPTER TRANSFER SET WITH TWIST CLAMP THE DIALYSATE BAG CONTAINS 3.86 - 4.25% DEXTROSE 3000 ML LOW CALCIUM
8437 | 4216150704600 | RENAL DIALYSIS (RD) (PERITONEAL DIALYSIS SET FOR HOME CHOICE MACHINE) CYCLE MACHINE HOME CHOICE CASSETTE LINE 4 PRONGS LUER LOCK MINICAP WITH POVIDONE TITANIUM ADAPTER TRANSFER SET WITH TWIST CLAMP THE DIALYSATE BAG CONTAINS 2.27 - 1.5% DEXTROSE 3000 ML LOW CALCIUM
8438 | 4216150704900 | SOLUTION DEXTROSE FORMULATION DIANEAL OR EQUIVALENT 2000 ML TWIN BAG 1.36 - 1.5% WITH CALCIUM 1.25
8439 | 4216150705100 | SOLUTION DEXTROSE FORMULATION LACTATE FOR CAPD DOUBLE BAG 2000 ML 2.27 - 2.5 % WITH CALCIUM 1.25
8440 | 4216150705300 | SOLUTION DEXTROSE FORMULATION LACTATE FOR CAPD DOUBLE BAG 2000 ML 3.86 - 4.25 % WITH CALCIUM 1.25
8441 | 4216150705500 | SOLUTION DEXTROSE FORMULATION LACTATE 2500 ML DOUBLE BAG 1.36 -1.5 % WITH CALCIUM 1.25
8442 | 4216150705700 | SOLUTION DEXTROSE FORMULATION LACTATE FOR CAPD DOUBLE BAG 2500 ML 2.27-2.5 % WITH CALCIUM 1.25
8443 | 4216150705900 | SOLUTION DEXTROSE FORMULATION LACTATE 2500 ML DOUBLE BAG 3.86 -4.25 % WITH CALCIUM 1.25
8444 | 4216150706700 | SOLUTION PERITONEAL DIALYSIS LACTATE DEXTROSE FORMULATION 3000 ML 1.36-1.5 % WITH CALCIUM 1.25
8445 | 4216150706800 | SOLUTION PERITONEAL DIALYSIS LACTATE DEXTROSE FORMULATION 3000 ML 1.36-1.5 % WITH CALCIUM 1.75
8446 | 4216150706900 | SOLUTION PERITONEAL DIALYSIS LACTATE DEXTROSE FORMULATION 3000 ML 2.27- 2.5 % WITH CALCIUM 1.25
8447 | 4216150707000 | SOLUTION PERITONEAL DIALYSIS LACTATE DEXTROSE FORMULATION 3000 ML 2.27- 2.5 % WITH CALCIUM 1.75
8448 | 4216150707100 | SOLUTION PERITONEAL DIALYSIS LACTATE DEXTROSE FORMULATION 3.86-4.25 % 3000 ML WITH CALCIUM 1.25
8449 | 4216150707200 | SOLUTION PERITONEAL DIALYSIS LACTATE DEXTROSE FORMULATION 3.86-4.25 % 3000 ML WITH CALCIUM 1.75
8450 | 4216150707300 | SOLUTION PERITONEAL DIALYSIS LACTATE DEXTROSE FORMULATION 5000 ML 1.36- 1.5 % WITH CALCIUM 1.25
8451 | 4216150707400 | SOLUTION PERITONEAL DIALYSIS LACTATE DEXTROSE FORMULATION 5000 ML 1.36- 1.5 % WITH CALCIUM 1.75
8452 | 4216150707500 | SOLUTION PERITONEAL DIALYSIS LACTATE DEXTROSE FORMULATION 5000 ML 2.27- 2.5 % WITH CALCIUM 1.25
8453 | 4216150707600 | SOLUTION PERITONEAL DIALYSIS LACTATE DEXTROSE FORMULATION 5000 ML 2.27- 2.5 % WITH CALCIUM 1.75
8454 | 4216150707700 | SOLUTION PERITONEAL DIALYSIS LACTATE DEXTROSE FORMULATION 3.8-4.25 % 5000 ML WITH CALCIUM 1.25
8455 | 4216150707800 | SOLUTION PERITONEAL DIALYSIS LACTATE DEXTROSE FORMULATION 3.8-4.25 % 5000 ML WITH CALCIUM 1.75
8456 | 4216150707900 | ICODEXTRIN 7.5% 2 LITERS/BAG FOR CAPD
8457 | 4216150708000 | SOLUTION BICARBONATE WITHOUT LACTATE 1.36-1.5 % PH 7.4 2 LITERS FOR CAPD WITH CALCIUM 1.25
8458 | 4216150708100 | SOLUTION BICARBONATE WITHOUT LACTATE CAPD 1.36-1.5% CA 1.75 2L
8459 | 4216150708200 | SOLUTION BICARBONATE AND LACTATE 2.27-2.5 % PH 7.4 2 LITERS FOR CAPD WITH CALCIUM 1.25
8460 | 4216150708300 | SOLUTION BICARBONATE WITHOUT LACTATE CAPD 2.27-2.5% CA 1.75 2L
8461 | 4216150708400 | SOLUTION BICARBONATE AND LACTATE 3.86-4.25% PH 7.4 2 LITERS FOR CAPD WITH CALCIUM 1.25
8462 | 4216150708500 | SOLUTION BICARBONATE WITHOUT LACTATE CAPD 3.8-4.25% CA 1.75 2L
8463 | 4216150708600 | SOLUTION BICARBONATE AND LACTATE 1.36-1.5 % 2.5 LITERS WITH CALCIUM 1.25
8464 | 4216150708700 | SOLUTION BICARBONATE WITHOUT LACTATE 1.36-1.5 % 3 LITERS WITH CALCIUM 1.75
8465 | 4216150708800 | SOLUTION BICARBONATE AND LACTATE 2.27-2.5 % 2.5 LITERS FOR APD WITH CALCIUM 1.25
8466 | 4216150708900 | SOLUTION BICARBONATE WITHOUT LACTATE 2.27-2.5 % 3 LITERS WITH CALCIUM 1.75
8467 | 4216150709000 | SOLUTION BICARBONATE AND LACTATE 3.86-4.25 % 2.5 LITERS FOR APD WITH CALCIUM 1.25
8468 | 4216150709100 | SOLUTION BICARBONATE WITHOUT LACTATE 3.86-4.25 % 3 LITERS FOR APD WITH CALCIUM 1.75
8469 | 4216150709400 | SOLUTION BICARBONATE WITHOUT LACTATE 2.27-2.5 % 3 LITERS WITH CALCIUM 1.25
8470 | 4216150709600 | SOLUTION BICARBONATE WITHOUT LACTATE 3.86-4.25 % 3 LITERS FOR APD WITH CALCIUM 1.25
8471 | 4216150709800 | SOLUTION BICARBONATE AND LACTATE 1.36-1.5 % 5 LITERS WITH CALCIUM 1.25
8472 | 4216150710500 | SODIUM CITRATE 4% LOCKING SOLUTION FOR CENTRAL VENOUS DIALYSIS CATHETERS
8473 | 4216150710600 | RENAL DIALYSIS (RD) WITH ADAPTER PERITONEAL DIALYSIS FLUID WITH 1.36 - 1.5% DEXTROSE 2000 ML FOR CAPD CONTAINING THE FOLLOWING NA 131 - 135 MMOL CA 1.25 - 1.75 MMOL MG 0.75 MMOL CL 102 MMOL LACTATE 35 - 38 MMOL /LITER 2000 ML/PLASTIC BAG BAGS ARE CONNECTED WITH STAY SAFE SYSTEM WHICH SHOULD INCLUDE DISINFECTION CAP STAY SAFE DISC ORGANIZER AND ORGANIZER HOLDER FOR EACH PATIENT TITANIUM OR BIOFINE ADAPTER CATHETER EXTENSION FOR EACH 450 BAGS FOR ADULT AND FOR EACH 200 BAGS FOR PEDIATRICS NOTE WHEN THE PRICE IS EQUAL BIOFINE IS PREFERRED OVER PLASTIC AS THE CONTENT OF THE BAGS TUBES AND BICARBONATE 25 - 40 MMOL/LITER IS PREFERRED OVER LACTATE
8474 | 4216150711200 | RENAL DIALYSIS (RD) WITH ADAPTER PERITONEAL DIALYSIS FLUID WITH 2.3-2.5 % DEXTROSE 2000 ML FOR CAPD CONTAINING THE FOLLOWING NA 131-135 MMOL CA 1.25-1.75 MMOL MG 0.75 MMOL CL 102 MMOL LACTATE 35-38 MMOL /LITER 2000 ML/PLASTIC BAG BAGS ARE CONNECTED WITH STAY SAFE SYSTEM WHICH SHOULD INCLUDE DISINFECTION CAP STAY SAFE DISC ORGANIZER AND ORGANIZER HOLDER FOR EACH PATIENT TITANIUM OR BIOFINE ADAPTER CATHETER EXTENSION FOR EACH 450 BAGS FOR ADULT AND FOR EACH 200 BAGS FOR PEDIATRICS NOTE WHEN THE PRICE IS EQUAL BIOFINE IS PREFERRED OVER PLASTIC AS THE CONTENT OF THE BAGS TUBES AND BICARBONATE 25-40 MMOL/LITER IS PREFERRED OVER LACTATE
8475 | 4216150711400 | RENAL DIALYSIS (RD) WITH ADAPTER PERITONEAL DIALYSIS FLUID WITH 3.86 - 4.25% DEXTROSE 2000 ML FOR CAPD CONTAINING THE FOLLOWING NA 131 - 135 MMOL CA 1.25 - 1.75 MMOL MG 0.75 MMOL CL 102 MMOL LACTATE 35 - 38 MMOL /LITER 2000 ML/PLASTIC BAG BAGS ARE CONNECTED WITH STAY SAFE SYSTEM WHICH SHOULD INCLUDE DISINFECTION CAP STAY SAFE DISC ORGANIZER AND ORGANIZER HOLDER FOR EACH PATIENT TITANIUM OR BIOFINE ADAPTER CATHETER EXTENSION FOR EACH 450 BAGS FOR ADULT AND FOR EACH 200 BAGS FOR PEDIATRICS NOTE WHEN THE PRICE IS EQUAL BIOFINE IS PREFERRED OVER PLASTIC AS THE CONTENT OF THE BAGS TUBES AND BICARBONATE 25 - 40 MMOL/LITER IS PREFERRED OVER LACTATE
8476 | 4216150711700 | PERITONEAL DIALYSIS SET FOR SLEEP SAFE MACHINE+ DEXTROSE 1 - .36 - 1.5 % 3000 ML (RENAL DIALYSIS SOLUTION 3000 ML WITH DEXTROSE 1 - 36 1.5% FOR SLEEP SAFE CYCLER MACHINE) SHOULD INCLUDE APD SET ORGANIZER HOLDER ORGANIZER CLIP PER PATIENT TITANIUM OR BIOFINE ADAPTER AND CATHETER EXTENSION PER 450 BAG FOR ADULT AND PER 200 FOR PEDIATRIC ONE SLEEP SAFE SET (LINES CASSETTE) APD. DRAINAGE BAG DISINFECTION CAP FOR ADULT PER 3 BAGS; AND FOR PEDIATRICS PER 2 BAGS NOTE WHEN THE PRICE IS EQUAL BIOFINE IS COVER PLASTIC AS THE CONTENT OF THE BAGS AND TUBES AND BICARBONATE 25 - 40 M MOL\LITRE IS PREFERRED OVER LACTATE)
8477 | 4216150711800 | PERITONEAL DIALYSIS SET FOR SLEEP SAFE MACHINE+ DEXTROSE 1.36 - 1.5 % 5000 ML (RENAL DIALYSIS SOLUTION 5000 ML WITH DEXTROSE 1.5% FOR SLEEP SAFE CYCLER MACHINE SHOULD INCLUDE APD SET ORGANIZER HOLDER ORGANIZER CLIP PER PATIENT TITANIUM OR BIOFINE ADAPTER AND CATHETER EXTENSION PER 450 BAG FOR ADULT AND PER 200 FOR PEDIATRIC ONE SLEEP SAFE SET (LINES CASSETTE) APD. DRAINAGE BAG DISINFECTION CAP FOR ADULT PER 3 BAGS AND FOR PEDIATRICS PER 2 BAGS NOTE: WHEN THE PRICE IS EQUAL BIOFINE IS PREFERRED OVER PLASTIC AS THE CONTENT OF THE BAGS AND TUBES AND BICARBONATE 25 - 40 M MOL\LITRE IS PREFERRED OVER LACTATE)
8478 | 4216150711900 | PERITONEAL DIALYSIS SET FOR SLEEP SAFE MACHINE+ DEXTROSE 2.27 - 2.5 % 3000 ML (RENAL DIALYSIS SOLUTION 3000 ML WITH DEXTROSE 2.27 - 2.5% FOR SLEEP SAFE CYCLER MACHINE SHOULD INCLUDE APD SET ORGANIZER HOLDER ORGANIZER CLIP PER PATIENT TITANIUM OR BIOFINE ADAPTER AND CATHETER EXTENSION PER 450 BAG FOR ADULT AND PER 200 FOR PEDIATRIC ONE SLEEP SAFE SET (LINES CASSETTE) APD. DRAINAGE BAG DISINFECTION CAP FOR ADULT PER 3 BAGS AND FOR PEDIATRICS PER 2 BAGS NOTE WHEN THE PRICE IS EQUAL BIOFINE IS PREFERRED OVER PLASTIC AS THE CONTENT OF THE BAGS AND TUBES AND BICARBONATE 25 - 40 M MOL\LITRE IS PREFERRED OVER LACTATE)
8479 | 4216150712000 | PERITONEAL DIALYSIS SET FOR SLEEP SAFE MACHINE+ DEXTROSE 2.27 - 2.5 % 5000 ML (RENAL DIALYSIS SOLUTION 5000 ML WITH DEXTROSE 2.3% FOR SLEEP SAFE CYCLER MACHINE SHOULD INCLUDE APD SET ORGANIZER HOLDER ORGANIZER CLIP PER PATIENT TITANIUM OR BIOFINE ADAPTER AND CATHETER EXTENSION PER 450 BAG FOR ADULT AND PER 200 FOR PEDIATRIC ONE SLEEP SAFE SET (LINES CASSETTE) APD. DRAINAGE BAG DISINFECTION CAP FOR ADULT PER 3 BAGS AND FOR PEDIATRICS PER 2 BAGS NOTE WHEN THE PRICE IS EQUAL BIOFINE IS PREFERRED OVER PLASTIC AS THE CONTENT OF THE BAGS AND TUBES AND BICARBONATE 25 - 40 M MOL\LITER IS PREFERRED OVER LACTATE)
8480 | 4216150712100 | PERITONEAL DIALYSIS SET FOR SLEEP SAFE MACHINE+ DEXTROSE 4.25 % 3000 ML (RENAL DIALYSIS SOLUTION 3000 ML WITH DEXTROSE 4.25% FOR SLEEP SAFE CYCLER MACHINE SHOULD INCLUDE APD SET ORGANIZER HOLDER ORGANIZER CLIP PER PATIENT TITANIUM OR BIOFINE ADAPTER AND CATHETER EXTENSION PER 450 BAG FOR ADULT AND PER 200 FOR PEDIATRIC ONE SLEEP SAFE SET (LINES CASSETTE) APD. DRAINAGE BAG DISINFECTION CAP FOR ADULT PER 3 BAGS AND FOR PEDIATRICS PER 2 BAGS NOTE WHEN THE PRICE IS EQUAL BIOFINE IS PREFERRED OVER PLASTIC AS THE CONTENT OF THE BAGS AND TUBES AND BICARBONATE 25 - 40 M MOL\LITRE IS PREFERRED OVER LACTATE)
8481 | 4216150712200 | PERITONEAL DIALYSIS SET FOR SLEEP SAFE MACHINE+ DEXTROSE 3.86 - 4.25 % 5000 ML (RENAL DIALYSIS SOLUTION 5000 ML WITH DEXTROSE 4.25% FOR SLEEP SAFE CYCLER MACHINE SHOULD INCLUDE APD SET ORGANIZER HOLDER ORGANIZER CLIP PER PATIENT TITANIUM OR BIOFINE ADAPTER AND CATHETER EXTENSION PER 450 BAG FOR ADULT AND PER 200 FOR PEDIATRIC ONE SLEEP SAFE SET (LINES CASSETTE) APD. DRAINAGE BAG DISINFECTION CAP FOR ADULT PER 3 BAGS AND FOR PEDIATRICS PER 2 BAGS NOTE WHEN THE PRICE IS EQUAL BIOFINE IS PREFERRED OVER PLASTIC AS THE CONTENT OF THE BAGS AND TUBES AND BICARBONATE 25 - 40 M MOL\LITRE IS PREFERRED OVER LACTATE)
8482 | 4216150712300 | SOLUTION PERITONEAL DIALYSIS TWIN BAG WITH 1.36 - 1.5% GLUCOSE 2000 ML FOR CAPD PATIENT INTEGRATED DISCONNECT SYSTEM VALIDATED ASYMMETRIC Y - SET CONNECTOLOGY WITH TITANIUM ADAPTER TECHNOLOGY THE COLOR CODED PULL RINGS ARE A STERILITY BARRIER AND CONTAIN RAISED DOTS ESPECIALLY DESIGNED FOR VISUALLY IMPAIRED PATIENTS THE TWIN BAG CONNECTOR IS RECESSED AND COMPLETELY PROTECTED BY AN EXTERNAL SURFACE THEREFORE MINIMIZING TOUCH CONTAMINATION THE TWIN BAG INJECTION SITE IS EASY TO DISINFECT AND TO MANIPULATE THE PATIENT TRANSFER SET CONTAMINATION AREA IS OUTSIDE THE FLUID PATH. COMPATIBLE WITH THE CURRENT APD SYSTEM HOMECHOICE PRO ALLOWING EASE OF SWITCH FROM CAPD TO APD HOMECHOICE PRO AND VICE VERSA
8483 | 4216150712400 | SOLUTION PERITONEAL DIALYSIS TWIN BAG WITH 3.86 - 4.25% GLUCOSE 2000 ML FOR CAPD PATIENT VALIDATED ASYMMETRIC Y - SET CONNECTOLOGY WITH TITANIUM ADAPTER TECHNOLOGY THE COLOR CODED PULL RINGS ARE A STERILITY BARRIER AND CONTAIN RAISED DOTS ESPECIALLY DESIGNED FOR VISUALLY IMPAIRED PATIENTS THE TWIN BAG CONNECTOR IS RECESSED AND COMPLETELY PROTECTED BY AN EXTERNAL SURFACE THEREFORE MINIMIZING TOUCH CONTAMINATION. THE TWIN BAG INJECTION SITE IS EASY TO DISINFECT AND TO MANIPULATE. THE PATIENT TRANSFER SET CONTAMINATION AREA IS OUTSIDE THE FLUID PATH COMPATIBLE WITH THE CURRENT APD SYSTEM HOME CHOICE PRO ALLOWING EASE OF SWITCH FROM CAPD TO APD HOME CHOICE PRO AND VICE VERSA
8484 | 4216150712500 | RENAL DIALYSIS (RD) CONTAINS PERACETIC SOLUTION 3% HYDROGEN PEROXIDE ACETIC ACID ADJUVANTS AND WATER 5 LITERS
8485 | 4216150712600 | MEDIUM CUT OFF MEMBRANE 1.7 M2 COMBINING A UNIQUE ASYMMETRIC 3-LAYER STRUCTURE WITH AN INCREASED NOMINAL PORE SIZE ALONG THE MEMBRANE’S INNER LAYER COMPATIBLE WITH STANDARD HD MACHINES WITHOUT THE NEED OF ULTRAPURE FLUIDS STERILIZATION BY STEAM
8486 | 4216150712700 | MEDIUM CUT OFF MEMBRANE 2.0 M2 COMBINING A UNIQUE ASYMMETRIC 3-LAYER STRUCTURE WITH AN INCREASED NOMINAL PORE SIZE ALONG THE MEMBRANE’S INNER LAYER COMPATIBLE WITH STANDARD HD MACHINES WITHOUT THE NEED OF ULTRAPURE FLUIDS STERILIZATION BY STEAM
8487 | 4216150712900 | CASSETTE AUTOMATED PERITONEAL DIALYSIS 4 PRONGS STERILE
8488 | 4216150713000 | SOLUTION POTASSIUM 0 WITH CALCIUM 1.25-1.5 FOR MOBILE HEMODIALYSIS AND CRRT INTRAVENOUS USE ONLY 5000 ML
8489 | 4216150713100 | SOLUTION POTASSIUM 3 WITH CALCIUM 1.25-1.5 FOR MOBILE HEMODIALYSIS AND CRRT INTRAVENOUS USE ONLY 5000 ML
8490 | 4216150713300 | SOLUTION POTASSIUM 4 WITH CALCIUM 1.25-1.5 FOR MOBILE HEMODIALYSIS AND CRRT INTRAVENOUS USE ONLY 5000 ML
8491 | 4216150713400 | SOLUTION POTASSIUM 2 WITH CALCIUM 1.25-1.5 FOR MOBILE HEMODIALYSIS AND CRRT INTRAVENOUS USE ONLY 5000 ML
8492 | 4216150713600 | RD HEMODIALYSIS ACID CONCENTRATE K 3.0 MMOL CA 1.5 MMOL MG 0.5 MMOL DEXTROSE 1.0 GM/L 5 LITERS/PLASTIC CONTAINER
8493 | 4216150713700 | RD HEMODIALYSIS ACID CONCENTRATE K 0 MMOL CA 1.75 MMOL MG 0.5 MMOL DEXTROSE 1.0 GM/L 5 LITERS/PLASTIC CONTAINER
8494 | 4216150713900 | PLASMA EXCHANGE KITS CONSISTING OF BLOOD LINE AND BLOOD FILTER PEDIATRIC
8495 | 4216150715600 | WEIGHING SCALE FOR CAPD FLUID
8496 | 4216150715700 | PERITONEAL DIALYSIS PEDIATRIC SYSTEM SAFE LOCK SYSTEM (INCLUDING DRAINAGE SET) BALANCING IN 5 ML INCREMENTS
8497 | 4216150715800 | CONNECTION SHIELD FOR PERITONEAL DIALYSIS
8498 | 4216150715900 | HEMODIALYSIS SESSION INCLUDING DIALYZER OF HIGH FLUX WITH AVAILABILITY OF DIFFERENT SIZE STARTING FROM (0.2M² 0.3M² 0.5M² 0.6M² 0.8M² 0.9M² 1.1M² 1.2M² 1.3M² 1.5M² 1.7M² 1.9M² 2.1M² 2.3M² 2.5M²) THE SIZE WILL BE ON DEMAND AND DIALYSIS BLOOD LINE ADULT OR PEDIATRIC ON DEMAND AS ORDERED FROM SECTOR (SHOULD BE COMPATIBLE WITH EACH HOSPITAL STANDARD MACHINE AND BICARBONATE CARTRIDGE (SHOULD BE COMPATIBLE WITH EACH HOSPITAL STANDARD MACHINE) AND DIALYSIS SOLUTIONS WITH AVAILABILITY OF DIFFERENT CONCENTRATIONS K 0 1 2 3 4 WILL BE ON DEMAND WITH DIFFERENT CA CONCENTRATIONS 1.25% 1.5 % 1.75 % WILL BE ON DEMAND WITH GLUCOSE BASED OR GLUCOSE FREE WILL BE ON DEMAND AND AV FISTULA NEEDLE WITH AVAILABILITY OF DIFFERENT SIZE G14 G15 G16 G17 WILL BE ON DEMAND (1 EACH IS EQUIVALENT TO PK)
8499 | 4216150716000 | HEMODIALYSIS SESSION INCLUDING DIALYZER OF LOW FLUX WITH AVAILABILITY OF DIFFERENT SIZE STARTING FROM (0.2M² 0.3M² 0.5M² 0.6M² 0.8M² 0.9M² 1.1M² 1.2M² 1.3M² 1.5M² 1.7M² 1.9M² 2.1M² 2.3M² 2.5M²) THE SIZE WILL BE ON DEMAND AND DIALYSIS BLOOD LINE ADULT OR PEDIATRIC ON DEMAND AS ORDERED FROM SECTOR SHOULD BE COMPATIBLE WITH EACH HOSPITAL STANDARD MACHINE AND BICARBONATE CARTRIDGE (SHOULD BE COMPATIBLE WITH EACH HOSPITAL STANDARD MACHINE) AND DIALYSIS SOLUTIONS WITH AVAILABILITY OF DIFFERENT CONCENTRATIONS K 0 1 2 3 4 WILL BE ON DEMAND WITH DIFFERENT CA CONCENTRATIONS 1.25% 1.5 % 1.75 % WILL BE ON DEMAND WITH GLUCOSE BASED OR GLUCOSE FREE WILL BE ON DEMAND AND AV FISTULA NEEDLE WITH AVAILABILITY OF DIFFERENT SIZE G14 G15 G16 G17 WILL BE ON DEMAND (1 EACH IS EQUIVALENT TO PK)
8500 | 4216150718400 | RD HEMODIALYSIS ACID CONCENTRATE K 0 MMOL CA 1.5 MMOL MG 0.5 MMOL DEXTROSE 1.0 GM/L 5 LITERS/PLASTIC CONTAINER
8501 | 4216150718500 | WEIGHING SCALE FOR CAPD FLUID FOR PEDIATRIC OR INFANT DIGITAL
8502 | 4216150718600 | HOME HEMODIALYSIS SESSION INCLUDING DIALYZER OF HIGH FLUX WITH AVAILABILITY OF DIFFERENT SIZE STARTING FROM (0.2M² 0.3M² 0.7M² 1.3M² 1.6M²) THE SIZE WILL BE ON DEMAND AND DIALYSIS BLOOD LINE ADULT OR PEDIATRIC ON DEMAND AS ORDERED FROM SECTOR (SHOULD BE COMPATIBLE WITH HOME DIALYSIS MACHINE AND DIALYSATE SOLUTIONS WITH AVAILABILITY OF DIFFERENT CONCENTRATIONS K 0 MMOL/L 1 MMOL/L 2 MMOL/L 3 MMOL/L 4 MMOL/L WILL BE ON DEMAND WITH DIFFERENT CA CONCENTRATIONS 1.25 MMOL/L 1.5 MMOL/L 1.75 MMOL/L WILL BE ON DEMAND WITH GLUCOSE BASED OR GLUCOSE FREE WILL BE ON DEMAND AND AV FISTULA NEEDLE WITH AVAILABILITY OF DIFFERENT SIZE G15 G16 WILL BE ON DEMAND ON AND OFF DRESSING PACK WARMER BAG WITH LINE ACCESSORY DRAIN LINE EXTENSION THE SESSION NOT LESS THAN 45 OF DIALYSATE SOLUTION ON DEMAND.(( THE COMPANY PROVIDING SESSION AT HOME MUST HAVE REGISTRATION WITH MINISTRY OF COMMERCE )) (1 EACH IS EQUIVALENT TO PK)
8503 | 4216150718700 | MOBILE HEMODIALYSIS SESSION INCLUDING DIALYZER OF HIGH FLUX WITH AVAILABILITY OF DIFFERENT SIZE STARTING FROM (0.2M² 0.3M² 0.7M² 1.3M² 1.6M²) THE SIZE WILL BE ON DEMAND AND DIALYSIS BLOOD LINE ADULT OR PEDIATRIC ON DEMAND AS ORDERED FROM SECTOR (SHOULD BE COMPATIBLE WITH EACH HOSPITAL STANDARD MACHINE AND DIALYSIS SOLUTIONS WITH AVAILABILITY OF DIFFERENT CONCENTRATIONS K 0 MMOL/L 1 MMOL/L 2 MMOL/L 3 MMOL/L 4 MMOL/L WILL BE ON DEMAND WITH DIFFERENT CA CONCENTRATIONS 1.25 MMOL/L 1.5 MMOL/L 1.75 MMOL/L WILL BE ON DEMAND WITH GLUCOSE BASED OR GLUCOSE FREE WILL BE ON DEMAND AND AV FISTULA NEEDLE WITH AVAILABILITY OF DIFFERENT SIZE G15 G16 WILL BE ON DEMAND ON AND OFF DRESSING PACK WARMER BAG WITH LINE ACCESSORY DRAIN LINE EXTENSION THE SESSION NOT LESS THAN 44L OF DIALYSATE SOLUTION ON DEMAND. (1 EACH IS EQUIVALENT TO PK)
8504 | 4216150718800 | RD HEMODIALYSIS ACID CONCENTRATE K 0 MMOL CA 1.25 MMOL MG 0.5 MMOL DEXTROSE 1.0 GM/L 5 LITERS/PLASTIC CONTAINER
8505 | 4216150718900 | RD HEMODIALYSIS ACID CONCENTRATE K 1.0 MMOL CA 1.25 MMOL MG 0.5 MMOL DEXTROSE 1.0 GM/L 5 LITERS/PLASTIC CONTAINER
8506 | 4216150719000 | RD HEMODIALYSIS ACID CONCENTRATE K 3.0 MMOL CA 1.25 MMOL MG 0.5 MMOL DEXTROSE 1.0 GM/L 5 LITERS/PLASTIC CONTAINER
8507 | 4216150719100 | RD HEMODIALYSIS ACID CONCENTRATE K 4 MMOL CA 1.5 MMOL MG 0.5 MMOL DEXTROSE 1.0 GM/L 5 LITERS/PLASTIC CONTAINER
8508 | 4216150719200 | SOLUTION BICARBONATE WITHOUT LACTATE CAPD 2.27-2.5% CA 1.25 2L
8509 | 4216150719300 | SOLUTION BICARBONATE WITHOUT LACTATE CAPD 3.8-4.25% CA 1.25 2L
8510 | 4216150719400 | SOLUTION BICARBONATE AND LACTATE 2.27-2.5 % 5 LITERS WITH CALCIUM 1.25
8511 | 4216150719500 | SOLUTION BICARBONATE AND LACTATE 3.86-4.25 % 5 LITERS FOR APD WITH CALCIUM 1.25
8512 | 4216150719600 | SOLUTION BICARBONATE WITH LACTATE 1.36-1.5 % PH 7.4 2 LITERS FOR CAPD WITH CALCIUM 1.25
8513 | 4216150719700 | SOLUTION BICARBONATE WITHOUT LACTATE 1.36-1.5 % 3 LITERS WITH CALCIUM 1.25
8514 | 4216151500000 | ADAPTER TITANIUM LOCKING TO CONNECT BETWEEN THE INNER AND OUTER CATHETER REMAIN PERMANENT
8515 | 4216160000000 | "EXTRACORPOREAL MEMBRANE OXYGENATION (ECMO) SET ADULT APPROVED TO BE USED FOR NOT MORE THAN 16 DAYS CONSISTS OF: CENTRIFUGAL PUMP HEAD AND OXYGENATOR AND TUBING LINES AND HEMOCONCENTRATOR COATED COMPATIBLE WITH THE EXISTING ECMO MACHINE FOR THE REQUESTED HOSPITAL DISPOSABLE STERILE"
8516 | 4216160000500 | FREQUENT HOME HEMODIALYSIS SESSION INCLUDING DIALYZER OF HIGH FLUX WITH AVAILABILITY OF DIFFERENT SIZE STARTING FROM (0.2M² 0.3M² 0.7M² 1.3M² 1.6M²) THE SIZE WILL BE ON DEMAND AND DIALYSIS BLOOD LINE ADULT OR PEDIATRIC ON DEMAND AS ORDERED FROM SECTOR (SHOULD BE COMPATIBLE WITH HOME DIALYSIS MACHINE AND DIALYSATE SOLUTIONS WITH AVAILABILITY OF DIFFERENT CONCENTRATIONS K 0 MMOL/L 1 MMOL/L 2 MMOL/L 3 MMOL/L 4 MMOL/L WILL BE ON DEMAND WITH DIFFERENT CA CONCENTRATIONS 1.25 MMOL/L 1.5 MMOL/L 1.75 MMOL/L WILL BE ON DEMAND WITH GLUCOSE BASED OR GLUCOSE FREE WILL BE ON DEMAND AND AV FISTULA NEEDLE WITH AVAILABILITY OF DIFFERENT SIZE G15 G16 WILL BE ON DEMAND ON AND OFF DRESSING PACK WARMER BAG WITH LINE ACCESSORY DRAIN LINE EXTENSION THE SESSION NOT LESS THAN 25 OF DIALYSATE SOLUTION ON DEMAND.(( THE COMPANY PROVIDING SESSION AT HOME MUST HAVE REGISTRATION WITH MINISTRY OF COMMERCE ))
8517 | 4216160000600 | "EXTRACORPOREAL MEMBRANE OXYGENATION (ECMO) CUSTOM PACK PEDIATRIC COATED WITHOUT PUMP HEAD WITHOUT OXYGENATOR CUSTOMIZED ACCORDING TO HOSPITAL REQUEST DISPOSABLE STERILE"
8518 | 4216160000700 | "CUSTOMIZED PACK EXTRACORPOREAL MEMBRANE OXYGENATION (ECMO) NEONATE COATED WITHOUT PUMP HEAD WITHOUT OXYGENATOR CUSTOMIZED ACCORDING TO HOSPITAL REQUEST DISPOSABLE STERILE"
8519 | 4216160000800 | "COUPLING PASTE FOR EXTRACORPOREAL MEMBRANE OXYGENATION (ECMO) FLOW SENSOR DISPOSABLE STERILE"
8520 | 4216160000900 | "DRAINAGE CANNULA FOR PEDIATRIC FOR EXTRACORPOREAL MEMBRANE OXYGENATION (ECMO) ASSORTED SIZES FROM 11 FR TO 15 FR CONNECTOR: 1/4 INCH DISPOSABLE STERILE"
8521 | 4216160001000 | "RETURN CANNULA FOR PEDIATRIC FOR EXTRACORPOREAL MEMBRANE OXYGENATION (ECMO) ASSORTED SIZES FROM 11 FR TO 15 FR CONNECTOR: 1/4 INCH DISPOSABLE STERILE"
8522 | 4216160001100 | EXTRACORPOREAL MEMBRANE OXYGENATION (ECMO) SET INFANT APPROVED TO BE USED FOR NOT LESS THAN 29 DAYS COATED COMPATIBLE WITH THE EXISTING ECMO MACHINE FOR THE REQUESTED HOSPITAL
8523 | 4216160001200 | "CUSTOMIZED PACK EXTRACORPOREAL MEMBRANE OXYGENATION (ECMO) ADULT COATED WITHOUT PUMP HEAD WITHOUT OXYGENATOR CUSTOMIZED ACCORDING TO HOSPITAL REQUEST DISPOSABLE STERILE"
8524 | 4216160001300 | EXTRACORPOREAL MEMBRANE OXYGENATION (ECMO) CUSTOM PACK INFANT COATED WITHOUT PUMP HEAD WITHOUT OXYGENATOR CUSTOMIZED ACCORDING TO HOSPITAL REQUEST.
8525 | 4216160001400 | "DRAINAGE CANNULA MULTI-STAGE ADULT FOR EXTRACORPOREAL MEMBRANE OXYGENATION (ECMO) LIFE SUPPORT ASSORTED SIZES FROM 21 FR TO 25 FR TIP LENGTH 38 CM CONNECTOR: 3/8 INCH DISPOSABLE STERILE"
8526 | 4216160001500 | "DRAINAGE CANNULA MULTI-STAGE ADULT FOR EXTRACORPOREAL MEMBRANE OXYGENATION (ECMO) ASSORTED SIZES FROM 21 FR TO 29 FR TIP LENGTH 55-61 CM CONNECTOR: 3/8 INCH DISPOSABLE STERILE"
8527 | 4216160001600 | "RETURN AND DRAINAGE CANNULA FOR EXTRACORPOREAL MEMBRANE OXYGENATION (ECMO) ADULT ASSORTED SIZES 15 FR TO 25 FR TIP LENGTH 50-55 CM CONNECTOR: 3/8 INCH DISPOSABLE STERILE"
8528 | 4216160001700 | "RETURN AND DRAINAGE CANNULA FOR EXTRACORPOREAL MEMBRANE OXYGENATION (ECMO) ADULT ASSORTED SIZES 15 FR TO 25 FR TIP LENGTH 18 CM CONNECTOR: 3/8 INCH DISPOSABLE STERILE"
8529 | 4216160001800 | "EXTRACORPOREAL MEMBRANE OXYGENATION (ECMO) SET NEONATE APPROVED TO BE USED FOR NOT LESS THAN 29 DAYS CONSISTS OF: CENTRIFUGAL PUMP HEAD AND OXYGENATOR AND TUBING LINES AND HEMOCONCENTRATOR COATED COMPATIBLE WITH THE EXISTING ECMO MACHINE FOR THE REQUESTED HOSPITAL DISPOSABLE STERILE"
8530 | 4216160001900 | "CARBON DIOXIDE (CO2) REMOVAL PACK FOR EXTRACORPOREAL MEMBRANE OXYGENATION (ECMO) WITH OXYGENATOR ONLY COATED. COMPATIBLE WITH EXISTING ECMO MACHINE ASSORTED SIZES AS PER HOSPITAL REQUEST DISPOSABLE STERILE"
8531 | 4216160002000 | EXTRACORPOREAL MEMBRANE OXYGENATOR (ECMO) CARBON DIOXIDE (CO2) REMOVAL PACK WITH PUMP AND OXYGENATOR COATED. COMPATIBLE WITH EXISTING ECMO MACHINE. ASSORTED SIZES (ADULT OR PEDIATRIC ACCORDING TO HOSPITAL REQUEST
8532 | 4216160100000 | SET FOR CENTRAL VENOUS LINE SET FOR HEMODIALYSIS CONSIST OF: PRE DIALYSIS CONTENTS: 2% CHLORHEXIDINE SWAB STICK 1 PC - 3 DISPOSABLE SYRINGE 3 ML - 2 DISPOSABLE SYRINGE 10 ML - 2 DISPOSABLE NEEDLE G 20 - 2 GAUZE SWAB 5 X 5 CM 8 PLY - 1 GAUZE SWAB 10 X 10 CM 12 PLY - 3 TRANSPARENT ADHESIVE 2.5 CM X 0.5 M - 1 NON WOVEN SWAB WITH (T) CUT 5 X 5 CM - 1 NON ADHERENT SPONGE 5 X 5 CM - 1 WATER PROOF ADHESIVE DRESSING 10 X 15 CM - 1 DISPOSABLE TOWEL 40 X 40 CM - 1 GREEN FORCEPS - 2 LATEX EXAM POWDER FREE GLOVES (PAIR) IN A SINGLE PACKAGE - 1 FACE MASK - 2 STERILE FIELD 50 X 50 CM - 1 WASTE BAG - 1 TWO GALLIPOT TRAY 10 CM X 12 CM - 1 POST DIALYSIS CONTENTS: DISPOSABLE SYRINGE 3 ML - 2 DISPOSABLE SYRINGE 10 ML - 2 GAUZE SWAB 10 X 10 CM 12 PLY - 3 LUER LOCK - 2
8533 | 4216160100100 | SET FOR HEMODIALYSIS FISTULA CONSIST OF: PRE DIALYSIS CONTENTS: 2% CHLORHEXIDINE SWAB STICK 1 PC - 3 DISPOSABLE SYRINGE 10 ML - 2 GAUZE SWAP 10 X 10 CM - 4 DISPOSABLE TOWEL 40 X 40 CM - 1 PAPER ADHESIVE TAPE 2.5 CM X 2 M - 1 WASTE BAG - 1 GREEN FORCEPS - 2 LATEX EXAMINATION GLOVES POWDER FREE IN A SINGLE PACKAGE - 1 PAIR DISPOSABLE SYRINGE NEEDLE - 1 STERILE FIELD 50 X 50 CM - 1 TWO GALLIPOT TRAY - 1 POST - DIALYSIS CONTENTS: LATEX EXAM POWDER FREE GLOVES (PAIR) IN A SINGLE PACKAGE - 1 GAUZE SWAB 5 X 5 CM 8 PLY - 2 DISPOSABLE SYRINGE 5 ML - 1 GAUZE SWAP 10 X 10 CM - 8 STERILE FIELD 50 X 50 CM - 1 LATEX EXAM GLOVES (PAIR) - 1 DISPOSABLE TOWEL 40 X 40 CM - 1 CONFORMING BANDAGE 8 CM X 40 M - 1 INCH
8534 | 4216160100200 | BLOOD LINE FOR FRESENIUS MACHINE 2008/4008 OR EQUIVALENT DOUBLE NEEDLE CONSISTING OF ARTERIAL LINE PVC MEDICAL GRADE ONE WITH: MALE LUER LOCK TO FIT WITH FISTULA NEEDLE INFUSION CANNULA WITH SPIKE AND PROTECTOR CAP LINE CLAMP INJECTION PORT PRESSURE MONITORING LINE WITH TRANSDUCER PROTECTOR PUMP SEGMENT LENGTH NOT LESS THAN 350 MM HEPARIN LINE POST PUMP ARTERIAL CHAMBER VENOUS LINE PVC MEDICAL GRADE ONE WITH: FEMALE LUER LOCK TO FIT WITH DIALYZER DRIP CHAMBER WITH FILTER LEVEL LINE PRESSURE MONITORING LINE WITH TRANSDUCER PROTECTOR INJECTION PORT LINE CLAMP DRAINAGE BAG MALE LUER LOCK TO FIT WITH FISTULA NEEDLE BYPASS CONNECTOR VENOUS BUBBLE TRAP 30 MM STERILIZATION METHOD: ETO OR STEAM OR GAMMA RADIATION DISPOSABLE STERILE
8535 | 4216160100300 | BLOOD LINE FOR DIALOG SINGLE PUMP CONSISTING OF ARTERIAL LINE PVC MEDICAL GRADE WITH COLOR CODED LUER LOCK CONNECTORS AND PROTECTING CAPS FROSTED SOFT PVC PUMP SEGMENT HEPARIN LINE ARTERIAL PRESSURE TRANSDUCER CLAMPS VENOUS LINE PVC MEDICAL GRADE WITH COLOR CODED LUER LOCK CONNECTORS AND PROTECTING CAPS VENOUS BUBBLE CATCHER WITH VENOUS PRESSURE TRANSDUCER AND INJECTION PORT SEPARATE IN LINE INJECTION PORT WITH 2000 ML COLLECTION BAG AND CLAMPS DRAINAGE BAG BY PASS CONNECTOR STERILIZATION METHOD ETO OR STEAM OR GAMMA RADIATION DISPOSABLE STERILE
8536 | 4216160100800 | IMMUNOADSORPTION (IA) KIT : THIS KIT CONSIST OF TUBING SET AND SOLUTIONS TO OPERATE AN IA APPARATUS WHICH CONSIST OF TWO PARTS PRIMARY PART: THAT IS USED TO SEPARATE PLASMA FROM BLOOD COMPONENTS THIS PRIMARY MACHINE DIRECTS THE DESIRED PLASMA VOLUME TO BE TREATED TO THE SECONDARY MACHINE AND COLLECTS FROM THE SECONDARY MACHINE THE TREATED PLASMA AT THE SAME TIME (CONTINUOUS PROCESS) SECONDARY PART WHICH USED TO: ALTERNATIVELY DEAL WITH TWO ADSORBERS AT THE SAME TIME DIRECTS BACK RECEIVING PLASMA TO THE PRIMARY MACHINE THROUGH ONE OF TWO IMMUNOADSORBERS WHERE THE ELIMINATION OF THE ANTIBODIES AND IMMUNO COMPLEXES TAKES PLACE GENERATE AND PREPARE THE SECOND IMMUNOADSORBER DURING THE ELIMINATION PROCESS
8537 | 4216160101600 | TUBING BLOOD SYSTEM FOR HEMODIALYSIS COMPATIBLE WITH ARTIS SET GAMBRO OR EQUIVALENT DISPOSABLE STERILE
8538 | 4216160101700 | BLOOD LINE ARTERIAL AND VENOUS SET DOUBLE NEEDLE WITH 22 MM DRIP CHAMBER FOR PEDIATRIC COMPATIBLE WITH FRESENIUS HEMODIALYSIS MACHINE MODEL 5008 OR EQUIVALENT
8539 | 4216160101800 | KIT CICA OR EQUIVALENT CONSISTING OF BLOOD LINE AND BLOOD FILTER ADULT
8540 | 4216160102000 | BLOOD LINE COMPATIBLE WITH B BRAUN DIALYSIS MACHINE OR EQUIVALENT HD SECURE BLOOD PUMP 600 ML CONSISTING OF ARTERIAL LINE PVC MEDICAL GRADE ONE WITH MALE LUER LOCK TO FIT WITH FISTULA NEEDLE INFUSION CANNULA WITH SPIKE AND CONNECTOR CAP LINE CLAMP INJECTION PORT PUMP SEGMENT LENGTH 30 MM I.D. 6 MM HEPARIN LINE FEMALE LUER LOCK TO FIT WITH DIALYZER VENOUS LINE PVC MEDICAL GRADE ONE WITH INJECTION PORT DRIP CHAMBER WITH FILTER LEVEL CONTROL LINE PRESSURE MONITORING LINE WITH TRANSDUCER LINE CLAMP MALE LUER LOCK TO FIT WITH FISTULA NEEDLE DRAINAGE BAG BYPASS CONNECTOR STERILIZATION METHOD: ETO OR STEAM OR GAMMA RADIATION DISPOSABLE STERILE
8541 | 4216160102100 | BLOOD LINE FOR DIALOG HDF OR EQUIVALENT CONSISTING OF: ARTERIAL LINE P.V.C. MEDICAL GRADE WITH COLOR CAPS FROSTED P.V.C. PUMP SEGMENT 8 X 12 X 330 MM HEPARIN LINE CLAMPS ARTERIAL DOUBLE CATCHER AND PRESSURE MEASURING CONNECTION BETWEEN BLOOD PUMP AND DIALYZER VENOUS LINE P.V.C. MEDICAL GRADE WITH COLOR CODED LUER LOCK CONNECTORS AND PROTECTING CAPS VENOUS DOUBLE CATCHER WITH VENOUS PRESSURE TRANSDUCER AND INJECTION PORT SEP IN LINE INJECTION PORT WITH 200 ML COLLECTION BAG AND CLAMPS SUBSTITUTION LINE P.V.C. MEDICAL GRADE WITH 3 SPIKES PROTECTING CAPS AND CLAMPS PUMP SEGMENT FROSTED P.V.C. 4 X 8 X 330 MM DRAINAGE BAG BYPASS CONNECTOR STERILIZATION METHOD:ETO OR STEAM OR GAMMA RADIATION DISPOSABLE STERILE
8542 | 4216160102300 | HEMODIALYSIS BLOOD LINES PEDIATRIC COMPATIBLE WITH DIALOG OR EQUIVALENT
8543 | 4216160102400 | PRISMATHERM OR EQUIVALENT EXTENSION LINE (SP 420) FOR PRISMA AND PRISMAFLEX MACHINES STERILE WITH CAPS
8544 | 4216160102500 | IMMUNOADSORBERS: THIS IS WHERE THE ELIMINATION OF IMMUNOGLOBULINS TAKES PLACE THE ADSORBER SHOULD HAVE THE FOLLOWING SPECIFICATIONS CAPACITY: IT SHOULD BE SPECIFIED IN BINDING CAPACITY TO IGG VALUES - SHALL BE PROVIDED FOR MAXIMUM BINDING CAPACITY (IN VITRO DATA) PER IMMUNOADSORBER FOR AVERAGED BINDING CAPACITY IN ONE IMMUNOADSORPTION THERAPY SESSION (IN VIVO DATA CALCULATED FOR ONE TREATED PLASMA VOLUME) SPECIFICITY: SPECIFICITY ACCORDING TO THE DIFFERENT IG CLASSES AND IGG SUBCLASSES SHALL BE PROVIDED IN% REMAINING AMOUNT FROM THE INITIAL VALUE (STATED AS 100%) VALUE SHALL BE GIVEN: FOR MAXIMUM BINDING (IN VITRO DATA) PER IMMUNOADSORBER FOR AVERAGED BINDING IN ONE IMMUNOADSORPTION THERAPY SESSION (IN VIVO DATA CALCULATED FOR ONE TREATED PLASMA VOLUME) UNSPECIFIC BINDING OF PLASMA PROTEINS SHALL BE SPECIFIED BY WHOLE PLASMA PROTEIN DATA AND FIBRINOGEN RESPECTIVELY VALUES SHALL BE PROVIDED AS BINDING IN% REMOVAL FROM INITIAL VALUE (100% VALUE SHALL BE GIVEN) OF THE RESPECTIVE PROTEIN TO ENSURE A MINIMAL LOSS OF THE OTHER PLASMA PROTEINS THAN IMMUNOGLOBULINS BUT TO ACCOUNT FOR UNAVOIDABLE UNSPECIFIC BINDING AND PLASMA LOSS. THE OVERALL REMOVAL RATE FOR FIBRINOGEN WITHIN ONE IMMUNOADSORPTION SESSION (CALCULATED FOR ONE TREATED PLASMA VOLUME) PREFERABLY BE LESS THAN 35% STORAGE CONDITIONS: STORAGE CONDITIONS AND MEASURES TO ASSURE CORRECTS STORAGE SHOULD BE SPECIFIED THE PACKING MUST INCLUDE INDICATORS REFLECTS THE STATUS OF IMMUNOADSORBERS (DAMAGE MARKERS) TO AVOID TRANSPORTATION AND STORAGE MISHANDLING (HEAT AND FREEZE MARKERS) SHELF LIFE OF ADSORBER SHOULD BE AT LEAST ONE YEAR SPECIFIED TO CAPACITY AND STERILITY IMMUNOADSORBER SHOULD BE REUSABLE GUARANTEED FOR A MINIMUM OF = 23 TREATMENT DAYS THE PRESERVATION SOLUTION SHOULD NOT CONTAIN ANY TOXIC MATERIAL KNOWN TO BE ACCUMULATING IN A PATIENT
8545 | 4216160102600 | MOBILE HEMODIALYSIS CARTRIDGE FOR ADULT WITH INJECTION PORT COMPATIBLE FOR NXSTAGE MACHINE OR EQUIVALENT
8546 | 4216160102700 | CLAMP LEAFLET ACC. LANGE TUBE-SHAFT WITH RATCHET VALVE GATE PRO (OR EQUIVALENT) DIAMETER= 5 25CM REUSABLE
8547 | 4216160800700 | RENOSOL 14 =FF7 POWDER TO MAKE ACID CONCENTRATE SAME FF7 FORMULA
8548 | 4216160800800 | RENOSOL 17 =FF19 POWDER TO MAKE ACID CONCENTRATE FF19
8549 | 4216160800900 | RENOSOL 16 =FF8 POWDER TO MAKE ACID CONCENTRATE
8550 | 4216160802000 | BICARBONATE CARTRIDGE 750 GM APPROXIMATELY WELL SEALED EASILY PERFORATED AND IT SHOULD BE FITTED WITH FILTERS IN BOTH ENDS AND FITTED WITH GAMBRO AND B BRAUN OR EQUIVALENT AND OTHER HEMODIALYSIS MACHINES
8551 | 4216160803400 | RD HEMODIALYSIS ACID CONCENTRATE K 1.0 MMOL CA 1.75 MMOL MG 0.5 MMOL DEXTROSE 1.0 GM/L 5 LITERS/PLASTIC CONTAINER
8552 | 4216160804100 | RD HEMODIALYSIS ACID CONCENTRATE FOR BICARBONATE DIALYSIS IN DILUTION (1:44) GIVES THE FOLLOWING CONCENTRATIONS: IN MMOL / 1L NA 100 K 2.00 CA 1.75 MG 0.375 CL 106.25 ACETATE 2.00 DEXTROSE 1.1GM/L TOTAL OSMOLARITY = 218.00 MOSM / L IN 5 LITERS
8553 | 4216160805200 | HEMODIALYSIS BICARBONATE 3-138-005 OR EQUIVALENT K 3.0 CA 1.0 NONPYROGENIC ACID CONCENTRATE FF-33
8554 | 4216160805300 | RD HEMODIALYSIS ACID CONCENTRATE K 2.0 MMOL CA 1.75 MMOL MG 0.5 MMOL DEXTROSE 1.0 GM/L 5 LITERS/PLASTIC CONTAINER
8555 | 4216160805400 | RD HEMODIALYSIS ACID CONCENTRATE FOR BICARBONATE DIALYSIS FORMULA (FF3) AFTER DILUTING 1 LITER CONCENTRATE WITH 34 LITERS OF WATER THE FOLLOWING CONCENTRATIONS OF IONS/LITER ARE OBTAINED: NA 103 MMOL K 2 MMOL CA 1.25 MMOL MG 0.5 MMOL CL 108.5 MMOL ACETATE 2.97 MMOL DEXTROSE 1.1 GM/L WITH AN OSMOLARITY OF 223 MOSM/L 5 LITERS/PLASTIC CONTAINER
8556 | 4216160805500 | RD HEMODIALYSIS ACID CONCENTRATE FOR BICARBONATE DIALYSIS IN DILUTION (1:44) GIVES THE FOLLOWING CONCENTRATIONS: IN MMOL /G 971 L DEXTROSE 1.1 G/L NA 100 K 2.00 CA 1.5 MG 0.375 CL 105.75 ACETATE 2.00 TOTAL OSMOLARITY = 212.00 MOSM/L IN 5 LITERS
8557 | 4216160805700 | RD HEMODIALYSIS ACID CONCENTRATE FOR BICARBONATE DIALYSIS IN DILUTION (1:44) GIVES THE FOLLOWING CONCENTRATIONS: IN MMOL/1 L NA 100 CA 1.5 MG 0.375 CL 105.75 POTASSIUM 1 MMOL/L ACETATE 2.00 DEXTROSE 1.1 GM/L TOTAL OSMOLARITY = 217.00 MOSM /L IN 5 LITERS
8558 | 4216160805800 | RD HEMODIALYSIS ACID CONCENTRATE FOR BICARBONATE DIALYSIS AFTER DILUTING 1 LITER CONCENTRATION WITH 34 LITERS OF WATER THE FOLLOWING CONCENTRATION OF IONS/LITER ARE OBTAINED DEXTROSE 1.1 G/L SODIUM 103 MMOL POTASSIUM 3 MMOL CALCIUM 1.75 MMOL CHLORIDE 109 MMOL ACETATE 2.97 MMOL MAGNESIUM 0.5 MMOL WITH AN OSMOLARITY OF 223 MOSM/L IN 5 LITERS/GALLON
8559 | 4216160805900 | RENAL DIALYSIS (RD) HEMODIALYSIS ACID CONCENTRATE FOR BICARBONATE DIALYSIS IN DILUTION (1:34) GIVES THE FOLLOWING CONCENTRATIONS: IN MMOL/L NA 103 K 2.00 CA 1.5 MG 0.5 ACETATE 2.97 CL 109 DEXTROSE 1.1 GM/L TOTAL OSMOLARITY = 225 MOSM/L IN 5 LITERS CONTAINER
8560 | 4216160806100 | RENAL DIALYSIS (RD) PYROGEN FREE HEMOFILTRATION SOLUTION IN 4.5 - 5 LITERS BI - CHAMBER BICARBONATE BAG WITH THE FOLLOWING: NA 138 MMOL/L K = 2 MMOL/L CA = 2 MMOL/L MG = 0.75 MMOL/L CL= 111.5 MMOL/L BICARBONATE = 25 - 40 MEQ/L
8561 | 4216160806200 | SOLUTION HEMODIALYSIS MACHINE DISINFECTANT COMPATIBLE WITH FRESENIUS MACHINE OR EQUIVALENT HEAT DISINFECTION 4 - 5 LITERS CONTAINER
8562 | 4216160806300 | SOLUTION SODIUM BICARBONATE CONCENTRATED NON - PYROGENIC SODIUM BICARBONATE CONCENTRATED SOLUTION FOR USE IN CONJUNCTION WITH ACID CONCENTRATE NOT TO BE INTENDED FOR USE BY INTRAVENOUS INFUSION SODIUM 967 MEQ/L BICARBONATE 967 MEQ/L CHEMICAL COMPOSITION: EACH LITER CONTAINS SODIUM BICARBONATE 81.25 G/L 5 LITER/GALLON
8563 | 4216160806800 | BICARBONATE CARTRIDGE AND SODIUM CHLORIDE CARTRIDGE FOR PREPARATION OF DIALYSIS FLUID COMPATIBLE WITH GAMBRO AK 200 OR EQUIVALENT ULTRA HEMODIALYSIS MACHINE BOTH CARTRIDGES ARE PACKED TOGETHER IN POLYETHYLENE BAG AND CONSIST OF ONE SODIUM BICARBONATE 1200 GM CARTRIDGE
8564 | 4216160807700 | KIDNEY PERFUSION SOLUTION IS A CLEAR STERILE NON-PYROGENIC NON-TOXIC SOLUTION FOR THE IN-VITRO FLUSHING AND TEMPORARY CONTINUOUS PERFUSION PRESERVATION OF EXPLANTED KIDNEYS THIS SOLUTION HAS AN OSMOLALITY OF 300 ± 15 MOSM/KG A SODIUM CONCENTRATION OF 100 MEQ/L A POTASSIUM CONCENTRATION OF 25 MEQ/L AND A PH OF 7.4 ± 0.1 AT ROOM TEMPERATURE. BASED ON THE SODIUM/POTASSIUM RATIO THE COMPOSITION IS THUS CONSISTENT WITH THAT OF AN EXTRACELLULAR SOLUTION 1L
8565 | 4216161000200 | EXTERNAL DRAINAGE LINE FOR HEMODIALYSIS MOBILE MACHINE LENGTH NOT LESS THAN 3M
8566 | 4216161000300 | EXTERNAL DRAINAGE LINE FOR HEMODIALYSIS MOBILE MACHINE LENGTH NOT LESS THAN 5M
8567 | 4216161500700 | DIALYZER LOW FLUX HOLLOW FIBER HIGH ULTRAFILTRATION: MEMBRANE MATERIAL: POLYSULFON AND ITS DERIVATIVES WITH MALE LUER LOCK FOR TUBING SURFACE AREA 1.7 - 1.8 M 2 VIT. B 12 CLEARANCE AT Q.B 200 ML/MIN KEEPING BLOOD FLOW CONSTANT AT THIS RATE 50 ML/MIN ULTRAFILTRATION RATE BETWEEN 15 - 20 ML/HR/MMHG NEGATIVE PRESSURE STERILIZED BY STEAM OR BETA GAMMA RADIATION
8568 | 4216161501000 | PRE - CONNECTED PLASMA SET WITH FILTER 0.5 M 2 OMNI OR EQUIVALENT
8569 | 4216161501100 | PRE - CONNECTED PLASMA SET WITH FILTER 0.7 M 2 OMNI OR EQUIVALENT
8570 | 4216161501500 | MULTIFILTRATE CRRT/SCUF SET PEDIATRIC ARTERIAL AND VENOUS BLOOD LINES BLOOD VOLUME 54 ML AND PEDIATRIC DIALYSATE/SUBSTITUTE AND FILTRATE SYSTEMS PACKED AS A SET WITH HEMOFILTER STEAM - STERILIZED 0.2 M 2 SURFACE AREA FRESENIUS MEMBRANE OR EQUIVALENT VOLUME 18 ML
8571 | 4216161503000 | DIALYZER HIGH FLUX SURFACE AREA 0.9M² STERILIZED BY STEAM OR BETA GAMMA RADIATION
8572 | 4216161503500 | DIALYZER HIGH FLUX HOLLOW FIBER MEMBRANE MATERIAL: POLYMETHYLMETHACRYLATE (PMMA) SURFACE AREA 1.8 M2 HIGH ULTRA FILTRATION COEFFICIENT 35ML/HR/MM HG STERILIZED BY GAMMA RADIATION
8573 | 4216161503600 | DIALYZER HIGH FLUX HOLLOW FIBER MEMBRANE MATERIAL: POLYMETHYLMETHACRYLATE (PMMA) SURFACE AREA 2.1 M2 HIGH ULTRA FILTRATION COEFFICIENT 43ML/HR/MM HG STERILIZED BY GAMMA RADIATION
8574 | 4216161505200 | DIALYZER LOW FLUX SURFACE AREA 2.1M²
8575 | 4216161800000 | BLOOD LINE TUBING SET FOR GAMBRO AK200 ARTIS ULTRA MACHINE OR EQUIVALENT ARTERIAL DOUBLE NEEDLE ADULT SIZE CONSISTING OF: PUMP SEGMENT I.D. 7.9 MM PRIMING VOLUME 147 MM DRIP CHAMBER DIAMETER 22 MM CROSSBAR ON THE ARTERIAL PUMP SEGMENT ARTERIAL PRESSURE SENSOR AND CONNECTOR VENOUS PRESSURE SENSOR AND CONNECTOR WITH DRAINAGE (PRIMING) BAG STERILIZATION METHOD: ETO OR STEAM OR GAMMA RADIATION DISPOSABLE STERILE
8576 | 4216161800200 | BLOOD SET ALL IN ONE FOR FRESENIUS MACHINE 6008 PEDIATRIC LOW VOLUME BVM-R WITH POST-DILUTION PORT INTEGRATED INFUSION PORT SINGLE-DOUBLE-NEEDLE CHAMBER PRE-DILUTION PORT VENOUS CHAMBER AIR-FREE PRESSURE MEASUREMENT (PRE-FILTER) AIR-FREE PRESSURE MEASUREMENT (ARTERIAL) AIR-FREE PRESSURE MEASUREMENT (VENOUS). WITH FILLING MAX VOLUME OF 83 ML FOR AV PUMP SEGMENT 71 MM. (1 EACH IS EQUIVALENT TO SET)
8577 | 4216161800300 | BLOOD SET ALL IN ONE FOR FRESENIUS MACHINE 6008 ADULT LOW VOLUME L-R WITH POST-DILUTION PORT INTEGRATED INFUSION PORT SINGLE-DOUBLE-NEEDLE CHAMBER PRE-DILUTION PORT VENOUS CHAMBER AIR-FREE PRESSURE MEASUREMENT (PRE-FILTER) AIR-FREE PRESSURE MEASUREMENT (ARTERIAL) AIR-FREE PRESSURE MEASUREMENT (VENOUS). WITH FILLING MAX VOLUME OF 128 ML (AV) PUMP SEGMENT 71 MM. (1 EACH IS EQUIVALENT TO SET)
8578 | 4216161800400 | BLOOD SET ALL IN ONE FOR FRESENIUS MACHINE 6008 ADULT LOW VOLUME BVM L-R WITH POST-DILUTION PORT INTEGRATED INFUSION PORT SINGLE-DOUBLE-NEEDLE CHAMBER PRE-DILUTION PORT VENOUS CHAMBER AIR-FREE PRESSURE MEASUREMENT (PRE-FILTER) AIR-FREE PRESSURE MEASUREMENT (ARTERIAL) AIR-FREE PRESSURE MEASUREMENT (VENOUS). WITH FILLING MAX VOLUME OF135 ML (AV) PUMP SEGMENT 71 MM. (1 EACH IS EQUIVALENT TO SET)
8579 | 4216161800600 | BLOOD LINE ADULT FOR NIKKISO DIALYSIS MACHINE OR EQUIVALENT DOUBLE NEEDLE PRIMING VOLUME 143 ML CONSISTING OF ARTERIAL LINE PVC MEDICAL GRADE ONE WITH MALE LUER LOCK TO FIT WITH FISTULA NEEDLE OR CATHETER LINE CLAMP INJECTION PORTARTERY CHAMBER CONNECTED WITH ONLINE PORT CONNECTOR INFUSION PORT ARTERY PRESSURE MONITORING LINE WITH TRANSDUCER Y-ADAPTER FOR PRIMING LINE CONNECTOR CAP PUMP SEGMENT 8 MM HEPARIN LINE CHAMBER PRE FILTER PRESSURE MONITORING LINE WITH TRANSDUCER FOR TMP PRE ONLINE PORT FEMALE LUER LOCK TO FIT WITH DIALYZER VENOUS LINE PVC MEDICAL GRADE ONE WITH INJECTION PORT DRIP CHAMBER WITH FILTER LEVEL CONTROL LINE PRESSURE MONITORING LINE WITH TRANSDUCER LINE CLAMP MALE LUER LOCK TO FIT WITH FISTULA NEEDLE OR CATHETER BYPASS CONNECTOR STERILIZATION METHOD:STEAM OR GAMMA RADIATION DISPOSABLE STERILE (1 EACH IS EQUIVALENT TO SET)
8580 | 4216161800700 | BLOOD LINE PEDIATRIC FOR NIKKISO DIALYSIS MACHINE OR EQUIVALENT DOUBLE LUMEN PRIMING LOW VOLUME LESS THAN 100ML CONSISTING OF ARTERIAL LINE PVC MEDICAL GRADE ONE WITH MALE LUER LOCK TO FIT WITH FISTULA NEEDLE OR CATHETER SPIKE LINE CLAMP INJECTION PORT CONNECTION PORT FOR IV SET ARTERY PRESSURE MONITORING LINE WITH TRANSDUCER CONNECTOR WITH FILTER PUMP SEGMENT 8 MM HEPARIN LINE FEMALE LUER LOCK TO FIT WITH DIALYZER VENOUS LINE PVC MEDICAL GRADE ONE WITH FEMALE LUER LOCK TO FIT WITH DIALYZER INJECTION PORT DRIP CHAMBER WITH FILTER LEVEL CONTROL LINE PRESSURE MONITORING LINE WITH TRANSDUCER LINE CLAMP MALE LUER LOCK TO FIT WITH FISTULA NEEDLE OR CATHETER BYPASS CONNECTOR DRAIN BAG WITH FEMALE CONNECTOR CAPACITY 2L STERILIZATION METHOD:STEAM OR GAMMA RADIATION DISPOSABLE STERILE (1 EACH IS EQUIVALENT TO SET)
8581 | 4216161800800 | HEMODIALYSIS SUBSTITUTION LINE COMPATIBLE WITH NIKKISO DIALYSIS MACHINE OR EQUIVALENT WITH LENGTH OF APPROXIMATELY 1 METER PUMP SEGMENT 8 MM WITH LENGTH OF APPROXIMATELY 23 CM FOR ON-LINE HDF/HF WITH PRE/POST-DILUTION SUBSTITUTION LINE FOR ON-LINE PRIMING CONNECTION LINE TO SALINE BAG AND RECIRCULATION CONNECTOR
8582 | 4216161800900 | NEONATAL CONTINUOUS RENAL REPLACEMENT THERAPY SESSION CVVHDF EACH SET ALLOWS ANY OF FOLLOWING RENAL REPLACEMENT THERAPIES TO BE PERFORMED AT TIME: (SCUF) SLOW CONTINUOUS ULTRAFILTRATION (CVVH) CONTINUOUS VENOVENOUS HEMOFILTRATION (CVVHD) CONTINUOUS VENOVENOUS HEMODIALYSIS (CVVHDF) CONTINUOUS VENOVENOUS HEMODIAFILTRATION THE SET IS COMPOSED OF: HIGH FLUX FILTER MEMBRANE SURFACE AREA 0.2 - 0.3M2 SOLUTION WITH AVAILABILITY OF DIFFERENT CONCENTRATIONS K 0 MMOL/L 1 MMOL/L 2 MMOL/L 3 MMOL/L 4 MMOL/L WILL BE ON DEMAND WITH DIFFERENT CALCIUM CONCENTRATIONS 1.25 MMOL/L 1.5 MMOL/L 1.75 MMOL/L WILL BE ON DEMAND WITH GLUCOSE BASED OR GLUCOSE FREE WILL BE ON DEMAND 4.5 OR 5.0 LITER FOR EVERY KIT TO PROVIDE 3 BAGS PRIMING COLLECTION BAG CONNECTED TO THE END OF ACCESS VENOUS LINE FILTRATE BAG 4 LITERS WITH 2 DRAINAGE BAGS IN EACH KIT DIALYSATE INLET LINE EFFLUENT OUTLET LINE
8583 | 4216162000000 | BLOOD LINE TUBING SET FOR HOSPITAL INTEGRA MACHINE OR EQUIVALENT ARTERIAL LINE: PVC MEDICAL GRADE 1 CONSISTING OF: INFUSION CANNULA WITH SPIKE END AND PROTECTOR CAP FISTULA CONNECTOR (MALE LUER LOCK TO FIT WITH FISTULA NEEDLE) LINE CLAMP ARTERIAL PRESSURE CHAMBER WITH INFUSION LINE PUMP SEGMENTED BMM HEPARIN LINE 235 MM INJECTION PORT HEMOGLOBIN CHAMBER FOR THE HEMOSCAN FEMALE LUER LOCK TO FIT WITH DIALYZER VENOUS LINE: PVC MEDICAL GRADE 1 CONSISTING: FEMALE LUER LOCK TO FIT WITH DIALYZER DRIP CHAMBER HAVING ID. 17 M 2 WITH FILTER LEVEL CONTROL LINE PRESSURE MONITORING LINE WITH TRANSDUCER PROTECTOR INJECTION PORT LINE CLAMP MALE LUER LOCK TO FIT WITH FISTULA NEEDLE DRAINAGE BAG BYPASS CONNECTOR STERILIZATION METHOD ETO OR STEAM OR GAMMA RADIATION
8584 | 4216162200200 | SOLUTION HEMODIALYSIS MACHINE DISINFECTANT COMPATIBLE WITH FRESENIUS MACHINE OR EQUIVALENT COLD DISINFECTION 4 - 5 LITERS CONTAINER
8585 | 4216162300000 | SYRINGE 50 ML PLASTIC WITHOUT NEEDLE IN WELL SEALED AND GOOD CONTAINER FOR HEPARIN INFUSION DISPOSABLE STERILE
8586 | 4216163200200 | SYRINGE 50 ML PLASTIC WITHOUT NEEDLE IN WELL SEALED AND GOOD CONTAINER FIT FOR SECURA HD MACHINE FOR HEPARIN INFUSION DISPOSABLE STERILE
8587 | 4216163200300 | PRISMA M 100 SET OR PRISMAFLEX M 100 SET WITHOUT SOLUTIONS
8588 | 4216163200400 | PRISMA M 60 SET OR PRISMAFLEX M 60 SET WITHOUT SOLUTIONS
8589 | 4216163200500 | BAG EFFLUENT WITH DRAINAGE PORT COMPATIBLE WITH PRISMA FLEX MACHINE OR EQUIVALENT 5 LITER
8590 | 4216163300500 | DIALYZER HIGH FLUX LOW EFFECTIVE SURFACE AREA 0.2 M2 STERILIZED BY STEAM OR BETA GAMMA RADIATION
8591 | 4216163301100 | DIALYZER LOW FLUX HOLLOW FIBER HIGH ULTRA FILTRATION MEMBRANE MATERIAL: POLYSULFON AND ITS DERIVATIVES WITH: MALE LUER LOCK FOR TUBING SURFACE AREA BETWEEN 1.3 - 1.4 M 2 VIT. B 12 CLEARANCE AT Q.B. 200 ML/MN KEEPING BLOOD FLOW CONSTANT AT THIS RATE 50 ML/MN ULTRAFILTRATION RATE BETWEEN 10 - 15 ML/HR/MM HG NEGATIVE PRESSURE STERILIZED BY STEAM OR BETA GAMMA RADIATION
8592 | 4216163301200 | DIALYZER LOW FLUX HOLLOW FIBER HIGH ULTRA FILTRATION MEMBRANE MATERIAL: POLYSULFON AND ITS DERIVATIVES WITH: MALE LUER LOCK FOR TUBING SURFACE AREA BETWEEN 1.5 - 1.6 M 2 VIT. B 12 CLEARANCE AT Q.B. 200 ML/MN KEEPING BLOOD FLOW CONSTANT AT THIS RATE 50 ML/MN ULTRAFILTRATION RATE BETWEEN 15 - 20 ML/HR/MMHG NEGATIVE PRESSURE STERILIZED BY STEAM OR BETA GAMMA RADIATION
8593 | 4216163301300 | DIALYZER HIGH FLUX HOLLOW FIBER MEMBRANE MATERIAL: POLYSULFON AND ITS DERIVATIVES SURFACE AREA 1.3 - 1.4 M 2 HIGH ULTRA FILTRATION COEFFICIENT 40 ML/HR/ 1 MM HG STERILIZED BY STEAM OR BETA GAMMA RADIATION
8594 | 4216163301400 | DIALYZER LOW FLUX HOLLOW FIBER MEDIUM ULTRA FILTRATION MEMBRANE MATERIAL: POLYSULFON AND ITS DERIVATIVES WITH: MALE LUER LOCK FOR TUBING SURFACE AREA 1.0 - 1.2 M 2 VIT. B 12 CLEARANCE AT Q.B. 200 ML/MN KEEPING BLOOD FLOW CONSTANT AT THIS RATE 45 ML/MN ULTRAFILTRATION RATE BETWEEN 8 - 10 ML/HR/MM HG NEGATIVE PRESSURE STERILIZED BY STEAM OR BETA GAMMA RADIATION
8595 | 4216163301500 | DIALYZER HIGH FLUX WITH ANTI-THROMBOGENIC HOLLOW FIBER MEMBRANE MATERIAL: HEPARIN: AN 69 STE MEMBRANE SURFACE AREA 1.65 M HIGH ULTRA = FILTRATION COEFFICIENT 50 ML/HR/MMHG STERILIZATION BY STEAM OR GAMMA RADIATION
8596 | 4216163301600 | DIALYZER LOW FLUX HOLLOW FIBER MEMBRANE MATERIAL: POLYSULFON AND ITS DERIVATIVES LOW ULTRA FILTRATION WITH: MALE LUER LOCK FOR TUBING SURFACE AREA 0.7 - 0.8 M 2 VIT. B 12 CLEARANCE AT Q B 200 ML/MN KEEPING BLOOD FLOW CONSTANT AT THIS RATE 30 ML/MN ULTRAFILTRATION RATE BETWEEN 8 - 10 ML/HOUR/MM HG STERILIZED BY STEAM OR BETA GAMMA RADIATION
8597 | 4216163301700 | DIALYZER HIGH FLUX WITH ANTI-THROMBOGENIC HOLLOW FIBER MEMBRANE MATERIAL: HEPARIN: AN69 ST MEMBRANE SURFACE AREA 1.35 M HIGH ULTRAFILTRATION COEFFICIENT 40 ML/HR/MMHG STERILIZATION BY STEAM OR GAMMA RADIATION
8598 | 4216163301800 | DIALYZER HIGH FLUX WITH ANTI OXIDANT MADE OF POLYSULFONE OR ACRYL NITRITE OR MEMBRANE SURFACE AREA 1.6 M 2 HIGH ULTRA FILTRATION COEFFICIENT MORE THAN 15 ML/HOUR/ 1 MM HG. STERILIZED BY STEAM OR GAMMA RADIATION
8599 | 4216163301900 | DIALYZER HIGH FLUX HOLLOW FIBER MEMBRANE MATERIAL: POLYSULFON AND ITS DERIVATIVES SURFACE AREA 1.6 - 1.7 M 2 HIGH ULTRA FILTRATION COEFFICIENT 40 - 60 ML/HR/ 1 MM HG STERILIZED BY STEAM OR BETA GAMMA RADIATION
8600 | 4216163302000 | DIALYZER LOW FLUX HOLLOW FIBER PEDIATRIC SIZE MEMBRANE MATERIAL: POLYSULFON AND ITS DERIVATIVES WITH: MALE LUER LOCK FOR TUBING SURFACE AREA 0.2 M 2 VIT. B 12 CLEARANCE AT Q.B. 200 ML/MN KEEPING BLOOD FLOW CONSTANT AT THIS RATE 10 ML/MN ULTRAFILTRATION RATE BETWEEN 0.5 - 1 ML/HR/MM HG NEGATIVE PRESSURE STERILIZED BY STEAM OR BETA GAMMA RADIATION
8601 | 4216163302800 | DIALYZER HIGH FLUX HOLLOW FIBER MEMBRANE MATERIAL: POLYSULFON AND ITS DERIVATIVES SURFACE AREA 1.8 - 2.1 M 2 HIGH ULTRA FILTRATION COEFFICIENT 50 - 60 ML/HR/ 1 MMHG STERILIZED BY STEAM OR BETA GAMMA RADIATION
8602 | 4216163302900 | DIALYZER HIGH FLUX HOLLOW FIBER MEMBRANE MATERIAL: POLYSULFON AND ITS DERIVATIVES WITH MALE LUER LOCK FOR TUBING SURFACE AREA 0.6 M 2 VIT. B 12 CLEARANCE AT Q.B. 200 ML/MN KEEPING BLOOD FLOW CONSTANT AT THIS RATE 30 ML/MN ULTRAFILTRATION RATE BETWEEN 2 - 4 ML/HR/MMHG NEGATIVE PRESSURE STERILIZED BY STEAM OR BETA GAMMA RADIATION
8603 | 4216163303100 | DIALYZER LOW FLUX WITH ANTI OXIDANT MADE OF POLYSULFONE WITH ITS DERIVATIVES SURFACE AREA 1.0-1.3 M2 HIGH ULTRA FILTRATION COEFFICIENT 8- 10 ML/HOUR/1MMHG STERILIZED BY STEAM OR BETA GAMMA RADIATION
8604 | 4216163303300 | DIALYZER HIGH FLUX 0.7 M2 STERILIZED BY STEAM OR BETA GAMMA RADIATION
8605 | 4216163304100 | HEMOFILTRATION SET FOR PRISMAFLEX M150 SET OR EQUIVALENT FOR PRISMAFLEX MACHINES EACH SET ALLOWS ANY OR RENAL REPLACEMENT THERAPIES TO BE PERFORMED AT TIME: SCUF: SLOW CONTINUES ULTRAFILTRATION CVVH: CONTINUOUS VENO-VENOUS HEMOFILTRATION CVVHD: CONTINUOUS VENO-VENOUS HEMODIALYSIS CVVHDF: CONTINUOUS VENO-VENOUS HEMODIAFILTRATION THE SET IS STERILIZED AND CONSIST OF: AN69 HF HOLLOW FIBER DIALYZER WITH MEMBRANE SURFACE AREA 1.5 M2 PRIMING COLLECTION BAG CONNECTED TO THE END OF BLOOD ACCESS LINE 5 LITTER EFFLUENT BAG WITH DRAINING PORT (SP 354) DIALYSATE INLET LINE EFFLUENT OUTLET LINE ARTERIAL LINE TO FIT PRISMAFLEX MACHINE VENOUS LINE TO FIT PRISMAFLEX MACHINE
8606 | 4216163304200 | DIALYZER HIGH FLUX HOLLOW FIBER MEMBRANE MATERIAL: POLYMETHYLMETHACRYLATE (PMMA) SURFACE AREA 1.6 M2 HIGH ULTRA FILTRATION COEFFICIENT 33ML/HR/MM HG STERILIZED BY GAMMA RADIATION
8607 | 4216163304300 | DIALYZER HIGH FLUX HOLLOW FIBER MEMBRANE MATERIAL: POLYMETHYLMETHACRYLATE (PMMA) SURFACE AREA 1.3 M2 HIGH ULTRA FILTRATION COEFFICIENT 29ML/HR/MM HG STERILIZED BY GAMMA RADIATION
8608 | 4216163400000 | CLEAN CART C (PURIFICATION CARTRIDGE CONTAINING 32 GM OF CITRIC ACID MONOHYDRATE POWDER THAT ENABLES ON - LINE (CLOSE CIRCUIT) OF CITRIC ACID SOLUTION FOR MACHINE DECALCIFICATION/DISINFECTION)
8609 | 4216163400100 | CLEAN CART A (PURIFICATION CARTRIDGE CONTAINING 13 GM OF ANHYDROUS SODIUM CARBONATE POWDER FOR MACHINE CLEANING/DISINFECTION)
8610 | 4216163400200 | PERMACATH PACK COMPLETE TRAY FOR PERMACATH PROCEDURES INCLUDING ; (1) BACK TABLE ; (2) ABSORBENT TOWEL ; (1) SURGICAL GOWN L. SIZE ; (1) SURGICAL GOWN X.L. SIZE ; (1) FEMORAL ANGIO DRAPE ; (4) SYRINGES 20CC ; (1) SYRINGE 10CC YELLOW ; (1) SYRINGE 5CC L/L ; (1) FLOW SWITCH ; (30) GAUZE SWABS 4 IN X4 IN 16 PLY NRXD ; (3) OR CLOTH ; (4) UTILITY DRAPES 15 IN X 26 IN ; (1) NEEDLE COUNTER 20 CT. FM W/MAGNETIC RED ; (1) FLUORO COVER BIG ; (2) TOWEL CLAMPS ; (1) SPINAL NEEDLE 22GA X 3.5 INCH ; (1) NEEDLE 25G X1.5 IN ORANGE ; (1) NEEDLE 21G X 1.5 IN GREEN ; (1) BLUNT FILL NEEDLE W/FILTER ; (1) BOWL 250CC ; (1) BOWL 500CC ; (1) SCALPEL BLADE #11 ; (1) MOSQUITO FORCEPS 5 IN CURVED ; (1) OPERATING SCISSORS BI/SH 5 INCH STRAIGHT ; (1) NEEDLE HOLDER 6 IN STRAIGHT ; (1) TISSUE FORCEPS 1X2 TEETH STRAIGHT 5 INCH ; (1) LARGE DRAPE
8611 | 4216163500700 | BICARBONATE CARTRIDGE 650 GM WELL SEALED EASILY FIXED HORIZONTALLY TO THE PORT THROUGH TWO LIP SEALS FOR FRESENIUS 5008 HEMODIALYSIS MACHINE AND FRESENIUS 4008 CLASSIC HEMODIALYSIS MACHINE OR EQUIVALENT
8612 | 4216163500800 | BICARBONATE CARTRIDGE 650 GM WELL SEALED EASILY PERFORATED AND FITTED WITH FRESENIUS HEMODIALYSIS MACHINE 4008 S OR EQUIVALENT
8613 | 4216163500900 | BICARBONATE CARTRIDGE 650 GM WELL SEALED EASILY PERFORATED AND IT SHOULD BE FITTED WITH FILTERS IN BOTH ENDS AND FITTED WITH GAMBRO AND B BRAUN AND OTHER HEMODIALYSIS MACHINES OR EQUIVALENT
8614 | 4216163501000 | BICARBONATE CARTRIDGE 750 GM WELL SEALED EASILY PERFORATED AND FITTED WITH FRESENIUS HEMODIALYSIS MACHINE MODEL 4008 S OR EQUIVALENT
8615 | 4216163501100 | BICARBONATE CARTRIDGE 900 GM WELL SEALED EASILY FIXED HORIZONTALLY TO THE PORT THROUGH TWO LIP SEALS FOR FRESENIUS 5008 HEMODIALYSIS MACHINE AND FRESENIUS 4008 CLASSIC HEMODIALYSIS MACHINE OR EQUIVALENT
8616 | 4216163501300 | MOBILE HEMODIALYSIS CARTRIDGE FOR PEDIATRIC WITH INJECTION PORT COMPATIBLE FOR NXSTAGE MACHINE OR EQUIVALENT
8617 | 4216163501400 | BICARBONATE CARTRIDGE AND SODIUM CHLORIDE CARTRIDGE FOR PREPARATION OF DIALYSIS FLUID COMPATIBLE WITH GAMBRO AK 200 OR EQUIVALENT ULTRA HEMODIALYSIS MACHINE BOTH CARTRIDGES ARE PACKED TOGETHER IN POLYETHYLENE BAG AND CONSIST OF ONE SODIUM BICARBONATE 720 GM CARTRIDGE
8618 | 4216163501500 | BICARBONATE CARTRIDGE 650 GM WELL SEALED EASILY FIXED HORIZONTALLY TO THE PORT THROUGH TWO LIP COMPATIBLE WITH FRESENIUS 4008S OR 4008 CLASSIC HEMODIALYSIS MACHINE OR EQUIVALENT
8619 | 4216163501600 | BICARBONATE CARTRIDGE 650 GM WELL SEALED EASILY FIXED HORIZONTALLY TO THE PORT THROUGH TWO LIP COMPATIBLE WITH FRESENIUS 5008 HEMODIALYSIS MACHINE OR EQUIVALENT
8620 | 4216163501700 | BICARBONATE CARTRIDGE 750 GM WELL SEALED EASILY FIXED HORIZONTALLY TO THE PORT THROUGH TWO LIP COMPATIBLE WITH FRESENIUS 4008S OR 4008 CLASSIC HEMODIALYSIS MACHINE OR EQUIVALENT
8621 | 4216163501800 | BICARBONATE CARTRIDGE 900 GM WELL SEALED EASILY FIXED HORIZONTALLY TO THE PORT THROUGH TWO LIP COMPATIBLE WITH FRESENIUS 5008 OR 6008 HEMODIALYSIS MACHINE OR EQUIVALENT
8622 | 4216165901400 | RD HEMODIALYSIS ACID CONCENTRATE FOR BICARBONATE DIALYSIS FORMULA (FF2) AFTER DILUTING 1 LITER CONCENTRATE WITH 34 LITERS OF WATER THE FOLLOWING CONCENTRATIONS OF IONS/LITER ARE OBTAINED: NA 103 MMOL ACETATE 2.97 CA 1.5 MMOL CL 108 MMOL MG 0.5 MMOL DEXTROSE 1.1 GM/L MMOL K 1 MMOL WITH AN OSMOLARITY OF 223 MOSM/L 5 LITERS/PLASTIC CONTAINER
8623 | 4216165902700 | HEMODIALYSIS CATHETER INTERNAL JUGULAR SHORT TERM CURVED SHAFT 12 F 15 CM
8624 | 4216165902800 | HEMODIALYSIS CATHETER SHORT TERM FEMORAL STRAIGHT SHAFT 12 F 20 CM
8625 | 4216165902900 | TUBE EXTENSION FOR PERITONEAL DIALYSIS CATHETER COMPATIBLE WITH BAXTER MACHINE OR EQUIVALENT
8626 | 4216165903000 | CATHETER KIT TRIPLE - LUMEN ACUTE HIGH PRESSURE 12 FR (4.0 MM) X 20 CM CURVED EXTENSIONS STERILE
8627 | 4216165903100 | CATHETERIZATION SET FOR HEMODIALYSIS TWO-LUMEN SHORT TERM 14 FRENCH X 20 CM WITH BLUE FLEXTIP CURVED CATHETER FOR HIGH VOLUME INFUSIONS STERILE
8628 | 4216165903200 | CATHETER FOR PERITONEAL DIALYSIS 25-30 CM STRAIGHT 2 CUFFS PEDIATRIC
8629 | 4216165903300 | CATHETER FOR PERITONEAL DIALYSIS 32 CM PEDIATRIC COILED 2 CUFFS
8630 | 4216165903400 | CATHETER HEMODIALYSIS KIT 10 FR X 12 CM SHORT TERM
8631 | 4216165903600 | CATHETER HEMODIALYSIS KIT 11.5 FRENCH X 15 CM SHORT TERM CURVED
8632 | 4216165903700 | CATHETER HEMODIALYSIS KIT 12.5 FR X 15 CM LONG TERM FOR PEDIATRIC PATIENTS
8633 | 4216165903900 | CATHETER HEMODIALYSIS KIT STRAIGHT 12 FRENCH X 15 CM SHORT TERM
8634 | 4216165904000 | CATHETER HEMODIALYSIS KIT 11.5 FRENCH X 20 CM STRAIGHT TIP SHORT TERM
8635 | 4216165904100 | CATHETER HEMODIALYSIS KIT 13 FRENCH X 15 CM CURVED TRIPLE LUMEN SHORT TERM
8636 | 4216165904200 | CATHETER HEMODIALYSIS KIT 13 FR X 20 CM STRAIGHT TRIPLE LUMEN
8637 | 4216165904300 | CATHETER HEMODIALYSIS KIT STRAIGHT 8 FRENCH X 11 - 12 CM SHORT TERM
8638 | 4216165904500 | CATHETER HEMODIALYSIS KIT 9 FRENCH X 15 CM SHORT TERM
8639 | 4216165904600 | CATHETER HEMODIALYSIS SILICONE KIT 10 FRENCH X (12 CM FROM TIP TO CUFF) LONG TERM
8640 | 4216165904800 | CATHETER HEMODIALYSIS SILICONE KIT 10 FRENCH X 21-25 CM (18 CM TIP TO CUFF) LONG TERM
8641 | 4216165904900 | CATHETER HEMODIALYSIS SILICONE KIT 10 FRENCH X 24-28 CM (20 CM TIP TO CUFF) LONG TERM
8642 | 4216165905000 | CATHETER HEMODIALYSIS KIT 11.5 FRENCH X 24 CM STRAIGHT SHORT TERM
8643 | 4216165905200 | CATHETER HEMODIALYSIS SILICONE KIT 12.5 FR X 13CM TIP TO CUFF LONG TERM
8644 | 4216165905300 | CATHETER HEMODIALYSIS SILICONE KIT 12.5 FRENCH X 24-28 CM (19 CM TIP TO CUFF) LONG TERM
8645 | 4216165905400 | CATHETER HEMODIALYSIS SILICONE KIT 12 FR X 20 CM TIP TO CUFF LONG TERM
8646 | 4216165905500 | CATHETER HEMODIALYSIS SILICONE KIT 12.5 FRENCH X 23 - 27 CM TIP TO CUFF LONG TERM
8647 | 4216165905700 | CATHETER HEMODIALYSIS SILICONE KIT 12.5 FRENCH X 29 - 35 CM TIP TO CUFF LONG TERM
8648 | 4216165906100 | CATHETER HEMODIALYSIS SILICONE KIT 14.5 FRENCH X 19 CM TIP TO CUFF LONG TERM
8649 | 4216165906200 | CATHETER HEMODIALYSIS SILICONE KIT 14.5 FRENCH X 23 CM TIP TO CUFF LONG TERM
8650 | 4216165906300 | CATHETER HEMODIALYSIS SILICONE KIT 14.5 FRENCH X 35 CM TIP TO CUFF LONG TERM
8651 | 4216165906400 | CATHETER HEMODIALYSIS SILICONE KIT 14 FR X 23 CM TIP TO CUFF LONG TERM
8652 | 4216165906500 | CATHETER HEMODIALYSIS SILICONE KIT 14.5FR X 28 CM TIP TO CUFF LONG TERM
8653 | 4216165906600 | CATHETER HEMODIALYSIS SILICONE KIT 14.5 FR X 33 CM TIP TO CUFF LONG TERM
8654 | 4216165906800 | CATHETER HEMODIALYSIS SILICONE KIT 14.5 FRENCH X 42 CM TIP TO CUFF LONG TERM
8655 | 4216165907000 | CATHETER HEMODIALYSIS SILICONE KIT STRAIGHT 6 - 6.5 FRENCH X 7 - 9 CM SHORT TERM
8656 | 4216165907200 | CATHETER HEMODIALYSIS SILICONE KIT 8 FR X 10 CM SHORT TERM
8657 | 4216165907600 | CATHETER HEMODIALYSIS SILICONE KIT 8 FRENCH X 24 - 26 CM LONG TERM
8658 | 4216165907800 | CATHETER HEMODIALYSIS SILICONE KIT 9 FR X 18 CM LONG TERM
8659 | 4216165910400 | CATHETER PERMANENT JUGULAR VEIN DUAL LUMEN FOR ADULT CONSISTS OF: PERMANENT DUAL LUMEN CATHETER ATTACHED TO Y CONNECTOR WITH FEMALE LUER LOCK ADAPTER WITH DACRON FELT CUFF 14.5 FRENCH 19CM FROM THE TIP TO CUFF SYMMETRIC-TIP FLOW RATES 300 ML/MT RECIRCULATION 5 % OR LESS J-STRAIGHT 0.038 INCH GUIDEWIRE SHEATH DILATOR TUNNELING STYLET INTRODUCER NEEDLE AND 10 CC LUER LOCK SYRINGE DISPOSABLE STERILE
8660 | 4216165910500 | CATHETER PERMANENT JUGULAR VEIN DUAL LUMEN FOR ADULT CONSISTS OF: PERMANENT DUAL LUMEN CATHETER ATTACHED TO Y CONNECTOR WITH FEMALE LUER LOCK ADAPTER WITH DACRON FELT CUFF 14.5 FRENCH 23 CM FROM TIP TO CUFF SYMMETRIC-TIP FLOW RATES 300 ML/MT RECIRCULATION 5 % OR LESS J-STRAIGHT 0.038 INCH GUIDEWIRE SHEATH DILATOR TUNNELING STYLET INTRODUCER NEEDLE AND 10 CC LUER LOCK SYRINGE DISPOSABLE STERILE
8661 | 4216165910600 | CATHETER PERMANENT FEMORAL VEIN DUAL LUMEN FOR ADULT CONSISTS OF: PERMANENT DUAL LUMEN CATHETER ATTACHED TO Y CONNECTOR WITH FEMALE LUER LOCK ADAPTER WITH DACRON FELT CUFF 15.5 FRENCH 50-55 CM FROM TIP TO CUFF SYMMETRIC-TIP FLOW RATES 300 ML/MT RECIRCULATION 5 % OR LESS J-STRAIGHT 0.038 INCH GUIDEWIRE SHEATH DILATOR TUNNELING STYLET INTRODUCER NEEDLE AND 10 CC LUER LOCK SYRINGE DISPOSABLE STERILE
8662 | 4216165910700 | CATHETER PERMANENT FEMORAL VEIN DUAL LUMEN FOR ADULT CONSISTS OF: PERMANENT DUAL LUMEN CATHETER ATTACHED TO Y CONNECTOR WITH FEMALE LUER LOCK ADAPTER WITH DACRON FELT CUFF 14.5 FRENCH 28 CM FROM TIP TO CUFF SYMMETRIC-TIP FLOW RATES 300 ML/MT RECIRCULATION 5 % OR LESS J-STRAIGHT 0.038 INCH GUIDEWIRE SHEATH DILATOR TUNNELING STYLET INTRODUCER NEEDLE AND 10 CC LUER LOCK SYRINGE DISPOSABLE STERILE
8663 | 4216165910800 | CATHETER PERMANENT JUGULAR VEIN FOR ADULT CONSISTING OF: DUAL LUMEN EFFECTIVE LENGTH ROTATING POLYURETHANE AND CLEAR SILICONE EXTENSION TUBES TERMINATING WITH END CAPS (15.5 FR X 50 CM FROM TIP TO CUFF) GUIDEWIRE SHEATH DILATOR TUNNELING STYLET INTRODUCER NEEDLE AND 10 CC LUER LOCK SYRINGE SCALPEL DISPOSABLE STERILE
8664 | 4216165910900 | CATHETER SHORT-TERM JUGULAR VEIN FOR CHILDREN CONSISTING OF: DUAL LUMEN SILICONE RUBBER CATHETER AND CLEAR SILICONE EXTENSION TUBES TERMINATING WITH END CAPS (7 FR X 7 CM) GUIDEWIRE SHEATH DILATOR INTRODUCER NEEDLE AND 5 CC LUER LOCK SYRINGE DISPOSABLE STERILE
8665 | 4216165911000 | CATHETER SHORT-TERM JUGULAR VEIN FOR CHILDREN CONSISTING OF: DUAL LUMEN SILICONE RUBBER CATHETER AND CLEAR SILICONE EXTENSION TUBES TERMINATING WITH END CAPS (7 FR X 10 CM) GUIDEWIRE SHEATH DILATOR INTRODUCER NEEDLE AND 5 CC LUER LOCK SYRINGE DISPOSABLE STERILE
8666 | 4216165911100 | CATHETER SHORT-TERM JUGULAR VEIN FOR CHILDREN CONSISTING OF: DUAL LUMEN SILICONE RUBBER CATHETER AND CLEAR SILICONE EXTENSION TUBES TERMINATING WITH END CAPS (9 FR X 10- 12 CM) GUIDEWIRE SHEATH DILATOR INTRODUCER NEEDLE AND 5 CC LUER LOCK SYRINGE DISPOSABLE STERILE
8667 | 4216165911200 | CATHETER SHORT-TERM JUGULAR VEIN FOR CHILDREN CONSISTING OF: DUAL LUMEN SILICONE RUBBER CATHETER AND CLEAR SILICONE EXTENSION TUBES TERMINATING WITH END CAPS (11 FR X 12 CM) GUIDEWIRE SHEATH DILATOR INTRODUCER NEEDLE AND 5 CC LUER LOCK SYRINGE DISPOSABLE STERILE
8668 | 4216165911300 | CATHETER SHORT-TERM JUGULAR VEIN FOR ADULT CONSISTING OF: DUAL LUMEN POLYURETHANE CATHETER AND CLEAR SILICONE RUBBER EXTENSION THE OUTER PART IS CURVED AND DIRECTED DOWNWARDS TO THE JUGULAR VEIN TUBES TERMINATING WITH END CAPS (11.5 FR X 15-16 CM) GUIDEWIRE SHEATH DILATOR INTRODUCER NEEDLE AND 5 CC LUER LOCK SYRINGE DISPOSABLE STERILE
8669 | 4216166100000 | HEMODIALYSIS DRAINAGE BAG 2 LITERS
8670 | 4216166100200 | ADAPTER BIOFINE LOCKING TO CONNECT BETWEEN THE INNER AND OUTER CATHETER REMAIN PERMANENT
8671 | 4216166100300 | HEMOFILTRATION SET FOR MULTIFILTRATE PRO KIT 1000 CVVHDF COMPATIBLE WITH (FRESENIUS) OR EQUIVALENT EACH SET ALLOWS ANY OF FOLLOWING RENAL REPLACEMENT THERAPIES TO BE PERFORMED AT TIME: (SCUF) SLOW CONTINUOUS ULTRAFILTRATION (CVVH) CONTINUOUS VENOVENOUS HEMOFILTRATION (CVVHD) CONTINUOUS VENOVENOUS HEMODIALYSIS (CVVHDF) CONTINUOUS VENOVENOUS HEMODIAFILTRATION THE SET IS COMPOSED OF: A FILTER MADE OF POLYSULFONE AV600S ULTRAFLUX MEMBRANE SURFACE AREA 1.8 M2 MULTIBIC SOLUTION 4.5 LITER FOR EVERY KIT TO PROVIDE 4 BAGS OF MULTIBIC PRIMING COLLECTION BAG CONNECTED TO THE END OF ACCESS VENOUS LINE FILTRATE BAG 10 LITERS WITH 2 DRAINAGE BAGS IN EACH KIT DIALYSATE INLET LINE EFFLUENT OUTLET LINE ARTERIAL LINE TO FIT MULTIFILTRATE PRO MACHINE VENOUS LINE TO FIT MULTIFILTRATE PRO MACHINE SUBSTITUTE SYSTEM MULTIFILTRATE
8672 | 4216166100400 | HEMOFILTRATION SET FOR MULTIFILTRATE PRO KIT CI-CA 1000 HDF COMPATIBLE WITH(FRESENIUS) OR EQUIVALENT EACH SET ALLOWS ANY OF FOLLOWING RENAL REPLACEMENT THERAPIES TO BE PERFORMED AT TIME: (SCUF) SLOW CONTINUOUS ULTRAFILTRATION (CVVH) CONTINUOUS VENOVENOUS HEMOFILTRATION (CVVHD) CONTINUOUS VENOVENOUS HEMODIALYSIS (CVVHDF) CONTINUOUS VENOVENOUS HEMODIAFILTRATION THE SET IS COMPOSED OF: A FILTER MADE OF POLYSULFONE AV600S ULTRAFLUX MEMBRANE SURFACE AREA 1.8 M2 CI-CA DIALYSATE K2 SOLUTION 4.5 LITER FOR EVERY KIT TO PROVIDE 4 BAGS OF CI-CA DIALYSATE K4 SOLUTION PRIMING COLLECTION BAG CONNECTED TO THE END OF ACCESS VENOUS LINE FILTRATE BAG 10 LITERS WITH 2 DRAINAGE BAGS IN EACH KIT DIALYSATE INLET LINE EFFLUENT OUTLET LINE ARTERIAL LINE TO FIT MULTIFILTRATE PRO MACHINE VENOUS LINE TO FIT MULTIFILTRATE PRO MACHINE SUBSTITUTE SYSTEM MULTIFILTRATE
8673 | 4216166100500 | HEMOFILTRATION SET FOR MULTIFILTRATE PRO KIT CI-CA 1000 HD COMPATIBLE WITH (FRESENIUS) OR EQUIVALENT EACH SET ALLOWS ANY OF FOLLOWING RENAL REPLACEMENT THERAPIES TO BE PERFORMED AT TIME: (SCUF) SLOW CONTINUOUS ULTRAFILTRATION (CVVH) CONTINUOUS VENOVENOUS HEMOFILTRATION (CVVHD) CONTINUOUS VENOVENOUS HEMODIALYSIS (CVVHDF) CONTINUOUS VENOVENOUS HEMODIAFILTRATION THE SET IS COMPOSED OF: A FILTER MADE OF POLYSULFONE AV600S ULTRAFLUX MEMBRANE SURFACE AREA 1.8M2 CI-CA DIALYSATE K2 SOLUTION 4.5 LITER FOR EVERY KIT TO PROVIDE 4 BAGS OF CI-CA DIALYSATE K4 SOLUTION PRIMING COLLECTION BAG CONNECTED TO THE END OF ACCESS VENOUS LINE FILTRATE BAG 10 LITERS WITH 2 DRAINAGE BAGS IN EACH KIT DIALYSATE INLET LINE EFFLUENT OUTLET LINE ARTERIAL LINE TO FIT MULTIFILTRATE PRO MACHINE VENOUS LINE TO FIT MULTIFILTRATE PRO MACHINE SUBSTITUTE SYSTEM MULTIFILTRATE
8674 | 4216166100600 | HEMOFILTRATION SET FOR MULTIFILTRATE PRO KIT CI-CA HD EMIC2 COMPATIBLE WITH (FRESENIUS) OR EQUIVALENT EACH SET ALLOWS ANY OF FOLLOWING RENAL REPLACEMENT THERAPIES TO BE PERFORMED AT TIME: (SCUF) SLOW CONTINUOUS ULTRAFILTRATION (CVVH) CONTINUOUS VENOVENOUS HEMOFILTRATION (CVVHD) CONTINUOUS VENOVENOUS HEMODIALYSIS (CVVHDF) CONTINUOUS VENOVENOUS HEMODIAFILTRATION THE SET IS COMPOSED OF: A FILTER MADE OF POLYSULFONE AV600S ULTRAFLUX MEMBRANE SURFACE AREA 1.8M2 CI-CA DIALYSATE K2 SOLUTION 4.5 LITER FOR EVERY KIT TO PROVIDE 4 BAGS OF CI-CA DIALYSATE K4 SOLUTION PRIMING COLLECTION BAG CONNECTED TO THE END OF ACCESS VENOUS LINE FILTRATE BAG 10 LITERS WITH 2 DRAINAGE BAGS IN EACH KIT DIALYSATE INLET LINE EFFLUENT OUTLET LINE ARTERIAL LINE TO FIT MULTIFILTRATE PRO MACHINE VENOUS LINE TO FIT MULTIFILTRATE PRO MACHINE SUBSTITUTE SYSTEM MULTIFILTRATE
8675 | 4216170100000 | ULTRA FILTER FOR BACTERIA AND ENDOTOXIN RETENTION TO BE USED WITH FRESENIUS HEMODIALYSIS MACHINES OR EQUIVALENT FOR ONLINE PREPARATION OF DIALYSATE FOR HEMODIAFILTRATION
8676 | 4216170100200 | HEMOFILTRATION SET FOR PRISMA M100 SET (HOSPITAL) OR EQUIVALENT HIGH VOLUME: EACH SET ALLOWS ANY OR RENAL REPLACEMENT THERAPIES TO BE PERFORMED AT TIME: SCUF: SLOW CONTINUOUS ULTRAFILTRATION CVVH : CONTINUOUS VENOVENOUS HEMOFILTRATION CVVHD: CONTINUOUS VENOVENOUS HEMODIALYSIS CVVHDF: CONTINUOUS VENOVENOUS HEMODIAFILTRATION THIS SET CONSISTS OF: A FILTER MADE OF AN 69 MEMBRANE SURFACE AREA 0.9 M2 HEMOSOL BE SOLUTION 2 LITERS FOR EVERY SET M 100 TO PROVIDE 6 BAGS OF HEMOSOL BO PRIMING COLLECTION BAG CONNECTED TO THE END OF ACCESS LINE A - 5 LITER EFFLUENT BAG WITH DRAINAGE PORT (SP 354) DIALYSATE INLET LINE EFFLUENT OUTLET LINE ARTERIAL LINE TO FIT PRISMA MACHINE VENOUS LINE TO FIT PRISMA MACHINE
8677 | 4216170100300 | HEMOFILTRATION SET FOR MULTIFILTRATE KIT 3 CVVHD 600 FOR FRESENIUS MULTIFILTRATE MACHINES OR EQUIVALENT ALLOW RENAL REPLACEMENT THERAPY CVVHD: CONTINUOUS VENO - VENOUS HEMODIALYSIS INCLUDE: ULTRAFLUX AV 600 S HEMOFILTER STEAM STERILIZED WITH 1.4 M2 SURFACE AREA DIALYSATE SYSTEM WITH INTEGRATED HEATER BAG HEPARIN SYRINGE 50 ML
8678 | 4216170100500 | BLOOD LINE FOR FRESENIUS MACHINE 2008/4008 OR EQUIVALENT DOUBLE NEEDLE CONSISTING OF: ARTERIAL LINE PVC MEDICAL GRADE ONE WITH: MALE LUER LOCK TO FIT WITH FISTULA NEEDLE INFUSION CANNULA WITH SPIKE AND PROTECTOR CAP LINE CLAMP INJECTION PORT PRESSURE MONITORING LINE WITH TRANSDUCER PROTECTOR PUMP SEGMENT LENGTH NOT LESS THAN 350 MM HEPARIN LINE POST PUMP ARTERIAL CHAMBER VENOUS LINE PVC MEDICAL GRADE ONE WITH: FEMALE LUER LOCK TO FIT WITH DIALYZER DRIP CHAMBER WITH FILTER LEVEL LINE PRESSURE MONITORING LINE WITH TRANSDUCER PROTECTOR INJECTION PORT LINE CLAMP MALE LUER LOCK TO FIT WITH FISTULA NEEDLE DRAINAGE BAG VENOUS BUBBLE TRAP 22 MM STERILIZATION METHOD:ETO OR STEAM OR GAMMA RADIATION BYPASS CONNECTOR DISPOSABLE STERILE
8679 | 4216170100600 | ULTRA FILTER FOR RETENTION OF BACTERIA AND ENDOTOXIN IN HEMOFILTRATION AND HEMODIAFILTRATION TREATMENT WITH GAMBRO AK 96 AND ARTIS HEMODIALYSIS MACHINES U 9000 S OR EQUIVALENT FILTER WITH SURFACE AREA 2.1 M 2 STERILIZATION BY STEAM OR GAMMA IRRADIATION DISPOSABLE
8680 | 4216170100700 | HEMOFILTRATION SET FOR MULTIFILTRATE KIT 4 CVVHDF 600 FOR FRESENIUS MULTIFILTRATE MACHINES OR EQUIVALENT ALLOW RENAL REPLACEMENT THERAPY CVVHDF : CONTINUOUS VENO - VENOUS HEMODIAFILTRATION INCLUDE: ULTRAFLUX AV 600 S HEMOFILTE STEAM STERILIZED WITH 1.4 M2 SURFACE AREA SUBSTITUTE SYSTEM WITH INTEGRATED HEATER BAG DIALYSATE SYSTEM WITH INTEGRATED HEATER BAG HEPARIN SYRINGE 50 ML
8681 | 4216170100900 | HEMOFILTRATION SET FOR MULTIFILTRATE KIT 1 CVVH 400 (FRESENIUS) OR EQUIVALENT EACH SET ALLOWS ANY OF FOLLOWING RENAL REPLACEMENT THERAPIES TO BE PERFORMED AT TIME: (SCUF) SLOW CONTINUOUS ULTRAFILTRATION (CVVH) CONTINUOUS VENOVENOUS HEMOFILTRATION (CVVHD) CONTINUOUS VENOVENOUS HEMODIALYSIS (CVVHDF) CONTINUOUS VENOVENOUS HEMODIAFILTRATION. THE SET IS COMPOSED OF: A FILTER MADE OF POLYSULFONE AV400S ULTRAFLUX MEMBRANE SURFACE AREA 0.7 M2 MULIBIC SOLUTION 4.5 LITER FOR EVERY KIT 1 TO PROVIDE 2 BAGS OF MULTIBIC PRIMING COLLECTION BAG CONNECTED TO THE END OF ACCESS LINE FILTRATE BAG 10 LITERS WITH DRAINAGE PORT DIALYSATE INLET LINE EFFLUENT OUTLET LINE ARTERIAL LINE TO FIT MULTIFILTRATE MACHINE VENOUS LINE TO FIT MULTIFILTRATE MACHINE SUBSTITUTE SYSTEM MULTIFILTRATE
8682 | 4216170101000 | HEMOFILTRATION KIT FOR CONTINUOUS VENO - VENOUS HEMOFILTRATION FOR AQUARIUS PLATINUM MACHINE (CRRT) CONTAINS: ADULT STANDARD LINE SET FOR AQUARIUS MACHINE (EXTRACORPOREAL VOLUME= 100 ML) WITH HEATER BAG FOUR PRESSURE SENSORS VENOUS CHAMBER BLD CHAMBER AND DEGASSING CHAMBER ALL INTEGRATED PRECONNECTED AND SUITABLE TO USE FOR SCUF. CVVH CVVHD CVVHDF TPE AND HEMOPERFUSION LUER LOCK CONNECTION HEMOFILTER SURFACE AREA= 1.9 M 2 GLYCERINE FREE MAXIMUM TMP= 600 MMHG PRIMING VOLUME= 109 ML LUER UF PORTS SUITABLE FOR SCUF CVVH CVVHD CVVHDF MATERIAL POLYETHER SULFONE. E.T.O STERILIZED BICARBONATE SOLUTION (4 BAGS)
8683 | 4216170101500 | HEMOFILTRATION SET FOR PRISMAFLEX M 100 SET OR EQUIVALENT FOR PRISMAFLEX MACHINES EACH SET ALLOWS ANY OR RENAL REPLACEMENT THERAPIES TO BE PERFORMED AT TIME: SCUF: SLOW CONTINUES ULTRAFILTRATION CVVH: CONTINUOUS VENO - VENOUS HEMOFILTRATION CVVHD: CONTINUOUS VENO - VENOUS HEMODIALYSIS CVVHDF: CONTINUOUS VENO - VENOUS HEMODIAFILTRATION THE SET IS STERILIZED AND CONSIST OF: AN69 HF HOLLOW FIBER DIALYZER WITH MEMBRANE SURFACE AREA 0.9 M2 PRIMING COLLECTION BAG CONNECTED TO THE END OF BLOOD ACCESS LINE 5 LITTER EFFLUENT BAG WITH DRAINING PORT (SP 354) DIALYSATE INLET LINE EFFLUENT OUTLET LINE ARTERIAL LINE TO FIT PRISMAFLEX MACHINE VENOUS LINE TO FIT PRISMAFLEX MACHINE
8684 | 4216170102000 | ULTRA FILTER FOR RETENTION OF BACTERIA AND ENDOTOXIN IN HEMOFILTRATION AND HEMODIAFILTRATION TREATMENT WITH GAMBRO AK 200 SERIES HEMODIALYSIS MACHINES U 8000 S OR EQUIVALENT FILTER WITH SURFACE AREA 2.1 M 2 STERILIZATION BY GAMMA IRRADIATION DISPOSABLE
8685 | 4216170102200 | ULTRA HDF LINE FOR HEMODIALYSIS ARTISET GAMBRO OR EQUIVALENT DISPOSABLE STERILE
8686 | 4216170102400 | HEMOFILTRATION SESSION FOR CONTINUOUS VENO-VENOUS HEMOFILTRATION FOR AQUARIUS PLATINUM MACHINE (CRRT) CONTAINS: ADULT STANDARD LINE SET FOR AQUARIUS MACHINE (EXTRACORPOREAL VOLUME=100ML) WITH HEATER BAG FOUR PRESSURE SENSORS VENOUS CHAMBER BLD CHAMBER AND DEGASSING CHAMBER ALL INTEGRATED PRECONNECTED AND SUITABLE TO USE FOR SCUF. CVVH CVVHD CVVHDF TPE AND HEMOPERFUSION LUER LOCK CONNECTION HEMOFILTER SURFACE AREA= 1.2 M2 GLYCERINE FREE MAXIMUM TMP= 600 MMHG PRIMING VOLUME= 73 ML LUER UF PORTS SUITABLE FOR SCUF CVVH CVVHD CVVHDF MATERIAL POLYETHER SULFONE E.T.O STERILIZED BICARBONATE SOLUTION (4 BAGS)
8687 | 4216170102500 | HEMOFILTRATION SESSION FOR CONTINUOUS VENO-VENOUS HEMOFILTRATION FOR AQUARIUS PLATINUM MACHINE (CRRT) PEDIATRIC KIT 03 CONTAINS: ADULT STANDARD LINE SET FOR AQUARIUS MACHINE (EXTRACORPOREAL VOLUME = 61ML) WITH HEATER BAG FOUR PRESSURE SENSORS VENOUS CHAMBER BLD CHAMBER AND DEGASSING CHAMBER ALL INTEGRATED PRECONNECTED AND SUITABLE TO USE FOR SCUF. CVVH CVVHD CVVHDF TPE AND HEMOPERFUSION LUER LOCK CONNECTION HEMOFILTER SURFACE AREA 0.3 M2 GLYCERINE FREE MAXIMUM TMP 600 MMHG PRIMING VOLUME 32ML LUER UF PORTS SUITABLE FOR SCUF CVVH CVVHD CVVHDF MATERIAL POLYETHERSULFONE. E.T.O STERILIZED BICARBONATE SOLUTION (4 BAGS)
8688 | 4216170102600 | HEMOFILTRATION SET FOR PEDIATRIC HEMODIALYSIS DIAPACT MACHINE OR EQUIVALENT (THERAPIES: CVVH CVVHD CVVHDF HF HD HFD) THE SET CONSISTS OF: HEMOFILTER ARTERIAL AND VENOUS LINES DIALYSATE / SUBSTITUTION LINE EFFLUENT / ULTRAFILTRATE LINE COLLECTING AND HEATING BAG
8689 | 4216170102700 | HEMOFILTRATION SET FOR ADULT HEMOFILTRATION HEMODIALYSIS DIAPACT MACHINE OR EQUIVALENT (THERAPIES: CVVH CVVHD CVVHFD HF HD HFD) INCLUDES THE FOLLOWING: ARTERIAL LINE VENOUS LINE DIALYSATE / SUBSTITUTION LINE EFFLUENT / ULTRAFILTRATE LINE COLLECTING BAG
8690 | 4216170102800 | HEMOFILTRATION SESSION FOR PRISMAFLEX M 60 SET OR EQUIVALENT (HOSPAL) LOW VOLUME EACH SET ALLOWS ANY OR RENAL REPLACEMENT THERAPIES TO BE PERFORMED AT TIME: CSUF: SLOW CONTINUOUS ULTRAFILTRATION CVVH: CONTINUOUS VENOVENOUS HEMOFILTRATION CVVHD: CONTINUOUS VENOVENOUS HEMODIALYSIS CVVH: CONTINUOUS VENOVENOUS HEMODIALYSIS CVVHDF: CONTINUOUS VENOVENOUS HEMODIAFILTRATION THIS SET CONSISTS OF A FILTER MADE OF A 69 MEMBRANE SURFACE AREA 0.6 M2 HEMOSOL BE SOLUTION 2 LITERS FOR EVERY SET RN 60 TO PROVIDE 2 BAGS OF HEMOSOL B0 PRIMING COLLECTION BAG CONNECTED TO THE END OF ACCESS LINE A- 5 LITER EFFLUENT BAG WITH DRAINAGE PORT (SP 354) DIALYSATE INLET LINE EFFLUENT OUTLET LINE ARTERIAL LINE TO FIT PRISMA MACHINE VENOUS LINE TO FIT PRISMA MACHINE
8691 | 4216170102900 | HEMOFILTRATION SET FOR PRISMAFLEX TPE 2000 SET FOR PRISMAFLEX MACHINES OR EQUIVALENT EACH SET ALLOWS THERAPEUTIC PLASMA EXCHANGE TO BE PERFORMED THE SET IS STERILIZED AND CONSIST OF: POLYPROPYLENE HOLLOW FIBER PLASMA FILTER BLOOD ACCESS LINE BLOOD RETURN LINE EFFLUENT OUTLET LINE A REPLACEMENT SOLUTION LINE A PRE BLOOD PUMP LINE AN ANTICOAGULANT LINE
8692 | 4216170103000 | HEMOFILTRATION SET FOR MULTIFILTRATE KIT 16 MPS (MEMBRANE PLASMA SEPARATION) FRESENIUS OR EQUIVALENT THE KIT INCLUDES: PLASMA FILTER STEAM-STERILIZED 0.6 M2 SURFACE AREA FRESENIUS PLASAMSULFONE MEMBRANE PREASSEMBLED MULTIFILTRATE CASSETTE WITH ARTERIAL VENOUS AND FILTRATE SYSTEM SUBSTITUTE SYSTEM FOR MULTIFILTRATE WITH TWO INTEGRATED HEATER BAGS FILTRATE COLLECTION BAG WITH DRAINING 10 L COCK MALE LUER-LOCK CONNECTOR CONNECTION OF BAGS WITH SEPTUM TO HF TUBING SYSTEM
8693 | 4216170103100 | HEMOFILTER FOR BACTERIA AND ENDOTOXIN RETENTION TO BE USED WITH NIKKISO HEMODIALYSIS MACHINES OR EQUIVALENT FOR ONLINE PREPARATION OF DIALYSATE FOR HEMODIAFILTRATION (SHOULD BE COMPATIBLE WITH EACH HOSPITAL STANDARD MACHINE)
8694 | 4216170103600 | PLASMA EXCHANGE SESSION KIT COMPATIBLE WITH FRESENIUS OR EQUIVALENT THE KIT INCLUDES: PLASMA FILTER STEAM-STERILIZED 0.6 M2 OR 0.3 M2 SURFACE AREA COMPATIBLE WITH FRESENIUS POLYSULFONE MEMBRANE OR EQUIVALENT PREASSEMBLED MULTIFILTRATE CASSETTE WITH ARTERIAL VENOUS AND FILTRATE SYSTEM SUBSTITUTE SYSTEM FOR MULTIFILTRATE WITH TWO INTEGRATED HEATER BAGS FILTRATE COLLECTION BAG WITH DRAINING 10 L COCK MALE LUER-LOCK CONNECTOR CONNECTION OF BAGS WITH SEPTUM TO HF TUBING SYSTEM DRESSING PACK NORMAL SALINE 0.09% SODIUM CHLORIDE 2 L (1 EACH IS EQUIVALENT TO KIT)
8695 | 4216170103700 | PEDIATRIC CONTINUOUS RENAL REPLACEMENT THERAPY SESSION CVVHDF EACH SET ALLOWS ANY OF FOLLOWING RENAL REPLACEMENT THERAPIES TO BE PERFORMED AT TIME: (SCUF) SLOW CONTINUOUS ULTRAFILTRATION (CVVH) CONTINUOUS VENOVENOUS HEMOFILTRATION (CVVHD) CONTINUOUS VENOVENOUS HEMODIALYSIS (CVVHDF) CONTINUOUS VENOVENOUS HEMODIAFILTRATION THE SET IS COMPOSED OF: HIGH FLUX FILTER MEMBRANE SURFACE AREA 0.5 - 0.9M2 SOLUTION WITH AVAILABILITY OF DIFFERENT CONCENTRATIONS K 0 MMOL/L 1 MMOL/L 2 MMOL/L 3 MMOL/L 4 MMOL/L WILL BE ON DEMAND WITH DIFFERENT CALCIUM CONCENTRATIONS 1.25 MMOL/L 1.5 MMOL/L 1.75 MMOL/L WILL BE ON DEMAND WITH GLUCOSE BASED OR GLUCOSE FREE WILL BE ON DEMAND 4.5 OR 5.0 LITER FOR EVERY KIT TO PROVIDE 4 BAGS PRIMING COLLECTION BAG CONNECTED TO THE END OF ACCESS VENOUS LINE FILTRATE BAG 10 LITERS WITH 2 DRAINAGE BAGS IN EACH KIT DIALYSATE INLET LINE EFFLUENT OUTLET LINE. (1 EACH IS EQUIVALENT TO KIT)
8696 | 4216170103800 | HEMOFILTER FOR BACTERIA AND ENDOTOXIN RETENTION TO BE USED WITH B BRAUN HEMODIALYSIS MACHINES OR EQUIVALENT FOR ONLINE PREPARATION OF DIALYSATE FOR HEMODIAFILTRATION
8697 | 4216170200300 | HEMOFILTRATION SET FOR MULTIFILTRATE KIT 4 CVVHDF 600 (FRESENIUS) OR EQUIVALENT EACH SET ALLOWS ANY OF FOLLOWING RENAL REPLACEMENT THERAPIES TO BE PERFORMED AT TIME: (SCUF) SLOW CONTINUOUS ULTRAFILTRATION (CVVH) CONTINUOUS VENOVENOUS HEMOFILTRATION (CVVHD) CONTINUOUS VENOVENOUS HEMODIALYSIS (CVVHDF) CONTINUOUS VENOVENOUS HEMODIAFILTRATION THE SET IS COMPOSED OF: A FILTER MADE OF POLYSULFONE AV600S ULTRAFLUX MEMBRANE SURFACE AREA 1.4 M2 MULTIBIC SOLUTION 4.5 LITER FOR EVERY KIT TO PROVIDE 4 BAGS OF MULTIBIC PRIMING COLLECTION BAG CONNECTED TO THE END OF ACCESS VENOUS LINE FILTRATE BAG 10 LITERS WITH 2 DRAINAGE BAGS IN EACH KIT DIALYSATE INLET LINE EFFLUENT OUTLET LINE ARTERIAL LINE TO FIT MULTIFILTRATE MACHINE VENOUS LINE TO FIT MULTIFILTRATE MACHINE SUBSTITUTE SYSTEM MULTIFILTRATE
8698 | 4216170200400 | DRAIN - BAG FOR CRRT 10L MALE CONNECTION
8699 | 4216170200500 | DRAIN - BAG FOR CRRT 5L
8700 | 4216170200800 | ADULT CONTINUOUS RENAL REPLACEMENT THERAPY SESSION CVVHDF EACH SET ALLOWS ANY OF FOLLOWING RENAL REPLACEMENT THERAPIES TO BE PERFORMED AT TIME: (SCUF) SLOW CONTINUOUS ULTRAFILTRATION (CVVH) CONTINUOUS VENOVENOUS HEMOFILTRATION (CVVHD) CONTINUOUS VENOVENOUS HEMODIALYSIS (CVVHDF) CONTINUOUS VENOVENOUS HEMODIAFILTRATION THE SET IS COMPOSED OF: HIGH FLUX FILTER MEMBRANE SURFACE AREA 1.0 - 1.6M2 SOLUTION WITH AVAILABILITY OF DIFFERENT CONCENTRATIONS K 0 MMOL/L 1 MMOL/L 2 MMOL/L 3 MMOL/L 4 MMOL/L WILL BE ON DEMAND WITH DIFFERENT CALCIUM CONCENTRATIONS 1.25 MMOL/L 1.5 MMOL/L 1.75 MMOL/L WILL BE ON DEMAND WITH GLUCOSE BASED OR GLUCOSE FREE WILL BE ON DEMAND 4.5 OR 5.0 LITER FOR EVERY KIT TO PROVIDE 10 BAGS PRIMING COLLECTION BAG CONNECTED TO THE END OF ACCESS VENOUS LINE FILTRATE BAG 10 LITERS WITH 2 DRAINAGE BAGS IN EACH KIT DIALYSATE INLET LINE EFFLUENT OUTLET LINE. (1 EACH IS EQUIVALENT TO PK)
8701 | 4216170200900 | TIP STRAIGHT TIP UNIVERSAL
8702 | 4216170201000 | TIP SUPERLONG STRAIGHT TIP UNIVERSAL
8703 | 4216180000200 | SET CRRT PRISMAFLEX HF20 OR EQUIVALENT FOR NEONATES EACH SET ALLOWS ANY OR RENAL REPLACEMENT THERAPIES TO BE PERFORMED AT TIME: SCUF: SLOW CONTINUOUS ULTRAFILTRATION CVVH: CONTINUOUS VENOVENOUS HEMOFILTRATION CVVHD:CONTINUOUS VENOVENOUS HEMODIALYSIS CVVHDF: CONTINUOUS VENOVENOUS HEMODIAFILTRATION SET CONSIST OF PRECONNECTED LINES AND FILTER: A FILTER MADE PAES HOLLOW FIBER: POLYARYLETHERSULFONE MEMBRANE SURFACE AREA 0.2 M 2 BLOOD VOLUME IN SET 60 ML PRIMING COLLECTION BAG CONNECTED TO THE END OF ACCESS LINE DIALYSATE INLET LINE EFFLUENT OUTLET LINE ARTERIAL LINE TO FIT PRISMA MACHINE VENOUS LINE TO FIT PRISMA MACHINE
8704 | 4216180001800 | SET 0.8 M 2 FOR CRRT MACHINE FULLY PRE - CONNECTED OMNI SET INCLUDING (HEMOFILTER BLOOD LINE FILTRATE LINE SUBSTITUTION LINE DIALYSATE LINE ULTRAFILTRATION BAG AND HEATING BAG) FOR EASY AND FASTEST SET READY TO USE AUTOMATIC AIR ELIMINATION UP TO 60 ML WITHOUT INTERFERENCE 7 LITERS ULTRAFILTRATION BAG WITH DRAINAGE PORT (DOWN SIDE) BARCODED ONE SET PROVIDES FULL FLEXIBILITY BY SUPPORTING ALL THERAPIES: SCUF CVVH CVVHD CVVHDF PRE - POST PRE/POST POST/POST
8705 | 4216180001900 | SET 1.2 M 2 FOR CRRT MACHINE FULLY PRE - CONNECTED OMNI SET INCLUDING (HEMOFILTER BLOOD LINE FILTRATE LINE SUBSTITUTION LINE DIALYSATE LINE ULTRAFILTRATION BAG AND HEATING BAG) FOR EASY AND FASTEST SET READY TO USE AUTOMATIC AIR ELIMINATION UP TO 60 ML WITHOUT INTERFERENCE 7 LITERS ULTRAFILTRATION BAG WITH DRAINAGE PORT (DOWN SIDE) BARCODED AUTOMATIC AIR ELIMINATION UP TO 60 ML WITHOUT INTERFERENCE
8706 | 4216180002000 | SET 1.6 M 2 FOR CRRT MACHINE FULLY PRE - CONNECTED OMNI SET INCLUDING (HEMOFILTER BLOOD LINE FILTRATE LINE SUBSTITUTION LINE DIALYSATE LINE ULTRAFILTRATION BAG AND HEATING BAG) FOR EASY AND FASTEST SET READY TO USE AUTOMATIC AIR ELIMINATION UP TO 60 ML WITHOUT INTERFERENCE 7 LITERS ULTRAFILTRATION BAG WITH DRAINAGE PORT (DOWN SIDE) BARCODED ONE SET PROVIDES FULL FLEXIBILITY BY SUPPORTING ALL THERAPIES: SCUF CVVH CVVHD CVVHDF PRE - POST PRE/POST POST/POST
8707 | 4216180002100 | SOLUTION FOR CRRT CITRATE
8708 | 4216180300000 | HEMOFILTRATION SET FOR MULTIFILTRATE KIT 8 CVVHDF 1000 COMPATIBLE WITH (FRESENIUS) OR EQUIVALENT EACH SET ALLOWS ANY OF FOLLOWING RENAL REPLACEMENT THERAPIES TO BE PERFORMED AT TIME: (SCUF) SLOW CONTINUOUS ULTRAFILTRATION (CVVH) CONTINUOUS VENOVENOUS HEMOFILTRATION (CVVHD) CONTINUOUS VENOVENOUS HEMODIALYSIS (CVVHDF) CONTINUOUS VENOVENOUS HEMODIAFILTRATION THE SET IS COMPOSED OF: A FILTER MADE OF POLYSULFONE AV600S ULTRAFLUX MEMBRANE SURFACE AREA 1.8 M2 PRIMING COLLECTION BAG CONNECTED TO THE END OF ACCESS VENOUS LINE FILTRATE BAG 10 LITERS WITH 2 DRAINAGE BAGS IN EACH KIT DIALYSATE INLET LINE EFFLUENT OUTLET LINE ARTERIAL LINE TO FIT MULTIFILTRATE MACHINE VENOUS LINE TO FIT MULTIFILTRATE MACHINE SUBSTITUTE SYSTEM MULTIFILTRATE
8709 | 4217180000000 | NIBP CABLE 2 M LENGTH COMPATIBLE WITH TECHNO MAP MONITOR OR EQUIVALENT REUSABLE
8710 | 4217180101400 | MASK LARYNGEAL AIRWAY MANAGEMENT DISPOSABLE LATEX FREE/STERILE SIZE: 1.5
8711 | 4217180101600 | MASK LARYNGEAL AIRWAY MANAGEMENT DISPOSABLE LATEX FREE/STERILE SIZE: 2.5
8712 | 4217180101700 | MASK LARYNGEAL SIZE 3.0 AIRWAY LATEX FREE DISPOSABLE STERILE
8713 | 4217180101800 | MASK LARYNGEAL SIZE 4.0 AIRWAY LATEX FREE DISPOSABLE STERILE
8714 | 4217180102000 | MASK LARYNGEAL AIRWAY MANAGEMENT DISPOSABLE LATEX FREE/STERILE SIZE: 1.0
8715 | 4217180102300 | AIRWAY OROPHARYNGEAL MAINTAINING OPEN AIRWAY DISPOSABLE PLASTIC PURPLE STERILE/LATEX FREE SIZE: #6 LENGTH: 12.0CM
8716 | 4217180102400 | AIRWAY LARYNGEAL MASK LATEX FREE DISPOSABLE STERILE SIZE 2
8717 | 4217180102500 | MASK LARYNGEAL SIZE 5.0 AIRWAY LATEX FREE DISPOSABLE STERILE
8718 | 4217190000000 | BAGS TPN EVA SPECIFICATIONS OF: STERILE ETHYL VINYL ACETATE (EVA) AG INJECTION PART PP (POLYPROPYLENE AND PVC (POLY VINYL CHLORIDE) FEMA LE CONNECTOR WITH EXTRA CAP ABS (ACRYLONITRILE BUTADIENE STYRENE) NON- LATEX INJECTION PORT NO PHTHALATE NUMBER OF PORT ADD PORT FILLING -PORT AND GIVING PORT 6-LATEX FREE NON-DEHP PVC FREE TRANSPARENT BAG SIZE: (1000 ML)
8719 | 4217190000100 | BAGS TPN EVA SPECIFICATIONS OF: STERILE ETHYL VINYL ACETATE (EVA) AG INJECTION PART PP (POLYPROPYLENE AND PVC (POLY VINYL CHLORIDE) FEMA LE CONNECTOR WITH EXTRA CAP ABS (ACRYLONITRILE BUTADIENE STYRENE) NON - LATEX INJECTION PORT NO PHTHALATE NUMBER OF PORT ADD PORT FILLING - PORT AND GIVING PORT 6 - LATEX FREE NON - DEHP PVC FREE TRANSPARENT BAG SIZE : (250 ML)
8720 | 4217190000200 | BAGS TPN EVA SPECIFICATIONS OF: STERILE ETHYL VINYL ACETATE (EVA) AG INJECTION PART PP (POLYPROPYLENE AND PVC (POLY VINYL CHLORIDE) FEMA LE CONNECTOR WITH EXTRA CAP ABS (ACRYLONITRILE BUTADIENE STYRENE) NON - LATEX INJECTION PORT NO PHTHALATE NUMBER OF PORT ADD PORT FILLING - PORT AND GIVING PORT 6 - LATEX FREE NON - DEHP PVC FREE TRANSPARENT BAG SIZE : 3000 ML
8721 | 4217190000300 | BAGS TPN EVA SPECIFICATIONS OF: STERILE ETHYL VINYL ACETATE (EVA) AG INJECTION PART PP (POLYPROPYLENE AND PVC (POLY VINYL CHLORIDE) FEMA LE CONNECTOR WITH EXTRA CAP ABS (ACRYLONITRILE BUTADIENE STYRENE) NON - LATEX INJECTION PORT NO PHTHALATE NUMBER OF PORT ADD PORT FILLING - PORT AND GIVING PORT 6 - LATEX FREE NON - DEHP PVC FREE TRANSPARENT BAG SIZE : (500 ML)
8722 | 4217192400000 | CASE STERILIZATION FOR THE HIP SCISSORS GRASPERS AND PUNCHES WITH GRAPHIC DESIGN TRAYS
8723 | 4217192400100 | CASE STERILIZATION FOR THE SHOULDER SCISSORS GRASPERS AND PUNCHES WITH GRAPHIC DESIGN TRAYS
8724 | 4217192400200 | CASE STERILIZATION FOR THE SMALL JOINTS SCISSORS GRASPERS AND PUNCHES WITH GRAPHIC DESIGN TRAYS
8725 | 4217210501500 | TRAY LINER MADE OF CELLULOSE FIBERS 80 G TO BE USE UNDER THE SURGICAL TRAY TO ABSORB ANY MOISTURE AFTER THE CYCLE WHITE SIZE 500 X 300 MM.
8726 | 4217210501700 | ELECTRODES ADULT FOR ECG MONITORING NON-INVASIVE PACING DEFIBRILLATION AND SYNCHRONIZED CARDIOVERSION THROUGH ONE SET OF ELECTRODES COMPATIBLE WITH LIFE PACK DEFIBRILLATION OR EQUIVALENT LATEX FREE DISPOSABLE
8727 | 4217210501800 | ELECTRODES PEDIATRIC FOR ECG MONITORING NON-INVASIVE PACING DEFIBRILLATION AND SYNCHRONIZED CARDIOVERSION THROUGH ONE SET OF ELECTRODES COMPATIBLE WITH LIFE PACK DEFIBRILLATION OR EQUIVALENT LATEX FREE DISPOSABLE
8728 | 4218150100000 | DEPRESSOR TONGUE WOODEN WITH SMOOTH EDGES INDIVIDUAL WRAP 15CM (+/- 2CM) DISPOSABLE STERILE
8729 | 4218150100500 | DEVICE SECUREMENT WITH SWIVEL CLAMP FOR LONG TERM GASTRIC FEEDING TUBE
8730 | 4218150100600 | DEPRESSOR FOR TONGUE REGULAR SIZE: 15 CM DISPOSABLE STERILE
8731 | 4218150500000 | SAMPLER ENDOMETRIAL SOFT 3-3.5MM STERILE
8732 | 4218150500400 | ENDOMETRIAL SAMPLING DEVICE LENGTH 25.6 CM O.D 1.95-2 MM DISPOSABLE STERILE
8733 | 4218150500500 | ENDOMETRIAL SAMPLING DEVICE WITH SYRINGE 10 ML STANDARD LENGTH 20-22 CM O.D 2.9-3.1MM DISPOSABLE STERILE
8734 | 4218150800100 | DISINFECTANT WIPE NON-LINTING 11X18CM WITH 2% CHLORHEXIDINE 70% ISOPROPYL ALCOHOL INDIVIDUALLY PACKAGED STERILE NOTE: MSDS SHOULD BE PROVIDED IN SOFT COPY
8735 | 4218154100100 | DOUBLE NEEDLE ELECTRODE 2 CHANNEL SET 12/1500 2.5MM STAINLESS STEEL YELLOW/BLUE+ 5 GREEN SINGLE NEEDLE
8736 | 4218154100200 | DOUBLE NEEDLE ELECTRODE 4 CHANNEL SET 12/1500 4* BLUE-YELLOW-GREY-PURPLE + 4 SINGLE GREEN NEEDLE
8737 | 4218154100900 | ELECTRODE EMG PLATE GROUND DISPOSABLE
8738 | 4218154101000 | NEEDLE ELECTRODE NEEDLE LOW IMPEDANCE COMPLETE WITH OLYMPIC BRAINZ MONITOR (OBM) DISPOSABLE STERILE
8739 | 4218154200300 | ELECTRODE CONCENTRIC NEEDLE EMG 50 XX0.4 X 26G
8740 | 4218154200400 | ELECTRODE CONCENTRIC NEEDLE EMG 75 XX0.4 X 23G
8741 | 4218154200500 | ELECTRODE SURFACE EMG DISPOSABLE
8742 | 4218154200600 | ELECTRODE SURFACE EMG REUSABLE
8743 | 4218154200700 | ALM TUBE I.D. 7.0
8744 | 4218154201200 | ADHESIVE SENSOR 4 SLOT SPECIFICALLY DESIGNED ADHESIVE INTERFACE TO ATTACH TRIGNO SENSORS TO HUMAN SKIN
8745 | 4218154202400 | ELECTRODES SURFACE 4 DISCS WITH LEADS PRE-GELLED FOR EMG AND NCS AND IOM CONNECTION MUST BE UNIVERSAL TO FIT ALL NEUROPHYSIOLOGY MACHINES DISPOSABLE ASSORTED SIZES
8746 | 4218160502000 | BLOOD PRESSURE ADULT CUFF SIZE M DOUBLE TUBE DISPOSABLE
8747 | 4218160503700 | BAG PRESSURE INFUSER 500 CC WITH MANUAL HAND PUMP
8748 | 4218160504200 | CUFF BLOOD PRESSURE SIZE: 27 CM X 35 CM
8749 | 4218160505100 | CUFF BLOOD PRESSURE ONE LUMEN ADULT X LARGE COMPATIBILITY WITH DRAEGER MACHINE REUSABLE
8750 | 4218160505200 | CUFF BLOOD PRESSURE ONE LUMEN SIZE 27 CM X 35 CM REUSABLE COMPATIBILITY WITH GE MACHINE
8751 | 4218160505400 | CUFF NIBP DURA ADULT 23-33CM 2 TUBE NAVY MATED SUBMIN CONNECTOR COMPATIBLE WITH GE MACHINE OR EQUIVALENT REUSABLE
8752 | 4218160505500 | CUFF NIBP DURA ADULT LONG 2 TUBE MATED SUBMIN COMPATIBLE WITH GE MACHINE OR EQUIVALENT REUSABLE
8753 | 4218160505600 | CUFF NIBP DURA ADULT LONG 23-33CM 2 TUBE SUBMIN NAVY REUSABLE COMPATIBLE WITH GE ANESTHESIA MACHINE OR EQUIVALENT
8754 | 4218160505700 | NIBP DURA CUFF CHILD 12-19CM 2 TUBE GREEN MATED SUBMIN COMPATIBLE WITH GE MACHINE OR EQUIVALENT REUSABLE
8755 | 4218160505800 | CUFF NIBP DURA INFANT 8-13CM 2 TUBE SUBMIN ORANGE REUSABLE COMPATIBLE WITH GE ANESTHESIA MACHINE OR EQUIVALENT
8756 | 4218160505900 | CUFF NIBP DURA INFANT 2 TUBE SLIP LUER CONNECTOR COMPATIBLE WITH GE MACHINE OR EQUIVALENT REUSABLE
8757 | 4218160506000 | CUFF NIBP DURA LARGE ADULT 31-40CM 2 TUBE SUBMIN WINE REUSABLE COMPATIBLE WITH GE ANESTHESIA MACHINE OR EQUIVALENT
8758 | 4218160506100 | CUFF NIBP DURA LARGE ADULT 31-40CM 2 TUBE WINE MATED SUBMIN COMPATIBLE WITH GE MACHINE OR EQUIVALENT REUSABLE
8759 | 4218160506200 | CUFF NIBP DURA LARGE ADULT LONG 31-40CM 2 TUBE SUBMIN WINE COMPATIBLE WITH GE ANESTHESIA MACHINE OR EQUIVALENT
8760 | 4218160506300 | CUFF NIBP DURA SMALL ADULT 17-25CM 2 TUBE MATED SUBMIN COMPATIBLE WITH GE MACHINE OR EQUIVALENT REUSABLE
8761 | 4218160506400 | CUFF NIBP DURA SMALL ADULT 17-25CM 2 TUBE COMPATIBLE WITH GE ANESTHESIA MACHINE OR EQUIVALENT
8762 | 4218160506500 | NIBP DURA CUFF TIGHT 2 TUBE BROWN MATED SUBMIN COMPATIBLE WITH GE MACHINE OR EQUIVALENT REUSABLE
8763 | 4218160506600 | CUFF NIBP DURA CHILD 2 TUBE SUBMIN GREEN 12 - 19 CM COMPATIBLE WITH GE ANESTHESIA MACHINE OR EQUIVALENT
8764 | 4218160506700 | CUFF NIBP DURA THIGH 38-50CM 2 TUBE SUBMIN BROWN COMPATIBLE WITH GE ANESTHESIA MACHINE OR EQUIVALENT
8765 | 4218160506800 | NIBP HOSE ADULT MRI COMPATIBLE LENGTH OF HOSE 6M COMPATIBLE WITH GE MONITOR OR EQUIVALENT REUSABLE
8766 | 4218160506900 | CUFF BLOOD PRESSURE MONITORING NIBP/DISPOSABLE LATEX FREE SIZE: LARGE/L/ADULT/40.0CM COMPATIBILITY: DRAGGER PATIENT MONITOR
8767 | 4218160507000 | CUFF BLOOD PRESSURE MONITORING NIBP/DISPOSABLE LATEX FREE SIZE: /LARGE/L+/ADULT/55.0CM COMPATIBILITY: DRAGGER PATIENT MONITOR
8768 | 4218160507100 | CUFF BLOOD PRESSURE MONITORING NIBP/DISPOSABLE LATEX FREE SIZE: ADULT/M/23.0CM-33.0CM COMPATIBILITY: DRAGGER PATIENT MONITOR
8769 | 4218160507200 | CUFF BLOOD PRESSURE MONITORING NIBP/LONG/DISPOSABLE LATEX FREE SIZE: ADULT/M+/23.0CM-33.0CM COMPATIBILITY: DRAGGER PATIENT MONITOR
8770 | 4218160507300 | CUFF BLOOD PRESSURE MONITORING NIBP/ADULT/EXTRA LONG/DISPOSABLE LATEX FREE SIZE: M++ COMPATIBILITY: DRAGGER PATIENT MONITOR
8771 | 4218160507400 | CUFF NIBP XL THIGH 50 CM COMPATIBLE WITH DRAGGER MONITOR OR EQUIVALENT LATEX FREE DISPOSABLE
8772 | 4218160507500 | CUFF NIBP X SMALL COMPATIBLE WITH DRAGGER MONITOR OR EQUIVALENT LATEX FREE DISPOSABLE
8773 | 4218160507700 | NIBP HOSE NEONATAL 2.4 M COMPATIBLE WITH DRAGGER PATIENT MONITOR OR EQUIVALENT LATEX FREE REUSABLE
8774 | 4218160507800 | KIT SILVER SOAKER 12.5 CM EXPANSION 5 ON Q LATEX FREE DISPOSABLE ONE (1) EACH = ONE (1) KIT
8775 | 4218160507900 | KIT EXPANSION DISPOSABLE LATEX FREE INCLUDES: 19.1CM SILVER SOAKER CATHETER ON Q
8776 | 4218160508000 | KIT SILVER SOAKER 6.5 CM EXPANSION 2.5 ON Q LATEX FREE DISPOSABLE ONE (1) EACH = ONE (1) KIT
8777 | 4218160508200 | CUFF NIBP TRULINK SINGLE TUBE NYLON ADULT 23 - 33 CM COMPATIBLE WITH MAQUET ANESTHESIA MACHINE OR EQUIVALENT REUSABLE
8778 | 4218160508300 | CUFF NIBP TRULINK SINGLE TUBE NYLON CHILD 12 - 19 CM COMPATIBLE WITH MAQUET ANESTHESIA MACHINE OR EQUIVALENT REUSABLE
8779 | 4218160509800 | BLOOD PRESSURE ADULT CUFF SIZE L+ SINGLE TUBE DISPOSABLE
8780 | 4218160600000 | HOSE TRU CUFF NEONATAL 275 CM/ 9 FEET COMPATIBLE WITH MAQUET ANESTHESIA MACHINE OR EQUIVALENT REUSABLE
8781 | 4218160600100 | TRU CUFF SINGLE TUBE BLOOD PRESSURE ADULT/PEDIATRIC COMPATIBLE WITH MAQUET ANESTHESIA MACHINE OR EQUIVALENT REUSABLE
8782 | 4218160800500 | CONNECTOR IRRIGATION TUBE FOR ENDOSCOPY
8783 | 4218170200900 | CABLE 10 LEAD ECG COMPATIBLE WITH STRESS TEST SCHILLER OR EQUIVALENT
8784 | 4218170201000 | CABLE 10 LEADS ECG WITH BANANA PLUG TYPE SIZE 2 M SCHILLER
8785 | 4218170201100 | CABLE FOR INTERFACE MODULE FOR ECG COMPATIBLE WITH PHILIPS MONITOR OR EQUIVALENT
8786 | 4218170400000 | CLIPS ALLIGATOR FOR ECG COMPATIBLE WITH IEC PHILIPS OR EQUIVALENT
8787 | 4218170400100 | CLIPS ALLIGATOR FOR TAB ELECTRODE FOR ECG
8788 | 4218170800200 | ELECTRODE FOR ECG. NEWBORN PRE - GELLED PACKED IN ALUMINUM FOIL DISPOSABLE
8789 | 4218170800700 | ECG ELECTRODE (PEDIATRIC) MRI COMPATIBLE
8790 | 4218170800900 | "ELECTRODE FOR ECG MONITORING AND STRESS TEST ADULT PLASTIC PRE GELLED SILVER/SILVER CHLORIDE 40-50 MM DIAMETER STRONG ADHESIVE"
8791 | 4218170801100 | ELECTRODE MAX FOR VESSEL LIGATURE SYSTEM
8792 | 4218170801200 | ELECTRODE RETURN ELECTROSURGERY FOR PATIENT ADULT (42 TO 46 INCH L X 18 TO 20 INCH W) OF WITH VISCOELASTIC POLYMER EASY SET - UP OPTIMUM SAFETY AND NO PLATE SITE BURN NO SHAVING OR SEARCHING FOR AN ADEQUATE PATIENT PAD SITE NO ADHESIVE - RELATED SKIN IRRITATIONS - DUAL CORD LIGHT WEIGHT REUSABLE
8793 | 4218170801300 | ELECTRODE RETURN ELECTROSURGERY FOR PATIENT ADULT (42 TO 46 INCH L X 18 TO 20 INCH W) OF WITH VISCOELASTIC POLYMER EASY SET - UP OPTIMUM SAFETY AND NO PLATE SITE BURN NO SHAVING OR SEARCHING FOR AN ADEQUATE PATIENT PAD SITE NO ADHESIVE - RELATED SKIN IRRITATIONS - SINGLE CORD LIGHT WEIGHT REUSABLE
8794 | 4218171500000 | GEL ECG AND EEG ELECTRODE CONDUCTIVITY
8795 | 4218171500300 | ADHESIVE ELECTRODE PASTE 8-10 OZ CONDUCTIVE
8796 | 4218171500400 | GEL NUPREP TO PREPARE SKIN GENTLE ON SKIN OR EQUIVALENT
8797 | 4218171500500 | CREAM EEG ELECTRODE FOR SLEEP STUDY MACHINE
8798 | 4218172302200 | "PAPER ECG FOR WELCH ALLYN CP100 / CP200 SIZE APPROX. 210 MM X 280 MM"
8799 | 4218172302300 | "PAPER RECORDING ECG FOR EDAN SE-1200 / SE-12 SIZE APPROX. 210 MM X 295 MM"
8800 | 4218172302500 | "PAPER ECG FOR WELCH ALLYN CP50 SIZE APPROX. 114 MM X 70 MM"
8801 | 4218172302600 | "PAPER ECG FOR LIFEPAK 11 / 12 SIZE APPROX. 107 MM X 25 M"
8802 | 4218172303800 | RECORDING PAPER THERMO SENSITIVE Z FOLDED PAPER FOR STRESS TEST ONE (1) EACH = ONE (1) ROL
8803 | 4218172305700 | "PAPER ECG FOR ZOLL X SERIES DEFIBRILLATOR SIZE APPROX. 90 MM X 90 MM"
8804 | 4218172600000 | DEFIBRILLATOR PAD SIZE ADULT AND PEDIATRIC ON DEMAND COMPATIBLE WITH CARDIOLINE MACHINE
8805 | 4218172600100 | DEFIBRILLATOR PAD SIZE ADULT AND PEDIATRIC ON DEMAND COMPATIBLE CORPULS MACHINE
8806 | 4218172600200 | DEFIBRILLATOR PAD SIZE ADULT AND PEDIATRIC ON DEMAND COMPATIBLE FUKUDA DENSHI MACHINE
8807 | 4218172600300 | DEFIBRILLATOR PAD SIZE ADULT AND PEDIATRIC ON DEMAND COMPATIBLE GIMA MACHINE
8808 | 4218172600400 | DEFIBRILLATOR PAD SIZE ADULT AND PEDIATRIC ON DEMAND COMPATIBLE INNOMED MACHINE
8809 | 4218172600500 | DEFIBRILLATOR PAD SIZE ADULT AND PEDIATRIC ON DEMAND COMPATIBLE INSTRAMED MACHINE
8810 | 4218172600600 | DEFIBRILLATOR PAD SIZE ADULT AND PEDIATRIC ON DEMAND COMPATIBLE MEDIANA MACHINE
8811 | 4218172600700 | DEFIBRILLATOR PAD SIZE ADULT AND PEDIATRIC ON DEMAND COMPATIBLE METRAX GMBH MACHINE
8812 | 4218172600800 | DEFIBRILLATOR PAD SIZE ADULT AND PEDIATRIC ON DEMAND COMPATIBLE METSIS MEDICAL MACHINE
8813 | 4218172600900 | DEFIBRILLATOR PAD SIZE ADULT AND PEDIATRIC ON DEMAND COMPATIBLE MINDRAY
8814 | 4218172601000 | DEFIBRILLATOR PAD SIZE ADULT AND PEDIATRIC ON DEMAND COMPATIBLE MWT MEDIZINTECHNIK GMBH MACHINE
8815 | 4218172601100 | DEFIBRILLATOR PAD SIZE ADULT AND PEDIATRIC ON DEMAND COMPATIBLE NIHON KOHDEN MACHINE
8816 | 4218172601200 | DEFIBRILLATOR PAD SIZE ADULT AND PEDIATRIC ON DEMAND COMPATIBLE PHILIPS MACHINE
8817 | 4218172601300 | DEFIBRILLATOR PAD SIZE ADULT AND PEDIATRIC ON DEMAND COMPATIBLE PHYSIO CONTROL MACHINE
8818 | 4218172601400 | DEFIBRILLATOR PAD SIZE ADULT AND PEDIATRIC ON DEMAND COMPATIBLE PRIMEDIC MACHINE
8819 | 4218172601500 | DEFIBRILLATOR PAD SIZE ADULT AND PEDIATRIC ON DEMAND COMPATIBLE PROGETTI MEDICAL MACHINE
8820 | 4218172601600 | DEFIBRILLATOR PAD SIZE ADULT AND PEDIATRIC ON DEMAND COMPATIBLE SCHILLER MEDICAL MACHINE
8821 | 4218172601700 | DEFIBRILLATOR PAD SIZE ADULT AND PEDIATRIC ON DEMAND COMPATIBLE USDEFIB MACHINE
8822 | 4218172601800 | DEFIBRILLATOR PAD SIZE ADULT AND PEDIATRIC ON DEMAND COMPATIBLE ZOLL MACHINE
8823 | 4218180301300 | SENSOR PULSE OXIMETER PRETERM NEONATE LESS THAN 1KG PROBE VELCRO TAPE NON-ADHESIVE HIGH ACCURACY COMPATIBLE WITH MASIMO SYSTEM OR EQUIVALENT DISPOSABLE
8824 | 4218180301400 | SENSOR MONITORING PULSE OXIMETER/PROBE/ADHESIVE TAPE/HIGH ACCURACY/RD SET NEO/DISPOSABLE SIZE: NEONATAL SPO2 AND PULSE MONITORING
8825 | 4218180301600 | SENSOR SATURATION PROBE (FOR PULSE OXIMETER) FINGER TIP ADHESIVE PREMATURE NEONATES DISPOSABLE SHOULD BE COMPATIBLE WITH OXIMAX NELLCOR SYSTEM OR EQUIVALENT
8826 | 4218180301700 | SENSOR SATURATION PROBE (FOR PULSE OXIMETER) FINGER TIP ADHESIVE PEDIATRIC DISPOSABLE SHOULD BE COMPATIBLE WITH OXIMAX NELLCOR SYSTEM OR EQUIVALENT
8827 | 4218180301800 | SENSOR SATURATION PROBE (FOR PULSE OXIMETER) FINGER TIP ADHESIVE ADULT DISPOSABLE SHOULD BE COMPATIBLE WITH OXIMAX NELLCOR SYSTEM OR EQUIVALENT
8828 | 4218180302000 | MEASUREMENT SENSOR FOR TRANSCUTANEOUS PCO2 AND PO2 FOR NEONATAL PEDIATRIC AND ADULT PATIENTS COMPATIBLE WITH SENTEC SYSTEM OR EQUIVALENT
8829 | 4218180303100 | SENSOR PULSE OXIMETER EAR FIT WITH GE PATIENT MONITOR LATEX FREE REUSABLE COMPATIBLE WITH NELLCOR SYSTEM OR EQUIVALENT
8830 | 4218180303900 | SENSOR SPO2 FINGER LONG CABLE NOT LESS THAN 2.5M FOR ADULT REUSABLE COMPATIBLE WITH NELLCOR SYSTEM OR EQUIVALENT
8831 | 4218180304600 | SENSOR SPO2 MONITORING DISPOSABLE/MRI COMPATIBILITY: PHILIPS MONITOR
8832 | 4218180304700 | SENSOR PULSE OXIMETER NEONATAL LESS THAN 3KG PROBE ADHESIVE TAPE HIGH ACCURACY PERFUSION NUMBER PULSE RATE DISPOSABLE REPLACEMENT TAPES WITH CCHD SCREENING TEST SHOULD BE COMPATIBLE WITH MASIMO SYSTEM OR EQUIVALENT
8833 | 4218180304800 | PULSE OXIMETER SENSOR PROBE RUBBER SENSOR FOR USE WITH NEONATES WITH HIGH ACCURACY IN CRITICAL AND CHALLENGING CASES. CAN BE USED FOR CCHD SCREENING TEST. REPLACEMENT TAPES CAN BE USED COMPATIBLE WITH MASIMO SYSTEM OR EQUIVALENT REUSABLE SIZE NEWBORN
8834 | 4218180304900 | PULSE OXIMETER SENSOR PROBE ADHESIVE TAPE FOR USE WITH NEONATES WITH HIGH ACCURACY IN CRITICAL AND CHALLENGING CASES. CAN BE USED FOR CCHD SCREENING TEST. REPLACEMENT TAPES CAN BE USED. COMPATIBLE WITH MASIMO SYSTEM OR EQUIVALENT DISPOSABLE. SIZE NEWBORN
8835 | 4218180400000 | PROBE CLIP REUSABLE FOR SLEEP STUDY MACHINE COMPATIBLE WITH MASIMO LNCS DCI FOR ALICE 6 OR EQUIVALENT
8836 | 4218180400100 | PROBE SOFT LNCS MASIMO DBI FOR SLEEP STUDY MACHINE ADULT REUSABLE COMPATIBLE WITH ALICE 6 AND 5 OR EQUIVALENT
8837 | 4218180500000 | "TRANSDUCER FOR OXIMETER NEONATAL PRESSURE LINE 30CC FLOW WITH 35CM USE WITH CARDIAC MONITOR STERILE"
8838 | 4218190010000 | SENSOR CEREBRAL OXIMETRY NON INVASIVE FOR ADULT SHOULD BE COMPATIBLE WITH INVOS 5100 DEVICE OR EQUIVALENT
8839 | 4218190800400 | SET INTRAUTERINE INSEMINATION CURVED TIP WITH STAINLESS STEEL INNER CANNULA 5-5.5 FR 20 CM LENGTH
8840 | 4218190800500 | SET IRRIGATION CYSTOSCOPY SINGLE SPIKE WIDE BORE TUBING STERILE
8841 | 4218190800700 | SET IRRIGATION T.U.R. Y-TYPE NON-VENTED FOR T.U.R AND POSTOPERATIVE IRRIGATION PROCEDURES NOT LESS THAN 200 CM LENGTH STERILE
8842 | 4218190800800 | SET MIXING GRAVITY 3-WAY FILLING WITH BAG 1000 ML PARENTERAL NUTRITION DISPOSABLE STERILE
8843 | 4218191500000 | TUBING PRESSURE MONITORING TUBING MALE - FEMALE PRESSURE LINE 24 INCH DISPOSABLE STERILE
8844 | 4218191500400 | TRANSILLUMINATOR LED LIGHT VEIN LOCATOR
8845 | 4218191700300 | SENSOR CEREBRAL OXIMETRY NON INVASIVE FOR NEONATAL SHOULD BE COMPATIBLE WITH INVOS 5100 DEVICE OR EQUIVALENT
8846 | 4218191700500 | NEEDLE ELECTRODE PTFE COATED LENGTH 70 MM STERILE
8847 | 4218191700600 | NEEDLE ELITE SHARP OR EQUIVALENT PLASTIC INJECTION
8848 | 4218191700700 | NEEDLE FILTER BLUNT 5 MICRON 18 G X 1 - 1/2 INCH
8849 | 4218191800300 | KIT VOLUME VIEW INCLUDES: SPECIAL FEMORAL ARTERIAL LINE WITH A SPECIAL THERMISTOR AT THE TIP/SINGLE PRESSURE TRANSDUCER/SPECIAL SENSOR/MEASURES THROUGH TRANSPULMONARY THERMODILUTION TO MEASURE EVLW-GEF-GEDI-PVPI/ON PULSE CONTOUR ANALYSIS TO MEASURE CO-CI-SV-SVV-SVI-MAP-SVR-SVRI-ABP DIA: 5.0FR LENGTH: 84.0INCH COMPATIBILITY: EDWARDS EV1000 DEVICE
8850 | 4218191800400 | MINIMAL INVASIVE SENSOR WITH 84 INCH 210-215 CM FOR CARDIAC OUTPUT HEMODYNAMIC MEASUREMENT AND EARLY HYPOTENSION PREDICTION COMPATIBLE WITH HEMISPHERE ADVANCED MONITOR COMPATIBLE WITH EDWARDS MONITOR OR EQUIVALENT
8851 | 4218192001700 | SET INTRA - ABDOMINAL PRESSURE COMPLETE (IAP MONITORING DEVICE MUST BE PROVIDED FREE OF CHARGE) AUTO VALVE 20 ML 3 RING SYRINGE WITH PROTECTIVE SILICONE SLAVE DOUBLE CHECK VALVE TUBING AND SPIKE FOR STERILE BAG CONNECTION INFUSION AND PRESSURE TRANSDUCER TUBING ZEROING STOPCOCK STERILE DRAPE LATEX FREE DISPOSABLE STERILE
8852 | 4218192001900 | QUICK SETUP FOR MEASUREMENT OF CARDIAC OUTPUT WITH A PULMONARY ARTERY CATHETER‏ USE WITH SWAN GANZ
8853 | 4218192300000 | WIRELESS SENSOR ADULT NEONATAL TO MEASURE (SPO2 PR PVI PI RR) HIGH ACCURACY RD SET ABLE TO USE IN HOME CARE AND HOSPITALS COMPATIBLE WITH MASIMO SYSTEM OR EQUIVALENT
8854 | 4218192300100 | WEARABLE WIRELESS SENSOR TO MEASURE BODY TEMPERATURE AND RESPIRATORY RATE CONNECTED THROUGH BLUETOOTH ABLE TO USE IN HOME CARE AND HOSPITALS
8855 | 4218200700300 | BULB EXTRACTOR FOR STANDARD RECHARGEABLE OTOSCOPE OR EQUIVALENT
8856 | 4218200800000 | CLIP-ON HANDLE FOR LEICA MICROSCOPE 6 PIECES REUSABLE
8857 | 4218201200300 | SPECULUM HARTMANN NASAL SPECULUM FOR CHILDREN LENGTH 13 CM
8858 | 4218201200400 | SPECULUM HARTMANN NASAL FOR ADULTS LENGTH 13 CM
8859 | 4218201300100 | SPECULUM CUSCO VAGINAL INDIVIDUALLY PACKED SIZE: MEDIUM DISPOSABLE
8860 | 4218201300700 | SPECULUM VAGINAL MEDIUM PUSH PULL TYPE DISPOSABLE
8861 | 4218201300800 | SPETZLER BARRACUDA LARGE DIAMETER L4.6 INCH (11.7 CM)
8862 | 4218201300900 | SPLINT CARDBOARD 28 - 32 CM DISPOSABLE
8863 | 4218201301000 | SPLINT CARDBOARD 45 - 48 CM DISPOSABLE
8864 | 4218201301100 | SPLINT CARDBOARD 60 - 65 CM DISPOSABLE
8865 | 4218201302200 | SET VAGINAL SPECULUM DILATION KRISTELLER STAINLESS STEEL SIZE: 90.0MM X 36.0MM (PAIR) REUSABLE
8866 | 4218201303200 | SET VAGINAL SPECULUM DILATION KRISTELLER STAINLESS STEEL SIZE: 110MM X 36.0MM (PAIR) REUSABLE
8867 | 4218201303700 | SPECULUM CUSCO VAGINAL INDIVIDUALLY PACKED SIZE: SMALL WITH BUILT IN LIGHT SOURCE DISPOSABLE
8868 | 4218201303800 | SPECULUM CUSCO VAGINAL INDIVIDUALLY PACKED SIZE: LARGE WITH BUILT IN LIGHT SOURCE DISPOSABLE
8869 | 4218201500300 | SPECULA OTOSCOPE FIBER OPTIC DIAGNOSTIC STYLE 2.75 MM FOR WELCH ALLYN DISPOSABLE
8870 | 4218201500400 | PILLOW CASE NON - WOVEN FABRIC 20 X 30 INCH APPROXIMATELY DISPOSABLE
8871 | 4218201500500 | SPECULA OTOSCOPE FIBER OPTIC DIAGNOSTIC STYLE 4.25 MM FOR WELCH ALLYN DISPOSABLE
8872 | 4218201501700 | SPECULA OTOSCOPE FOR PEDIATRIC COMPATIBLE WITH END USER EQUIPMENT
8873 | 4218201501900 | SPECULA EAR ADULT VIDEO OTOSCOPE SIZE 4 DISPOSABLE OR EQUIVALENT
8874 | 4218201700000 | OTOSCOPE SPECULA FOR ADULT COMPATIBLE WITH END USER EQUIPMENT
8875 | 4218201700200 | PROBE METALLIC EAR WITH FINE TIP
8876 | 4218201700400 | PROBE METALLIC EAR WITH RING TIP
8877 | 4218210300000 | "STETHOSCOPE LIGHT WEIGHT FOR COMFORT REMARKABLY DURABLE YELLOW TUBING OVERALL LENGTH NOT MORE THAN 35 INCH INDIVIDUALLY PACKAGED IN A SEALED POLY BAG DISPOSABLE"
8878 | 4218220500500 | COVER PROBE FOR THERMOMETER ELECTRONIC SHOULD BE COMPATIBLE WITH WELCH ALLYN DISPOSABLE
8879 | 4218220500600 | COVER PROBE SOFT SPOTS NON - IRRITATING SELF ADHERING URETHANE FOAM CUSHIONED DISC
8880 | 4218220501100 | PROBE SLIMLINE 365 OR EQUIVALENT DUAL LENGTH REUSABLE BLUE JACKET 58 MM 1.75 FR
8881 | 4218220501200 | PROBE TEMPERATURE FOR ESOPHAGEAL OR RECTAL FOR INTRAVASCULAR TEMPERATURE MANAGEMENT MACHINE DISPOSABLE STERILE
8882 | 4218220501300 | PROBE TEMPERATURE WATER
8883 | 4218220501400 | COVER PLASTIC FOR ELECTRONIC THERMOMETER PROBE ONE ELECTRONIC THERMOMETER PER 10000 PROBE MUST BE PROVIDED FREE OF CHARGE
8884 | 4218220900100 | PROBE TEMPERATURE RECTAL PEDIATRIC LENGTH NOT LESS THAN 1.6M DISPOSABLE (SHOULD BE COMPATIBLE WITH DRAEGER MACHINE OR EQUIVALENT )
8885 | 4218220900200 | PROBE TEMPERATURE RECTAL ADULT LENGTH NOT LESS THAN 3M DISPOSABLE (SHOULD BE COMPATIBLE WITH DRAEGER MACHINE OR EQUIVALENT )
8886 | 4218221400100 | PROBE TEMPERATURE ORAL/NASAL 12 FR DISPOSABLE (EACH CENTER SHOULD BE COMPATIBLE WITH THEIR MACHINE)
8887 | 4218221400200 | TEMPERATURE PROBE-NEONATE DRAEGER INCUBATOR TO MAINTAIN NTE IN THE DRAEGER INCUBATOR AND CONTROL BABIES TEMPERATURE THE DRAEGER INCUBATOR TEMPERATURE PROBE MUST BE USED OR THE BED WILL FAIL TO DO ITS JOB HAS DECLARATION OF COMPATIBILITY CERTIFICATE WITH DRAEGER DEVICES DEHP FREE
8888 | 4218231600000 | ELECTRODE ELECTRICAL FOR AUDITORY BRAINSTEM RESPONSE FOR OPEN SYSTEM
8889 | 4218231600100 | ELECTRODE PRE GELLED FOR AUDITORY BRAINSTEM RESPONSE
8890 | 4218231600300 | ELECTRODE JUMPER CABLE FOR MULTICHANNEL EVOKED POTENTIALS COMPATIBLE WITH END USER EQUIPMENT
8891 | 4218232600500 | SENSOR HYDROGEL FOR NEONATAL COMPATIBLE WITH OLYMPIC BRAINZ MONITOR (OBM) DISPOSABLE
8892 | 4218232600600 | SENSOR HYDROGEL FOR NEONATAL COMPATIBLE WITH CFM MONITORING OR EQUIVALENT DISPOSABLE STERILE
8893 | 4218232600700 | CAP ELECTROENCEPHALOGRAM (EEG) FOR ADULT
8894 | 4218232600800 | CAP ELECTROENCEPHALOGRAM (EEG) FOR PEDIATRIC
8895 | 4218232601000 | ELECTRODE SURFACE EEG DISPOSABLE
8896 | 4218240000200 | NEWBORN HEARING SCREENING SET : EARPHONES SENSORS BABY PREPARATION GUIDE COMPATIBLE WITH ALGO (NATUS) HEARING SCREENING SYSTEM D = ISPOSABLE STERILE.
8897 | 4218240000800 | BATTERY RECHARGEABLE FOR HANDHELD IMPEDANCE AND HEARING SCREENER COMPATIBLE WITH END USER EQUIPMENT
8898 | 4218240000900 | CABLE ALLIGATOR CLIP FOR ELECTRODES DIFFERENT COLORS DIFFERENT SIZES AS REQUESTED BY ENDUSER
8899 | 4218240001000 | CABLE B71/81 BONE CONDUCTOR REPLACEMENT DIFFERENT LENGTH AS REQUESTED BY END USER
8900 | 4218240001100 | CABLE BUTTON FOR ELECTRODES DIFFERENT COLORS DIFFERENT SIZES AS REQUESTED BY END USER
8901 | 4218240001200 | CABLE CONTRALATERAL FOR ACOUSTIC REFLEXES COMPATIBLE WITH END USER EQUIPMENT DIFFERENT LENGTH
8902 | 4218240001300 | CABLE EXTENSION CABLE FOR HANDHELD IMPEDANCE AND OTOACOUSTIC EMISSIONS (OAE) COMPATIBLE WITH END USER EQUIPMENT
8903 | 4218240001400 | CABLE IP30 INSERT EARPHONE REPLACEMENT DIFFERENT LENGTH AS REQUESTED BY END USER
8904 | 4218240001500 | CABLE PINCH CLIP FOR ELECTRODES DIFFERENT COLORS DIFFERENT SIZES AS REQUESTED BY END USER
8905 | 4218240001600 | CABLE SHORT EXTENSION PROBE CABLE FOR HANDHELD HEARING SCREENER INCLUDING CALIBRATION
8906 | 4218240001700 | CABLE TDH39/DD45 REPLACEMENT DIFFERENT LENGTH AS REQUESTED BY END USER
8907 | 4218240001800 | CRADLE FITTINGS AND RETAINING PLATE INCLUDED FOR HANDHELD IMPEDANCE AND HEARING SCREENER COMPATIBLE WITH END USER EQUIPMENT
8908 | 4218240001900 | EARCUP FOR IP30 STEREO ID HEADSET DISPOSABLE COMPATIBLE WITH END USER EQUIPMENT
8909 | 4218240002000 | FOAM PAD FOR CONTRALATERAL HEADSET DISPOSABLE
8910 | 4218240002100 | FOAM FOR IMPRESSION PADS DIFFERENT SIZES AS REQUESTED BY END USER
8911 | 4218240002200 | INSERT EARPHONE IP30 CONTRA FOR ACOUSTIC REFLEXES WITH MINIJACK INCLUDING CALIBRATION DIFFERENT LENGTH COMPATIBLE WITH END USER EQUIPMENT
8912 | 4218240002300 | INSERT EARPHONE IP30 STEREO FOR AUDITORY BRAINSTEM RESPONSE (ABR) INCLUDING CALIBRATION COMPATIBLE WITH END USER EQUIPMENT DIFFERENT LENGTH
8913 | 4218240002400 | MICROPHONE TEST BOX REFERENCE FOR HEARING AID VERIFICATION
8914 | 4218240002500 | MIXING TRAY WITH DOSING SCALE FOR IMPRESSION MATERIAL MIXING
8915 | 4218240002600 | PREAMPLIFIER FOR DIAGNOSTIC EVOKED POTENTIALS COMPATIBLE WITH END USER EQUIPMENT
8916 | 4218240002700 | PREAMPLIFIER FOR HANDHELD HEARING SCREENER COMPATIBLE WITH END USER EQUIPMENT
8917 | 4218240002800 | PROBE COUPLER FOR DISTORTION PRODUCT OTOACOUSTIC EMISSIONS (DPOAE) COMPATIBLE WITH END USER EQUIPMENT
8918 | 4218240002900 | PROBE COUPLER FOR TRANSIENT EVOKED OTOACOUSTIC EMISSIONS (TEOAE) COMPATIBLE WITH END USER EQUIPMENT
8919 | 4218240003000 | PROBE DOCK WITH TWO PROBE MICROPHONES FOR REAL EAR MEASUREMENT
8920 | 4218240003100 | PROBE OTOACOUSTIC EMISSIONS (OAE) COMPATIBLE WITH END USER EQUIPMENT
8921 | 4218240003200 | PROBE SERVICEABLE FOR DISTORTION PRODUCT AND TRANSIENT EVOKED OTOACOUSTIC EMISSIONS (DP+TE OAE) COMPATIBLE WITH END USER EQUIPMENT
8922 | 4218240003300 | PROBE SERVICEABLE FOR TRANSIENT EVOKED OTOACOUSTIC EMISSIONS (TEOAE) COMPATIBLE WITH END USER EQUIPMENT
8923 | 4218240003400 | TEST CAVITY FOR EVOKED POTENTIAL AND OTOACOUSTIC EMISSION CABLES COMPATIBLE WITH END USER EQUIPMENT
8924 | 4218240003500 | TRANSDUCER REAL EAR MEASUREMENT COMPATIBLE WITH END USER EQUIPMENT
8925 | 4218240500700 | NEWBORN HEARING SCREENING SET : EARPHONES SENSORS BABY PREPARATION GUIDE COMPATIBLE WITH (GSI) HEARING SCREENING SYSTEM DISPOSABLE STERILE.
8926 | 4218240900100 | HEARING AID BEHIND-THE-EAR WIRELESS 16 CHANNELS OR MORE FOR SEVERE HEARING LOSS PEDIATRIC (TAMPER PROOF INDICATOR LIGHT) AND ADULT PLATFORMS INTEGRATED RECEIVER TO DIRECTLY CONNECT TO ROGER WIRELESS SYSTEMS OR PROVIDE NEEDED REQUIREMENT FOR CONNECTION. IP68 OR HIGHER MAXIMUM GAIN/OUTPUT OF 83/143 DB SPL IN EAR STIMULATION (AS A MINIMUM) • FREQUENCY RANGE OF 100-5100 HZ (AS A MINIMUM) • BATTERY SIZE 312 OR 13 OR RECHARGEABLE TO BE ORDERED BASED ON END USER REQUEST/NEED HAS THE ABILITY TO BE FIT AS OPEN-FIT HEARING AID WITH TUBE AND DOME. COMPATIBLE WITH CROS.
8927 | 4218240900200 | HEARING AID BEHIND-THE-EAR WIRELESS 12 CHANNEL OR MORE FOR MILD TO MODERATE HEARING LOSS PEDIATRIC (TAMPER PROOF INDICATOR LIGHT) AND ADULT PLATFORMS WITH SLIM TUBE/DOME FITTING OPTION INTEGRATED RECEIVER FOR DIRECT CONNECTIVITY TO ROGER WIRELESS SYSTEMS OR PROVIDE NEEDED REQUIREMENTS FOR CONNECTION IP68 OR HIGHER TINNITUS OPTIONS MAXIMUM GAIN/OUTPUT OF 132 DB (EAR SIMULATOR) OR HIGHER BATTERY SIZE 13 OR 312 OR RECHARGEABLE TO BE ORDERED BASED ON END USER REQUEST/NEED. COMPATIBLE WITH CROS.
8928 | 4218240900400 | HEARING AID BEHIND-THE-EAR WIRELESS 12 CHANNEL OR MORE ULTRA-POWER FOR SEVERE TO PROFOUND HEARING LOSS PEDIATRIC (TAMPER PROOF INDICATOR LIGHT) AND ADULT PLATFORMS INTEGRATED RECEIVER FOR DIRECT CONNECTIVITY TO ROGER WIRELESS SYSTEMS OR PROVIDE NEEDED REQUIREMENTS FOR CONNECTION IP68 OR HIGHER MAXIMUM GAIN/OUTPUT OF 85/145 DB SPL IN EAR STIMULATION OR HIGHER AND FREQUENCY RANGE OF 100-5100 HZ OR HIGHER BATTERY SIZE 675 OR RECHARGEABLE TO BE ORDERED BASED ON END USER REQUEST/NEED.
8929 | 4218240900600 | IMPLANTABLE HEARING AID IMPLANTED BONE ANCHORED SYSTEM INTERNAL PART MRI COMPATIBILITY UP TO 1.5 TESLA. COMPENSATES UP-TO 45 AND 55 DB HL FOR SENSORINEURAL MIXED AND/OR CONDUCTIVE HEARING LOSS PONTO 4 DBL DIAMOND BLACK C063.
8930 | 4218240900700 | BATTERY ZINC AIR HEARING AID BATTERIES SIZE 13
8931 | 4218240900800 | BATTERY ZINC AIR HEARING AID BATTERIES SIZE 10
8932 | 4218242000000 | PROBE FOR HANDHELD IMPEDANCE AND HEARING SCREENER COMPATIBLE WITH END USER EQUIPMENT
8933 | 4218242400000 | EARTIP STANDARD ADULT FOAM TIPS FOR INSERT EARPHONES - YELLOW (REGULAR SIZE) DISPOSABLE OR EQUIVALENT
8934 | 4218242400100 | ADAPTOR EARTIP OTOACOUSTIC EMISSIONS DISPOSABLE OR EQUIVALENT
8935 | 4218242400200 | ADI EAR TIP ADAPTORS FOR INSERT EARPHONES COMPATIBLE WITH END USER EQUIPMENT
8936 | 4218242400300 | CONNECTORS FOR IP30 TUBE REPLACEMENT BLACK ROUND PLASTIC TIPS FOR INSERT EARPHONE OR EQUIVALENT
8937 | 4218242400400 | EARTIP ADULT GOLD FOIL TIPS - SIZE 13 DISPOSABLE OR EQUIVALENT
8938 | 4218242400500 | EARTIPS BLUE AKR MUSHROOM- SIZE 5 DISPOSABLE OR EQUIVALENT
8939 | 4218242400600 | EARTIPS BLUE- SIZE 13 FOR GSI 39
8940 | 4218242400700 | EARTIPS BLUE- SIZE 5 DISPOSABLE OR EQUIVALENT
8941 | 4218242400800 | EARTIPS BLUE- SIZE 9 DISPOSABLE OR EQUIVALENT
8942 | 4218242400900 | EARTIPS BLUE MUSHROOM- SIZE 11 DISPOSABLE OR EQUIVALENT
8943 | 4218242401000 | EARTIPS BLUE MUSHROOM- SIZE 15 DISPOSABLE OR EQUIVALENT
8944 | 4218242401100 | EARTIPS BLUE MUSHROOM- SIZE 7 DISPOSABLE OR EQUIVALENT
8945 | 4218242401200 | EARTIPS BLUE UMBRELLA- SIZE 10 DISPOSABLE OR EQUIVALENT
8946 | 4218242401300 | EARTIPS BLUE UMBRELLA- SIZE 19 DISPOSABLE OR EQUIVALENT
8947 | 4218242401400 | EARTIP SIZE 3 DISPOSABLE OR EQUIVALENT
8948 | 4218242401500 | EARTIPS GREEN- SIZE 10 DISPOSABLE OR EQUIVALENT
8949 | 4218242401600 | EARTIPS GREEN- SIZE 6 DISPOSABLE OR EQUIVALENT
8950 | 4218242401700 | EARTIPS GREEN MUSHROOM- SIZE 13 DISPOSABLE OR EQUIVALENT
8951 | 4218242401800 | EARTIPS GREEN MUSHROOM- SIZE 9 DISPOSABLE OR EQUIVALENT
8952 | 4218242401900 | EARTIPS GREEN UMBRELLA- SIZE 7.5 DISPOSABLE OR EQUIVALENT
8953 | 4218242402000 | EARTIP JUMBO ADULT FOAM TIPS FOR INSERT EARPHONES - YELLOW (JUMBO) DISPOSABLE OR EQUIVALENT
8954 | 4218242402100 | EARTIP OTOACOUSTIC EMISSIONS FOAM FOR ADULTS DISPOSABLE OR EQUIVALENT
8955 | 4218242402200 | EARTIP PEDIATRIC FOAM TIPS FOR INSERT EARPHONES - BEIGE DISPOSABLE OR EQUIVALENT
8956 | 4218242402300 | EARTIP PEDIATRIC GOLD FOIL TIPS - SIZE 10 DISPOSABLE OR EQUIVALENT
8957 | 4218242402400 | EARTIP PEDIATRIC OTOSCOPE SPECULA - SIZE 2.5 DISPOSABLE OR EQUIVALENT
8958 | 4218242402500 | EARTIP PINK OTOACOUSTIC EMISSIONS FOAM FOR PEDIATRIC DISPOSABLE OR EQUIVALENT
8959 | 4218242402600 | EARTIPS RED AKR MUSHROOM- SIZE 4 DISPOSABLE OR EQUIVALENT
8960 | 4218242402700 | EARTIP RED AND BLACK INFANT INSERTS - SIZE 3.5 DISPOSABLE OR EQUIVALENT
8961 | 4218242402800 | EARTIP RED AND BLACK INFANT INSERTS - SIZE 4 DISPOSABLE OR EQUIVALENT
8962 | 4218242402900 | EARTIPS RED- SIZE 12 DISPOSABLE OR EQUIVALENT
8963 | 4218242403000 | EARTIPS RED- SIZE 8 DISPOSABLE OR EQUIVALENT
8964 | 4218242403100 | EARTIPS RED FLANGED- SIZE 3 - 5 DISPOSABLE OR EQUIVALENT
8965 | 4218242403200 | EARTIPS RED MUSHROOM- SIZE 10 DISPOSABLE OR EQUIVALENT
8966 | 4218242403300 | EARTIPS RED MUSHROOM- SIZE 14 DISPOSABLE OR EQUIVALENT
8967 | 4218242403400 | EARTIPS RED UMBRELLA- SIZE 15 DISPOSABLE OR EQUIVALENT
8968 | 4218242403500 | EARTIPS RED UMBRELLA- SIZE 9 DISPOSABLE OR EQUIVALENT
8969 | 4218242403600 | EARTIP TAB ELECTRODES WITH SOLID GEL DISPOSABLE OR EQUIVALENT
8970 | 4218242403700 | EARTIPS YELLOW- SIZE 11 DISPOSABLE OR EQUIVALENT
8971 | 4218242403800 | EARTIPS YELLOW- SIZE 15 DISPOSABLE OR EQUIVALENT
8972 | 4218242403900 | EARTIPS YELLOW- SIZE 16 DISPOSABLE OR EQUIVALENT
8973 | 4218242404000 | EARTIPS YELLOW- SIZE 7 DISPOSABLE OR EQUIVALENT
8974 | 4218242404100 | EARTIP YELLOW FLANGED INFANT SIZE 5-8 MM DISPOSABLE OR EQUIVALENT
8975 | 4218242404200 | EARTIPS YELLOW MUSHROOM- SIZE 12 DISPOSABLE OR EQUIVALENT
8976 | 4218242404300 | EARTIPS YELLOW MUSHROOM- SIZE 19 DISPOSABLE OR EQUIVALENT
8977 | 4218242404400 | EARTIPS YELLOW MUSHROOM- SIZE 8 DISPOSABLE OR EQUIVALENT
8978 | 4218242404500 | EARTIPS YELLOW UMBRELLA- SIZE 11 DISPOSABLE OR EQUIVALENT
8979 | 4218242600300 | TUBES SOUND TUBES FOR SIZE 3A USED FOR ABR 50 OHM OR EQUIVALENT
8980 | 4218242600500 | CABLE ELECTROCOCHLEOGRAPHY (ECOCHG) COMPATIBLE WITH END USER EQUIPMENT
8981 | 4218242600600 | 3A INSERT TUBE-PHONES COMPATIBLE WITH EVOKED POTENTIALS SYSTEM WHITE CONNECTOR
8982 | 4218242600700 | CABLES TIP-TRODE CABLES OR EQUIVALENT
8983 | 4218242600800 | DD45 AUDIOMETRIC HEADSET
8984 | 4218242600900 | BONE CONDUCTION HEADBAND ADJUSTABLE SOFT FOR BONE CONDUCTION TESTING FOR ADULTS AND CHILDREN USED WITH EVOKED POTENTIALS OR PURE TONE AUDIOMETRY
8985 | 4218242608000 | HEADBAND ADULT FOLDABLE AUDIOMETRIC COMPATIBLE WITH END USER TRANSDUCER
8986 | 4218242608100 | HEADBAND DD45 CONTRALATERAL AUDIOMETRIC COMPATIBLE WITH END USER TRANSDUCER
8987 | 4218242608200 | HEADBAND PEDIATRIC FOLDABLE AUDIOMETRIC COMPATIBLE WITH END USER TRANSDUCER
8988 | 4218242608300 | HEADBAND RE-7 AUDIOMETRIC COMPATIBLE WITH END USER TRANSDUCER
8989 | 4218242608400 | HEADLIGHT LED PORTABLE BATTERY OPERATED
8990 | 4218242608500 | HEADSET TRANSDUCER FOR DD45 AUDIOMETRIC EARPHONE INCLUDING CALIBRATION HEADBAND MODEL LENGTH PLUG TYPE AS REQUESTED BY END USER
8991 | 4218242608600 | HEADSET TRANSDUCER FOR DD45 CONTRALATERAL AUDIOMETRIC EARPHONE INCLUDING CALIBRATION HEADBAND MODEL LENGTH PLUG TYPE AS REQUESTED BY END USER
8992 | 4218242608700 | HEADSET TRANSDUCER FOR DD45 PEDIATRIC AUDIOMETRIC EARPHONE INCLUDING CALIBRATION HEADBAND MODEL LENGTH PLUG TYPE AS REQUESTED BY END USER
8993 | 4218242608800 | HEADSET TRANSDUCER FOR DD450 AUDIOMETRIC HIGH FREQUENCY EARPHONE INCLUDING CALIBRATION HEADBAND MODEL LENGTH PLUG TYPE AS REQUESTED BY END USER
8994 | 4218242608900 | HEADSET TRANSDUCER FOR TDH39 AUDIOMETRIC EARPHONE INCLUDING CALIBRATION HEADBAND MODEL LENGTH PLUG TYPE AS REQUESTED BY END USER
8995 | 4218242609000 | HEADSET B71/81 BONE TRANSDUCER INCLUDING CALIBRATION MODEL AND LENGTHS AS REQUESTED BY END USER
8996 | 4218242609100 | HEADSET DD65 PASSIVE ATTENUATION AUDIOMETRIC INCLUDING CALIBRATION HEADBAND MODEL LENGTH PLUG TYPE AS REQUESTED BY END USER
8997 | 4218242609200 | REPLACEMENT PAD FOR SPRING STEEL HEADBAND DISPOSABLE
8998 | 4218242609300 | RESPONSE BUTTON FOR AUDIOMETRY
8999 | 4218242700100 | PAPER ROLL FOR TYMPANOMETRY TESTING APPROXIMATELY 25 METERS IN LENGTH COMPATIBLE WITH END USER EQUIPMENT.
9000 | 4218242700300 | PROBE TIP REPLACEMENT KITS FOR TYMPANOMETER OTOACOUSTIC EMISSIONS (OAES) SCREENER COMPATIBLE WITH END USER EQUIPMENT
9001 | 4218242700400 | FLOSS 3-IN-1 USED TO CLEAN TYMPANOMETRY AND OTOACOUSTIC EMISSION PROBES
9002 | 4218242701300 | CLEANING TOOL THIN RIGID PLASTIC CORD FOR TYMPANOMETRY AND OTOACOUSTIC EMISSIONS PROBE (OAE) COMPATIBLE WITH END USER EQUIPMENT
9003 | 4218260000400 | "CHROME LEATHER LINING BLUE THICKNESS 1.0-1.8 MM APPROXIMATELY"
9004 | 4218260000500 | "CHROME LEATHER LINING BLACK THICKNESS 1.0-1.8 MM APPROXIMATELY"
9005 | 4218260000600 | "CHROME LEATHER LINING COGNAC 1.0-1.8 MM"
9006 | 4218270100000 | ASSESSMENT TOOLS FINGER GONIOMETER STAINLESS STEEL GONIOMETER MEASURES THE RANGE OF MOTION OF FINGER JOINTS 180 DEGREE ASSORTED SIZES
9007 | 4218270100100 | ASSESSMENT TOOLS STANDARD GONIOMETER STAINLESS STEEL GONIOMETER MEASURES THE AVAILABLE RANGE OF MOTION AT A JOINT 180 DEGREE ASSORTED SIZES
9008 | 4218270200000 | TAPE MEASURING INFANT PAPER 100 CM LONG GRADUATED IN 1 CM INCREMENT DISPOSABLE
9009 | 4218270200100 | TAPE MEASURING FOR INTRAOPERATIVE USE NOT LESS THAN 150 CM DISPOSABLE STERILE
9010 | 4218300500000 | STAINING SOLUTION FOR ANTERIOR SURGERY SYRINGE HIGHLY PURIFIED 0.06% TRYPAN BLUE WITH LOWEST RECORDED LEVELS OF MONOAZO DYE IMPURITY DISPOSABLE STERILE
9011 | 4218300500100 | STAINING SOLUTION FOR RETINA SURGERY SYRINGE DUAL DYE MEMBRANE (ILM ERM AND PVR) BLUE DISPOSABLE STERILE
9012 | 4218301900700 | CHANDELIER LIGHTING SYSTEM 25G WITH TROCAR STERILE
9013 | 4218301900800 | G-PROBE GLAUCOMA DEVICE COMPATIBLE TO SLX MACHINE OR EQUIVALENT DISPOSABLE STERILE
9014 | 4218306000000 | SCHIRMER STRIP FILTER PAPER DISPOSABLE
9015 | 4218306100000 | GLAUCOMA STENT INTRAOCULAR DESIGNED TO REDUCE EYE PRESSURE STERILE
9016 | 4218307300200 | MEMBRANE PICK ECKARDT 23 G REUSABLE
9017 | 4218307500000 | HOOK SINSKEY II ANGLED BLUNT TIP 0.2MM DIAMETER X 11.5CM LENGTH ROUND HANDLE FOR LENS MANIPULATION MATTE FINISH SURGICAL GRADE STAINLESS STEEL REUSABLE
9018 | 4218307500100 | MEMBRANE SCRAPER CURVED 23 G DISPOSABLE STERILE
9019 | 4218307500200 | SPATULA AT 90 DEG DSAEK REUSABLE
9020 | 4218308500100 | TIP AND MEMBRANE COMPATIBLE FOR PNEUMATONOMETER REUSABLE
9021 | 4218308500200 | TIP COVERS COMPATIBLE WITH HAND HELD TONO-PEN TONOMETERS OR EQUIVALENT SANITIZED DISPOSABLE
9022 | 4218308500300 | PROBES TONOMETER COMPATIBLE WITH ICARE HAND HELD IOP TONOMETER UNIT DISPOSABLE
9023 | 4218340300200 | VIEWING SYSTEMS DIFFERENT VIEW/BETWEEN WIDE FIELD AND HIGH MAGNIFICATION MODEL: CARL ZEISS RESIGHT 700/OR EQUIVALENT
9024 | 4219171400000 | WASHER OXYGEN CYLINDER SEALING O-RING SIZE: E
9025 | 4219171400200 | WRENCH OXYGEN CYLINDER OPENING WITH CHAIN METAL SIZE: SMALL/D/E
9026 | 4219180200100 | MATTRESS WARMING : (NEONATE) : BASED ON A 24 C/ 75 F START TEMPERATURE THE MATTRESS REACHES A PEAK TEMPERATURE OF 40 C/ 104 F IN LESS THAN 60 SECONDS LATEX AND PVC FREE MADE WITH NONTOXIC FOOD - GRADE MATERIALS TRANSWARMER MINIMIZES THE RISK OF HYPOTHERMIA IN CESAREAN DELIVERIES PATENTED GEL AND SOFT NON - WOVEN SURFACE DISPOSABLE HEAT PACK 10 INCH X 16 INCH PROVIDES WARMTH FOR UP TO 2 HOURS (DEPENDING ON AMBIENT TEMPERATURE)
9027 | 4219180300600 | "ADAPTER SOCKET PEDIATRIC WITH FOUR ADJUSTMENT SET SCREWS"
9028 | 4219181000000 | "PAD ANTI-DECUBITUS SIZE: 75 X 145 CM (+/- 10 CM) (WOUND AND OSTOMY CARE)"
9029 | 4219181000400 | PAD ATTACHMENT FOR COROMETRICS FETAL SCALP ELECTRODE CABLE
9030 | 4219181000500 | PAD BREAST PROTECTION DISC SHAPED FOR CRACKED AND PAINFUL NIPPLES CONTAINS: NON-TOXIC WOUND CLEANSER AND GLYCERIN AND HIGHLY ABSORBENT POLYURETHANE MATRIX DIAMETER 6.5 (+/- 0.5 CM) (WOUND AND OSTOMY CARE)
9031 | 4219181300200 | PAPER LITMUS BLUE 20 STRIP PER BOOK
9032 | 4219181300300 | "PAPER PRINT TYPE IV (HIGH DENSITY) 110 MM X 20 M ROLL FOR ULTRASOUND DIAGNOSTIC EQUIPMENT"
9033 | 4219181300400 | "PAPER RECORDING CONTINUOUS CTG FOR HP M1911A / M1913A SIZE APPROX. 151 MM X 100 MM"
9034 | 4219181300500 | "PAPER PRINT TYPE I (STANDARD DENSITY) 110 MM X 20 M ROLL FOR ULTRASOUND DIAGNOSTIC EQUIPMENT"
9035 | 4219181300600 | "PAPER ECG FOR LIFEPAK 6 / 10 / 12 / 20 SIZE APPROX. 50 MM X 30 M"
9036 | 4219181300700 | PAPER RECORDING E.C.G. SINGLE CHANNEL WITH GRID 50 MM X 30 M ROLL
9037 | 4219181300900 | PAPER FOR GE DIAGNOSIS SYSTEM HD STRESS TEST SIZE APPROX. 210 MM X 280 MM
9038 | 4219181301100 | PAPER FOR EXAMINATION COUCH WITH ONE PLASTIC SIDE AND OTHER CELLULOSE SIDE WITH PERFORATION EVERY 60 CM SIZE: 60 - 80 CM X 30 YARDS/ROLL
9039 | 4219181400000 | PROBE FOR TEMPERATURE NEONATE DRAGER INCUBATOR DISPOSABLE
9040 | 4219181400100 | PROBE FOR TEMPERATURE NEONATE COMPATIBLE WITH GIRAFFE INCUBATOR DISPOSABLE
9041 | 4219181400500 | PROBE FOR TEMPERATURE FOR ADULT SKIN IT SHOULD BE COMPATIBLE WITH DRAGER DISPOSABLE
9042 | 4219181400600 | PROBE FOR TEMPERATURE FOR PEDIATRIC SKIN IT SHOULD BE COMPATIBLE WITH DRAGER DISPOSABLE
9043 | 4219181401600 | PROBE FOR TEMPERATURE SKIN COMPATIBLE WITH NEONATAL TOTAL BODY COOLING COMPATIBLE WITH TECOTHERM NEONATE DISPOSABLE STERILE
9044 | 4219181401700 | PROBE ORAL TEMPERATURE FOR THERMOMETER ELECTRONIC COMPATIBLE WITH WELCH ALLYN
9045 | 4219181900200 | AID POSITIONING PROVIDES SAFE BOUNDARIES / CONTAINMENT AND COMFORT SUPPORTS PROPER MUSCULOSKELETAL DEVELOPMENT REUSABLE WASHABLE INDIVIDUALLY PACKAGED WITH ROD SAFE HOSPITAL GRADE NON-ALLERGIC MATERIAL DISPOSABLE
9046 | 4219181900800 | WILSON KIT FOR SAFER PATIENT POSITIONING AND REDUCE SKIN TRAUMA KIT INCLUDES: 1 SLOTTED HEAD REST WITH MEMORY FOAM LAYER 2 PAD SLEEVES WITH DERMAPROX 1 TRANSVERSE BAR COVER 1 BASE COVER DRAPE.
9047 | 4219182000000 | AID POSITIONING NEONATE PRONE PLUS MEDIUM (MORE THAN 1000 GRAMS) PROMOTES SAFE PRONE POSITIONING WASHABLE INDIVIDUALLY PACKAGED REUSABLE HOSPITAL GRADE NONALLERGIC MATERIAL DISPOSABLE
9048 | 4219182001000 | AID POSITIONING NEONATE PRONE PLUS SMALL (LESS THAN 1000 GRAMS) PROMOTES SAFE PRONE POSITIONING WASHABLE INDIVIDUALLY PACKAGED REUSABLE HOSPITAL GRADE NONALLERGIC MATERIAL DISPOSABLE
9049 | 4219190601300 | SPACE BLANKET BABY WITH HOOD ALUMINUM 25 X 50 MM LATEX FREE DISPOSABLE
9050 | 4219220800400 | WHEELCHAIR ACCESSORIES STRAPPING RESTRAINT 10 CM
9051 | 4219220800500 | WHEELCHAIR ACCESSORIES ABDUCTION SHAPED-FOAM WEDGE CONTROL LEG AND HIP PROMOTE PROPER THIGH ALIGNMENT FOAM WIPE CLEAN VINYL COVER HOOK AND LOOP VELCRO WHEELCHAIR POSITIONING AND SUPPORT 5X6X2IN HELD SECURELY IN PLACE WITH ADJUSTABLE VELCRO RESIDENT-RELEASE SOFT BELT LATEX FREE
9052 | 4219220800600 | WHEELCHAIR ACCESSORIES ABDUCTION SHAPED-FOAM WEDGE CONTROL LEG AND HIP PROMOTE PROPER THIGH ALIGNMENT FOAM WIPE CLEAN VINYL COVER HOOK AND LOOP VELCRO WHEELCHAIR POSITIONING AND SUPPORT 6X7X3IN HELD SECURELY IN PLACE WITH ADJUSTABLE VELCRO LATEX FREE
9053 | 4219220800700 | WHEELCHAIR ACCESSORIES ABDUCTION SHAPED-FOAM WEDGE CONTROL LEG AND HIP PROMOTE PROPER THIGH ALIGNMENT FOAM WIPE CLEAN VINYL COVER HOOK AND LOOP VELCRO WHEELCHAIR POSITIONING AND SUPPORT 7X8X4IN HELD SECURELY IN PLACE WITH ADJUSTABLE VELCRO LATEX FREE
9054 | 4219220800800 | WHEELCHAIR ACCESSORIES CHEST BELT DYNAMIC ADJUSTABLE STRETCH CENTER OPENING WITH BUCKLE TORSO SUPPORT ANTERIOR TRUNK SUPPORT NEOPRENE WHEELCHAIR POSITIONING AND SUPPORT ADJUSTABLE SIZE: LARGE
9055 | 4219220800900 | WHEELCHAIR ACCESSORIES AMPUTEE BOARD DESIGNED TO PROVIDE A RIGID SEAT PLATFORM THE BROAD SECTIONFOR LIMB SUPPORT SLIDES INTO THE SEAT PLATFORM THAT SITS ON THE WHEELCHAIR SEAT RAIL SLIDING SECTION CAN BE SLID BACK UNDER THE SEAT WHEN TRANSFERRING OR WEARING A PROSTHESIS INCLUDING STRAP FLUID PROOF STUMP CUSHION WEIGHT CAPACITY 200 LBS SIZE 19 INCH SEAT WIDTH 3 INCH PAD CUSHION
9056 | 4219220801000 | WHEELCHAIR ACCESSORIES AMPUTEE BOARD DESIGNED TO PROVIDE A RIGID SEAT PLATFORM THE BROAD SECTIONFOR LIMB SUPPORT SLIDES INTO THE SEAT PLATFORM THAT SITS ON THE WHEELCHAIR SEAT RAIL SLIDING SECTION CAN BE SLID BACK UNDER THE SEAT WHEN TRANSFERRING OR WEARING A PROSTHESIS INCLUDING STRAP FLUID PROOF STUMP CUSHION WEIGHT CAPACITY 200 LBS SIZE 20 INCH SEAT WIDTH 3 INCH PAD CUSHION
9057 | 4219220801100 | WHEELCHAIR ACCESSORIES AMPUTEE STUMP SUPPORT PROVIDES PATIENTS A FULLY ADJUSTABLE AMPUTEE SUPPORT POLYURETHANE MULTI DIRECTIONAL STRETCH COVER SOFT HR FOAM WHEELCHAIR POSITIONING AND SUPPORT 11X10X3IN WHEELCHAIR TRAYS ARE SPECIALLY DESIGNED PLATFORMS OR SURFACES THAT ATTACH TO WHEELCHAIRS PROVIDING A FIRM TABLE FOR ENABLE INDEPENDENCE AND CONVENIENCE FOR WHEELCHAIR USERS FOR USE ON FULL ARM WHEELCHAIRS WATERPROOF FIREPROOF RAISED EDGE WITH A 1.5CM DESIGN TO PREVENT SPILLS LATEX FREE
9058 | 4219220801200 | WHEELCHAIR ACCESSORIES AMPUTEE STUMP SUPPORT PROVIDES PATIENTS A FULLY ADJUSTABLE STUMP SUPPORT DESIGNED TO INSTALL ON ANY WHEELCHAIRWITH FRAME TUBE SIZE FROM 7/8 INCH TO 1 INCH INSTALLS ON EITHER LEFT OR RIGHT SIDE SWINGAWAY COINCIDES WITH ANY WHEELCHAIR CUSHION RIGID BASE COVERED BY TOP LAYER OF CONTOURED SOFT HR FOAM POLYURETHANE COVER SPILL PROOF WITH MULTIDIRECTIONAL STRETCH SIZE 11X14X3 INCH
9059 | 4219220801300 | WHEELCHAIR ACCESSORIES AMPUTEE STUMP SUPPORT PROVIDES PATIENTS A FULLY ADJUSTABLE STUMP SUPPORT DESIGNED TO INSTALL ON ANY WHEELCHAIRWITH FRAME TUBE SIZE FROM 7/8 INCH TO 1 INCH INSTALLS ON EITHER LEFT OR RIGHT SIDE SWINGAWAY COINCIDES WITH ANY WHEELCHAIR CUSHION RIGID BASE COVERED BY TOP LAYER OF CONTOURED SOFT HR FOAM POLYURETHANE COVER SPILL PROOF WITH MULTIDIRECTIONAL STRETCH SIZE 12X10X3 INCH
9060 | 4219220801400 | WHEELCHAIR ACCESSORIES AMPUTEE STUMP SUPPORT PROVIDES PATIENTS A FULLY ADJUSTABLE STUMP SUPPORT DESIGNED TO INSTALL ON ANY WHEELCHAIRWITH FRAME TUBE SIZE FROM 7/8 INCH TO 1 INCH INSTALLS ON EITHER LEFT OR RIGHT SIDE SWINGAWAY COINCIDES WITH ANY WHEELCHAIR CUSHION RIGID BASE COVERED BY TOP LAYER OF CONTOURED SOFT HR FOAM POLYURETHANE COVER SPILL PROOF WITH MULTIDIRECTIONAL STRETCH SIZE 12X14X3 INCH
9061 | 4219220801500 | WHEELCHAIR ACCESSORIES AMPUTEE STUMP SUPPORT PROVIDES PATIENTS A FULLY ADJUSTABLE STUMP SUPPORT DESIGNED TO INSTALL ON ANY WHEELCHAIRWITH FRAME TUBE SIZE FROM 7/8 INCH TO 1 INCH INSTALLS ON EITHER LEFT OR RIGHT SIDE SWINGAWAY COINCIDES WITH ANY WHEELCHAIR CUSHION RIGID BASE COVERED BY TOP LAYER OF CONTOURED SOFT HR FOAM POLYURETHANE COVER SPILL PROOF WITH MULTIDIRECTIONAL STRETCH SIZE 8X10X3 INCH
9062 | 4219220801600 | WHEELCHAIR ACCESSORIES AMPUTEE STUMP SUPPORT PROVIDES PATIENTS A FULLY ADJUSTABLE STUMP SUPPORT DESIGNED TO INSTALL ON ANY WHEELCHAIRWITH FRAME TUBE SIZE FROM 7/8 INCH TO 1 INCH INSTALLS ON EITHER LEFT OR RIGHT SIDE SWINGAWAY COINCIDES WITH ANY WHEELCHAIR CUSHION RIGID BASE COVERED BY TOP LAYER OF CONTOURED SOFT HR FOAM POLYURETHANE COVER SPILL PROOF WITH MULTIDIRECTIONAL STRETCH SIZE 8X14X3 INCH
9063 | 4219220801700 | WHEELCHAIR ACCESSORIES AMPUTEE STUMP SUPPORT PROVIDES PATIENTS A FULLY ADJUSTABLE STUMP SUPPORT DESIGNED TO INSTALL ON ANY WHEELCHAIRWITH FRAME TUBE SIZE FROM 7/8 INCH TO 1 INCH INSTALLS ON EITHER LEFT OR RIGHT SIDE SWINGAWAY COINCIDES WITH ANY WHEELCHAIR CUSHION RIGID BASE COVERED BY TOP LAYER OF CONTOURED SOFT HR FOAM POLYURETHANE COVER SPILL PROOF WITH MULTIDIRECTIONAL STRETCH SIZE 9X10X3 INCH
9064 | 4219220801800 | WHEELCHAIR ACCESSORIES AMPUTEE BOARD DESIGNED TO PROVIDE A RIGID SEAT PLATFORM THE BOARD SECTION FOR LIMB SUPPORT SLIDES INTO THE SEAT PLATFORM THAT SITS ON THE WHEELCHAIR SEAT RAIL SLIDING SECTION CAN BE SLID BACK UNDER THE SEAT WHEN TRANSFERRING OR WEARING A PROSTHESIS INCLUDING STRAP FLUID PROOF STUMP CUSHION WEIGHT CAPACITY 200 LBS SIZE 18 INCH SEAT WIDTH 3 INCH PAD CUSHION
9065 | 4219220801900 | WHEELCHAIR ACCESSORIES CHEST BELT DYNAMIC CLASSIC TORSO SUPPORT ADJUSTABLE STRETCH NEOPRENE WHEELCHAIR POSITIONING AND SUPPORT ADJUSTABLE SIZE: LARGE
9066 | 4219220802000 | WHEELCHAIR ACCESSORIES CHEST BELT DYNAMIC CONTOUR TORSO SUPPORT ADJUSTABLE STRETCH NEOPRENE WHEELCHAIR POSITIONING AND SUPPORT FOR WOMEN ADJUSTABLE SIZE: LARGE
9067 | 4219220802100 | WHEELCHAIR ACCESSORIES FOOT CRADLE PREVENTS FOOT DROP FOAM VINYL HOOK AND LOOP VELCRO WITH D RING FITS 16IN WHEELCHAIRS CUSHIONED BACK AND SIDE PANELS INCLUDES ONE SET OF 2.5 CM THICK PADS
9068 | 4219220802200 | WHEELCHAIR ACCESSORIES FOOT CRADLE PREVENTS FOOT DROP FOAM VINYL HOOK AND LOOP VELCRO WITH D RING FITS 18IN WHEELCHAIRS CUSHIONED BACK AND SIDE PANELS INCLUDES ONE SET OF 2.5 CM THICK PADS
9069 | 4219220802300 | WHEELCHAIR ACCESSORIES HEADREST PROVIDES CUSHIONED COMFORT POLYURETHANE MULTI DIRECTIONAL STRETCH COVER AND VELCRO WHEELCHAIR POSI = TIONING AND SUPPORT 14X14X4IN HEADREST WITH ARM CUT OUTS ADAPTS TO ANY HIGH BACK WHEELCHAIRS WATER RESISTANT
9070 | 4219220802400 | WHEELCHAIR ACCESSORIES HEADREST PROVIDES CUSHIONED COMFORT POLYURETHANE MULTI DIRECTIONAL STRETCH COVER AND VELCRO WHEELCHAIR POSI = TIONING AND SUPPORT 16X14X4IN HEADREST WITH ARM CUT OUTS ADAPTS TO ANY HIGH BACK WHEELCHAIRS WATER RESISTANT
9071 | 4219220802500 | WHEELCHAIR ACCESSORIES HEADREST PROVIDES CUSHIONED COMFORT POLYURETHANE MULTI DIRECTIONAL STRETCH COVER AND VELCRO WHEELCHAIR POSI = TIONING AND SUPPORT 18X14X4IN HEADREST WITH ARM CUT OUTS ADAPTS TO ANY HIGH BACK WHEELCHAIRS WATER RESISTANT
9072 | 4219220802600 | WHEELCHAIRS ACCESSORIES LATERAL ARM SUPPORT STABILIZES ARM ON WHEELCHAIR ARMREST SOLID FOAM AND SOLACE COVER WHEELCHAIR POSITIONING AND SUPPORT FITS ON ALL STANDARD WHEELCHAIRS LEFT OR THE RIGHT SIDE SECURELY LOCKS INTO PLACE WITH AN INTERLOCK BRACKET
9073 | 4219220802700 | WHEELCHAIRS ACCESSORIES LEG STRAP PREVENTS FEET FROM FALLING OFF FOOTRESTS HELD SECURELY IN PLACE WITH ADJUSTABLE VELCRO DESIGNED FOR PERSON WHO REQUIRE A FOOT SAFETY FIXED BELT WHILE IN WHEELCHAIR. KEEP THE LEGS IN APPROPRIATE AND SAFE POSITION PREVENT INJURY. ON AND OFF EASILY MADE OF DURABLE NYLON WITH STRONG HOOK AND LOOP STRAPS
9074 | 4219220802800 | WHEELCHAIR ACCESSORIES UNIVERSAL ELASTIC STRAP FOR WHEELCHAIR PROVIDES TEMPORARY SUPPORT FOR WORK PLAY SPORTS THERAPY OR FITTINGS USE ON THE CHEST ABDOMEN THIGHS OR LOWER LEGS SECURE DURABLE HOOK AND LOOK CLOSURE WITH EASY GRASP THUMB HOLE CUT TO SIZE WITHOUT FRAYING SIZE: SMALL
9075 | 4219220802900 | WHEELCHAIR ACCESSORIES UNIVERSAL ELASTIC STRAP FOR WHEELCHAIR PROVIDES TEMPORARY SUPPORT FOR WORK PLAY SPORTS THERAPY OR FITTINGS USE ON THE CHEST ABDOMEN THIGHS OR LOWER LEGS SECURE DURABLE HOOK AND LOOK CLOSURE WITH EASY GRASP THUMB HOLE CUT TO SIZE WITHOUT FRAYING SIZE: LARGE
9076 | 4219220803000 | WHEELCHAIR ACCESSORIES UNIVERSAL ELASTIC STRAP FOR WHEELCHAIR PROVIDES TEMPORARY SUPPORT FOR WORK PLAY SPORTS THERAPY OR FITTINGS USE ON THE CHEST ABDOMEN THIGHS OR LOWER LEGS SECURE DURABLE HOOK AND LOOK CLOSURE WITH EASY GRASP THUMB HOLE CUT TO SIZE WITHOUT FRAYING SIZE: X-LARGE
9077 | 4219220803100 | WHEELCHAIR ACCESSORIES SEATBELT ADJUSTABLE SECURE SUPPORT COTTON FOAM PADDED VELCRO HOOK AND LOOP RELEASE WITH EASY RELEASE RED LOOP EASILY ATTACHES TO WHEELCHAIR KICK SPURS FOR WHEELCHAIR POSITIONING AND SUPPORT UNIVERSAL USE 60 CM X 10 CM PADDED FRONT OVERALL LENGTH 205 CM
9078 | 4219220803200 | WHEELCHAIR ACCESSORIES STRAP PADDED ANTERIOR TRUNK STRAP TORSO SUPPORT ANTERIOR TRUNK SUPPORT ENCOURAGE AN UPRIGHT POSTURE NEOPRENE WHEELCHAIR POSITIONING AND SUPPORT WHEELCHAIR TORSO SUPPORT FOR IMPROVED HEAD AND UPPER EXTREMITY CONTROL AND RESPIRATORY FUNCTION TRUNK STRAP TORSO SUPPORT DESIGNED TO INCREASE RANGE OF MOTION WHEN SHOULDER ROTATION AND REACHING ARE REQUIRED LARGE
9079 | 4219220803300 | WHEELCHAIR ACCESSORIES TRAY TABLE U-SHAPED ANTERIOR POSTURE SUPPORT FACILITATE EATING READING WRITING PLASTIC STEEL AND VELCRO WHEELCHAIR POSITIONING AND SUPPORT 12X12X2IN WATERPROOF FIRE-PROOF RAISED EDGE DESIGN TO PREVENT SPILLS LATEX FREE
9080 | 4219220803400 | WHEELCHAIR ACCESSORIES TRAY TABLE U-SHAPED ANTERIOR POSTURE SUPPORT FACILITATE EATING READING WRITING PLASTIC STEEL AND VELCRO WHEELCHAIR POSITIONING AND SUPPORT 14X14X2IN WATERPROOF FIRE-PROOF RAISED EDGE DESIGN TO PREVENT SPILLS LATEX FREE
9081 | 4219220803500 | WHEELCHAIR ACCESSORIES TRAY TABLE U-SHAPED ANTERIOR POSTURE SUPPORT FACILITATE EATING READING WRITING PLASTIC STEEL AND VELCRO WHEELCHAIR POSITIONING AND SUPPORT 16X16X2IN WATERPROOF FIRE-PROOF RAISED EDGE DESIGN TO PREVENT SPILLS LATEX FREE
9082 | 4219220803600 | WHEELCHAIR ACCESSORIES TRAY TABLE U-SHAPED ANTERIOR POSTURE SUPPORT FACILITATE EATING READING WRITING PLASTIC STEEL AND VELCRO WHEELCHAIR POSITIONING AND SUPPORT 18X16X2IN WATERPROOF FIRE-PROOF RAISED EDGE DESIGN TO PREVENT SPILLS LATEX FREE
9083 | 4219220803700 | WHEELCHAIR ACCESSORIES TRAY TABLE U-SHAPED ANTERIOR POSTURE SUPPORT FACILITATE EATING READING WRITING PLASTIC STEEL AND VELCRO WHEELCHAIR POSITIONING AND SUPPORT 20X16X2IN WATERPROOF FIRE-PROOF RAISED EDGE DESIGN TO PREVENT SPILLS LATEX FREE
9084 | 4219220803800 | WHEELCHAIR ACCESSORIES TRAY TABLE U-SHAPED ANTERIOR POSTURE SUPPORT FACILITATE EATING READING WRITING PLASTIC STEEL AND VELCRO WHEELCHAIR POSITIONING AND SUPPORT 22X18X2IN WATERPROOF FIRE-PROOF RAISED EDGE DESIGN TO PREVENT SPILLS LATEX FREE
9085 | 4219220803900 | WHEELCHAIR ACCESSORIES CHEST BELT DYNAMIC CONTOUR TORSO SUPPORT ADJUSTABLE STRETCH NEOPRENE WHEELCHAIR POSITIONING AND SUPPORT ADJUSTABLE DESIGNED FOR INCREASED RANGE OF MOTION FOR ONE ARM WHILE PROVIDING OPTIMAL SUPPORT SIZE: LARGE
9086 | 4219220804000 | WHEELCHAIR ACCESSORIES CHEST BELT DYNAMIC ZIPPER OPEN TORSO SUPPORT ADJUSTABLE STRETCH NEOPRENE WHEELCHAIR POSITIONING AND SUPPORT ADJUSTABLE DESIGNED TO AID IN FREQUENT TRANSFERS AND EASE OF REMOVAL SIZE: LARGE
9087 | 4219220804100 | FLEXIBLE ARM PROVIDES MAXIMUM SURGICAL EXPOSURE IN VASCULAR AND MITRAL VALVE PROCEDURE WITH BLADES 20MM 35MM 40 MM REUSABLE
9088 | 4219220821400 | WHEELCHAIR ACCESSORIES FOAM PADDING ATTACH WITH HOOK AND LOOP FASTENER ON WHEELCHAIR ARMRESTS COMFORT PRESSURE RELIEF AND PROTECTION OF SENSITIVE ARM AND ELBOWS COVERED WITH FABRIC THAT CAN EASILY BE CLEAN LENGTH 11 INCH
9089 | 4219220821500 | WHEELCHAIR ACCESSORIES FOAM PADDING ATTACH WITH HOOK AND LOOP FASTENER ON WHEELCHAIR ARMRESTS COMFORT PRESSURE RELIEF AND PROTECTION OF SENSITIVE ARM AND ELBOWS COVERED WITH FABRIC THAT CAN EASILY BE CLEAN LENGTH 16 INCH
9090 | 4219220821700 | WHEELCHAIR ACCESSORIES NYLON OXYGEN TANK HOLDER FOR WHEELCHAIR TOP AND BOTTOM STRAPS WITH BUCKLES FITS ANY WHEELCHAIR FITS MOST OXYGEN CYLINDERS STRONG AND LIGHT ADJUSTABLE MOUNTING STRAPS MOUNT THE TANK OFF-CENTER TO AVOID CONTACT WITH THE PATIENT'S HEAD WATERPROOF BLACK OR NAVY OVERALL PRODUCT SIZE 25.8 INCH H X 8.5 INCH W
9091 | 4219220821800 | WHEELCHAIR ACCESSORIES UNIVERSAL ELASTIC STRAP FOR WHEELCHAIR PROVIDES TEMPORARY SUPPORT FOR WORK PLAY SPORTS THERAPY OR FITTINGS USE ON THE CHEST ABDOMEN THIGHS OR LOWER LEGS SECURE DURABLE HOOK AND LOOK CLOSURE WITH EASY GRASP THUMB HOLE CUT TO SIZE WITHOUT FRAYING SIZE: MEDIUM
9092 | 4219221100100 | ASSISTIVE TOOLS TRANSFER BOARD LAMINATED WOODEN BOARD TO TRANSFER BETWEEN SURFACES AND THE ENDS ARE THINNED TO SLIDE UNDER THE PATIENT TRANSFER BOARD WITH HANDHOLES WITH A HAND HOLE CUT INTO BOTH ENDS FOR EASIER GRIP WEIGHT 1 KG APPROXIMATELY MAXIMUM USER WEIGHT 190 KG APPROXIMATELY LENGTH: 760MM WIDTH: 210MM
9093 | 4219221100200 | ASSISTIVE TOOLS TRANSFER BOARD WOODEN TO TRANSFER BETWEEN SURFACES AND THE ENDS ARE THINNED TO SLIDE UNDER THE PATIENT. PRODUCT WEIGHT 1 KG APPROXIMATELY MAXIMUM USER WEIGHT 190 KG APPROXIMATELY SIZE: 20 CM WIDTH X 61 CM LENGTH APPROXIMATELY
9094 | 4219221100400 | ASSISTIVE TOOLS TRANSFER BOARD WIDE WOODEN LAMINATED PRODUCT WEIGHT LESS THAN 1.5 KG MAXIMUM USER WEIGHT UPTO 280 KG . SIZE: 30 X 60 CM APPROXIMATELY
9095 | 4219221100500 | ASSISTIVE TOOLS TRANSFER BOARD WOODEN WIDE TO TRANSFER BETWEEN SURFACES AND THE ENDS ARE THINNED TO SLIDE UNDER THE PATIENT TRANSFER BOARD WITH HANDHOLES WITH A HAND HOLE CUT INTO BOTH ENDS FOR EASIER GRIP PRODUCT WEIGHT 1 KG APPROXIMATELY MAXIMUM USER WEIGHT 190 KG APPROXIMATELY SIZE: 30 CM WIDTH X 76 CM LENGTH APPROXIMATELY
9096 | 4219221100600 | ASSISTIVE TOOLS TRANSFER BOARD CURVED TRANSFER THE BOARD’S TAPERED DESIGN ENABLES EASY USE IN ALL TRANSFER SITUATIONS EG. CHAIR TO WHEELCHAIR OR WHEELCHAIR TO CAR THE ARC SHAPE NOT ONLY ENABLES A VARIETY OF POSITIONING OPTIONS BUT ALSO ALLOWS FOR THE NATURAL SWEEPING PATTERN OF AN ASSISTED TRANSFER WEIGHT 1.95 KG MAXIMUM USER WEIGHT 152 KG
9097 | 4219221100700 | ASSISTIVE TOOLS TRANSFER BOARD EASY TRANSFER 81 CM S-SHAPED WITH CHANNEL CUT WIDTHWAYS ALONG THE CENTER AND INTEGRAL SEAT WHICH SLIDES TO FACILITATE TRANSFERS PLASTIC TRANSFER BOARDS MADE FROM A PATENTED POLYMER TRANS BOARD FOR MOVING AND HANDLING IDEAL FOR CAR TO WHEELCHAIR TRANSFER WEIGHT CAPACITY 180 KG
9098 | 4219221100800 | ASSISTIVE TOOLS TRANSFER BOARD EASY TRANSFER WITH CHANNEL CUT WIDTHWAYS ALONG THE CENTER AND INTEGRAL SEAT WHICH SLIDES TO FACILITATE TRANSFERS PLASTIC TRANSFER BOARDS MADE FROM A PATENTED POLYMER 68 CM BOARD THIS BOARD IS A GREAT SOLUTION FOR SITUATIONS WHEN THE ARM OF THE WHEELCHAIR IS NOT REMOVABLE OR THE WHEEL IS AN OBSTACLE THE CRESCENT SHAPE OF THE BOARD FACILITATES THE CAREGIVERS NATURAL TRANSFER MOTIONS WEIGHT CAPACITY 180 KG
9099 | 4219221100900 | ASSISTIVE TOOLS TRANSFER BOARD EASY TRANSFER WITH CHANNEL CUT WIDTHWAYS ALONG THE CENTER AND INTEGRAL SEAT WHICH SLIDES TO FACILITATE TRANSFERS PLASTIC TRANSFER BOARDS MADE FROM A PATENTED POLYMER 68 CM BOARD IDEAL FOR SHORT TRANSFER DISTANCE SUCH AS BETWEEN BED AND WHEELCHAIRS WEIGHT CAPACITY 180 KG
9100 | 4219221200000 | COVER TROLLEY SHEET HYGIENIC PROTECTIVE TRANSPORTATION BED SOFT NON-WOVEN IMPERVIOUS PLASTIC BASE WHITE COLOR HIGH ABSORBANCE CAPACITY NOT LESS THAN TWO LITERS PATIENT SURFACE REMAINS SOFT AND DRY TEAR RESISTANCE (UP TO 150 KG WEIGHT LIFTING) SIZE 250 X 150 CM INDIVIDUALLY PACKED DISPOSABLE NO STERILE
9101 | 4219221600300 | WHEELCHAIR ACCESSORIES CUSHION ENCOURAGES PROPER POSITIONING OF THE PELVIS AND THIGHS. IT CONFORMS TO THE INDIVIDUAL'S SHAPE AND HELPS PROTECT THE SKIN WITH MODERATE RISK OF BREAKDOWN. CUSHION INTEGRATES A CONTOURED SOLID ALUMINUM SEAT PAN A SOFT MILDLY CONTOURED FOAM BASE WITH FLUID. INCLUDES TWO SUEDE COVERS WITH "SHOWER CAP" STRETCH DESIGN. THIS CUSHION OFFERS SKIN PROTECTION WITHOUT SACRIFICING LOW SEAT HEIGHTS. ITEM SIZE: 16 X 16 X 2.5 IN. WEIGHT CAPACITY 113KG APPROXIMATELY
9102 | 4219221600400 | WHEELCHAIR ACCESSORIES CUSHION ENCOURAGES PROPER POSITIONING OF THE PELVIS AND THIGHS. IT CONFORMS TO THE INDIVIDUAL'S SHAPE AND HELPS PROTECT THE SKIN WITH MODERATE RISK OF BREAKDOWN. CUSHION INTEGRATES A CONTOURED SOLID ALUMINUM SEAT PAN A SOFT MILDLY CONTOURED FOAM BASE WITH FLUID. INCLUDES TWO SUEDE COVERS WITH "SHOWER CAP" STRETCH DESIGN. THIS CUSHION OFFERS SKIN PROTECTION WITHOUT SACRIFICING LOW SEAT HEIGHTS. ITEM SIZE: 18X16X2.5 IN. WEIGHT CAPACITY 113KG APPROXIMATELY
9103 | 4219221600500 | WHEELCHAIR ACCESSORIES CUSHION ENCOURAGES PROPER POSITIONING OF THE PELVIS AND THIGHS. IT CONFORMS TO THE INDIVIDUAL'S SHAPE AND HELPS PROTECT THE SKIN WITH MODERATE RISK OF BREAKDOWN. CUSHION INTEGRATES A CONTOURED SOLID ALUMINUM SEAT PAN A SOFT MILDLY CONTOURED FOAM BASE WITH FLUID. INCLUDES TWO SUEDE COVERS WITH "SHOWER CAP" STRETCH DESIGN. THIS CUSHION OFFERS SKIN PROTECTION WITHOUT SACRIFICING LOW SEAT HEIGHTS. ITEM SIZE: 20X16X2.5IN. WEIGHT CAPACITY 113KG APPROXIMATELY
9104 | 4219221600600 | WHEELCHAIR ACCESSORIES CUSHION ENCOURAGES PROPER POSITIONING OF THE PELVIS AND THIGHS. IT CONFORMS TO THE INDIVIDUAL'S SHAPE AND HELPS PROTECT THE SKIN WITH MODERATE RISK OF BREAKDOWN. CUSHION INTEGRATES A CONTOURED SOLID ALUMINUM SEAT PAN A SOFT MILDLY CONTOURED FOAM BASE WITH FLUID. INCLUDES TWO SUEDE COVERS WITH "SHOWER CAP" STRETCH DESIGN. THIS CUSHION OFFERS SKIN PROTECTION WITHOUT SACRIFICING LOW SEAT HEIGHTS. ITEM SIZE: 20X18X2.5 IN WEIGHT CAPACITY 113KG APPROXIMATELY
9105 | 4219240100000 | "CRASH CART PLASTIC SEALS LOCK EASILY BROKEN BY HAND WITH SEQUENTIAL NUMBERS OF NOT LESS THAN 6 DIGITS COLOR-CODED (RED YELLOW GREEN BLUE)"
9106 | 4219250100400 | COVER FOR OMNIBED HOOD FOR GIRAFFE
9107 | 4219250100500 | "COVER INCO TO FIT GE GIRAFFE OMNIBED OR EQUIVALENT"
9108 | 4219250100900 | DISPOSABLE PLASTIC COVERS FOR HIGH-TOUCH DENTAL EQUIPMENT AND SURFACES SHAPED FOR BETTER FIT AND TO REDUCE EXCESS MATERIAL
9109 | 4219250101000 | DRAPE UNIVERSAL FOR O-ARM X-RAY MACHINE DISPOSABLE
9110 | 4219250200000 | BAG DISTRIBUTION POLYPROPYLENE 75.5 X 15 X 43 CM GREEN DISPOSABLE
9111 | 4219260200100 | "CONTAINER TABLETS PLASTIC DISPENSING CLEAR BROWN COLOR CHILD PROOF LOCK 50 GM"
9112 | 4219260200200 | CUP FOR MEDICINE DISPENSING CLEAR MEDICAL PLASTIC UNIVERSAL GRADUATION 30 ML
9113 | 4219260200300 | CUP FOR MOUTH RINSING NOT LESS THAN 150 ML CAPACITY DISPOSABLE
9114 | 4219260201000 | CUPS PLASTIC ATTACHES TO THE QUANTITATE PUPATES TO MEASURE SIZE AND REACTION OF PUPILS FOR NEURO ICU CASES
9115 | 4219260201100 | "BOTTLE MEDICINE AMBER GRADUATED EMPTY WITH CHILD RESISTANT PLASTIC SCREW CAP 120-130 ML"
9116 | 4219260201200 | "BOTTLE MEDICINE AMBER GRADUATED EMPTY WITH CHILD RESISTANT PLASTIC SCREW CAP 60-70 ML"
9117 | 4219260201500 | VIAL DISPENSING WITH CHILD RESISTANT CAP 64 ML SIZE: 16 DR AMBER
9118 | 4219260201600 | VIAL PLASTIC WITH PUSH AND TURN TYPE SAFE FITTED CAPS WIDE MOUTH AMBER COLOR POLYSTYRENE MATERIAL CAPACITY: 150-170 ML
9119 | 4219260201700 | VIAL PLASTIC WITH PUSH AND TURN TYPE SAFE FITTED CAPS WIDE MOUTH AMBER COLOR POLYSTYRENE MATERIAL CAPACITY: 20 ML
9120 | 4219260201800 | "VIAL PLASTIC WITH PUSH AND TURN TYPE SAFE FITTED CAPS WIDE MOUTH AMBER COLOR POLYSTYRENE MATERIAL CAPACITY : 25-30 ML"
9121 | 4219260201900 | "VIAL PLASTIC WITH PUSH AND TURN TYPE SAFE FITTED CAPS WIDE MOUTH AMBER COLOR POLYSTYRENE MATERIAL CAPACITY: 45-50 ML."
9122 | 4219260202600 | BAG PLASTIC BAG TRANSPARENT FOR MEDICINE SELF SEALING MUST BE PRINTED WITH FIXED BLACK INK BOTH SIDE 50 MICRONS THICKNESS FOR ONE LAYER.SIZE: ABOUT 20 X 30 CM
9123 | 4219260300000 | VIAL PLASTIC WITH PUSH AND TURN TYPE SAFE FITTED CAPS WIDE MOUTH AMBER COLOR POLYSTYRENE MATERIAL CAPACITY 120-140 ML
9124 | 4219261200400 | INTRODUCER SHEATH SPLIT TABLE WITH SIDE PORT 6 FR 25 CM SHEATH LENGTH GREEN
9125 | 4219261200500 | ANAL IRRIGATION ACCESSORY SET INCLUDING 15 SELF LUBRICATED CATHETER AND WATER BAG
9126 | 4219261200600 | ANAL IRRIGATION ACCESSORY SET INCLUDING 2 SELF LUBRICATED CATHETER AND WATER BAG
9127 | 4219261200700 | IRRIGATION ANAL PERISTEEN OR EQUIVALENT SYSTEM - 1 CONTROL UNIT 2 RECTAL SHELF LUBRICATED CATHETER 1 BAG AND STRAP
9128 | 4219261200800 | JAR OINTMENT WHITE WITH SECURED CAP 170 GM / ML
9129 | 4219261200900 | JAR OINTMENT WHITE WITH SECURED CAP 250 GM / ML
9130 | 4219261201000 | JAR OINTMENT WHITE WITH SECURED CAP 500 GM / ML
9131 | 4219261201200 | APPLICATOR DISINFECTANT SURGICAL PREP 26 ML WITH 0.7% IODINE AND 70-74% ALCOHOL HAZARDOUS MATERIAL-MATERIAL SAFETY DATA SHEET IS REQUIRED ON DELIVERY OF PRODUCT IN SOFT COPY STERILE
9132 | 4219261201400 | KIT BLADDER IRRIGATION WITH SYRINGE TIP BULB 60 ML 1200 ML BASIN AND 500 ML SOLUTION CONTAINER STERILE
9133 | 4219261400900 | BAG PLASTIC WHITE FOR MEDICINE DISPENSING WITH HANGING HOLE 45 MICRONS THICKNESS FOR ONE LAYER WITH HOSPITAL LOGO 40 CM X 25 CM
9134 | 4219261401000 | BAG PLASTIC TRANSPARENT FOR MEDICINE ZIP LOCK 50 MICRONS THICKNESS FOR ONE LAYER SIZE: ABOUT 7.4 X 14 CM
9135 | 4219261401100 | BAG PLASTIC TRANSPARENT FOR MEDICINE ZIP LOCK 50 MICRONS THICKNESS FOR ONE LAYER SIZE: ABOUT 9 X 18 CM
9136 | 4219261401200 | "BAG PLASTIC BAG WHITE FOR MEDICINE DISPENSING WITH HANGING HOLE. MUST BE PRINTED WITH FIXED GREEN INK 50 MICRONS THICKNESS FOR ONE LAYER. WI TH GUSSET.SIZE: ABOUT 29 X 35CM"
9137 | 4219261401300 | BAG PLASTIC BAG WHITE FOR MEDICINE SELF SEALING MUST BE PRINTED WITH FIXED BLACK INK BOTH SIDE 50 MICRONS THICKNESS FOR ONE LAYER.SIZE: ABOUT 12 X 20 CM
9138 | 4219280100000 | BAG FOR MEDICAL WASTE PVC WITH BIOHAZARD LOGO NOT LESS THAN 150 MICRON THICKNESS YELLOW 10-15 LITER
9139 | 4219280100100 | BAG FOR MEDICAL WASTE PVC WITH BIOHAZARD LOGO NOT LESS THAN 150 MICRON THICKNESS YELLOW 30-35 LITER
9140 | 4219280100200 | BAG FOR MEDICAL WASTE PVC WITH BIOHAZARD LOGO NOT LESS THAN 150 MICRON THICKNESS YELLOW 70-75 LITER
9141 | 4219280100300 | BAG FOR MEDICAL WASTE PVC WITH BIOHAZARD LOGO NOT LESS THAN 150 MICRON THICKNESS RED 30-35 LITER
9142 | 4219280100400 | BAG FOR MEDICAL WASTE PVC WITH BIOHAZARD LOGO NOT LESS THAN 150 MICRON THICKNESS RED 50-55 LITER
9143 | 4219280100500 | BAG FOR MEDICAL WASTE PVC WITH BIOHAZARD LOGO NOT LESS THAN 150 MICRON THICKNESS RED 70-75 LITER
9144 | 4219280200300 | CONTAINER CONTAMINATED SHARPS POLYPROPYLENE 4.5/5 LITERS WITH HANDLE
9145 | 4219280200400 | CONTAINER SAFETY PLASTIC FOR DISPOSAL SHARP PORTABLE DURABLE STABLE EASY HANDLING PUNCTURE AND LEAK PROOF WITH WARNING LABEL YELLOW COLOR FINAL CLOSURE MUST BE IRREVERSIBLE 1.5 LITERS CAPACITY 50 / PACK DISPOSABLE
9146 | 4219280200600 | CONTAINER SAFETY PLASTIC FOR DISPOSAL SHARP DURABLE STABLE EASY HANDLING PUNCTURE AND LEAK PROOF WITH WARNING LABEL YELLOW COLOR FINAL CLOSURE MUST BE IRREVERSIBLE 30-35 LITERS CAPACITY DISPOSABLE
9147 | 4219280200700 | CONTAINER SAFETY PLASTIC FOR DISPOSAL SHARP STABLE EASY HANDLING PUNCTURE AND LEAK PROOF WITH WARNING LABEL RED COLOR FINAL CLOSURE MUST BE IRREVERSIBLE 60-65 LITERS CAPACITY DISPOSABLE
9148 | 4219280200800 | CONTAINER SAFETY PLASTIC FOR DISPOSAL SHARP DURABLE STABLE EASY HANDLING PUNCTURE AND LEAK PROOF WITH WARNING LABEL YELLOW COLOR FINAL CLOSURE MUST BE IRREVERSIBLE 5-6 LITERS CAPACITY 50 / PACK DISPOSABLE
9149 | 4219280200900 | CONTAINER SAFETY PLASTIC FOR DISPOSAL SHARP DURABLE STABLE EASY HANDLING PUNCTURE AND LEAK PROOF WITH WARNING LABEL YELLOW COLOR FINAL CLOSURE MUST BE IRREVERSIBLE 21-23 LITERS CAPACITY 50 / PACK DISPOSABLE
9150 | 4219280300000 | FOAM DISINFECTANT HARD SURFACES 750 ML
9151 | 4220170501000 | CONDOM ULTRASOUND NON-LATEX 2.6 X 30 CM (+/- 5 CM) DISPOSABLE NON-STERILE
9152 | 4220170501100 | CONDOM ULTRASOUND NON-LATEX 2.6 X 30 CM (+/- 5 CM) DISPOSABLE STERILE
9153 | 4220170501300 | ULTRASOUND CILIARY PLASTY PROBE AS PER REQUIRED STERILE
9154 | 4220170501400 | COVER WITH ELASTIC BANDS FOR ULTRASOUND ENDOCAVITARY/RECTAL TRANSDUCER 3.5 CM X 20 CM LATEX NON-STERILE
9155 | 4220170601100 | PROBE 20 MHZ DOPPLER PROBE BAYONET 0.8 MM DISPOSABLE STERILE
9156 | 4220170601200 | PROBE 20 MHZ DOPPLER PROBE BAYONET 2 MM DISPOSABLE STERILE
9157 | 4220170601300 | PROBE 20 MHZ DOPPLER PROBE CURVED DISPOSABLE STERILE
9158 | 4220170601400 | PROBE 20 MHZ DOPPLER PROBE STRAIGHT DISPOSABLE STERILE
9159 | 4220170601500 | PROBE 8 MHZ DOPPLER PROBE STRAIGHT DISPOSABLE STERILE
9160 | 4220170800500 | GEL ULTRASOUND TRANSMISSION FOIL POUCH 15-20 GM STERILE
9161 | 4220170800800 | GEL ULTRASOUND TRANSMISSION 250 GM / TUBE
9162 | 4220170900000 | PH BUFFER PH1 FOR PH CATHETER AND CALIBRATION OF WIRELESS CAPSULE PH MONITORING
9163 | 4220170900100 | INTERNAL ANAL SPHINCTER ELECTROMYOGRAPHY REUSABLE
9164 | 4220170900200 | EXTERNAL ANAL SPHINCTER ELECTROMYOGRAPHY REUSABLE
9165 | 4220181000000 | "X-RAY FILM (A) MEDIUM OR HIGH SPEED HIGH CONTRAST FILMS FOR RADIOGRAPHY WITH MINIMAL RADIATION DOSE USED WITH STANDARD INTENSIFYING SCREEN.(B) SUITABLE FOR AUTOMATIC AND MANUAL PROCESSING ALSO FOR USE IN RAPID FILM CHANGES. (C) CAN BE USED WITH DAYLIGHT SIZE 24 X 30CM PACKING: 100 SHEETS/PACKET"
9166 | 4220181000100 | "X-RAY FILM (A) MEDIUM OR HIGH SPEED HIGH CONTRAST FILMS FOR RADIOGRAPHY WITH MINIMAL RADIATION DOSE USED WITH STANDARD INTENSIFYING SCREEN.(B) SUITABLE FOR AUTOMATIC AND MANUAL PROCESSING ALSO FOR USE IN RAPID FILM CHANGES. (C) CAN BE USED WITH DAYLIGHT SIZE 35 X 35CM PACKING: 100 SHEETS/PACKET"
9167 | 4220181000200 | "X-RAY FILM (A) MEDIUM OR HIGH SPEED HIGH CONTRAST FILMS FOR RADIOGRAPHY WITH MINIMAL RADIATION DOSE USED WITH STANDARD INTENSIFYING SCREEN.(B) SUITABLE FOR AUTOMATIC AND MANUAL PROCESSING ALSO FOR USE IN RAPID FILM CHANGES. (C) CAN BE USED WITH DAYLIGHT SIZE 35 X 43CM PACKING: 100 SHEETS/PACKET"
9168 | 4220181000600 | "X-RAY FILM (A) MEDIUM OR HIGH SPEED HIGH CONTRAST FILMS FOR RADIOGRAPHY WITH MINIMAL RADIATION DOSE USED WITH STANDARD INTENSIFYING SCREEN.(B) SUITABLE FOR AUTOMATIC AND MANUAL PROCESSING ALSO FOR USE IN RAPID FILM CHANGES. (C) CAN BE USED WITH DAYLIGHT SIZE 18 X 24CM PACKING: 100 SHEETS/PACKET"
9169 | 4220181000700 | "X-RAY FILM (A) MEDIUM OR HIGH SPEED HIGH CONTRAST FILMS FOR RADIOGRAPHY WITH MINIMAL RADIATION DOSE USED WITH STANDARD INTENSIFYING SCREEN.(B) SUITABLE FOR AUTOMATIC AND MANUAL PROCESSING ALSO FOR USE IN RAPID FILM CHANGES. (C) CAN BE USED WITH DAYLIGHT SIZE 30 X 40CM PACKING: 100 SHEETS/PACKET"
9170 | 4220181000800 | FILM DRY IMAGING LASER TO BE USED WITH DRYPIX 7000 AND DRYPIX 4000 LASER PRINTER OR EQUIVALENT (DI-HL) LUE BASE: SIZE 35 X 43 CM(14 INCH X 17 INCH) 100 FILM / PACK
9171 | 4220181001100 | FILM DRY STAR (DT2M) TO BE USED WITH DRY STAR 5500 5503 AND AXYS LASER CAMERA SIZE: 24 X 30 CM PACKING 100 FILM/PACK.
9172 | 4220181001200 | FILM DRY VIEW (DT2M) TO BE USED WITH DRY STAR 5500 5503 AND AXYS LASER CAMERA SIZE: 18 X 24 CM PACKING 100 FILM/PACK.
9173 | 4220181003500 | FILM DRY VIEW BLUE BASE TO BE USED WITH DRYVIEW 8700 AND DRYVIEW 8100 LASER CAMERA OR EQUIVALENT SIZE: 35 X 43 CM
9174 | 4220181003600 | FILM DRY VIEW BLUE BASE DVB TO BE USED WITH DRY VIEW 5800 LASER CAMERA SIZE 8 INCH X 10 INCH
9175 | 4220181003700 | FILM DRY VIEW BLUE BASE TO BE USED WITH DRY VIEW STAR 3000 DRY CAMERA SIZE: 35 X 43 CM
9176 | 4220181003800 | FILM DRY VIEW DVM FOR MAMMOGRAPHY TO BE USED WITH DRY VIEW 8900 AND 6800 LASER CAMERA SIZE 10 X 12 INCH
9177 | 4220181004000 | FILM DRYPRO BLUE BASE TO BE USED WITH DRYPRO 832 AND DRYPRO 873 LASER CAMERA SIZE: 14 X 17 IN (35 X 43 CM)
9178 | 4220181004100 | FILM DRYPRO BLUE BASE TO BE USED WITH DRYPRO 832 AND DRYPRO 873 LASER CAMERA OR ANY EQUIVALENT SIZE: 11 X 14 IN (28 X 35 CM)
9179 | 4220181004200 | FILM DRYPRO BLUE BASE TO BE USED WITH DRYPRO 832 AND DRYPRO 873 LASER CAMERA SIZE: 10 X 12 INCH
9180 | 4220181004400 | FILM HIGH CONTRAST HIGH RESOLUTION SINGLE EMULSION ORTHOCHROMATIC FILM PROCESSED IN STANDARD CYCLE PROCESSOR DESIGNED FOR MAMMO GRAPHY SIZE: 18 X 24 CM
9181 | 4220182100100 | HOLDER FILM HOLDING DENTAL X RAY FILM AUTOCLAVABLE PLASTIC FOR DENTAL
9182 | 4220184300100 | NIPPLE MARKER USED TO IDENTIFY NIPPLE LOCATION DURING MAMMOGRAPHY DISPOSABLE STERILE ASSORTED SIZES AND SHAPES AS PER HOSPITAL REQUEST
9183 | 4220185600100 | ECG ADAPTER CABLE 1.5 M COMPATIBLE WITH NEOMED MONITOR SYSTEM OR EQUIVALENT REUSABLE
9184 | 4220185600300 | SET MRI ECG 3 LEAD IEC 6.5 M/ 20 FT COMPATIBLE WITH GE MACHINE OR EQUIVALENT REUSABLE
9185 | 4220185600400 | SETS MULTI ECG TRUNK CABLE NEONATAL 3 LEAD CARE COMPATIBLE WITH GE MACHINE OR EQUIVALENT
9186 | 4220185600600 | SET MULTI LINK ECG TRUNK CABLE 3 AND 5 LEAD CARE COMPATIBLE WITH GE MACHINE OR EQUIVALENT REUSABLE ONE (1) EACH = ONE (1) SET
9187 | 4220185600700 | SET MULTI LINK LEAD WIRE GROUP 3 LEAD SNAP EC 74 CM COMPATIBLE WITH GE MACHINE OR EQUIVALENT LATEX FREE REUSABLE ONE (1) EACH = ONE (1) SET
9188 | 4220185600800 | SET MULTI LINK LEAD WIRE GROUP 3 LEAD SNAP EC 130 CM COMPATIBLE WITH GE MACHINE OR EQUIVALENT LATEX FREE REUSABLE ONE (1) EACH = ONE (1) SET
9189 | 4220185600900 | SET MULTI LINK LEAD WIRE GROUP 3 LEAD GRABBER IEC 13 CM COMPATIBLE WITH GE MACHINE OR EQUIVALENT LATEX FREE REUSABLE ONE (1) EACH = ONE (1) SET
9190 | 4220185601000 | SET MULTI LINK LEAD WIRE GROUP 3 LEAD GRABBER IEC 74 CM COMPATIBLE WITH GE MACHINE OR EQUIVALENT LATEX FREE REUSABLE ONE (1) EACH = ONE (1) SET
9191 | 4220185601200 | CABLE NEOMED POD ECG 2.5M COMPATIBLE WITH DRAEGER MACHINE REUSABLE
9192 | 4220185601300 | SET ECG TRULINK SNAP SHIELDED WIRE 3 LEAD FOR USE WITH FLOW I ANESTHESIA MACHINE REUSABLE ONE (1) EACH = ONE (1) SET
9193 | 4220186100000 | COVER C-ARM FLUOROSCOPY CLEAR SHOULD COVER C-SHAPE STERILE
9194 | 4220340000500 | CATHETER INTRAVENOUS CLOSED IV 20 GX 25 MM WITH PRE ATTACHED EXT TUBE Y SHAPE SEPTUM TRANSPARENT NEEDLELESS DEVICE
9195 | 4220340000600 | CATHETER INTRAVENOUS CLOSED IV 22 GX 25 MM WITH PRE ATTACHED EXT TUBE Y SHAPE SEPTUM TRANSPARENT NEEDLELESS DEVICE
9196 | 4220340000700 | CATHETER INTRAVENOUS CLOSED IV 24 GX 14 MM WITH PRE ATTACHED EXT TUBE Y SHAPE SEPTUM TRANSPARENT NEEDLELESS DEVICE
9197 | 4220340000900 | CANNULA SAFETY IV WITH PUSH BUTTON NEEDLE SHIELDING WITHOUT WINGS MADE OF POLYURETHANE MATERIAL WITH BLOOD CONTROL AND NOTCH NEEDLE 16G X 30MM
9198 | 4220340001000 | CANNULA CATHETER IV WINGED WITH SHIELDED/SAFETY NEEDLE MECHANISM SIZE 18 G (1.3 X 30-32 MM) INTERNATIONAL COLOR CODED
9199 | 4220340001100 | CANNULA SAFETY IV WITH PUSH BUTTON NEEDLE SHIELDING WITH FLEXIBLE WINGS MADE OF POLYURETHANE MATERIAL WITH BLOOD CONTROL AND NOTCH NEEDLE 20G X 30MM
9200 | 4220340001200 | CANNULA SAFETY IV WITH PUSH BUTTON NEEDLE SHIELDING WITHOUT WINGS MADE OF POLYURETHANE MATERIAL WITH BLOOD CONTROL AND NOTCH NEEDLE 22G X 25MM
9201 | 4220340001300 | CANNULA SAFETY IV WITH PUSH BUTTON NEEDLE SHIELDING WITH FLEXIBLE WINGS MADE OF POLYURETHANE MATERIAL WITH BLOOD CONTROL AND NOTCH NEEDLE 24G X 19MM
9202 | 4220340001400 | CANNULA SAFETY IV WITH PUSH BUTTON NEEDLE SHIELDING WITHOUT WINGS MADE OF POLYURETHANE MATERIAL WITH BLOOD CONTROL AND NOTCH NEEDLE 14G X 45MM
9203 | 4220340002200 | SET CARDIAC CATHETER SHEATH INTRODUCER PERCUTANEOUS STERILE DIA: 8.5FR
9204 | 4220340003600 | KIT CARDIAC CATHETERIZATION CENTRAL VENOUS PRESSURE STERILE INCLUDES: TRIPLE LUMEN CATHETER DIA: 5.5FR LENGTH: 5.0CM
9205 | 4220340003700 | KIT CARDIAC CATHETERIZATION CENTRAL VENOUS PRESSURE STERILE INCLUDES: TRIPLE LUMEN CATHETER 7.0FR 16.0CM
9206 | 4220340003800 | KIT CARDIAC CATHETERIZATION CENTRAL VENOUS PRESSURE STERILE INCLUDES: TWO LUMEN CATHETER DIA: 4.0FR LENGTH: 5.0CM
9207 | 4220340003900 | KIT CARDIAC CATHETERIZATION CENTRAL VENOUS STERILE INCLUDES: DOUBLE LUMEN CATHETER 7.0FR 20.0CM
9208 | 4220340004000 | KIT CARDIAC CATHETERIZATION CENTRAL VENOUS PRESSURE STERILE INCLUDES: DOUBLE LUMEN CATHETER DIA: 4.0FR LENGTH: 8.0CM
9209 | 4220340004100 | KIT CARDIAC CATHETERIZATION CENTRAL VENOUS PRESSURE STERILE INCLUDES: TRIPLE LUMEN CATHETER DIA: 5.5FR LENGTH: 8.0CM
9210 | 4220340004300 | CATHETER CENTRAL VENOUS COMPLETE KIT RADIOPAQUE CONTAINS: - DOUBLE LUMEN PUR CATHETER GUIDE WIRE (UNKINKABLE) NON LUER LOCK SYRINGE 5 ML INTRODUCER NEEDLE SHORT BEVEL INTRODUCER CANNULA DILATOR SECONDARY FIXATION DEVICE SLIDING CLAMPS SCALP BLADE SIZE: 4 FR LENGTH 13 CM PEEL PACK DISPOSABLE STERILE
9211 | 4220340006100 | CATHETER FOLEY 2-WAYS PURE SILICONE OPEN TIP OVER GUIDEWIRE 30-50 CM LONG WITH LATERAL EYES BALLOON SIZE: 5-15 ML WITH FUNNEL END VALVE SUITABLE TO BE USED WITH SYRINGE LUER LOCK CYLINDRICAL SIZE: CH 14 DISPOSABLE STERILE
9212 | 4220340006600 | CATHETER MALECOT 4 WINGS LATEX 18 FRENCH DISPOSABLE STERILE
9213 | 4220340006700 | CATHETER MALECOT 4 WINGS LATEX 20 FRENCH DISPOSABLE STERILE
9214 | 4220340006800 | CATHETER MALECOT 4 WINGS LATEX 22 FRENCH DISPOSABLE STERILE
9215 | 4220340010600 | INJECTION NEEDLE WITHOUT METALLIC TIP ASSORTED SIZES OF DIAMETER AND ASSORTED SIZES OF WORKING LENGTH
9216 | 4220340011100 | CATHETER FOLEY 3-WAYS PURE SILICONE COUDE TIP (TIEMANN) 40-60 CM LONG WITH LATERAL EYES BALLOON SIZE: 30-50 ML WITH FUNNEL END VALVE SUITABLE TO BE USED WITH SYRINGE LUER LOCK CYLINDRICAL SIZE: CH 18 DISPOSABLE STERILE
9217 | 4220340201200 | GUIDING CATHETER GUIDING COAXIAL DESIGN FOR NEUROINTERVENTIONAL PROCEDURES STRAIGHT HYDROPHILIC COATING 6 FRENCH X 90 CM DISPOSABLE STERILE NEURO
9218 | 4220340201800 | CORONARY SINUS CATHETER DIAGNOSTIC 5 FR 1 MM TIP ELECTRODE FIXED OR DEFLECTED TIP LENGTH 60 CM SUFFICIENT CONNECTORS MUST BE SUPPLIED FOC FOR EVERY CENTER DISPOSABLE STERILE
9219 | 4220340225400 | MOUTH GUARD (BITE BLOCK) WITH STRAP LATEX FREE ASSORTED SIZES FOR ADULT AND PEDIATRIC
9220 | 4220340225600 | BITE BLOCK WITH OUT STRAP FOR ADULT LATEX-FREE ASSORTED SIZES
9221 | 4220340225700 | WATER BOTTLE FOR ENDOSCOPES (WATER CONTAINER CAP AND TUBING THAT ARE USED FOR INSUFFLATION OF ENDOSCOPIC AIR AND LENS WASH) COMPATIBLE WITH HOSPITAL MACHINE REUSABLE
9222 | 4220340225800 | DETACHABLE LIGATION SNARE (ENDOLOOP) ASSORTED SIZES AND LENGTH
9223 | 4220340226000 | RAPID EXCHANGE LOCKING DEVICE (FOR ERCP SCOPE ) ASSORTED SIZES
9224 | 4220340226600 | ESOPHAGEAL POTENTIAL HYDROGEN (PH) MONITORING WITH IMPEDANCE CATHETER DUAL CHANNEL PH SENSOR ASSORTED SIZES FOR ADULT AND PEDIATRIC SINGLE USE
9225 | 4220340226800 | ARGON PLASMA COAGULATION (APC) PROBE (SIDE FIRE) WITH INTEGRATED FILTER ASSORTED SIZES OF DIAMETER AND WORKING LENGTH
9226 | 4220340227800 | DISPOSABLE SHORTS AND PANTS FOR COLONOSCOPY PROCEDURE ASSORTED SIZES
9227 | 4220340300100 | SHEATH INTRODUCER KIT CONTAINS 10-11 CM LONG SHEATH STERILE SLEEVE FOR USE WITH TPM OR SWAN-GANZ CATHETERS J-TIP 45 CM GUIDE WIRE 0.035 INCH WITH DILATOR THIN WALL PUNCTURE NEEDLE DISPOSABLE STERILE ASSORTED SIZES AS PER HOSPITAL REQUEST
9228 | 4220340304700 | INTRODUCER SHEATH RADIOPAQUE TIP DISPOSABLE STERILE ASSORTED SIZES AS PER HOSPITAL REQUEST
9229 | 4220340305100 | "TRANSSEPTAL NEEDLE FOR CARDIAC CATHETERIZATION ASSORTED SIZES AS PER HOSPITAL REQUEST"
9230 | 4220340321500 | "PERICARDIOCENTESIS KIT TO REMOVE FLUIDS FROM PERICARDIUM DISPOSABLE STERILE"
9231 | 4220340323200 | BITE BLOCKS FOR TAKING OPEN BITE EAR MOLD IMPRESSIONS
9232 | 4220340324900 | LOOP CUTTER TO REMOVE DETACHABLE ENDOLOOP REUSABLE ASSORTED WORKING LENGTH
9233 | 4220340327200 | SWAB STICK AMNICATOR FOR DETECTING RUPTURED AMNIOTIC MEMBRANES LENGTH 15-20 CM STERILE
9234 | 4220340328700 | STRAP RESTRAINT FOR LIMBS FOAM LINED VELCRO CLOSURE ADJUSTABLE INFANT DISPOSABLE
9235 | 4220340330400 | RAZOR BLADE FOR SHAVING NON-STERILE DISPOSABLE
9236 | 4220340339500 | DRESSING ANTIMICROBIAL WITH DESLOUGHING ACTION SILVER 10 X 10 CM DISPOSABLE STERILE
9237 | 4220340401400 | GUIDEWIRE PERIPHERAL INTERVENTION HIGH TIP LOAD FOR CTO CASES 0.014IN J-TIP OR STRAIGHT ASSORTED RANGE AND SIZES AS PER HOSPITAL REQUEST
9238 | 4220340404300 | GUIDEWIRE TEFLON COATED J-TIP OR STRAIGHT 0.018 INCH DISPOSABLE STERILE ASSORTED SIZES AS PER HOSPITAL REQUEST
9239 | 4220340406900 | "GUIDEWIRE FOR NEURO INTERVENTION HYDROPHILIC COATING COILED TIP COIL TIP LENGTH NOT LESS THAN 8 CM 0.010IN X 300CM DISPOSABLE STERILE"
9240 | 4220340409200 | "EXTENSION FOR PTCA GUIDEWIRE 145CM - 165CM DISPOSABLE STERILE"
9241 | 4220340410600 | "GUIDEWIRE BENTSON PTFE COATED 0.035IN LENGTH 145 - 180 CM DISPOSABLE STERILE"
9242 | 4220340410700 | "GUIDEWIRE ROSEN PTFE COATED 0.035IN 145 - 180 CM DISPOSABLE STERILE"
9243 | 4220340418800 | GUIDEWIRE PERIPHERAL INTERVENTION HIGH TIP LOAD FOR CTO CASES 0.018IN J-TIP OR STRAIGHT ASSORTED RANGE AND SIZES AS PER HOSPITAL REQUEST
9244 | 4220340419900 | GUIDEWIRE STAINLESS STEEL WITH FLAT WIRE COIL AND PTFE COATED 0.038 INCH X 145 CM LENGTH DISPOSABLE STERILE
9245 | 4220340425300 | COLON DECOMPRESSION SET ASSORTED SIZES
9246 | 4220340428500 | CATHETER FOLEY 2-WAYS PURE SILICONE OPEN TIP OVER GUIDEWIRE 30-50 CM LONG WITH LATERAL EYES BALLOON SIZE: 5-15 ML WITH FUNNEL END VALVE SUITABLE TO BE USED WITH SYRINGE LUER LOCK CYLINDRICAL SIZE: CH 22 DISPOSABLE STERILE
9247 | 4220340430100 | BILIARY SPHINCTEROTOME STANDARD TAPERED TIP TRIPLE LUMEN ASSORTED SIZES OF DISTAL TIP LENGTH AND CUTTING WIRE LENGTH LONG WIRE SYSTEM
9248 | 4220340430900 | BILIARY PRELOADED SPHINCTEROTOME (WITH ASSORTED GUIDEWIRE SIZES 00.035 INCH AND 00.025 INCH) STANDARD TAPERED TIP TRIPLE LUMEN ASSORTED SIZES OF DISTAL TIP LENGTH AND CUTTING WIRE LENGTH LONG WIRE SYSTEM
9249 | 4220340431300 | GUIDEWIRE TEFLON (PTFE) COATED FIXED CORE ANGLED TIP 0.035 X 130-150 CM LENGTH DISPOSABLE STERILE
9250 | 4220340431400 | GUIDEWIRE TEFLON (PTFE) COATED FIXED CORE ANGLED TIP STIFF 0.035 X 130-150 CM LENGTH DISPOSABLE STERILE
9251 | 4220340431500 | GUIDEWIRE TEFLON (PTFE) COATED FIXED CORE STRAIGHT TIP 0.038 X 130-150 CM LENGTH DISPOSABLE STERILE
9252 | 4220340431600 | GUIDEWIRE TEFLON (PTFE) COATED FIXED CORE ANGLED TIP STIFF 0.038 X 130-150 CM LENGTH DISPOSABLE STERILE
9253 | 4220340431700 | GUIDEWIRE TEFLON (PTFE) COATED STRAIGHT TIP 0.025 X 120-150 CM LENGTH DISPOSABLE STERILE
9254 | 4220340431800 | GUIDEWIRE TEFLON (PTFE) COATED STRAIGHT STAINLESS STEEL STIFF 0.035 X 130-150 CM LENGTH DISPOSABLE STERILE
9255 | 4220340431900 | GUIDEWIRE TEFLON (PTFE) COATED FIXED CORE STRAIGHT TIP 0.035 X 130-150 CM LENGTH DISPOSABLE STERILE
9256 | 4220340434200 | GUIDEWIRE PERIPHERAL INTERVENTION INTERMEDIATE TIP LOAD 0.018IN J-TIP OR STRAIGHT ASSORTED RANGE AND SIZES AS PER HOSPITAL REQUEST
9257 | 4220340435900 | "GUIDEWIRE BENTSON PTFE COATED 0.035IN LENGTH NOT LESS THAN 250 CM DISPOSABLE STERILE"
9258 | 4220340436200 | "GUIDEWIRE ROSEN PTFE COATED 0.035IN LENGTH NOT LESS THAN 250 CM DISPOSABLE STERILE"
9259 | 4220340440900 | GUIDEWIRE PERIPHERAL INTERVENTION WORKHORSE/FLOPPY 0.018IN J-TIP OR STRAIGHT ASSORTED RANGE AND SIZES AS PER HOSPITAL REQUEST
9260 | 4220340442200 | GUIDEWIRE CORONARY PTCA HIGH TIP LOAD FOR CTO CASES 0.014IN J-TIP OR STRAIGHT ASSORTED RANGE AND SIZES AS PER HOSPITAL REQUEST
9261 | 4220340442300 | GUIDEWIRE CORONARY PTCA EXTRA SUPPORT SHAFT 0.014IN J-TIP OR STRAIGHT ASSORTED RANGE AND SIZES AS PER HOSPITAL REQUEST
9262 | 4220340442400 | "GUIDEWIRE STAINLESS STEEL HYDROPHILIC COATED 0.010IN LENGTH NOT MORE THAN 130 CM DISPOSABLE STERILE"
9263 | 4220340513400 | "CUTTING BALLOON FOR CORONARY ANGIOPLASTY HYDROPHILIC COATED SOFT LASER CUT BLADE MOUNTED LONGITUDINALLY AT PROXIMAL SHAFT ASSORTED SIZES AS PER HOSPITAL REQUEST"
9264 | 4220340526400 | CATHETER PICC DOUBLE LUMEN 26G: PUR CATHETER 1.9-2 FRENCH CATHETER 30-50 CM X-RAY OPAQUE ONE PIECE CATHETER CONSTRUCTION INTEGRAL EXTENSION WITH WING CATHETER GRADUATIONS EVERY CM STATLOCK STABILIZATION DEVICE KIT CONTENTS SHOULD BE 1 X CATHETER 1 X MICROFLASH INTRODUCER 1 X TAPE MEASURE 2 X BALL SWABS 1 X GALLIPOT 1 X SPONGE STICK 1 X 10 ML SYRINGE 1 X STERILE FIELD/OUTER WRAP 1 X FENESTRATED DRAPE WEIGHING < 1KG DISPOSABLE STERILE
9265 | 4220340526500 | "CATHETER PICC POLYURETHANE SINGLE LUMEN 1.2 FR LENGTH 20-25 CM NEEDLE SIZE 28 G WITH MICROFLASH INTRODUCER X - RAY OPAQUE CATHETER GRADUATIONS EVERY CM INTEGRAL EXTENSION WITH WING PERMITS SECURE CATHETER FIXATION UNIQUE SPLIT CANNULA AND EYELET GIVES RAPID VISIBILITY OF FLASHBACK DISPOSABLE STERILE"
9266 | 4220340559400 | TRANSCATHETER CEREBRAL PROTECTION DEVICE USED TO CAPTURE AND REMOVE THROMBUS AND DEBRIS IN TAVI PROCEDURE
9267 | 4220340580400 | BALLOON PERIPHERAL ANGIOPLASTY SEMI-COMPLIANT 0.035 IN WIRE COMPATIBILITY DISPOSABLE STERILE ASSORTED SIZES BALLOON DIAMETER AND LENGTH AS PER HOSPITAL REQUEST
9268 | 4220340580500 | BALLOON PERIPHERAL ANGIOPLASTY SEMI-COMPLIANT 0.018 IN WIRE COMPATIBILITY DISPOSABLE STERILE ASSORTED SIZES BALLOON DIAMETER AND LENGTH AS PER HOSPITAL REQUEST
9269 | 4220340580600 | BALLOON PERIPHERAL ANGIOPLASTY SEMI-COMPLIANT 0.014 IN WIRE COMPATIBILITY DISPOSABLE STERILE ASSORTED SIZES BALLOON DIAMETER AND LENGTH AS PER HOSPITAL REQUEST
9270 | 4220340580700 | BALLOON PERIPHERAL ANGIOPLASTY NON-COMPLIANT LARGE DIAMETER FOR LARGE VESSELS DISPOSABLE STERILE ASSORTED SIZES BALLOON DIAMETER AND LENGTH AS PER HOSPITAL REQUEST
9271 | 4220340580800 | "BALLOON PERIPHERAL ANGIOPLASTY NON-COMPLIANT 0.014 IN WIRE COMPATIBILITY DISPOSABLE STERILE ASSORTED SIZES BALLOON DIAMETER AND LENGTH AS PER HOSPITAL REQUEST"
9272 | 4220340580900 | BALLOON PERIPHERAL ANGIOPLASTY NON-COMPLIANT ULTRA HIGH RATED BURST PRESSURE NOT LESS THAN 25ATM DISPOSABLE STERILE ASSORTED SIZES BALLOON DIAMETER AND LENGTH AS PER HOSPITAL REQUEST
9273 | 4220340581000 | BALLOON PERIPHERAL ANGIOPLASTY NON-COMPLIANT ULTRA HIGH RATED BURST PRESSURE NOT LESS THAN 30ATM DISPOSABLE STERILE ASSORTED SIZES BALLOON DIAMETER AND LENGTH AS PER HOSPITAL REQUEST
9274 | 4220340581100 | BALLOON PERIPHERAL ANGIOPLASTY NON-COMPLIANT ULTRA HIGH RATED BURST PRESSURE UP TO 40ATM DISPOSABLE STERILE ASSORTED SIZES BALLOON DIAMETER AND LENGTH AS PER HOSPITAL REQUEST
9275 | 4220340581200 | BALLOON PTCA SUPER HIGH PRESSURE FOR HIGHLY RESISTANT CORONARY STENOSIS ASSORTED SIZES AS PER HOSPITAL REQUEST
9276 | 4220340700400 | SYRINGE HIGH PRESSURE 1 ML CAPACITY FIXED MALE LUER LOCK BARREL MATERIAL: POLYCARBONATE TIP MATERIAL: SILICONE PLUNGER MATERIAL: ABS VARIOUS COLORS AS PER HOSPITAL REQUEST DISPOSABLE STERILE
9277 | 4220340700500 | SYRINGE HIGH PRESSURE 10 ML CAPACITY FIXED MALE LUER LOCK BARREL MATERIAL: POLYCARBONATE TIP MATERIAL: SILICONE PLUNGER MATERIAL: ABS VARIOUS COLORS AS PER HOSPITAL REQUEST DISPOSABLE STERILE
9278 | 4220340700600 | SYRINGE HIGH PRESSURE 20 ML CAPACITY FIXED MALE LUER LOCK BARREL MATERIAL: POLYCARBONATE TIP MATERIAL: SILICONE PLUNGER MATERIAL: ABS VARIOUS COLORS AS PER HOSPITAL REQUEST DISPOSABLE STERILE
9279 | 4220340700700 | SYRINGE HIGH PRESSURE 3 ML CAPACITY FIXED MALE LUER LOCK BARREL MATERIAL: POLYCARBONATE TIP MATERIAL: SILICONE PLUNGER MATERIAL: ABS VARIOUS COLORS AS PER HOSPITAL REQUEST DISPOSABLE STERILE
9280 | 4220340700800 | SYRINGE HIGH PRESSURE 30 ML CAPACITY FIXED MALE LUER LOCK BARREL MATERIAL: POLYCARBONATE TIP MATERIAL: SILICONE PLUNGER MATERIAL: ABS VARIOUS COLORS AS PER HOSPITAL REQUEST DISPOSABLE STERILE
9281 | 4220340701000 | SYRINGE HIGH PRESSURE 5-6 ML CAPACITY FIXED MALE LUER LOCK BARREL MATERIAL: POLYCARBONATE TIP MATERIAL: SILICONE PLUNGER MATERIAL: ABS VARIOUS COLORS AS PER HOSPITAL REQUEST DISPOSABLE STERILE
9282 | 4220340702300 | INJECTOR SYRINGE ANGIOGRAPHIC 150 ML WITH ASPIRATION TUBE COMPATIBLE WITH MEDRAD MARK V. PROVIS DISPOSABLE STERILE
9283 | 4220340703000 | CONNECTOR MINI LINK ANGLE/DISPOSABLE/COAXIAL LATEX FREE DIA: 8.5MM -15.0MM
9284 | 4220340815100 | SCISSORS DISSECTING TENOTOMY VEIN CUTTING STAINLESS STEEL/ 18CM 6 TO CUT THE CONDUITS (ARTERIES AND VEINS) IN CABG REUSABLE
9285 | 4220340815300 | PERCUTANEOUS VASCULAR SHEATH SET 3-3.5 FR WITH HEMOSTATIC VALVE SIDE-PORT WITH SIDE-ARM AND 3 WAY-STOPCOCK NON-TRAUMATIC TIP ASSORTED LENGTHS STERILE
9286 | 4220341000100 | "MECHANICAL ROTATING DILATOR SHEATH FOR LASER LEAD EXTRACTION FOR CARDIAC ELECTROPHYSIOLOGY ASSORTED SIZES AND LENGTHS AS PER HOSPITAL REQUEST"
9287 | 4220341004000 | CARTRIDGES FOR ACTIVATED CLOTTING TIME DISPOSABLE. MACHINES TO BE PROVIDED FREE OF CHARGE TO EACH REQUESTED CENTER
9288 | 4220341004100 | "ACTIVATED PARTIAL THROMBOPLASTIN TIME TEST (APTT) CUVETTE FOR USE WITH FRESH WHOLE BLOOD SENSITIVE TO LOW DOSE HEPARIN ANTICOAGULATION DISPOSABLE."
9289 | 4220341004200 | THROMBOELASTOGRAM FOR MEASURING PLATELET FUNCTION TEST STERILE MACHINE SYSTEM MUST BE PROVIDED FREE OF CHARGE TO EACH CENTER AND PROVIDE TRAINING TO EACH ORDERING CENTER
9290 | 4220341004300 | "INTRODUCER SHEATH STEERABLE BIDIRECTIONAL ASSORTED SIZES AS PER HOSPITAL REQUEST"
9291 | 4220341004400 | PEDIATRIC ARTERIAL CANNULA 08 FR
9292 | 4220341004500 | PEDIATRIC ARTERIAL CANNULA 10 FR
9293 | 4220341004600 | PEDIATRIC ARTERIAL CANNULA 12 FR
9294 | 4220341004700 | PEDIATRIC ARTERIAL CANNULA 14 FR
9295 | 4220341004800 | PEDIATRIC OXYGENATOR
9296 | 4220341004900 | CELL SAVER KIT WITH SUCTION FOR X - TRA MACHINE ALL SIZES (55 - 125 - 175 - 225 ML) ASSORTED PER AS CENTER REQUEST DISPOSABLE STERILE (DESIGN MUST BE APPLICABLE IN EVERY CENTER)
9297 | 4220341005000 | DOUBLE WIRE SURGICAL STAINLESS STEEL SIZE 6 MONOFILAMENT 45 CM CIRCLE TAPER CUT 48 MM NEEDLE 2 STRAND STERILE
9298 | 4220341005100 | "TISSUE VALVE IMPLANT MITRAL BOVINE ASSORTED SIZES AS PER HOSPITAL REQUEST STERILE"
9299 | 4220341005200 | "TISSUE VALVE IMPLANT AORTIC BOVINE ASSORTED SIZES AS PER HOSPITAL REQUEST STERILE"
9300 | 4220341005300 | "MECHANICAL VALVE IMPLANT MITRAL ASSORTED SIZES ACCORDING TO HOSPITAL REQUEST STERILE"
9301 | 4220341005400 | "MECHANICAL VALVE IMPLANT AORTIC SUPRA-ANNULAR ASSORTED SIZES ACCORDING TO HOSPITAL REQUEST STERILE"
9302 | 4220341005500 | MECHANICAL VALVE MITRAL STANDARD INTRA-ANNULAR ASSORTED SIZES ACCORDING TO HOSPITAL REQUEST
9303 | 4220341005600 | "MECHANICAL VALVE IMPLANT AORTIC INTRA-ANNULAR ASSORTED SIZES ACCORDING TO HOSPITAL REQUEST STERILE"
9304 | 4220341005700 | "RENAL DENERVATION CATHETER TO TREAT UNCONTROLLED HYPERTENSION PATIENTS"
9305 | 4220341005800 | "CUSTOMIZED PACK CARDIOVASCULAR SURGERY PEDIATRIC 2 PCS/C BACK TABLE COVER 60IN X 100IN YANKAUER ARGYLE SUCTION TUBE (FINE TIP)ABSORBENT TOWEL 17INX20IN (43X51CM)ST ANDARD SURGICAL GOWN LARGE ABSORBENT TOWEL 17INX20IN (43X51CM) STANDARD SURGICAL GOWN XL SURGICAL UTILITY DRAPE 30IN X 40IN PEDIATRIC C. V. DRAPE W/ABC 82INX100INX110IN AND POCKETS DIATHERMY BAG 13.5IN X 20INGAUZE SWABS 4 X 4 16 PLY XRD SUTURE BOOTIE (10 SUTURE HOLES PER PACK) VESSEL LOOPS RED MINICARBON BLADE #15 ; CARBON BLADE #11 ; CARBON BLADE #10 ; RED ROBBINSON CATH 8 FR.BULB SYRINGE. SYRINGE 5ML L/L SILKTIES SUT. #1/0 CUT LNTH BLKTIP CLEANER 12FT. TUBING W/ ADAPTER (USE IF SPECIAL REQUEST)GAUZE SWABS 12IN X 12IN 4PLY PREWASHED XRD CAUTERY PENCIL YELLOW W/HOLSTER (PUSH BUTTON 10FT CABLE) NC - 60CT. DOUBLE MAGNETIC OR TOWEL CLOTH GREEN 60 X 86 CM. BOWL 250 CC (SPONGE) BOWL 500 CC. PITCHER 1200CC TRAY MEDIUM PLATFORM BLUE 32 X 42 X 3 CM. SYRINGE 3ML L/L SYRINGE 10ML L/L DISPOSABLE STERILE"
9306 | 4220341005900 | "CUSTOMIZED PACK CABG 1 PCS/C BACK TABLE COVER 60IN X 100IN. 10 PCS LINT-FREE ABSORBENT TOWEL 17INX20IN (43X51CM) STANDARD SURGICAL GOWN LARGE ABSORBENT TOWEL 17INX 20IN (43X51CM) STANDARD SURGICAL GOWN XL. ABSORBENT TOWEL 17INX20IN (43X51CM) STANDARD SURGICAL GOWN XL. MAYO STAND COVER 31.5IN X 50IN W/ 7IN CUFF (LARGE)TOP DRAPE 60IN X 95IN W/O REINF. SUTURE BOOTIE (10 SUTURE HOLES PER PACK) VESSEL LOOPS BLUE MAXI 2/PK (ALT IS R734848) CARBON BLADE #15. CARBON BLADE #11. CARBON BLADE #10. SYRINGE 60ML 2OZ CATHETER TIP SYRINGE 20ML L/S SYRINGE 5ML L/S 12FT. TUBING W/ ADAPTER (USE IF SPECIAL REQUEST) SILKTIES SUT.#1/0 CUT LNTH BLKTIP CLEANERCAUTERY PENCIL YELLOW W/HOLSTER (PUSH BUTTON 10FT CABLE) TRAY POLY WHITE (BIG SIZE 30X43X10 CM) GAUZE SWABS 18 X 18 4 PLY XRD PRE-WASHED DIATHERMY BAG 13.5IN X 20IN NC - 60CT. DOUBLE MAGNETIC. YANKAUER ARGYLE SUCTION TUBE (FINE TIP) RING BASINS 6000CC BOWL 250 CC (SPONGE) BOWL 500 CC HAND TOWEL OR CLOTH BLUE 44X60 CM OR TOWEL CLOTH GREEN 60 X 86 CM C.V. INCISE DRAPE 104IN X 76IN X 143IN BILATERAL UNDER-LEF DISPOSABLE STERILE"
9307 | 4220341006000 | "CUSTOMIZED PACK WET SKIN PREPARATION 12 PCS/C CSR OUTER WRAP 35IN X 35IN (90X90CM)STERLING NITRIL GLOVES LARGE (13942/50708)SPONGE STICK YELLOW 8IN (STD)POVIDONE SOLUTION 10% 120 ML POVIDONE SOLUTION 7.5% 60MLABSORBENT TOWEL 17INX20IN (43X51CM)COTTON TIPPED APPLICATORS 6IN PREP WING SPONGE BLUEABS PLAIN DRAPE 20IN X 25IN3 COMPARTMENT TRAY BLUE (24 X 25 X 5 CM) DISPOSABLE STERILE"
9308 | 4220341006100 | "CUSTOMIZED PACK CARDIAC SURGERY NEONATAL; 2 PCS/C BACK TABLE COVER 60IN X 100IN ; YANKAUER ARGYLE SUCTION TUBE (FINE TIP) ; ABSORBENT TOWEL 17INX20IN (43X51CM) ; STANDARD SURGICAL GOWN LARGE ABSORBENT TOWEL 17INX20IN (43X51CM)STANDARD SURGICAL GOWN XL ; SURGICAL UTILITY DRAPE 30IN X 40IN ; LAPAROTOMY DRAPE W/ABC 82INX100INX110IN AND POCKETS DIATHERMY BAG 13.5IN X 20IN ; GAUZE SWABS 4 X 4 16 PLY XRD SUTURE BOOTIE (10 SUTURE HOLES PER PA CK)VESSEL LOOPS RED MINICARBON BLADE #15 ; CARBON BLADE #11 ; CARBON BLADE #10 ; RED ROBBINSON CATH 8 FR. BULB SYRINGE. SYRINGE 5ML L/L SILKTIES SUT. #1/0 CUT LNTH BLKTIP CLEANER 12FT. TUBING W/ ADAPTER (USE IF SPECIAL REQUEST) GAUZE SWABS 12IN X 12IN 4PLY PREWASHED XRD CAUTERY PE NCIL YELLOW W/HOLSTER (PUSH BUTTON 10FT CABLE) NC - 60CT. DOUBLE MAGNETIC OR TOWEL CLOTH GREEN 60 X 86 CM. BOWL 250 CC (SPONGE) BOWL 500 CC. PITCHER 1200CC TRAY MEDIUM PLATFORM BLUE 32 X 42 X 3 CM. SYRINGE 3ML L/L SYRINGE 10ML L/L DISPOSABLE STERILE"
9309 | 4220341006200 | "CUSTOMIZED PACK CARDIOVASCULAR UNIVERSAL 2 PCS/CBACK TABLE COVER 60IN X 100IN ; YANKAUER ARGYLE SUCTION TUBE (FINE TIP) IOBAN 2 - ANTIMICROBIAL INCISE DRAPE 60X45 CM (DEFAULT - 6650)ABSORBENT TOWEL 17INX20IN (43X51CM) ; STANDARD SURGICAL GOWN LARGE ABSORBENT TOWEL 17INX20IN (43X51 CM) ; STANDARD SURGICAL GOWN XL ; ABSORBENT TOWEL 17INX20IN (43X51CM) STANDARD SURGICAL GOWN XL. UTILITY DRAPE 30IN X 36IN ; TOP DRAPE 60IN X 95 IN W/O REINF LAPAROTOMY DRAPE W/ABC 82INX126INX110IN AND POCKETS. MAYO STAND COVER 31.5IN X 50IN W/7IN CUFF (LARGE)DIATHERMY BAG 13.5IN X 20IN GAUZE SWABS 4 X 4 32PLY XRD SUTURE BOOTIE (10 SUTURE HOLES PER PACK)VESSEL LOOPS RED MINICARBON BLADE #15 ; CARBON BLADE #11 ; CARBON BLADE #10 ; RED ROBBINSON CATH 14 FR.RED ROBBINSON CATH 8 FR.BULB SYRINGE. SYRINGE 5ML L/S SILKTIES SUT.#1/0 CUT LNTH BLKTIP CLEANER NYLON TAPE WHITE 6MM X 70CM ; SUCTION CATHETER STRAIGHT 14FR SYRINGE 60ML 2OZ CATHETER TIP 12FT. TUBING W/ ADAPTER (USE IF SPECIAL REQUEST) GAUZE SWABS 18 X 18 4 PLY XRD DISPOSABLE STERILE"
9310 | 4220341006300 | CARDIAC CATHETERIZATION PACK (PEDIATRIC) ADVANCE STERILE CONTAINS: BACK TABLE COVER 60IN X 94IN ABSORBENT TOWEL 17INX20IN (43X51 CM ) REINFORCED SURGICAL GOWN XL ; GAUZE SWABS 4 X 4 12 PLY NXRD LIGHT HANDLE COVER STERILE (GREEN) MOSQUITO FORCEPS 5IN STRAIGHT SCALPEL BLADE # 11 WITH HANDLE BLUE ; FEMORAL ANGIOGRAPHY SHEET 98IN X 145IN ; ABSORBENT UTILITY DRAPE 30IN X 30IN ; HAND TOWEL OR CLOTH BLUE 44X60 CM ; TEGADERM DRESSING 10X12CM ; SYRINGE 5ML L/S SYRINGE 5ML L/L SYRINGE 10ML L/L SYRINGE 20ML L/L SYRINGE 10 CC L/S MEDICATION LABEL CUSTOMIZED FLUSH LIDOCAINE CONTRAST HEPARIN ADENOSINE NEEDLE 21G X 1.5IN (3.5 CM/35MM) GREEN NEEDLE 19G X 1.5IN (3.8CM) BEIGE ; NEEDLE 23G X 1.0IN (3.0CM) BLUE TOWEL CLAMPS BOWL 1000 CC (SPONGE) RING BASINS 6000CC ; TRAY HALF DEEP 14 X 25 X 5 CM BOWL 250 CC (SPONGE) SYRINGE 2ML L/S ; OPERATING SCISSORS BL/SH 5IN STRAIGHT ; PITCHER 1200CC ; 3 WAY STOPCOCK WITH EXTENSION NEEDLE HOLDER 5IN ; NC - 20 COUNT FM W/MAG RED (STD) ; KIDNEY BASIN 700CC (REGULAR) ; BACK TABLE COVER 30IN X 36IN (FOLDED) SYRINGE 30CC L/L FL
9311 | 4220341006400 | CARDIAC CATHETERIZATION PACK (ADULT) ADVANCE STERILE CONTAINS: BACK TABLE COVER 60IN X 75IN (152X190CM) BACK TABLE COVER 30IN X 3 6IN (FOLDED)ABSORBENT TOWEL 17IN X 20IN (43X51 CM) REINFORCED SURGICAL GOWN XL FEMORAL ANGIO DRAPE (RADIAL) W/TWO WINDOWS 99IN X 130IN RUBBER BANDS SCALPEL BLADE # 11 WITH HANDLE BLUE BOWL 1000 CC (SPONGE) BOWL 250 CC (SPONGE) RING BASINS 6000CC ABSORBENT UTILITY DRAPE 30IN X 30IN TUBE HOLDER W/VELCRO 10IN ADHESIVE TEGADERM DRESSING 10X12CMLARGE DRAPE 60INX100IN W/OUT REINF. MOSQUITO FORCEPS 5IN CURVED MOSQUITO FORCEPS 5IN STRAIGHT PITCHER 1200CCKIDNEY BASIN 700CC (REGULAR)OPERATING SCISSORS BL/SH 5IN STRAIGHT TOWEL CLAMPS GAUZE SWABS 4 X 4 12 PLY NXRD SPLASH STOP WASTE COLLECTION BOWL W/SOLIDIFIER HAND TOWEL OR CLOTH BLUE 44X60 CM NC - 20 COUNT FM W/MAG RED (STD)GALIPOT 60 CC GALIPOT 60 CC GALLIPOT 120MLSYRINGE 10ML L/L SYRINGE 10ML L/L SYRINGE 10ML L/L SYRINGE 3ML L/L SYRINGE 10ML L/L NEEDLE 19G X 1.5IN (3.8CM) BEIGE NEEDLE 21G X 1.5IN (3.5 CM/35X)
9312 | 4220341006500 | ELECTROPHYSIOLOGY PACK1 BACK TABLE COVER 60IN X 75IN 1 BACK TABLE COVER 60IN X 75IN (FOLDED) 1 FEMORAL ANGIOGRAPHY SHEET 76IN X 124I N3 UTILITY DRAPE 30IN X 30IN ; 1 MOSQUITO FORCEPS 5IN STRAIGHT ; 3 GALLIPOT 120ML ; 1 HAND TOWEL OR CLOTH BLUE 44X60 CM ; 1 KIDNEY BASIN 700CC (REGULAR) ; 1 SCALPEL BLADE # 11 WITH HANDLE BLUE ; 1 OPERATING SCISSORS BL/SH 5IN STRAIGHT ; 1 NC - 20 COUNT FM W/ ADH RED ; 1 BOWL 1000 CC (SP ONGE) ; 1 NEEDLE 19G X 1.5IN (3.8CM) BEIGE ; 1 NEEDLE 23G X 1.0IN (3.0CM) BLUE ; 1 SPLASH STOP WASTE COLLECTION BOWL W/SOLIDIFIER ; 1 NEEDLE 21G X 1.5IN (3.5 CM/35X) GREEN 30 GAUZE SWABS 4 X 4 12 PLY NXRD5 SYRINGE 10ML L/L1 SYRINGE 3ML L/L1 NEEDLE HOLDER 5IN ; 2 TOWEL CLAMPS ; 9 MEDICATION LABEL CUTOMIZED ; 2 FLUSH ; 2 CONTRAST ; 1 HEPARINISED / SALINE ; 1 FLUORO COVER 30IN X 30IN ; 3 FLUORO COVER 50INX50IN ; 2 INTRODUCER NEEDLE 18G X 2.75IN (7CM) W/ WINGS 1 SYRINGE 10ML MED LT BLUE MEDALLION
9313 | 4220341006600 | PACEMAKER PACK 2 BACK TABLE COVER 60IN X 90IN1 CSR OUTER WRAP 25INX25IN1 ABSORBENT TOWEL 17INX20IN (43X51CM) 1 STANDARD SURGICAL GOWN XL1 P.P.M DRAPE 74IN X 124IN (FULL INCISE) W/OVAL FENESTRATION2 UTILITY DRAPE 30IN X 30IN1 SYRINGE 60ML 2OZ CATHETER TIP1 DISPOSABLE SCALPEL BLADE WITH HANDLE # 15 BLUE1 TIP CLEANER1 CAUTERY PENCIL WITH HOLSTER - STD (BLUE PUSH BUTTON 10FT CABLE) 1 TRAY HALF D EEP 14 X 25 X 5 CM8 SYRINGE 10ML L/L1 PITCHER 1200CC1 NEEDLE 21G X 1.5IN (3.5 CM/35X) GREEN1 NEEDLE 19G X 1.5IN (3.8CM) BEIGE1 NEED LE 23G X 1.0IN (3.0CM) BLUE3 BOWL 250 CC (SPONGE) 5 GAUZE SWAPS 18 X 18 4 PLY XRD PRE-WASHED2 FLUORO COVER 32IN DIA WITH 23.5IN DEPTH 1 RING BASINS 6000CC1 SHORTSTOP1 DRESSING PRIMAPORE 15X8 CM25 GAUZE SWABS 4 X 4 32PLY XRD20 STERI STRIP 6 X 100X 10STRIPS/ENV AND 5 STRIPS/SHEET2 TOWEL CLAMPS2 KIDNEY BASIN 700CC (REGULAR) 2 ADHESIVE LARGE DRAPE 60IN X 76IN W/OUT REINF.12 MEDICATION LABEL CUTOMIZ ED2 CONTRAST3 LOCAL4 FLUSH3 BLANK
9314 | 4220341006700 | "CUSTOMIZED PACK CARDIOVASCULAR SURGERY CSICU RE-OPENING CONTAINS: 1 CSR WARP 46 X 46 INCH 2 BACK TABLE COVERS ENFORCED 90 X 90IN 4 HAND TOWELS 2 DRAPES TAPE STRIP 3.5 X 19.5 INCH ONE MAYO STAND COVER 30 X 76 INCH ONE LARGE DRAPE 60 X 75 INCH SUTURE BAG 13 X 12 INCH POSITIONING TAPE SPLIT SHEET WITH BILATERAL CV INCISE SHEET 68 X 107 INCH INCISE POKERS CONTROL PLUS FABRIC REINFORCEMENT TUBE HOLDERS DISPOSABLE STERILE"
9315 | 4220341006800 | PERICARDIOCENTESIS SET FOR FLUID REMOVAL FROM THE PERICARDIUM 5 - 8 FR WITH 18 GX 11 CM NEEDLE SHORT BEVEL LONG GUIDEWIRE 0.035 - 0.038 IN 145 CM LONG 6 - 8 FR X 45 CM CATHETER WITH SIDE HOLES AND KINK RESISTANT THE SET SHOULD BE COMPLETE 2 SPONGE STICKS 4 SAMPLE TUBES LUERLOCK SY RINGES (10 CC TWO 20 CC) SCALPEL WITH XYLOCAIN 1% 5 CC WITH SYRINGE AND NEEDLE FENESTRATED DRAPE 75 X 75 CM 4 X 4 GAUZE (10 PCS) COLLECTION BAG AND TUBING TO CONNECT THE CATHETER (STERILE CLOSED SYSTEM) DISPOSABLE STERILE
9316 | 4220341006900 | PERICARDIOCENTESIS KIT FOR FLUID REMOVAL FROM THE PERICARDIUM DISPOSABLE STERILE4 FR WITH 21 GX 11 - 13 CM NEEDLE SHORT BEVEL LONG G UIDE WIRE 0.021 INCH 145 CM LONG 4 FR X 45 CM CATHETER WITH SIDE HOLES 5 CC NON LOCK SYRINGE AND DRAPE 75 X 75 CM 4 X 4 GAUZE (10 PCS)
9317 | 4220341007000 | FIVE LAYER COMPRESSED FOAM AND SUPER ABSORBENT
9318 | 4220341007100 | BIOPSY - CENTESIS PACK CONTAINS: STERILE DISPOSABLE. 1X LIDOCAINE 2% 20ML MD (PLASTIC) 1X BANDAGE 3/4 IN X 3 IN SHEER 1X SYRINGE 10CC L/L 1X SYRINGE 20CC L/L 1X NEEDLE: 25X1 1/2 (SAFETY NEEDLE) 1X WRAP 1X POLY 30X30 1X CHLORAPREP 3ML TINTED/ORANGE 1X RULER 6 IN 1X DRAPE 22X22 W/3.5 IN FENESTRATED AND RIPLINE 1X TRAY 3 COMPARTMENT 1X SHORTSTOP 1X SCALPEL # 11 SAFETY 1X NEEDLE 18X1 1/2 S AFETY 1X TOWEL ABS 1X LIDOCAINE LABEL 0.5X1.75 10X SPONGE GAUZE 4X4 12 PLY
9319 | 4220341007200 | ENDOVENOUS VARICOSE VEIN PACK STERILE CONTAINS :1 BACK TABLE COVER REINFORCED 150X 225 CM.5 ABSORBENT TOWELS.1 SURGICAL GOWN F ABRIC-REINFORCED LARGE.1 SURGICAL GOWN FABRIC-REINFORCED X-LARGE.4 UTILITY DRAPES.5 STERILE ULTRASOUND GEL SACHET 20 GM EACH1 IMP ERVIOUS STOCKINET LARGE.2 DRAPE TAPE STRIPS 10 X 50 CM.1 IMPERVIOUS U DRAPE 150 X 175 CM.1 HEAVY DUTY U-DRAPE 220 X 275 CM.1 TOP BAR DRAPE 250 X 150 CM WITH TUBE HOLDER AND HEAVY ABSORBENT MATERIAL.2 MAYO STAND COVER 1 ULTRASOUND PROP COVER2 STERILE ULTRASO UND GEL SACHET 20 GM EACH.
9320 | 4220341007300 | "CUSTOMIZED PACK SURGICAL UNIVERSAL CONTAINS : THE MATERIAL OF THE DRAPE GOWNS AND COVERS MUST BE WATER PROOF. 1 BACK TABLE COVER REINFORCED 150 X 225 CM. 3 ABSORBENT TOWELS. 1 SURGICAL GOWN IMPERVIOUS LARGE. 1 SURGICAL GOWN IMPERVIOUS X-LARGE. 4 UTILITY DRAPES. 2 SIDE DRAPES 110 X 190 CM WITH HEAVY ABSORBENT MATERIAL. 1 BOTTOM DRAPE 190 X 190 CM WITH HEAVY ABSORBENT MATERIAL AND TUBE HOLDER. 1 TOP DRAPE 270 X150 WITH ABC WITH HEAVY ABSORBENT MATERIAL AND TUBE HOLDER. 1 SUTURE BAG. 1 CAUTERY PENCIL. 1 TIP CLEANER. 1 NEEDLE COUNTER MAGNETIC - FOAM. 1 DIATHERMY BAG 13.5 IN X 1 6IN. 1 SAFETY SHARP TRANSFER TRAY 1 MAYO STAND COVER DISPOSABLE STERILE"
9321 | 4220341007400 | BI - EXTREMITY VASCULAR PACK STERILE CONTAINS : THE MATERIAL OF THE DRAPE GOWNS AND COVERS MUST BE WATERPROOF ; 1 BACK TABLE COVER REINFORCED 150X 225 CM ; 3 ABSORBENT TOWELS ; 1 SURGICAL GOWN IMPERVIOUS LARGE ; 1 SURGICAL GOWN IMPERVIOUS X-LARGE ; 4 UTILITY DRAPES ; 2 IMPERVIOUS STOCKINETTE LARGE ; 4 DRAPE TAPE STRIPS 10 X 50 CM ; 1 BI-LATERAL UNDER LEG PERINEAL DRAPE1 TOP BAR DRAPE 250 X 150 CM WITH TUBE HOLDER AND HEAVY ABSORBENT MATERIAL WITH ABC ; 1 SUTURE BAG ; 1 NEEDLE COUNTER MAGNETIC - FOAM ; 1 CAUTERY PENCIL ; 1 TIP CLEANER ; 1 SHARP TRANSFER TRAY ; 1 MAYO STAND COVER
9322 | 4220341007500 | UNI - EXTREMITY VASCULAR PACK STERILE CONTAINS : THE MATERIAL OF THE DRAPE GOWNS AND COVERS MUST BE WATERPROOF ; 1 BACK TABLE COVER REINFORCED 150X 225 CM ; 3 ABSORBENT TOWELS ; 1 SURGICAL GOWN IMPERVIOUS LARGE ; 1 SURGICAL GOWN IMPERVIOUS X-LARGE ; 4 UTILITY DRAPES ; 1 IMPERVIOUS STOCKINET LARGE ; 1 IMPERVIOUS U DRAPE 150 X 175 CM ; 1 HEAVY DUTY U-DRAPE 220 X 275 CM ; 1 TOP BAR DRAPE 250 X 150 CM WITH TUBE HOLDER AND HEAVY ABSORBENT MATERIAL ; 2 DRAPE TAPE STRIPS 10 X 50 CM ; 1 SUTURE BAG ; 1 NEEDLE COUNTER MAGNETIC - FOAM ; 1 CAUTERY PENCIL1 TIP CLEANER ; 1 SHARP TRANSFER TRAY ; 1 MAYO STAND COVER
9323 | 4220341007600 | PERM CATH PACK STERILE CONTAINS :THE MATERIAL OF THE DRAPE GOWNS AND COVERS MUST BE WATERPROOF.1 BACK TABLE COVER REINFORCED 15 0X 225 CM.3 ABSORBENT TOWELS.1 SURGICAL GOWN IMPERVIOUS LARGE.1 SURGICAL GOWN IMPERVIOUS X-LARGE.1 C ARM COVER1 U-SURGICAL DRAPE .1 SURGICAL BAR DRAPE WITH TAPE AND ABC.1 DRAPE TAPE STRIPS 10 X 50 CM.1 SAFETY SHARP TRANSFER TRAY1 SUTURE BAG.1 MAYO STAND COVER
9324 | 4220341007700 | AV FISTULA PACK STERILE CONTAINS: THE MATERIAL OF THE DRAPE GOWNS AND COVERS MUST BE WATERPROOF.1 BACK TABLE COVER REINFORCED 1 50 X 225 CM. 3 ABSORBENT TOWELS. 1 SURGICAL GOWN IMPERVIOUS LARGE. 1 SURGICAL GOWN IMPERVIOUS X-LARGE.1 ARM BOARD COVER REINFORCED FABRIC WITH PLASTIC.4 UTILITY DRAPE.1 IMPERVIOUS STOCKINET SMALL.1 DRAPE TAPE STRIPS 10 X 50 CM.1 (T) HAND DRAPE HEAVY DUTY FABRIC WITH TUBE HOLDER HIGH ABSORBENT FABRIC REINFORCEMENT AND COMFORTABLE FENESTRATION.1 SUTURE BAG.1 NEEDLE COUNTER MAGNETIC - FOAM.1 CAUTERY PENCIL1 TIP CLEANER.1 SHARP TRANSFER TRAY1 MAYO STAND COVER
9325 | 4220341007800 | "CUSTOMIZED PACK CARDIOVASCULAR SURGERY CONTAINS: BACK TABLE COVER 60X75 INCH 4 ABSORBENT TOWELS 17X20 INCH 2 DIATHERMY BAG 13.5X16 INCH MAYO STAND COVER 31.5X50 INCH WITH CUFF 4 UTILITY DRAPE 30X30 INCH BI-LATERAL DRAPE 106X67 INCH INCISE DRAPE 104X76X143 INCH DISPOSABLE STERILE"
9326 | 4220341007900 | SKIN PREPARATION PACK STERILE CONTAINS: STERILE WRAP THREE COMPARTMENT TRY (TWO OF THEM REMOVABLE) .PAIR WRAPPED LATEX-FREE GLOVES .TWO COTTON TIPPED APPLICATORS .TWO WHITE ABSORBENT TOWELS TWO BLUE BLOTTING TOWELS SIX SMALL WINGED GRIP SPONGES THREE SPONGE STICKS ALCOHOL BASE STERILIZATION SOLUTION / CHLOROHEXIDINE. 3.7 OZ. 110 ML BOTTLE OF POVIDONE-IOSINE SCRUB SOLUTION (0.75% AVAILABLE IO DINE) 89 ML BOTTLE OF POVIDONE IODINE PAINT SOLUTION (1% AVAILABLE IODINE)
9327 | 4220341008000 | CARDIAC CATHETERIZATION PACK (PEDIATRIC) BASIC STERILE CONTAINS : DRAPE ANGIO AND COVER BACK TABLE FF .COVER BACK TABLE 44 X 78 (TRANSPARENT) BAG BAND (RADIATION SHIELD COVER) .BAG BAND 36 X 20 X 2 (1.1 COVER) .PLASTIC TRAY (BASIN) .BIG BOWL 1000 ML X 2 AND SMALL BOWL 500 ML X 2 .POUCH STERILIZER. TRAY PREP 9 X 5 X 1.PREP PVP LIQUID (CHLOROHEXIDINE).PREP. SPONGE 6 W/HANDLE X 4.DRAPE UTILITY X 4 .SCALPEL # 11 AND SCISSORS .FORCEPS MOSQUITO (CURVE) AND KELLY (STRAIGHT) .ALCOHOL BASE STERILIZATION SOLUTION 20 -30 ML .PERCUTANEOUS NEEDLE 21 X 5.0 CM AND 21 X 2.5 CM. STERILE GAUZE 4 X 4 CM (30 PCS) .GOWN X 3 (X LARGE) AND FLURO PLASTIC DRAPE X 2 .ANGIO PRESSURE LINE 24 X 3 PORTS .HIGH PRESSURE LINE 1200 PSI X 50 CM ARTERIAL PUNCTURE NEEDLE G# 21 X 5 CM .MANIFOLD (2 PORTS RIGHT HAND INCLUDE ONE PRESSURE LINE AND ON FLUSHING LINE) ABSORBENT LINEN 50X50 X 5 FLURO COVER X4 . 3WAY STOP COCK WITH 200CM EXTENSION X 2. SYRINGES 20CC X1. SYRINGE 10CC X1. SYRINGES 5CC X4. SYRINGES 2CC X2
9328 | 4220341008100 | CARDIAC CATHETERIZATION PACK (ADULT) BASIC STERILE CONTAINS: THE MATERIAL OF THE DRAPE AND COVER MUST BE WATERPROOF 1 X 4 PORTS RIGHT HAND MANIFOLD INCLUDES ONE PRESSURE LINE ONE SALINE LINE ONE CONTRAST MEDIA LINE ; CHLOROHEXIDINE ARTERY FORCEPS ; 1 X 18 GAUGE 7 CM ; INTRODUCER NEEDLE ; 1 X BOWL 6000ML ; 1 X BOWL 500 ML ; 2 X BOWL 250ML ; 2 X KIDNEY TRAY 1000ML ; 6 X SYRINGE L/L 10CC ; 1 X SYRINGE L/L 20CC ; 1 X NEEDLE 16G ; 1 X NEEDLE 21G ; 1 X NEEDLE 24G ; 1 X CONTROL SYRINGE 10ML L/L ; 6 X ABSORBENT LINEN 50X50 ; 5 X DRAPE 75X 75 ; 6 X SPONGE STICKS ; (1 EACH) X STERILE STICKERS (LABEL) ; 20 X GAUZE ; 1 X SCISSORS ; 1 X 11 BLADES SCALPEL ; 1 X LARGE GOWN ; 1 X EXTRA LARGE GOWN ; 2 X TOWEL CLIPS ; 6 X HAND TOWEL PAPER ; 3 X LARGE SPONGE STICKS ; 3 X FLUOROSCOPE COVER ; 1 X LEAD SCREEN COVER ; 1 X HIGH PRESSURE (LINE 1200 PSI) 50 CM ; 1 X FEMORAL ANGIO DRAPE 2 HOLES 290 220 CM ; 20 GAUZE SWABS 4 X 4 CM ; 1 X MODESTY DRAPE 65 X 45 C M ; 3 X BOWLS (1 X LITER 1 X 500 CC AND 1
9329 | 4220341008200 | """ANGIOGRAPHY PACK STERILE CONTAINS: THE MATERIAL OF THE DRAPE AND COVER MUST BE WATERPROOF 1 X CSR OUTER COVER 45INX45IN 1 X BACK TABLE COVER 60IN X 75IN 7 X PCS ABSORBENT TOWEL 3 XL REINFORCED GOWN 1 X CUSTOM FEMORAL AND RADIAL ANGIOGRAPHY DRAPE W/ TWO WINDOWS 88IN X 138IN 1 X NEEDLE 18G X 1.5IN 1 X NEEDLE 23G X 1.18IN 1 X NEEDLE 21G X 3.5CM 1 X VASCULAR ACCESS SELDINGER NEEDLE 18G X 7CM 1 X SCALPEL BLADE # 11 1 X OPERATING SCISSORS BLUNT/SHARP 5IN STRAIGHT 1 X MOSQUITO FORCEPS 5IN STRAIGHT 1 X NEEDLE COUNTER 20 CT FOAM MAGNETIC 20 X GAUZE SWABS 4 X 4 16 PLY WITHOUT X-RAY DETECTABLE 4 X SPONGE STICK 6IN BLUE 2 X PLASTIC TOWEL CLAMP 1 X COVER 90 X50 CM SHEET 1 X TRANS PARENT COVER 51X79IN SHEET 1 X SCREEN COVER 2 X FLUORO COVER LARGE GREEN 2 X TEGADERM 6 X7CM 1 X GALLIPOT 60ML 1 X HALF DEEP TRAY 5.4 X 9.72 X 2IN 2 X BOWL 1000CC 2 X BOWEL 500 CC 1 X RING BASIN 6000 CC 1 X HIGH PRESSURE (LINE 1200 PSI) 150 CM ULTRASOUND PROBE COVER AND JEL"""
9330 | 4220341008300 | CAROTID STENT SYSTEM TAPERED SELF-EXPANDING NITINOL STENT FOR PERMANENT IMPLANTATION MADE OF A NICKEL TITANIUM ALLOY (NITINOL) PR E-MOUNTED ON A 6FR 0.014IN RAPID EXCHANGE DELIVERY SYSTEM THE STENT HAS AN OPEN LATTICE DESIGN TANTALUM RADIOPAQUE MARKERS AT THE PROXIMAL AND DISTAL ENDS OF THE STENT SHEATH COMPATIBILITY 6/8FR STENT DIAMETER: 10/7 X STENT LENGTH: 30-40X
9331 | 4220341008400 | CAROTID STENT SYSTEM SELF-EXPANDING NITINOL STENT FOR PERMANENT IMPLANTATION MADE OF A NICKEL TITANIUM ALLOY (NITINOL) PRE-MOUNTED ON A 6FR 0.014IN RAPID EXCHANGE DELIVERY SYSTEM THE STENT HAS AN OPEN LATTICE DESIGN TANTALUM RADIOPAQUE MARKERS AT THE PROXIMAL AND DISTAL ENDS OF THE STENT SHEATH COMPATIBILITY 6/8FR STENT DIAMETER: 9X STENT LENGTH: 30-40X
9332 | 4220341008500 | CAROTID STENT SYSTEM SELF-EXPANDING NITINOL STENT FOR PERMANENT IMPLANTATION MADE OF A NICKEL TITANIUM ALLOY (NITINOL) PRE-MOUNTED ON A 6FR 0.014IN RAPID EXCHANGE DELIVERY SYSTEM THE STENT HAS AN OPEN LATTICE DESIGN TANTALUM RADIOPAQUE MARKERS AT THE PROXIMAL AND DISTAL ENDS OF THE STENT SHEATH COMPATIBILITY 6/8FR STENT DIAMETER: 8X STENT LENGTH: 30-40X
9333 | 4220341008600 | MICRODELIVERY STENT SYSTEM THE MICRODELIVERY CATHETER WITH A CONTINUOUS FIBER AND PLATINUM BRAID CONSTRUCTION EXCEPTIONAL FLEXIBILITY TRACKABILITY AND KINK RESISTANCE PTFE INNER LUMEN 0.014IN GUIDEWIRE COMPATIBILITY MINIMUM GUIDING CATHETER ID 0.050IN MICRODELIVERY CATHETER USABLE LENGTH: 131 CM MICRODELIVERY CATHETER OD: 2.8FR DISTAL; 3FR PROXIMAL STABILIZER CATHETER USABLE LENGTH: 150 CM STABILIZER CATHETER OD: 2F STENT INTERSTICES SIZE: 2.0FR - 2.5FR STENT FORESHORTENING: 1.8% - 5.4% DISPOSABLE STERILE STENT DIAMETER X LENGTH: 4.0 MM X 20-30 MM
9334 | 4220341008700 | MICRODELIVERY STENT SYSTEM THE MICRODELIVERY CATHETER WITH A CONTINUOUS FIBER AND PLATINUM BRAID CONSTRUCTION EXCEPTIONAL FLEXIBILITY TRACKABILITY AND KINK RESISTANCE PTFE INNER LUMEN 0.014IN GUIDEWIRE COMPATIBILITY MINIMUM GUIDING CATHETER ID 0.050IN MICRODELIVERY CATHETER USABLE LENGTH: 131 CM MICRODELIVERY CATHETER OD: 2.8FR DISTAL; 3FR PROXIMAL STABILIZER CATHETER USABLE LENGTH: 150 CM STABILIZER CATHETER OD: 2FR STENT INTERSTICES SIZE: 2.0FR - 2.5FR STENT FORESHORTENING: 1.8% - 5.4% DISPOSABLE STERILE STENT DIAMETER X LENGTH: 3.5 MM X 15-20 MM
9335 | 4220341008800 | MICRODELIVERY STENT SYSTEM THE MICRODELIVERY CATHETER WITH A CONTINUOUS FIBER AND PLATINUM BRAID CONSTRUCTION EXCEPTIONAL FLEXIBILITY TRACKABILITY AND KINK RESISTANCE PTFE INNER LUMEN 0.014IN GUIDEWIRE COMPATIBILITY MINIMUM GUIDING CATHETER ID 0.050IN MICRODELIVERY CATHETER USABLE LENGTH: 131 CM MICRODELIVERY CATHETER OD: 2.8FR DISTAL; 3FR PROXIMAL STABILIZER CATHETER USABLE LENGTH: 150 CM STABILIZER CATHETER OD: 2FR STENT INTERSTICES SIZE: 2.0FR - 2.5FR STENT FORESHORTENING: 1.8% - 5.4% DISPOSABLE STERILE STENT DIAMETER X LENGTH: 3.0 X 15-20MM
9336 | 4220341008900 | MICRODELIVERY STENT SYSTEM THE MICRODELIVERY CATHETER WITH A CONTINUOUS FIBER AND PLATINUM BRAID CONSTRUCTION EXCEPTIONAL FLEXIBILITY TRACKABILITY AND KINK RESISTANCE PTFE INNER LUMEN 0.014IN GUIDEWIRE COMPATIBILITY MINIMUM GUIDING CATHETER ID 0.050? MICRO DELIVERY CATHETER USABLE LENGTH: 131 CM MICRODELIVERY CATHETER OD: 2.8FR DISTAL; 3FR PROXIMAL STABILIZER CATHETER USABLE LENGTH: 150 C M STABILIZER CATHETER OD: 2FR STENT INTERSTICES SIZE: 2.0FR - 2.5FR STENT FORESHORTENING: 1.8% - 5.4% DISPOSABLE STERILE STENT DIAMETER X LENGTH: 2.5 MM X 15-20 MM
9337 | 4220341009000 | "FLOW DIVERTER DEVICE SYSTEM FOR NEUROINTERVENTIONAL PROCEDURES SELF EXPANDABLE WITH MARKERS FOR TREATMENT OF SACCULAR OR FUSIFORM INTRACRANIAL ANEURYSMS DISPOSABLE STERILE SIZE: 6 - 8 MM ASSORTED LENGTHS AS PER HOSPITAL REQUEST"
9338 | 4220341009100 | "FLOW DIVERTER DEVICE SYSTEM FOR NEUROINTERVENTIONAL PROCEDURES SELF EXPANDABLE WITH MARKERS FOR TREATMENT OF SACCULAR OR FUSIFORM INTRACRANIAL ANEURYSMS DISPOSABLE STERILE SIZE: 5 MM ASSORTED LENGTHS AS PER HOSPITAL REQUEST"
9339 | 4220341009200 | "FLOW DIVERTER DEVICE SYSTEM FOR NEUROINTERVENTIONAL PROCEDURES SELF EXPANDABLE WITH MARKERS FOR TREATMENT OF SACCULAR OR FUSIFORM INTRACRANIAL ANEURYSMS DISPOSABLE STERILE SIZE: 4 MM ASSORTED LENGTHS AS PER HOSPITAL REQUEST"
9340 | 4220341009300 | "FLOW DIVERTER DEVICE SYSTEM FOR NEUROINTERVENTIONAL PROCEDURES SELF EXPANDABLE WITH MARKERS FOR TREATMENT OF SACCULAR OR FUSIFORM INTRACRANIAL ANEURYSMS DISPOSABLE STERILE SIZE: 2 - 3.75 MM ASSORTED LENGTHS AS PER HOSPITAL REQUEST"
9341 | 4220341009400 | "EMBOLIC PROTECTION DEVICE FOR NEUROINTERVENTIONAL PROCEDURES DOUBLE-OCCLUSION BALLOON SYSTEM DISPOSABLE STERILE"
9342 | 4220341009500 | "EMBOLIC PROTECTION DEVICE / FILTER FOR NEUROINTERVENTIONAL PROCEDURES COMPATIBLE WITH 0.014IN - 0.018IN GUIDEWIRE DISPOSABLE STERILE. ASSORTED FILTER SIZES AND LENGTHS AS PER HOSPITAL REQUEST"
9343 | 4220341009600 | "LIQUID EMBOLIC SYSTEM FOR THE EMBOLIZATION OF ARTERIOVENOUS MALFORMATIONS (AVMS) NON-ADHESIVE. ( MIXER MUST BE PROVIDED FREE OF CHARGE TO EVERY CENTER PLUS SUPPORT AND TRAINING)"
9344 | 4220341009700 | "EMBOLIZATION COIL FOR NEUROVASCULAR EMBOLIZATION DETACHABLE ELECTRICAL DETACHMENT CABLELESS DETACHMENT SYSTEM STERILE COILED DIAMETER: 14 MM ASSORTED LENGTHS (ELECTRICAL DETACHMENT UNIT MUST BE DELIVERED TO EVERY HOSPITAL SITE)"
9345 | 4220341009800 | "EMBOLIZATION COIL FOR NEUROVASCULAR EMBOLIZATION DETACHABLE ELECTRICAL DETACHMENT CABLELESS DETACHMENT SYSTEM STERILE COILED DIAMETER: 13 MM ASSORTED LENGTHS (ELECTRICAL DETACHMENT UNIT MUST BE DELIVERED TO EVERY HOSPITAL SITE)"
9346 | 4220341009900 | "EMBOLIZATION COIL FOR NEUROVASCULAR EMBOLIZATION DETACHABLE ELECTRICAL DETACHMENT CABLELESS DETACHMENT SYSTEM STERILE COILED DIAMETER: 12 MM ASSORTED LENGTHS (ELECTRICAL DETACHMENT UNIT MUST BE DELIVERED TO EVERY HOSPITAL SITE)"
9347 | 4220341010000 | "EMBOLIZATION COIL FOR NEUROVASCULAR EMBOLIZATION DETACHABLE ELECTRICAL DETACHMENT CABLELESS DETACHMENT SYSTEM STERILE COILED DIAMETER: 11 MM ASSORTED LENGTHS (ELECTRICAL DETACHMENT UNIT MUST BE DELIVERED TO EVERY HOSPITAL SITE)"
9348 | 4220341010100 | "EMBOLIZATION COIL FOR NEUROVASCULAR EMBOLIZATION DETACHABLE ELECTRICAL DETACHMENT CABLELESS DETACHMENT SYSTEM STERILE COILED DIAMETER: 10 MM ASSORTED LENGTHS (ELECTRICAL DETACHMENT UNIT MUST BE DELIVERED TO EVERY HOSPITAL SITE)"
9349 | 4220341010200 | "EMBOLIZATION COIL FOR NEUROVASCULAR EMBOLIZATION DETACHABLE ELECTRICAL DETACHMENT CABLELESS DETACHMENT SYSTEM STERILE COILED DIAMETER: 9 MM ASSORTED LENGTHS (ELECTRICAL DETACHMENT UNIT MUST BE DELIVERED TO EVERY HOSPITAL SITE)"
9350 | 4220341010300 | "EMBOLIZATION COIL FOR NEUROVASCULAR EMBOLIZATION DETACHABLE ELECTRICAL DETACHMENT CABLELESS DETACHMENT SYSTEM STERILE COILED DIAMETER: 8 MM ASSORTED LENGTHS (ELECTRICAL DETACHMENT UNIT MUST BE DELIVERED TO EVERY HOSPITAL SITE)"
9351 | 4220341010400 | "EMBOLIZATION COIL FOR NEUROVASCULAR EMBOLIZATION DETACHABLE ELECTRICAL DETACHMENT CABLELESS DETACHMENT SYSTEM STERILE COILED DIAMETER: 7 MM ASSORTED LENGTHS (ELECTRICAL DETACHMENT UNIT MUST BE DELIVERED TO EVERY HOSPITAL SITE)"
9352 | 4220341010500 | "EMBOLIZATION COIL FOR NEUROVASCULAR EMBOLIZATION DETACHABLE ELECTRICAL DETACHMENT CABLELESS DETACHMENT SYSTEM STERILE COILED DIAMETER: 6 MM ASSORTED LENGTHS (ELECTRICAL DETACHMENT UNIT MUST BE DELIVERED TO EVERY HOSPITAL SITE)"
9353 | 4220341010600 | "EMBOLIZATION COIL FOR NEUROVASCULAR EMBOLIZATION DETACHABLE ELECTRICAL DETACHMENT CABLELESS DETACHMENT SYSTEM STERILE COILED DIAMETER: 5 MM ASSORTED LENGTHS (ELECTRICAL DETACHMENT UNIT MUST BE DELIVERED TO EVERY HOSPITAL SITE)"
9354 | 4220341010700 | "EMBOLIZATION COIL FOR NEUROVASCULAR EMBOLIZATION DETACHABLE ELECTRICAL DETACHMENT CABLELESS DETACHMENT SYSTEM STERILE COILED DIAMETER: 4 MM ASSORTED LENGTHS (ELECTRICAL DETACHMENT UNIT MUST BE DELIVERED TO EVERY HOSPITAL SITE)"
9355 | 4220341010800 | "EMBOLIZATION COIL FOR NEUROVASCULAR EMBOLIZATION DETACHABLE ELECTRICAL DETACHMENT CABLELESS DETACHMENT SYSTEM STERILE COILED DIAMETER: 3 MM ASSORTED LENGTHS (ELECTRICAL DETACHMENT UNIT MUST BE DELIVERED TO EVERY HOSPITAL SITE)"
9356 | 4220341010900 | "EMBOLIZATION COIL FOR NEUROVASCULAR EMBOLIZATION DETACHABLE ELECTRICAL DETACHMENT CABLELESS DETACHMENT SYSTEM STERILE COILED DIAMETER: 2 MM ASSORTED LENGTHS (ELECTRICAL DETACHMENT UNIT MUST BE DELIVERED TO EVERY HOSPITAL SITE)"
9357 | 4220341011000 | "EMBOLIZATION COIL FOR NEUROVASCULAR EMBOLIZATION DETACHABLE ELECTRICAL DETACHMENT CABLELESS DETACHMENT SYSTEM STERILE COILED DIAMETER: 20 MM ASSORTED LENGTHS (ELECTRICAL DETACHMENT UNIT MUST BE DELIVERED TO EVERY HOSPITAL SITE)"
9358 | 4220341011100 | "EMBOLIZATION COIL FOR NEUROVASCULAR EMBOLIZATION DETACHABLE ELECTRICAL DETACHMENT CABLELESS DETACHMENT SYSTEM STERILE COILED DIAMETER: 18 MM ASSORTED LENGTHS (ELECTRICAL DETACHMENT UNIT MUST BE DELIVERED TO EVERY HOSPITAL SITE)"
9359 | 4220341011200 | "EMBOLIZATION COIL FOR NEUROVASCULAR EMBOLIZATION DETACHABLE ELECTRICAL DETACHMENT CABLELESS DETACHMENT SYSTEM STERILE COILED DIAMETER: 16 MM ASSORTED LENGTHS (ELECTRICAL DETACHMENT UNIT MUST BE DELIVERED TO EVERY HOSPITAL SITE)"
9360 | 4220341011300 | "EMBOLIZATION COIL FOR NEUROVASCULAR EMBOLIZATION DETACHABLE ELECTRICAL DETACHMENT CABLELESS DETACHMENT SYSTEM STERILE COILED DIAMETER: 15 MM ASSORTED LENGTHS (ELECTRICAL DETACHMENT UNIT MUST BE DELIVERED TO EVERY HOSPITAL SITE)"
9361 | 4220341011400 | "EMBOLIZATION COIL FOR NEUROVASCULAR EMBOLIZATION DETACHABLE ELECTRICAL DETACHMENT CABLELESS DETACHMENT SYSTEM STERILE COILED DIAMETER: 2.5 MM ASSORTED LENGTHS (ELECTRICAL DETACHMENT UNIT MUST BE DELIVERED TO EVERY HOSPITAL SITE)"
9362 | 4220341011500 | "EMBOLIZATION COIL FOR NEUROVASCULAR EMBOLIZATION DETACHABLE ELECTRICAL DETACHMENT CABLELESS DETACHMENT SYSTEM STERILE COILED DIAMETER: 1.5 MM ASSORTED LENGTHS (ELECTRICAL DETACHMENT UNIT MUST BE DELIVERED TO EVERY HOSPITAL SITE)"
9363 | 4220341011600 | "EMBOLIZATION COIL FOR NEUROVASCULAR EMBOLIZATION DETACHABLE ELECTRICAL DETACHMENT CABLELESS DETACHMENT SYSTEM STERILE COILED DIAMETER: 1 MM ASSORTED LENGTHS (ELECTRICAL DETACHMENT UNIT MUST BE DELIVERED TO EVERY HOSPITAL SITE)"
9364 | 4220341011700 | "MICROCATHETER FOR NEUROVASCULAR PROCEDURES STRAIGHT TIP TWO MARKERS DETACHABLE TIP COMPATIBLE WITH LIQUID EMBOLIC MATERIAL DISPOSABLE STERILE"
9365 | 4220341011800 | MICROCATHETER SWAN NECK CONFIGURATION DISTAL MARKER CATHETER LENGTH: 110-150 CM PROXIMAL O.D 2.8FR TAPERS TO 2.4F DISTALLY MAXIM UM GUIDEWIRE O.D.: 0.018IN DISPOSABLE STERILE INCLUDES A 0.018IN HYDROPHILIC STRAIGHT OR ANGLED GUIDEWIRE WITH PLATINUM-COILED WIRE TIP STERILE DISPOSABLE
9366 | 4220341011900 | MICROCATHETER STRAIGHT TIP TWO DISTAL MARKERS CATHETER LENGTH: 155 CM DISTAL LENGTH: 15 - 20 CM OUTER DIAMETER 2.3 FR INNER DIAMETER 1.9FR 0.014 IN-0.018IN GUIDEWIRE INCLUDED DISPOSABLE STERILE THE DISTAL LENGTH OF CATHETER SHOULD BE DECIDED BY RECEIVING CENTER BEFORE DELIVERY
9367 | 4220341012000 | GUIDEWIRE MICRO 100% HYDROPHILIC COATING POLYURETHANE COATING NITINOL CORE TAPERED ANGLED TIP STIFF 0.018IN DISPOSABLE STERILE THE SPECIFIC GUIDEWIRE LENGTHS MUST BE DECIDED BY THE RECEIVING CENTER BEFORE DELIVERY
9368 | 4220341012100 | OCCLUSION BALLOON SUPER COMPLIANT SINGLE LUMEN 0.014IN GUIDEWIRE COMPATIBLE EFFECTIVE LENGTH: 150 CM MAX CATHETER SHAFT OD: 2.8FR/0 .95X MIN GUIDE CATHETER ID: 0.053IN/1.35X DMSO COMPATIBLE BALLOON NOMINAL DIAMETER: 3 X - 8 X STERILE DISPOSABLE
9369 | 4220341012200 | OCCLUSION BALLOON COMPLIANT BALLOON SINGLE LUMEN 0.014IN GUIDEWIRE COMPATIBLE EFFECTIVE LENGTH: 150 CM MAX CATHETER SHAFT OD: 2.8FR /0.95X MIN GUIDE CATHETER ID: 0.053IN/1.35X DMSO COMPATIBLE BALLOON NOMINAL DIAMETER: 3 X - 5 X BALLOON NOMINAL LENGTH: 10 X - 30 X STERILE DISPOSABLE
9370 | 4220341012300 | OCCLUSION BALLOON SYSTEM BALLOON CATHETER USABLE LENGTH: 150CM BALLOON DIAMETER: 5 X BALLOON LENGTH: 5-30X COMPATIBLE GUIDEWIRE: 0 .010 INCH OUTER DIAMETER (O.D.) PROXIMAL/DISTAL: 2.8/2.2FR STERILE DISPOSABLE THE SPECIFIC BALLOON LENGTHS MUST BE DECIDED BY RECEIVING CENTER BEFORE DELIVERY
9371 | 4220341012400 | OCCLUSION BALLOON SYSTEM BALLOON CATHETER USABLE LENGTH: 150CM BALLOON DIAMETER: 4 X BALLOON LENGTH: 5-30X TIP LENGTH: 4X COMPATIBLE GUIDEWIRE: 0.010 INCH OUTER DIAMETER (O.D.) PROXIMAL/DISTAL: 2.8/2.2FR STERILE DISPOSABLE THE SPECIFIC BALLOON LENGTHS MUST BE D ECIDED BY RECEIVING CENTER BEFORE DELIVERY
9372 | 4220341012500 | OCCLUSION BALLOON SYSTEM HIGHLY CONFORMABLE BALLOON OVER-THE-WIRE (OTW) CATHETER LENGTH: 120-150 CM BALLOON DIAMETER: 3 X BALLOON LENGTH: 5-30 X BALLOON CROSSING PROFILE: 2.5FR COMPATIBLE GUIDEWIRE: 0.010IN STERILE DISPOSABLE THE SPECIFIC BALLOON LENGTH S MUST BE DECIDED BY RECEIVING CENTER BEFORE DELIVERY
9373 | 4220341012600 | VERTEBRAL COMPRESSED FRACTURE BALLOON REDUCTION SYSTEM IS DESIGNED TO REDUCE SPINAL COMPRESSION FRACTURES AND RESTORE SAGITTAL ALIGNMENT INFLATABLE BONE TAMP (IBT) PRESSURE UP TO 700 PSI CEMENT RESISTANT WITH THE BALLOON IT IS POSSIBLE TO LEAVE A BALLOON INFLATED INSIDE T HE VERTEBRAL BODY WHILE INJECTING CEMENT ON THE CONTRALATERAL SIDE ALLOW 2 POINTS OF CONTACT ON EACH END PLATE HIGH VISCOSITY CEMENT THAT ALL OW FRACTURE STABILIZATION 3 FORMS OF CEMENT PMMA PMMA/HA AND CALCIUM SULFATE CEMENT INJECTED UNDER LOW PRESSURE SINGLE OR MULTIPLE LEVEL BALLOON CAN BE REPOSITIONED IN THE VERTEBRAL BODY FOR OPTIMAL RESTORATION AVAILABLE SEVERAL SIZE S 10 - 20 MM LENGTH BIOPSY DEVICE INCLUDED IN THE SYSTEM DISPOSABLE STERILE ACCESSORIES TO BE PROVIDED TO ORDERING CENTER
9374 | 4220341012700 | "SUCTION CATHETER FOR THE REMOVAL OF EMBOLI AND THROMBI FROM CORONARY AND PERIPHERAL VESSELS ASSORTED CATHETER SIZES AND LENGTHS MACHINE MUST BE PROVIDED TO EACH CENTER STERILE DISPOSABLE"
9375 | 4220341012800 | "ASPIRATION CATHETER FOR CORONARY ARTERIES DISTAL RADIOPAQUE LARGE LUMEN TO FACILITATE QUICK ASPIRATION ASSORTED SIZES AS PER HOSPITAL REQUEST DISPOSABLE STERILE"
9376 | 4220341012900 | THROMBUS REMOVING SYSTEM HIGHLY EFFICIENT ATRAUMATIC COMPATIBLE WITH VESSEL DIAMETER: 2.5X - 9X SHEATH COMPATIBILITY: 6-8FR CO MPLETE SET DISPOSABLE STERILE
9377 | 4220341013000 | "PERCUTANEOUS THROMBOLYTIC DEVICE KIT ROTATOR DRIVE UNIT STERILE DISPOSABLE"
9378 | 4220341013100 | STENT POSITIONING SYSTEM ENABLES MORE ACCURATE INTRAVASCULAR STENT PLACEMENT OVERALL LENGTH 120-130CM 0.018IN NITINOL WIRE DISTAL NITINOL GOLD-PLATED LEGS COMPATIBLE WITH 6-8FR GUIDING CATHETER DISPOSABLE STERILE
9379 | 4220341013200 | CATHETER DEVICE FOR CHRONIC TOTAL OCCLUSION TO CREATE INTRALUMINAL PLACEMENT BRAIDED 120-150 CM DISPOSABLE STERILE
9380 | 4220341013300 | CATHETER DEVICE FOR CHRONIC TOTAL OCCLUSION TO CREATE INTRALUMINAL PLACEMENT BRAIDED CONTROLLED MICRODISSECTION A TRAUMATIC DISTAL BLUNT 90 CM 3.1FR WITH MICROCATHETER 4.1FR DISPOSABLE STERILE
9381 | 4220341013400 | INTRALUMINAL VASCULAR OCCLUSION (CTO) CROSSING DEVICE ROTATING USED TO CREATE PATHWAY THROUGH OCCLUDED VESSEL VIA MICRO-DISSECTION AND PASS FIBRO-CALCIFIC CTOS WIRE-TIP: 0.17IN/0.432 ROTATING DIAMOND TIP WITH 0.149 GOLD PLATE STAINLESS STEEL TIP HOUSING CONSIST OF 0.018IN (0.46X) NITINOL OUTER SHAFT FROM 0.0178IN (0.452X) TO 0.0096IN WITH DISTAL 9 CM FLEXIBLE PART WORKING LENGTH: 165 CM T HE WIRE IS PTFE COATED AND PARTIALLY HYDROPHILIC COATED GUIDEWIRE ROTATION AT 13 000 RPM SYSTEM COMPATIBLE WITH 0.018IN SUPPORT CA THETER WIRE TIP SHAPING TOOL INCLUDED MOBILE CONTROL UNIT WITH BOTH AUDIO AND VISUAL AIDS WITH INDICATORS FOR DRILL MODE AND ACTIV E MODE CONTAIN LEDS AND TONE STERILE
9382 | 4220341013500 | "BALLOON CATHETER REENTRY SYSTEM INCLUDES POSITIONING BALLOON AND MICRO-CATHETER LANCET DISPOSABLE STERILE"
9383 | 4220341013600 | "MECHANICAL THROMBECTOMY SYSTEM SET INCLUDES: GUIDEWIRE STERILE DRAPES COLLECTING BAG SIZE: 8FR ASSORTED CATHETER LENGTHS STERILE DISPOSABLE THE MEDICAL DRIVE SYSTEM (INCLUDING THE MOTOR CONTROL UNIT FOOT SWITCH AND TRANSPORT CASE) TO EVERY ORDERING CENTER"
9384 | 4220341013700 | "MECHANICAL THROMBECTOMY SYSTEM SET INCLUDES: GUIDEWIRE STERILE DRAPES COLLECTING BAG SIZE: 6FR ASSORTED CATHETER LENGTHS STERILE DISPOSABLE THE MEDICAL DRIVE SYSTEM (INCLUDING THE MOTOR CONTROL UNIT FOOT SWITCH AND TRANSPORT CASE) TO EVERY ORDERING CENTER"
9385 | 4220341013800 | "EMBOLIZATION VASCULAR PLUG/DEVICE NITINOL OR TITANIUM LOW PROFILE SIZES FROM 10 TO 22 MM COMPATIBLEWITH CATHETERS FROM 0.038 INCH AND LARGER STERILE"
9386 | 4220341013900 | "EMBOLIZATION VASCULAR PLUG/DEVICE NITINOL OR TITANIUM LOW PROFILE SIZES FROM 4 TO 8 MM COMPATIBLEWITH CATHETERS FROM 0.038 INCH AND LARGER STERILE"
9387 | 4220341014000 | EMBOLIZATION PARTICLES ROUND MICROSPHERES PRECISELY CALIBRATED COMPOSED OF A HYDROGEL CORE AND POLYZENE POLYMER COATING BIOCOMPATIBLE 2 ML PRE-FILLED SYRINGE COLOR CODED MICROSPHERE SIZE (MICRON) : 40 75 100 250 400 500 700 900 1100 OR 1300 STERILE
9388 | 4220341014100 | "CHEMOEMBOLIZATION PARTICLES ROUND MICROSPHERES CALIBRATED PRE-FILLED IN 2-3 ML SYRINGE STERILE WIDE RANGE OF SIZES AS PER HOSPITAL REQUEST"
9389 | 4220341014200 | EMBOLIZATION PARTICLES CHEMOEMBOLIZATION PARTICLES ROUND MICROSPHERES PRECISELY CALIBRATED MADE OF A HYDROGEL CORE AND POLYZENE POLYMER COATING BIOCOMPATIBLE STERILE 2-ML OR 3-ML PRE-FILLED SYRINGE MICROSPHERE SIZE (MICRONS) : 75 (PRE-FILLED SYRINGE SIZE MUST BE DETERMINED BY THE RECEIVING CENTER PRIOR TO DELIVERY)
9390 | 4220341014300 | EMBOLIZATION PARTICLES CHEMOEMBOLIZATION PARTICLES ROUND MICROSPHERES PRECISELY CALIBRATED MADE OF A HYDROGEL CORE AND POLYZENE POLYMER COATING BIOCOMPATIBLE STERILE 2-ML OR 3-ML PRE-FILLED SYRINGE MICROSPHERE SIZE (MICRONS) : 40 (PRE-FILLED SYRINGE SIZE MUST BE DETERMINED BY THE RECEIVING CENTER PRIOR TO DELIVERY)
9391 | 4220341014400 | EMBOLIZATION PARTICLES CHEMOEMBOLIZATION PARTICLES EXPANDABLE CALIBRATED SPHERICAL HYDROPHILIC MICROSPHERES MADE FROM VINYL ACETATE AND METHYL ACRYLATE COMBINED TO FORM A COPOLYMER (SODIUM ACRYLATE ALCOHOL COPOLYMER) DRY PARTICLE SIZE: 150-200 MICRONS VIAL (25MG) STERILE
9392 | 4220341014500 | "CHEMOEMBOLIZATION PARTICLES CALIBRATED SPHERICAL HYDROPHILIC MICROSPHERES WIDE RANGE OF SIZES AS PER HOSPITAL REQUEST"
9393 | 4220341014600 | EMBOLIZATION PARTICLES CHEMOEMBOLIZATION PARTICLES EXPANDABLE CALIBRATED SPHERICAL HYDROPHILIC MICROSPHERES MADE FROM VINYL ACETATE AND METHYL ACRYLATE COMBINED TO FORM A COPOLYMER (SODIUM ACRYLATE ALCOHOL COPOLYMER) DRY PARTICLE SIZE: 50-100 MICRONS VIAL (25MG) STERILE
9394 | 4220341014700 | EMBOLIZATION PARTICLES CHEMOEMBOLIZATION PARTICLES EXPANDABLE CALIBRATED SPHERICAL HYDROPHILIC MICROSPHERES MADE FROM VINYL ACETATE AND METHYL ACRYLATE COMBINED TO FORM A COPOLYMER (SODIUM ACRYLATE ALCOHOL COPOLYMER) DRY PARTICLE SIZE: 30-60 MICRONS VIAL (25MG) STERILE
9395 | 4220341014800 | EMBOLIZATION COIL DETACHABLE PLATINUM TUNGSTEN ALLOY MATERIAL FIBERED COIL MRI COMPATIBLE MECHANICAL DETACHMENT MECHANISM PRE - LOADED COI L/DELIVERY SYSTEM DIAMOND CONFIGURATION OF COIL 0.018 IN STERILE COILED DIAMETER 6 MM EXTENDED LENGTH 8 CM DETACHMENT DEVICE (S) MUST BE PROVIDED TO EACH ORDERING CENTER IF REQUIRED
9396 | 4220341014900 | EMBOLIZATION COIL DETACHABLE PLATINUM TUNGSTEN ALLOY MATERIAL FIBERED COIL MRI COMPATIBLE MECHANICAL DETACHMENT MECHANISM PRE - LOADED COI L/DELIVERY SYSTEM DIAMOND CONFIGURATION OF COIL 0.018 IN STERILE COILED DIAMETER 5 MM EXTENDED LENGTH 5.8 CM DETACHMENT DEVICE (S) MUST B E PROVIDED TO EACH ORDERING CENTER IF REQUIRED
9397 | 4220341015000 | EMBOLIZATION COIL DETACHABLE PLATINUM TUNGSTEN ALLOY MATERIAL FIBERED COIL MRI COMPATIBLE MECHANICAL DETACHMENT MECHANISM PRE - LOADED COI L/DELIVERY SYSTEM DIAMOND CONFIGURATION OF COIL 0.018 IN STERILE COILED DIAMETER 4 MM EXTENDED LENGTH 4.1 CM DETACHMENT DEVICE (S) MUST B E PROVIDED TO EACH ORDERING CENTER IF REQUIRED
9398 | 4220341015100 | EMBOLIZATION COIL DETACHABLE PLATINUM TUNGSTEN ALLOY MATERIAL FIBERED COIL MRI COMPATIBLE MECHANICAL DETACHMENT MECHANISM PRE - LOADED COI L/DELIVERY SYSTEM DIAMOND CONFIGURATION OF COIL 0.018 IN STERILE COILED DIAMETER 3 MM EXTENDED LENGTH 2.3 CM DETACHMENT DEVICE (S) MUST B E PROVIDED TO EACH ORDERING CENTER IF REQUIRED
9399 | 4220341015200 | EMBOLIZATION COIL DETACHABLE PLATINUM TUNGSTEN ALLOY MATERIAL FIBERED COIL MRI COMPATIBLE MECHANICAL DETACHMENT MECHANISM PRE - LOADED COI L/DELIVERY SYSTEM HELICAL 0.018 IN STERILE COILED DIAMETER 14 MM EXTENDED LENGTH 20 - 30 CM SPECIFIC COILS SIZE S/LENGTHS MUST BE DETERMINE D BY RECEIVING CENTER PRIOR TO DELIVERY DETACHMENT DEVICE (S) MUST BE PROVIDED TO EACH ORDERING CENTER IF REQUIRED
9400 | 4220341015300 | EMBOLIZATION COIL DETACHABLE FIBERED COIL MRI COMPATIBLE MECHANICAL DETACHMENT MECHANISM PRE- LOADED COIL/DELIVERY SYSTEM 0.018IN DELIVERY SYSTEM ASSORTED CONFIGURATIONS-DIAMETER-LENGTH AS PER HOSPITAL REQUEST STERILE DETACHMENT DEVICE MUST BE PROVIDED FREE OF CHARGE WITH EVERY THREE COILS PURCHASED
9401 | 4220341015400 | EMBOLIZATION COIL DETACHABLE PLATINUM TUNGSTEN ALLOY MATERIAL FIBERED COIL MRI COMPATIBLE MECHANICAL DETACHMENT MECHANISM PRE - LOADED COIL/DELIVERY SYSTEM HELICAL 0.018 IN STERILE COILED DIAMETER 10 MM EXTENDED LENGTH 20 - 30 CM SPECIFIC COILS SIZE S/LENGTH S MUST BE DETERMINED BY RECEIVING CENTER PRIOR TO DELIVERY DETACHMENT DEVICE (S) MUST BE PROVIDED TO EACH ORDERING CENTER IF REQUIRED
9402 | 4220341015500 | EMBOLIZATION COIL DETACHABLE PLATINUM TUNGSTEN ALLOY MATERIAL FIBERED COIL MRI COMPATIBLE MECHANICAL DETACHMENT MECHANISM PRE - LOADED COI L/DELIVERY SYSTEM HELICAL 0.018 IN STERILE COILED DIAMETER 8 MM EXTENDED LENGTH 20 CM DETACHMENT DEVICE (S) MUST BE PROVIDED TO EACH ORDE RING CENTER IF REQUIRED
9403 | 4220341015600 | EMBOLIZATION COIL DETACHABLE PLATINUM TUNGSTEN ALLOY MATERIAL FIBERED COIL MRI COMPATIBLE MECHANICAL DETACHMENT MECHANISM PRE - LOADED COI L/DELIVERY SYSTEM HELICAL 0.018 IN STERILE COILED DIAMETER 6 MM EXTENDED LENGTH 10 - 20 CM SPECIFIC COILS SIZE S/LENGTHS MUST BE DETERMINED BY RECEIVING CENTER PRIOR TO DELIVERY DETACHMENT DEVICE (S) MUST BE PROVIDED TO EACH ORDERING CENTER IF REQUIRED
9404 | 4220341015700 | EMBOLIZATION COIL DETACHABLE PLATINUM TUNGSTEN ALLOY MATERIAL FIBERED COIL MRI COMPATIBLE MECHANICAL DETACHMENT MECHANISM PRE - LOADED COI L/DELIVERY SYSTEM HELICAL 0.018 IN STERILE COILED DIAMETER 5 MM EXTENDED LENGTH 8 - 15 CM SPECIFIC COILS SIZE S/LENGTHS MUST BE DETERMINED B Y RECEIVING CENTER PRIOR TO DELIVERY
9405 | 4220341015800 | EMBOLIZATION COIL DETACHABLE PLATINUM TUNGSTEN ALLOY MATERIAL FIBERED COIL MRI COMPATIBLE MECHANICAL DETACHMENT MECHANISM PRE - LOADED COI L/DELIVERY SYSTEM HELICAL 0.018 IN STERILE COILED DIAMETER 4 MM EXTENDED LENGTH 8 - 15 CM SPECIFIC COILS SIZE S/LENGTHS MUST BE DETERMINED B Y RECEIVING CENTER PRIOR TO DELIVERY DETACHMENT DEVICE (S) MUST BE PROVIDED TO EACH ORDERING CENTER IF REQUIRED
9406 | 4220341015900 | EMBOLIZATION COIL DETACHABLE PLATINUM TUNGSTEN ALLOY MATERIAL FIBERED COIL MRI COMPATIBLE MECHANICAL DETACHMENT MECHANISM PRE - LOADED COI L/DELIVERY SYSTEM HELICAL 0.018 IN STERILE COILED DIAMETER 3 MM EXTENDED LENGTH 6 - 12 CM SPECIFIC COILS SIZE S/LENGTHS MUST BE DETERMINED B Y RECEIVING CENTER PRIOR TO DELIVERY DETACHMENT DEVICE (S) MUST BE PROVIDED TO EACH ORDERING CENTER IF REQUIRED
9407 | 4220341016000 | EMBOLIZATION COIL DETACHABLE PLATINUM TUNGSTEN ALLOY MATERIAL FIBERED COIL MRI COMPATIBLE MECHANICAL DETACHMENT MECHANISM PRE - LOADED COI L/DELIVERY SYSTEM DIAMOND CONFIGURATION 0.035 IN DELIVERY THROUGH 5 FR CATHETER STERILE COILED DIAMETER 12 MM EXTENDED LENGTH 30 CM DETACHMENT DEVICE (S) MUST BE PROVIDED TO EACH ORDERING CENTER IF REQUIRED
9408 | 4220341016100 | EMBOLIZATION COIL DETACHABLE PLATINUM TUNGSTEN ALLOY MATERIAL FIBERED COIL MRI COMPATIBLE MECHANICAL DETACHMENT MECHANISM PRE - LOADED COIL/DELIVERY SYSTEM DIAMOND CONFIGURATION 0.035 IN DELIVERY THROUGH 5 FR CATHETER STERILE COILED DIAMETER 10 MM EXTENDED LENGTH 21.5 C M DETACHMENT DEVICE (S) MUST BE PROVIDED TO EACH ORDERING CENTER IF REQUIRED
9409 | 4220341016200 | EMBOLIZATION COIL DETACHABLE PLATINUM TUNGSTEN ALLOY MATERIAL FIBERED COIL MRI COMPATIBLE MECHANICAL DETACHMENT MECHANISM PRE - LOADED COI L/DELIVERY SYSTEM DIAMOND CONFIGURATION 0.035 IN DELIVERY THROUGH 5 FR CATHETER STERILE COILED DIAMETER 8 MM EXTENDEDLENGTH 14 CM DETACH MENT DEVICE (S) MUST BE PROVIDED TO EACH ORDERING CENTER IF REQUIRED
9410 | 4220341016300 | EMBOLIZATION COIL DETACHABLE PLATINUM TUNGSTEN ALLOY MATERIAL FIBERED COIL MRI COMPATIBLE MECHANICAL DETACHMENT MECHANISM PRE - LOADED COI L/DELIVERY SYSTEM DIAMOND CONFIGURATION 0.035 IN WIRE DELIVERY THROUGH 5 FR CATHETER STERILE COILED DIAMETER 6 MM EXTENDED LENGTH 9 CM D ETACHMENT DEVICE (S) MUST BE PROVIDED TO EACH ORDERING CENTER IF REQUIRED
9411 | 4220341016400 | EMBOLIZATION COIL DETACHABLE PLATINUM TUNGSTEN ALLOY MATERIAL FIBERED COIL MRI COMPATIBLE MECHANICAL DETACHMENT MECHANISM PRE - LOADED COI L/DELIVERY SYSTEM DIAMOND CONFIGURATION 0.035 IN DELIVERY THROUGH 5 FR CATHETER STERILE COILED DIAMETER 4 MM EXTENDEDLENGTH 4.5 CM DETAC HMENT DEVICE (S) MUST BE PROVIDED TO EACH ORDERING CENTER IF REQUIRED
9412 | 4220341016500 | EMBOLIZATION COIL DETACHABLE PLATINUM TUNGSTEN ALLOY MATERIAL FIBERED COIL MRI COMPATIBLE MECHANICAL DETACHMENT MECHANISM PRE - LOADED COI L/DELIVERY SYSTEM 3 D CUBE CONFIGURATION 0.035 IN DELIVERY THROUGH 5 FR CATHETER STERILE COILED DIAMETER 20 MM EXTENDED LENGTH 40 CM DETA CHMENT DEVICE (S) MUST BE PROVIDED TO EACH ORDERING CENTER IF REQUIRED
9413 | 4220341016600 | EMBOLIZATION COIL DETACHABLE PLATINUM TUNGSTEN ALLOY MATERIAL FIBERED COIL MRI COMPATIBLE MECHANICAL DETACHMENT MECHANISM PRE - LOADED COI L/DELIVERY SYSTEM NON - HELICAL CONFIGURATION 0.035 IN DELIVERY THROUGH 5 FR CATHETER STERILE COILED DIAMETER 15 MM EXTENDED LENGTH 20 - 40 CM SPECIFIC COILS SIZE S/LENGTHS MUST BE DETERMINED BY RECEIVING CENTER PRIOR TO DELIVERY
9414 | 4220341016700 | EMBOLIZATION COIL DETACHABLE PLATINUM TUNGSTEN ALLOY MATERIAL FIBERED COIL MRI COMPATIBLE MECHANICAL DETACHMENT MECHANISM PRE - LOADED COI L/DELIVERY SYSTEM NON - HELICAL CONFIGURATION 0.035 IN DELIVERY THROUGH 5 FR CATHETER STERILE COILED DIAMETER 10 MM EXTENDED LENGTH 20 - 40 CM SPECIFIC COILS SIZE S/LENGTHS MUST BE DETERMINED BY RECEIVING CENTER PRIOR TO DELIVERY
9415 | 4220341016800 | EMBOLIZATION COIL DETACHABLE PLATINUM TUNGSTEN ALLOY MATERIAL FIBERED COIL MRI COMPATIBLE MECHANICAL DETACHMENT MECHANISM PRE- LOADED COIL/DELIVERY SYSTEM NON-HELICAL CONFIGURATION 0.035IN DELIVERY THROUGH 5FR CATHETER STERILE COILED DIAMETER: 8 MM EXTE NDED LENGTH: 20-40 CM SPECIFIC COILS SIZES/LENGTHS MUST BE DETERMINED BY RECEIVING CENTER PRIOR TO DELIVERY
9416 | 4220341016900 | EMBOLIZATION COIL DETACHABLE FIBERED COIL MRI COMPATIBLE MECHANICAL DETACHMENT MECHANISM PRE- LOADED COIL/DELIVERY SYSTEM 0.035IN DELIVERY SYSTEM ASSORTED CONFIGURATIONS-DIAMETER-LENGTH AS PER HOSPITAL REQUEST STERILE DETACHMENT DEVICE MUST BE PROVIDED FREE OF CHARGE WITH EVERY THREE COILS PURCHASED
9417 | 4220341017000 | EMBOLIZATION COIL HYDROGEL COATED COIL PUSHABLE 0.035 INCREASED DELIVERY CONTROL LONG - TERM DURABILITY COIL DIAMETERS: 4 MM TO 15 MM COIL LENGTHS: 4 TO 14 CM TO BE USED WITHOUT SPECIFIC COIL - PUSHER STERILE SPECIFIC COIL SIZE S MUST BE DETERMINED BY THE ORDERING CENTER PRIOR TO DELIVERY
9418 | 4220341017100 | EMBOLIZATION COIL HYDROGEL COATED COIL PUSHABLE 0.018 INCREASED DELIVERY CONTROL LONG - TERM DURABILITY COIL DIAMETERS: 2 MM TO 15 MM COIL LEN GTHS: 2 TO 14 CM TO BE USED WITHOUT SPECIFIC COIL - PUSHER STERILE SPECIFIC COIL SIZE S MUST BE DETERMINED BY THE ORDERING CENTER PRIOR TO DELIVERY
9419 | 4220341017200 | PNEUMOTHORAX SET 20 SIDE PORTS 18G X 20CM NEEDLE 9FR X 30 CM DISPOSABLE STERILE
9420 | 4220341017300 | "DRAINAGE CATHETER PERCUTANEOUS MULTIPURPOSE DRAINAGE CATHETER SET HYDROPHILIC 24 FR LOCKING PIGTAIL STIFFENING CANNULA STAINLESS STEEL TROCAR STYLET CATHETER LENGTH NOT MORE THAN 35 CM DISPOSABLE STERILE"
9421 | 4220341017400 | "DRAINAGE CATHETER PERCUTANEOUS MULTIPURPOSE DRAINAGE CATHETER SET HYDROPHILIC 20 FR LOCKING PIGTAIL STIFFENING CANNULA STAINLESS STEEL TROCAR STYLET CATHETER LENGTH NOT MORE THAN 35 CM DISPOSABLE STERILE"
9422 | 4220341017500 | "DRAINAGE CATHETER PERCUTANEOUS MULTIPURPOSE DRAINAGE CATHETER SET HYDROPHILIC 18 FR LOCKING PIGTAIL STIFFENING CANNULA STAINLESS STEEL TROCAR STYLET CATHETER LENGTH NOT MORE THAN 35 CM DISPOSABLE STERILE"
9423 | 4220341017600 | "DRAINAGE CATHETER PERCUTANEOUS MULTIPURPOSE DRAINAGE CATHETER SET HYDROPHILIC 16 FR LOCKING PIGTAIL STIFFENING CANNULA STAINLESS STEEL TROCAR STYLET CATHETER LENGTH NOT MORE THAN 35 CM DISPOSABLE STERILE"
9424 | 4220341017700 | "DRAINAGE CATHETER PERCUTANEOUS MULTIPURPOSE DRAINAGE CATHETER SET HYDROPHILIC 14 FR LOCKING PIGTAIL STIFFENING CANNULA STAINLESS STEEL TROCAR STYLET CATHETER LENGTH NOT MORE THAN 35 CM DISPOSABLE STERILE"
9425 | 4220341017800 | "DRAINAGE CATHETER PERCUTANEOUS MULTIPURPOSE DRAINAGE CATHETER SET HYDROPHILIC 12 FR LOCKING PIGTAIL STIFFENING CANNULA STAINLESS STEEL TROCAR STYLET CATHETER LENGTH NOT MORE THAN 35 CM DISPOSABLE STERILE"
9426 | 4220341017900 | "DRAINAGE CATHETER PERCUTANEOUS MULTIPURPOSE DRAINAGE CATHETER SET HYDROPHILIC 10-10.5FR LOCKING PIGTAIL STIFFENING CANNULA STAINLESS STEEL TROCAR STYLET CATHETER LENGTH NOT MORE THAN 35 CM DISPOSABLE STERILE"
9427 | 4220341018000 | TRANSGASTRIC JEJUNAL FEEDING TUBE ASSORTED TYPE AND SIZES
9428 | 4220341018100 | GASTROSTOMY MIC - KEY LOW PROFILE FEEDING TUBE SILICON CONSTRUCTION INFLATABLE RETENTION BALLOON PROXIMAL ANTI - REFLUX VALVE SIZE S:14 TO 20 FR LENGTH 1 TO 5 CM ACCORDING TO CENTER REQUEST STOMA MEASURING DEVICE SHOULD BE PROVIDED DISPOSABLE STERILE
9429 | 4220341018200 | GASTROSTOMY SET PERCUTANEOUS INCLUDES: GASTROSTOMY CATHETER 12 TO 14FR X 30 CM STIFF GUIDEWIRE 0.038IN X 145 CM NEEDLE 18G X 7 C M FEEDING CONNECTOR DILATOR CATHETER FIXATION DEVICE SUTURE ANCHOR SET SHOULD BE PROVIDED STERILE
9430 | 4220341018300 | CATHETER FIXATION DEVICE STABILIZATION DEVICE FOR SUTURE - FREE FIXATION/STABILIZATION OF PERCUTANEOUS DRAINAGE CATHETERS AVAILABLE IN FOUR SIZE S TO FIT VIRTUALLY ALL PERCUTANEOUS DRAINAGE CATHETERS SMALL (6 - 8.5 FR) MEDIUM (10 - 12 FR) LARGE (12 - 14 FR) AND EXTRA LARGE (14 - 16 FR) STERILE DISPOSABLE SIZE S OF THE FIXATION DEVICES MUST BE DETERMINED BY THE ORDERING CENTER PRIOR TO DELIVERY
9431 | 4220341018400 | PERCUTANEOUS CECOSTOMY CATHETER 10.2 FR 3 SIDEPORTS WITH DIFFERENT TRACT LENGTH AND EXTEND CATHETER LEADING ACCORDING TO CENTER REQUEST EXTENDED LENGTH 20 - 28 CM STERILE
9432 | 4220341018500 | HEMOSTASIS DRESSING AND ANTIMICROBIAL BARRIER NON - WOVEN TOPICAL PAD MADE WITH A PROPRIETARY POLYPROLATE A POSITIVELY - CHARGED MATERIAL THAT R EACTS WITH NEGATIVELY - CHARGED RED BLOOD CELLS TO ACCELERATE CLOTTING PROMOTES HEMOSTASIS AND AN ANTIMICROBIAL BARRIER SIZE OF PAD 4 CM X 4 CM STERILE DISPOSABLE
9433 | 4220341018600 | "VASCULAR CLOSURE DEVICE FOR FEMORAL ARTERIAL PUNCTURE HEMOSTASIS USE OF AN EXTRAVASCULAR SEALANT WHICH ACTIVELY ADHERES TO THE ARTERY FOR SECURE MECHANICAL CLOSURE THE DEVICE/KIT INCLUDES: BALLOON CATHETER WITH INTEGRATED SEALANT AND 10ML LOCKING SYRINGE DISPOSABLE STERILE"
9434 | 4220341018700 | "VASCULAR CLOSURE SYSTEM MECHANICAL CLOSURE NITINOL CLIP CIRCUMFERENTIAL (PROVIDES 360 DEGREES TISSUE APPOSITION) SET INCLUDES: CLIP APPLIER 6FR EXCHANGE SHEATH 6FR DILATOR 0.038IN 50 CM J-TIP GUIDEWIRE FOR VASCULAR CLOSURE OF 5-8F VASCULAR ACCESS SITE"
9435 | 4220341018800 | PERCUTANEOUS ACCESS SET SINGLE PUNCTURE PERCUTANEOUS ACCESS SET INCLUDES: TRANSITION LESS TIP DESIGN ENTIRE LENGTH OF SHEATH IS RAD IOPAQUE HYDROPHILIC COATED SHEATH (ID/OD: 4FR/6FR) ECHOGENIC TIP ACCESS NEEDLE (21 TO 22G 15 TO 20 CM LENGTH CHIBA NEEDLE) 2 GUI DEWIRE OPTIONS (STAINLESS STEEL / NITINOL) DISPOSABLE STERILE
9436 | 4220341018900 | "PERCUTANEOUS ACCESS / INTRODUCER SET NON-VASCULAR USED TO FACILITATE PLACEMENT OF 0.035/0.038IN DIAMETER GUIDEWIRE FOR IR PROCEDURES SHEATH SIZE: 6 - 7 FR RADIOPAQUE SHEATH 21G TO 22G X 15-20 CM ECHOGENIC CHIBA NEEDLE 0.018IN GUIDEWIRE DISPOSABLE STERILE"
9437 | 4220341019000 | PERCUTANEOUS VASCULAR INTRODUCER SHEATH SET FLEXIBLE COIL-WIRE CONSTRUCTION KINK-RESISTANT INTRODUCER SHEATH LENGTH: 20-30CM RADIOPAQUE WALL 8-10FR HEMOSTATIC VALVE SIDE-PORT WITH SIDE-ARM AND 3 WAY-STOPCOCK NON-TRAUMATIC DILATOR DISPOSABLE STERILE THE SP ECIFIC SHEATH SIZES MUST BE DECIDED BY RECEIVING CENTER BEFORE DELIVERY
9438 | 4220341019100 | "INTRODUCER SHEATH SET METALLIC KINK-RESISTANT SHEATH SIZE: 5 TO 11 FR SHEATH LENGTH: 55 TO 100 CM DISPOSABLE STERILE"
9439 | 4220341019200 | PERCUTANEOUS VASCULAR INTRODUCER SHEATH SET FLEXIBLE COIL-WIRE CONSTRUCTION KINK-RESISTANT INTRODUCER SHEATH LENGTH: 10 TO 30 CM RADIOPAQUE WALL 6FR HEMOSTATIC VALVE SIDE-PORT WITH SIDE-ARM AND 3 WAY-STOPCOCK NON-TRAUMATIC DILATOR DISPOSABLE STERILE
9440 | 4220341019300 | "INTRODUCER SHEATH SET METALLIC KINK-RESISTANT SHEATH SIZE: 5 TO 10 FR SHEATH LENGTH: 7 TO 13 CM DISPOSABLE STERILE"
9441 | 4220341019400 | PERCUTANEOUS VASCULAR SHEATH SET INTRODUCER SHEATH LENGTH: NOT LESS THAN 23CM RADIOPAQUE TIP ASSORTED SIZES 5F -11F SILICONE HEMOSTATIC VALVE SIDE-PORT WITH SIDE-ARM AND 3 WAY-STOPCOCK NON-TRAUMATIC DILATOR DISPOSABLE STERILE
9442 | 4220341019500 | "INTRODUCER SHEATH SET FULLY RADIOPAQUE DISPOSABLE STERILE ASSORTED SIZES AND LENGTHS AS PER HOSPITAL REQUEST"
9443 | 4220341019600 | PERCUTANEOUS VASCULAR SHEATH SET INTRODUCER SHEATH LENGTH: 5 TO 12 CM RADIOPAQUE WALL 6F SILICONE HEMOSTATIC VALVE SIDE-PORT WITH SIDE-ARM AND 3 WAY-STOPCOCK J-TIP GUIDEWIRE (40-60CM 0.035IN) NON-TRAUMATIC DILATOR 18G SINGLE WALL PUNCTURE NEEDLE DISPOSABLE STERILE
9444 | 4220341019700 | PERCUTANEOUS VASCULAR SHEATH SET INTRODUCER SHEATH LENGTH: 5 TO 12CM RADIOPAQUE WALL 5F SILICONE HEMOSTATIC VALVE SIDE-PORT WITH SIDE-ARM AND 3 WAY-STOPCOCK J-TIP GUIDEWIRE (40-60CM 0.035IN) NON-TRAUMATIC DILATOR 18G SINGLE WALL PUNCTURE NEEDLE DISPOSABLE STERILE
9445 | 4220341019800 | PERCUTANEOUS VASCULAR SHEATH SET INTRODUCER SHEATH LENGTH: 10-12CM RADIOPAQUE WALL 4FR SILICONE HEMOSTATIC VALVE SIDE-PORT WITH SIDE-ARM AND 3 WAY-STOPCOCK J-TIP GUIDEWIRE (40-60CM 0.035IN) NON-TRAUMATIC DILATOR 18G SINGLE WALL PUNCTURE NEEDLE DISPOSABL E STERILE
9446 | 4220341019900 | PERCUTANEOUS VASCULAR SHEATH SET INTRODUCER SHEATH LENGTH: 5-7CM RADIOPAQUE WALL 4FR SILICONE HEMOSTATIC VALVE SIDE-PORT WITH S IDE-ARM AND 3 WAY-STOPCOCK J-TIP GUIDEWIRE (40-60CM 0.018IN-0.025IN) NON-TRAUMATIC DILATOR 18G SINGLE WALL PUNCTURE NEEDLE DIS POSABLE STERILE
9447 | 4220341020000 | "DILATOR FOR VASCULAR AND NON-VASCULAR DILATATION HYDROPHILIC 0.035IN GUIDEWIRE COMPATIBLE DISPOSABLE STERILE ASSORTED SIZES AS PER HOSPITAL REQUEST"
9448 | 4220341020100 | TUNNELED DIALYSIS CATHETER EXTRACTION DEVICE USED TO REMOVE TUNNELED DOUBLE LUMEN HEMODIALYSIS CATHETERS WITH AN INGROWN CUFF STERILE DISPO SABLE
9449 | 4220341020200 | TRANSJUGULAR INTRAHEPATIC PORTO-SYSTEMIC SHUNT (TIPSS) SYSTEM INCLUDES: INTRODUCER TRANSJUGULAR CATHETER CANNULA CATHETER NEEDLE ASSEMBLY FLEXIBLE DILATOR NEEDLE MOVABLE CORE GUIDEWIRE ULTRA STIFF GUIDEWIRE HYDROPHILIC STIFF WIRE SELECTIVE CATHETER BALLOON CATHETER CONNECTING TUBE CLIP DISPOSABLE STERILE
9450 | 4220341020300 | "TRANSLUMINAL BILIARY BIOPSY FORCEPS SET DISPOSABLE STERILE"
9451 | 4220341020400 | VACUUM ASSISTED BREAST BIOPSY NEEDLE / DEVICE 14G X 13 - 14 CM INCLUDES APPROPRIATE COAXIAL CANNULA AND NECESSARY ACCESSORIES (SHEATH PUSHING SPACER) (VACUUM DEVICE AND APPROPRIATE ADAPTER MUST BE PROVIDED FREE OF CHARGE FOR EVERY CENTER) DISPOSABLE STERILE TRAINING AND CERTIFICATION ON USING THE SYSTEM MUST BE PROVIDED BY THE VENDOR AT EACH ORDERING CENTER
9452 | 4220341020500 | VACUUM ASSISTED BREAST BIOPSY NEEDLE / DEVICE 14G X 11 TO 12 CM INCLUDES APPROPRIATE COAXIAL CANNULA AND NECESSARY ACCESSORIES (SHEATH PUSHING SPACER) (VACUUM DEVICE AND APPROPRIATE ADAPTER MUST BE PROVIDED FREE OF CHARGE FOR EVERY CENTER) DISPOSABLE STERILE TRAINING AND CERTIFICATION ON USING THE SYSTEM MUST BE PROVIDED BY THE VENDOR AT EACH ORDERING CENTER
9453 | 4220341020600 | VACUUM ASSISTED BREAST BIOPSY NEEDLE / DEVICE 10G X 11 TO 14 CM INCLUDES APPROPRIATE COAXIAL CANNULA AND NECESSARY ACCESSORIES (SHEATH PUSHING SPACER) (VACUUM DEVICE AND APPROPRIATE ADAPTER MUST BE PROVIDED FREE OF CHARGE FOR EVERY CENTER) DISPOSABLE STERILE TRAINING AND CERTIFICATION ON USING THE SYSTEM MUST BE PROVIDED BY THE VENDOR AT EACH ORDERING CENTER
9454 | 4220341020700 | VACUUM ASSISTED BREAST BIOPSY MRI NEEDLE/DEVICE 7 - 10G ACCORDING CENTER REQUEST SINGLE INSERTION WITH 360 MULTIPLE SAMPLING HALF AND FULL SAMPLE WITH THE SAME NEEDLE INCLUDES APPROPRIATE COAXIAL CANNULA AND NECESSARY ACCESSORIES (CANISTER TUBING MARKER INTRODUCER SET(TROCAR VISILOC OBTURATOR CANNULA NEEDLE GUIDE BLOCK MRI VACUUM TUBE EXTENSION) DISPOSABLE STERILE (VACUUM DEVICE AND APPROPRIATE ADAPTERS MUST BE PROVIDED FREE OF CHARGE FOR EVERY ORDERING CENTER) TRAINING AND CERTIFICATION ON USING THE SYSTEM MUST BE PROVIDED BY THE VENDOR AT EACH ORDERING CENTER
9455 | 4220341020800 | BREAST TISSUE MARKER WING SHAPE 3X TITANIUM CLIP 17G X 10 CM NEEDLE MRI COMPATIBLE DISPOSABLE STERILE
9456 | 4220341021000 | BIOPSY NEEDLE DEVICE AUTOMATIC CORE BIOPSY NEEDLE SIZE: 14G X 10 TO 16 CM PENETRATION DEPTH 11 TO 22X DISPOSABLE STERILE (EACH BIOPSY DEVICE MUST INCLUDE AN APPROPRIATE SIZE COAXIAL NEEDLE)
9457 | 4220341021100 | "NEEDLE CHIBA FOR BIOPSY AND PERCUTANEOUS ACCESS ECHOGENIC TIP 18G TO 22G NEEDLE LENGTH: 10 TO 20 CM DISPOSABLE STERILE"
9458 | 4220341021200 | "PICC (PERIPHERALLY INSERTED CENTRAL CATHETER) CATHETER SET POWER INJECTABLE EQUIPPED WITH PRELOADED MAGNET TRACKING REAL-TIME CATHETER TIP DIRECTION AND ORIENTATION STERILE DISPOSABLE 6FR TRIPLE LUMEN THE PICC TIP TRACKING AND CONFIRMATION SYSTEM MUST BE PROVIDED TO EACH ORDERING CENTER TRAINING AND CERTIFICATION BY THE VENDOR MUST BE PROVIDED TO EACH CENTER"
9459 | 4220341021300 | "CENTRAL VENOUS CATHETER SET HIKMAN DUAL LUMEN RADIOPAQUE SILICON CONSTRUCTION DISPOSABLE STERILE ASSORTED SIZES AS PER HOSPITAL REQUEST"
9460 | 4220341021400 | "PICC (PERIPHERALLY INSERTED CENTRAL CATHETER) CATHETER SET POWER INJECTABLE EQUIPPED WITH PRELOADED MAGNET TRACKING REAL-TIME CATHETER TIP DIRECTION AND ORIENTATION STERILE DISPOSABLE 4 TO 5FR SINGLE AND DUAL LUMEN THE PICC TIP TRACKING AND CONFIRMATION SYSTEM MUST BE PROVIDED TO EACH ORDERING CENTER TRAINING AND CERTIFICATION BY THE VENDOR MUST BE PROVIDED TO EACH CENTER"
9461 | 4220341021500 | "PICC (PERIPHERALLY INSERTED CENTRAL CATHETER) CATHETER SET POWER INJECTABLE EQUIPPED WITH PRELOADED MAGNET TRACKING REAL-TIME CATHETER TIP DIRECTION AND ORIENTATION STERILE DISPOSABLE 3 FR SINGLE LUMEN THE PICC TIP TRACKING AND CONFIRMATION SYSTEM MUST BE PROVIDED TO EACH ORDERING CENTER TRAINING AND CERTIFICATION BY THE VENDOR MUST BE PROVIDED TO EACH CENTER"
9462 | 4220341021600 | PICC (PERIPHERALLY INSERTED CENTRAL CATHETER) THERAPY CATHETER SET 5 TO 6FR DUAL LUMEN LENGTH: 60 CM SET ALSO DISPOSABLE STERI LE (NON-SILICONE MATERIAL)
9463 | 4220341021700 | MICRO CATHETER DUAL LUMEN COMBINED RAPID EXCHANGE AND OVER-THE-WIRE PLATFORMS SHAFT LENGTH: 130-150 CM TO FACILITATE PLACEMENT AND EXCHANGE OF GUIDEWIRES DURING INTERVENTIONAL PROCEDURES
9464 | 4220341021800 | "MICROCATHETER SPIRAL CATHETER MULTILAYER SHAFT CONSTRUCTION FOR CORONARY AND PERIPHERAL ARTERIAL VASCULATURE FLEXIBLE AND TAPERED TIP USED TO FACILITATE ROTATIONAL CROSS OF LONG SEVERELY CALCIFIED LESIONS SHAFT LENGTH 135-150 CM COMPATIBLE WITH 0.014 INCH GUIDEWIRE ASSORTED SIZES AND LENGTHS AS PER HOSPITAL REQUEST"
9465 | 4220341021900 | MICROCATHETER SMOOTH TRACKING FLOW DIRECTED CATHETER ENHANCED VISIBILITY SUPERIOR DURABILITY EXCELLENT FLEXIBILITY KINK RESIST ANT EXCELLENT EMBOLIZATION PERFORMANCE CHEMICAL RESISTANT MATERIAL STEAM SHAPEABLE END HOLE PROXIMAL/DISTAL O.D (FR) : 2.7/1.2 USABLE LENGTH: 105-150CM POLYETHYLENE DISTAL PART 0.007IN GUIDEWIRE MAXIMUM INJECTION PRESSURE 100PSI DISPOSABLE STERILE
9466 | 4220341022000 | MICROCATHETER SET SMOOTH TRACKING ENHANCED VISIBILITY SUPERIOR DURABILITY EXCELLENT FLEXIBILITY KINK RESISTANT EXCELLENT EMBOL IZATION PERFORMANCE CHEMICAL RESISTANT MATERIAL PTFE ULTRA-SMOOTH INNER LUMEN SURFACE END HOLE PROXIMAL/DISTAL O.D (FR) : 3.0/2.8 PROXIMAL/DISTAL I.D.: 0.027IN/0.027IN EXCELLENT I.D./O.D RATIO (0.027FR I.D./2.8FR O.D.) USABLE/DISTAL LENGTH: 105-135CM / 10-20 CM 0.018IN GUIDEWIRE INTRODUCER TORQUE DEVICE DISPOSABLE STERILE
9467 | 4220341022200 | "MICROCATHETER FOR NEUROVASCULAR 0.021 IN MICROCATHETER SYSTEM ASSORTED TIP SHAPES ONE OR TWO DISTAL MARKERS CATHETER LENGTH NOT LESS THAN 150 CM DISPOSABLE STERILE"
9468 | 4220341022300 | MICROCATHETER INFUSION MICROCATHETER STAINLESS STEEL BRAIDED STRAIGHT TIP DISTAL RADIOPAQUE MARKER LENGTH 100-140CM PROXIMAL O UTER DIAMETER: 2.8-3.0FR DISTAL OUTER DIAMETER: 2.6-2.9FR INNER DIAMETER: 0.028IN ACCOXODATES 0.018IN GUIDEWIRE MAXIMUM PRESSUR E 700-900PSI CHEMO-COMPATIBLE MATERIAL DISPOSABLE STERILE
9469 | 4220341022400 | "MICROCATHETER AND GUIDEWIRE (0.018IN) KIT: FIBERED BRAIDED MICROCATHETER TOTAL LENGTH: 115 TO 135 CM DISTAL LENGTH 10-20CM INNER DIAMETER NOT LESS THAN 2.7 FR HIGH FLOW WITH MAXIMUM NOT LESS THAN PRESSURE 800 PSI INCLUDES: TORQUE DEVICE GUIDEWIRE INTRODUCER DISPOSABLE STERILE THE CATHETER LENGTH SHOULD BE DECIDED BY RECEIVING CENTER BEFORE DELIVERY"
9470 | 4220341022500 | MICROCATHETER SET SMOOTH TRACKING FLOW DIRECTED ENHANCED VISIBILITY SUPERIOR DURABLE LUBRICITY EXCELLENT EMBOLIZATION PERFORMAN CE CHEMICAL RESISTANT MATERIAL END HOLE EXCELLENT I.D / O.D RATIO (0.027IN I.D / 2.8IN OD) INCLUDING 0.014IN - 0.018IN GUIDEWIRE TORQUE DEVICE LENGTH 150-170 CM DISPOSABLE STERILE
9471 | 4220341022600 | MICROCATHETER STRAIGHT TIP CONFIGURATION FLOW DIRECTED STAINLESS STEEL COIL REINFORCEMENT IN PROXIMAL SHAFT NITINOL BRAID REINFORCEMENT IN DISTAL INFLOPPY IN SEGMENT USABLE LENGTH: 165CM DISTAL LENGTH: 25CM MAXIMUM GUIDEWIRE COMPATIBILITY: 0.010IN INNER DIAMETER (I.D.) : 0.013 INCH OUTER DIAMETER (O.D.) PROXIMAL/DISTAL: 2.7/1.3 FR MARKER BAND PROFILE: 1.4FR STERILE DISPOSABLE
9472 | 4220341022700 | INFUSION MICRO-CATHETER GUIDEWIRE INCLUDE 4FR 0.014IN X 180 CM DISPOSABLE STERILE
9473 | 4220341022800 | "INFUSION CATHETER INFUSION LENGTH: 5 TO 50CM 4 TO 5FR WITHOUT GUIDEWIRE DISPOSABLE STERILE"
9474 | 4220341022900 | SUPPORT CATHETER FOR PERIPHERAL INTERVENTIONS HYDROPHILIC COATED LOW TRANSITION LESS PROFILE FROM HUB TO TIP INTEGRATED RADIOPAQUE MARKERS BRAIDED CONSTRUCTION DISPOSABLE STERILE ANGLED TIP SIZE: 4FR CATHETER LENGTH: 90-150CM THE SPECIFIC CATHETER LENGTHS M UST BE DECIDED BY RECEIVING CENTER BEFORE DELIVERY
9475 | 4220341023000 | SUPPORT CATHETER FOR PERIPHERAL INTERVENTIONS HYDROPHILIC COATED LOW TRANSITION LESS PROFILE FROM HUB TO TIP INTEGRATED RADIOPAQUE MARKERS BRAIDED CONSTRUCTION DISPOSABLE STERILE STRAIGHT TIP SIZE: 4FR CATHETER LENGTH: 90-150CM THE SPECIFIC CATHETER LENGTHS MUST BE DECIDED BY RECEIVING CENTER BEFORE DELIVERY
9476 | 4220341023100 | SUPPORT CATHETER FOR PERIPHERAL INTERVENTIONS HYDROPHILIC COATED LOW TRANSITION LESS PROFILE FROM HUB TO TIP DISTAL INTEGRATED RADIOPAQUE MARKERS DOUBLE BRAIDED STAINLESS-STEEL SHAFT CONSTRUCTION DISPOSABLE STERILE ANGLED TIP SIZE: 4.0FR CATHETER LENGTH: 65CM
9477 | 4220341023200 | SUPPORT CATHETER FOR PERIPHERAL INTERVENTIONS HYDROPHILIC COATED LOW TRANSITION LESS PROFILE FROM HUB TO TIP DISTAL INTEGRATED RADIOPAQUE MARKERS DOUBLE BRAIDED STAINLESS-STEEL SHAFT CONSTRUCTION DISPOSABLE STERILE STRAIGHT TIP SIZE: 4.0FR CATHETER LENGTH: 65 CM
9478 | 4220341023300 | "SUPPORT CATHETER FOR PERIPHERAL INTERVENTIONS HYDROPHILIC COATED INTEGRATED RADIOPAQUE MARKERS BRAIDED CONSTRUCTION DISPOSABLE STERILE ASSORTED SIZES AS PER HOSPITAL REQUEST"
9479 | 4220341023400 | SUPPORT CATHETER FOR PERIPHERAL INTERVENTIONS HYDROPHILIC COATED LOW TRANSITION LESS PROFILE FROM HUB TO TIP INTEGRATED RADIOPAQUE MARKERS BRAIDED CONSTRUCTION DISPOSABLE STERILE STRAIGHT TIP OR ANGLED SIZE: 2.6FR CATHETER LENGTH: 90-150CM THE SPECIFIC CATH ETER LENGTHS AND TIP SHAPE MUST BE DECIDED BY RECEIVING CENTER BEFORE DELIVERY
9480 | 4220341023500 | GUIDING SHEATH GUIDING COAXIAL DESIGN 8FR 0.086IN X 45-65 CM GENTLE VARIABLE CURVE DISPOSABLE STERILE (THE SPECIFIC DISTAL CUR VE TYPE MUST BE DETERMINED BY THE ORDERING CENTER PRIOR TO DELIVERY)
9481 | 4220341023600 | GUIDING SHEATH GUIDING COAXIAL DESIGN 7FR 0.086IN X 45-65 CM GENTLE VARIABLE CURVE DISPOSABLE STERILE (THE SPECIFIC DISTAL CUR VE TYPE MUST BE DETERMINED BY THE ORDERING CENTER PRIOR TO DELIVERY)
9482 | 4220341023700 | GUIDING SHEATH GUIDING COAXIAL DESIGN 5 TO 6FR 0.086IN X 45-65 CM DISPOSABLE GENTLE VARIABLE CURVE STERILE (THE SPECIFIC DISTAL CURVE TYPE MUST BE DETERMINED BY THE ORDERING CENTER PRIOR TO DELIVERY)
9483 | 4220341023800 | GUIDEWIRE MICRO CTO (CHRONIC TOTAL OCCLUSION) GUIDEWIRE 0.018IN HIGH TORQUABILITY EXPOSED 10 CM PLATINUM TIP COIL SHAPEABLE TIP STAINLESS STEEL CORE TO TIP POLYMER COATED LENGTH: 33 CM STRAIGHT TAPERED TIP (0.0125IN) TIP STIFFNESS: 25-30 GRAMS PENETRAT ION POWER 250 GUIDEWIRE LENGTH: 140-300 CM STERILE DISPOSABLE
9484 | 4220341023900 | GUIDEWIRE MICRO CTO (CHRONIC TOTAL OCCLUSION) GUIDEWIRE 0.018IN HIGH TORQUABILITY EXPOSED 3 CM PLATINUM TIP COIL SHAPEABLE TIP STAINLESS STEEL CORE TO TIP POLYMER COATED LENGTH: 35 CM STRAIGHT TIP STIFFNESS: 12-18 GRAMS PENETRATION POWER 52 GUIDEWIRE L ENGTH: 140-300 CM STERILE DISPOSABLE
9485 | 4220341024000 | GUIDEWIRE MICRO CTO (CHRONIC TOTAL OCCLUSION) GUIDEWIRE 0.018IN HIGH TORQUABILITY EXPOSED 3 CM PLATINUM TIP COIL SHAPEABLE TIP STAINLESS STEEL CORE TO TIP POLYMER COATED LENGTH: 8 CM STRAIGHT TIP STIFFNESS: 4-5 GRAMS PENETRATION POWER 17 GUIDEWIRE LENG TH: 140-300 CM STERILE DISPOSABLE
9486 | 4220341024100 | GUIDEWIRE MICRO CTO (CHRONIC TOTAL OCCLUSION) GUIDEWIRE 0.014IN HIGH TORQUABILITY EXPOSED 5X TIP COIL SHAPEABLE TIP STEEL CO RE TO TIP HYDROPHILIC COATED LENGTH: 29.5 CM STRAIGHT TIP STIFFNESS: 11-14 GRAMS TIP DIAMETER: 0.009IN PENETRATION POWER 200 GUIDEWIRE LENGTH: 180 - 300 CM STERILE DISPOSABLE THE GUIDEWIRE LENGTH SHOULD BE DECIDED BY THE RECEIVING CENTER BEFORE DELIVERY
9487 | 4220341024200 | GUIDEWIRE MICRO CTO (CHRONIC TOTAL OCCLUSION) GUIDEWIRE 0.014IN HIGH TORQUABILITY EXPOSED 5X TIP COIL SHAPEABLE TIP STEEL CORE TO TIP HYDROPHILIC COATED LENGTH: 29.5 CM STRAIGHT TIP STIFFNESS: 9-10 GRAMS TIP DIAMETER: 0.012IN PENETRATION POWER 80 GU IDEWIRE LENGTH: 180 - 300 CM STERILE DISPOSABLE THE GUIDEWIRE LENGTH SHOULD BE DECIDED BY THE RECEIVING CENTER BEFORE DELIVERY
9488 | 4220341024300 | GUIDEWIRE MICRO CTO (CHRONIC TOTAL OCCLUSION) GUIDEWIRE 0.014IN HIGH TORQUABILITY EXPOSED 5X TIP COIL SHAPEABLE TIP STEEL CORE TO TIP HYDROPHILIC COATED LENGTH: 29.5 CM STRAIGHT TIP STIFFNESS: 2.5-7 GRAMS TIP DIAMETER: 0.012IN PENETRATION POWER 40 HY DROPHILIC COATED GUIDEWIRE LENGTH: 180 - 300 CM STERILE DISPOSABLE THE GUIDEWIRE LENGTH SHOULD BE DECIDED BY THE RECEIVING CENTER BEFORE DELIVERY
9489 | 4220341024400 | GUIDEWIRE MICRO 100% HYDROPHILIC COATING POLYURETHANE COATING NITINOL CORE TAPERED TIP ANGLED TIP ROUNDED END STANDARD STIFF NESS 0.018IN X 150-180CM DISPOSABLE STERILE THE SPECIFIC GUIDEWIRE LENGTHS MUST BE DECIDED BY THE RECEIVING CENTER BEFORE DELIVER Y
9490 | 4220341024500 | GUIDEWIRE EXTRA STIFF PROXIMAL SHAFT WITH SPIRAL PTFE COATING THE DISTAL 25CM OF THE GUIDEWIRE IS HYDROPHILIC AND POLYURETHANE COA TED STRAIGHT TIP DUOCORE TECHNOLOGY 0.035IN X 180-260 CM STERILE DISPOSABLE THE SPECIFIC GUIDEWIRE LENGTHS MUST BE DECIDED BY THE RE CEIVING CENTER BEFORE DELIVERY
9491 | 4220341024600 | "GUIDEWIRE EXTRA STIFF PROXIMAL SHAFT WITH PTFE COATING HYDROPHILIC COATED TIP NOT LESS THAN 18 CM STRAIGHT/ANGLED TIP 0.014IN 0.018IN 0.035IN ASSORTED LENGTHS DISPOSABLE STERILE"
9492 | 4220341024700 | GUIDEWIRE FIXED-CORE STIFF J-SHAPED J CURVE RADIUS 3 X EXTRA STIFF SHAFT SOFT ATRAUMATIC FLOPPY TIP 0.035IN X 145 TO 260 CM DISPOSABLE STERILE THE SPECIFIC GUIDEWIRE LENGTHS MUST BE DECIDED BY THE RECEIVING CENTER BEFORE DELIVERY
9493 | 4220341024800 | IVC (INFERIOR VENA CAVA) FILTER OPTIONAL (RETRIEVABLE) 5 - 7 FR COMPATIBLE OPEN LUMEN ENABLING OVER - THE - WIRE DELIVERY CONICAL/APEX DESIGN SINGLE PIECE NITINOL CONSTRUCTION ELECTROPOLISHED FOR INCREASED FRACTURE RESISTANCE ANCHORS FOR STABILITY AND RETRIEVABILITY COMPATIBLE WITH IVC DIAMETERS UP TO 30 MM ANCHORS FOR CRANIAL AND CAUDAL MIGRATION PREVENTION LEG EXTENSIONS FOR PERFORATION PREVENTION RETRIEVAL WINDOW MORE THAN 6 MONTH DELIVERY SHEATH LENGTH 70 - 100 CM INSERTION ACCESS JUGULAR FEMORAL ANTECUBITAL OR POPLITEAL JUGULAR RETRIEVAL STERILE THE IVC FILTER RETRIEVAL SET MUST BE SUPPLIED WITH THE AWARDED IVC FILTER THE RETRIEVAL SET MUST INCLUDE THE COMPATIBLE RETRIEVAL SHEATH AND SNARE DISPOSABLE STERILE (THE RETRIEVAL SETS ARE TO BE SUPPLIED WITH A RATION OF 3 1 I. E FOR EVERY (3) IVC FILTERS AWARDED (1) RETRIEVAL KIT MUST BE PROVIDE D)
9494 | 4220341024900 | IVC (INFERIOR VENA CAVA) FILTER: OPTIONAL (RETRIEVABLE) 6 - 8 FR COMPATIBLE RETRIEVAL WINDOW: MORE THAN 6 MONTHS MRI SAFE (STATIC MA = GNETIC FIEL DS OF 3 - TESLA AND 1.5 - TESLA) INSERTION ACCESS: JUGULAR OR FEMORAL RETRIEVAL ACCESS: JUGULAR ACCURATE DELIVERY SYSTEM PROMOTES SELF - CENTERING ELECTROPOLISHED ONE - PIECE NITINOL FILTER BODY CRANIAL AND CAUDAL ANCHORS HELP PREVENT MIGRATION PENETRA = TION LIMITERSON THE LIMBS TO L IMIT P ENETRATIO N FILTER SHAPE: CONICAL TYPE DUAL LEVEL FILTRATION STERILE THE IVC FILTER RETRIEVAL SET MUST BE SUPPLIED WITH THE AWARDED IV C FILTE R THE RETRI EVAL SET MUST INCLUDE THE COMPATIBLE RETRIEVAL SHEATH AND SNARE DISPOSABLE STERILE (THE RETRIEVAL SETS ARE TO BE SUPPLIED WITH A RATION OF 3:1 I.E FOR EVERY (3) IVC FILTERS AWARDED (1) RETRIEVALKIT MUST BEPROVIDED)
9495 | 4220341025000 | IVC (INFERIOR VENA CAVA) FILTER: OPTIONAL (RETRIEVABLE) 6 - 8 FR COMPATIBLE RETRIEVAL WINDOW: MORE THAN 6 MONTHS MRI SAFE (STATIC MAGNETIC FIELDS OF 3 - TESLA AND 1.5 - TESLA) JUGULAR AND FEMORAL INSERTION IN A SINGLE SET CONTROLLED/RESHEATHABLE ON INSERTION FROM A JUGULAR ACCESS JUGULAR RE TRIEVAL PRELOADED ON A FILTER INTRODUCER THE FILTER HAS RADIOPAQUE PLATINUM MARKERS FOR ACCURATE VISUALIZATION AND PLACEMENT FILTER SHAPE: CON ICAL TYPE COMPATIBLE WITH IVC DIAMETERS UP TO 30 MM FILTER LENGTH: 48 MM 7 FR COAXIAL INTRODUCER SYSTEM (70 - 80 CM) 10 FR HYDROPHILIC - COATED PR EDILATOR THE MULTIPURPOSE DILATOR INCLUDES RADIOPAQUE SIZING BANDS AND FLUSHING SIDEPORTS STERILE THE IVC FILTER RETRIEVAL SET MUST BE SUPPLIE D WITH THE AWARDED IVC FILTER THE RETRIEVAL SET MUST INCLUDE THE COMPATIBLE RETRIEVAL SHEATH AND SNARE DISPOSABLE STERILE (THE RETRIEVAL SETS ARE TO BE SUPPLIED WITH A RATION OF 3:1 I.E FOR EVERY (3) IVC FILTERS AWARDED (1) RETRIEVAL KIT MUST BE PROVIDED)
9496 | 4220341025100 | I. V.C (INFERIOR VENA CAVA) FILTER RETRIEVABLE 6 - 8 FR COMPATIBLE MRI SAFE FEMORAL RETRIEVAL STERILE THE I. V.C FILTER RETRIEVAL SET MUST BE SUPPL IED WITH THE AWARDED I. V.C FILTER THE RETRIEVAL SET MUST INCLUDE THE COMPATIBLE RETRIEVAL SHEATH AND SNARE DISPOSABLE STERILE (THE RETRIEVAL S ETS ARE TO BE SUPPLIED WITH A RATION OF 3 1 I. E FOR EVERY (3) IVC FILTERS AWARDED (1) RETRIEVAL KIT MUST BE PROVIDED)
9497 | 4220341025200 | STENT URETERAL DOUBLE - J OVER THE WIRE (OTW) 6 - 10.2 FR RADIOPAQUE MATERIAL/MARKERS FOR ANTEGRADE RADIOLOGIC INSERTION ASSORTED LENGTHS 20 - 32 CM STERILE THE SPECIFIC STENT SIZE S (FR) AND LENGTHS MUST BE DECIDED BY THE RECEIVING CENTER BEFORE DELIVERY
9498 | 4220341025300 | STENT URETERAL DOUBLE J OVER THE WIRE 6 FR LENGTH 12 - 16 CM RADIOPAQUE MARKERS STERILE THE SPECIFIC STENT LENGTHS MUST BE DECIDED BY THE RECEIVING CENTER BEFORE DELIVERY
9499 | 4220341025400 | "STENT PERIPHERAL COVERED TIPS ENDOPROSTHESIS SELF-EXPANDABLE ASSORTED SIZES AS PER HOSPITAL REQUEST"
9500 | 4220341025500 | "STENT PERIPHERAL SELF-EXPANDABLE BILIARY ASSORTED SIZES AS PER HOSPITAL REQUEST"
9501 | 4220341025600 | STENT ESOPHAGEAL COVERED WITH REFLUX CONTROL VALVE SELF-EXPANDABLE LOW PROFILE SINGLE-HANDED DELIVERY SYSTEM ASSORTED SIZES AS PER HOSPITAL REQUEST
9502 | 4220341025700 | STENT ESOPHAGEAL UNCOVERED SELF-EXPANDABLE LOW PROFILE ASSORTED SIZES STENT DIAMETER AND LENGTH AS PER HOSPITAL REQUEST
9503 | 4220341025800 | STENT ESOPHAGEAL COVERED SELF - EXPANDABLE LOW PROFILE SIZE 18 - 24 MMX 6 - 15 CM STERILE THE SPECIFIC STENT DIAMETERS AND LENGTHS MUST BE DECIDED BY THE RECEIVING CENTER BEFORE DELIVERY
9504 | 4220341025900 | STENT COVERED BALLOON - EXPANDABLE LOW PROFILE 5 - 9 FR DELIVERY SYSTEM CATHETER LENGTH 80 - 120 CM STENT DIAMETER 4 - 10 MM STENT LENGTH 2 - 10 CM STERILE THE SPECIFIC STENT DIAMETER STENT LENGTH AND SHAFT LENGTH MUST BE DETERMINED BY RECEIVING CENTER BEFORE DELIVERY
9505 | 4220341026000 | "STENT PERIPHERAL DRUG ELUTING BALLOON-EXPANDABLE ASSORTED SIZES AS PER HOSPITAL REQUEST"
9506 | 4220341026100 | STENT BALLOON EXPANDABLE MINIMAL FORESHORTENING COMPATIBLE BALLOON DIAMETER: 10 - 14 MM BALLOON LENGTH: 2 - 8 CM CATHETER LENGTH: 80 - 130 CM 5 - 8 FR STERILE DISPOSABLE THE VARIOUS STENT DIAMETERS AND STENT LENGTHS TO BE CHOSEN BY RECEIVING CENTER BEFORE DELIVERY
9507 | 4220341026200 | STENT BALLOON EXPANDABLE MINIMAL FORESHORTENING COMPATIBLE BALLOON DIAMETER: 7 - 9 MM BALLOON LENGTH: 2 - 8 CM CATHETER LENGTH: 80 - 130 C M 5 - 6 FR STERILE DISPOSABLE THE VARIOUS STENT DIAMETERS AND STENT LENGTHS TO BE CHOSEN BY RECEIVING CENTER BEFORE DELIVERY
9508 | 4220341026300 | STENT BALLOON EXPANDABLE MINIMAL FORESHORTENING COMPATIBLE BALLOON DIAMETER 4 - 6 MM BALLOON LENGTH 1 - 8 CM CATHETER LENGTH 80 - 130 C M 5 - 6 FR STERILE DISPOSABLE THE VARIOUS STENT DIAMETERS AND STENT LENGTHS TO BE CHOSEN BY RECEIVING CENTER BEFORE DELIVERY
9509 | 4220341026400 | "STENT PERIPHERAL COVERED SELF-EXPANDABLE FLARED STENT ASSORTED SIZES AS PER HOSPITAL REQUEST"
9510 | 4220341026500 | STENT COVERED SELF - EXPANDABLE NITINOL SKELETON LOW PROFILE 8 - 10 FR DELIVERY SYSTEM STENT DIAMETER 10 - 14 MM STENT LENGTH 2 - 20 CM CATHETER LENGTH 80 TO 130 CM STERILE THE SPECIFIC STENT DIAMETER STENT LENGTHS AND SHAFT LENGTHS MUST BE DETERMINED BY RECEIVING CENTER BEFORE DELIVERY
9511 | 4220341026600 | STENT COVERED SELF - EXPANDABLE NITINOL SKELETON LOW PROFILE 8 - 9 FR DELIVERY SYSTEM STENT DIAMETER 7 - 9 MM STENT LENGTH 2 - 20 CM CATHETER LENGTH 80 TO 130 CM STERILE THE SPECIFIC STENT DIAMETER STENT LENGTHS AND SHAFT LENGTHS MUST BE DETERMINED BY RECEIVING CENTER BEFORE DELIVERY
9512 | 4220341026700 | STENT COVERED SELF - EXPANDABLE NITINOL SKELETON LOW PROFILE 5 - 10 FR DELIVERY SYSTEM STENT DIAMETER 4 - 6 MM STENT LENGTH 2 - 20 CM CATHETER LENGTH 80 TO 130 CM STERILE THE SPECIFIC STENT DIAMETER STENT LENGTHS AND SHAFT LENGTHS MUST BE DETERMINED BY RECEIVING CENTER BEFORE DELIVERY
9513 | 4220341026800 | "STENT PERIPHERAL DRUG ELUTING SELF-EXPANDABLE ASSORTED SIZES AS PER HOSPITAL REQUEST"
9514 | 4220341026900 | "STENT PERIPHERAL SELF-EXPANDABLE VASCULAR SPECIFIC FOR POPLITEAL ARTERIES AND OVER-THE-JOINTS FRACTURE KINK AND CRUSH RESISTANT ASSORTED SIZES STENT DIAMETER AND LENGTH AS PER HOSPITAL REQUEST"
9515 | 4220341027000 | STENT SELF - EXPANDABLE MINIMAL UNCOVERED FORESHORTENING LOW DEPLOYMENT FORCE STENT DIAMETER 16 TO 20 MM STENT LENGTH 5 - 10 CM SHAFT LENGTH 75 - 150 CM STERILE THE SPECIFIC STENT DIAMETER STENT LENGTH S AND SHAFT LENGTH S MUST BE DECIDED BY BE RECEIVING CENTER BEFORE DELIVERY
9516 | 4220341027100 | STENT SELF - EXPANDABLE MINIMAL UNCOVERED FORESHORTENING LOW DEPLOYMENT FORCE STENT DIAMETER 12 TO 14 MM STENT LENGTH 2 - 10 CM SHAFT LENGTH 75 - 150 CM STERILE THE SPECIFIC STENT DIAMETER STENT LENGTHS AND SHAFT LENGTHS MUST BE DECIDED BY BE RECEIVING CENTER BEFORE DELIVERY
9517 | 4220341027200 | STENT SELF - EXPANDABLE MINIMAL UNCOVERED FORESHORTENING LOW DEPLOYMENT FORCE STENT DIAMETER 9 TO 10 MM STENT LENGTH 2 - 10 CM SHAFT LENGTH 75 - 150 CM STERILE THE SPECIFIC STENT DIAMETER STENT LENGTHS AND SHAFT LENGTHS MUST BE DECIDED BY BE RECEIVING CENTER BEFORE DELIVERY
9518 | 4220341027300 | STENT SELF - EXPANDABLE MINIMAL UNCOVERED FORESHORTENING LOW DEPLOYMENT FORCE STENT DIAMETER 7 TO 8 MM STENT LENGTH 2 - 20 CM SHAFT LENGTH 75 - 150 CM STERILE THE SPECIFIC STENT DIAMETER STENT LENGTHS AND SHAFT LENGTHS MUST BE DECIDED BY BE RECEIVING CENTER BEFORE DELIVERY
9519 | 4220341027400 | STENT SELF - EXPANDABLE MINIMAL UNCOVERED FORESHORTENING LOW DEPLOYMENT FORCE STENT DIAMETER 5 TO 6 MM STENT LENGTH 2 - 30 CM SHAFT LENGTH 75 - 150 CM STERILE THE SPECIFIC STENT DIAMETER STENT LENGTHS AND SHAFT LENGTHS MUST BE DECIDED BY BE RECEIVING CENTER BEFORE DELIVERY
9520 | 4220341027500 | STENT SELF - EXPANDABLE UNCOVERED MINIMAL FORESHORTENING LOW DEPLOYMENT FORCE 5 - 6 FR SIZE 4 MMX 2 - 30 CM SHAFT LENGTH 130 - 150 CM STERILE THE SPECIFIC STENT LENGTHS MUST BE DECIDED BY RECEIVING CENTER BEFORE DELIVERY
9521 | 4220341027600 | "CUTTING BALLOON FOR PERIPHERAL ANGIOPLASTY HYDROPHILIC COATED SOFT LASER CUT BLADE MOUNTED LONGITUDINALLY AT PROXIMAL SHAFT ASSORTED SIZES AS PER HOSPITAL REQUEST"
9522 | 4220341027800 | OCCLUSION BALLOON DUAL LUMEN OVER-THE-WIRE (OTW) 6-8FR TWO (PROXIMAL AND DISTAL) RADIO-OPAQUE MARKERS INFLATED BALLOON DIAMETER MUST RANGE 20-35 X SHAFT LENGTH 65-100 CM 0.035IN - 0.038IN GUIDEWIRE COMPATIBLE DISPOSABLE STERILE THE SPECIFIC BALLOON DIAMETER AND SHAFT LENGTH MUST BE DECIDED BY THE RECEIVING CENTER BEFORE DELIVERY
9523 | 4220341027900 | ANGIOPLASTY BALLOON DRUG-ELUTING (PACLITAXEL ELUTING) DUAL LUMEN ATRAUMATIC TIP EXCELLENT PUSH ABILITY AND FLEXIBILITY KINK RESISTANT RAPID INFLATION / DEFLATION BALLOON SIZE: 6 X TO 8 X X 2 CM TO 20 CM SHAFT LENGTH: 75 TO 150 CM DISPOSABLE STERILE THE SPECIFIC BALLOON LENGTHS MUST BE DECIDED BY RECEIVING CENTER BEFORE DELIVERY
9524 | 4220341028000 | BALLOON ANGIOPLASTY DRUG-ELUTING BELOW KNEE DISPOSABLE STERILE 0.014 IN COMPATIBLE GUIDEWIRE ASSORTED SIZES BALLOON DIAMETER AND LENGTH AS PER HOSPITAL REQUEST
9525 | 4220341028100 | BALLOON ANGIOPLASTY DRUG-ELUTING BELOW KNEE DISPOSABLE STERILE 0.018 IN COMPATIBLE GUIDEWIRE ASSORTED SIZES BALLOON DIAMETER AND LENGTH AS PER HOSPITAL REQUEST
9526 | 4220341028200 | BALLOON ANGIOPLASTY DRUG-ELUTING FOR USE WITH AV FISTULAS DUAL LUMEN ASSORTED SIZES BALLOON DIAMETER AND LENGTH AS PER HOSPITAL REQUEST
9527 | 4220341028300 | "SCORING BALLOON FOR PERIPHERAL ANGIOPLASTY ASSORTED SIZES AS PER HOSPITAL REQUEST"
9528 | 4220341028400 | ANGIOPLASTY BALLOON OVER - THE - WIRE (OTW) VERY HIGH RATED BURST PRESSURE (25 - 30 ATM) DUAL LUMEN 5 FR/ 6 FR ATRAUMATIC TIP EXCELLENT PUSHABILITY AND FLEXIBILITY KINK RESISTANT RAPID INFLATION/DEFLATION BALLOON SIZE: 10 MM X 2 - 6 CM SHAFT LENGTH : 120 - 135 CM DISPOSABLE STERILE THE SPECIFIC BALLOON LENGTH S MUST BE DECIDED BY THE RECEIVING CENTER BEFORE DELIVERY
9529 | 4220341028500 | ANGIOPLASTY BALLOON OVER - THE - WIRE (OTW) VERY HIGH RATED BURST PRESSURE (25 - 30 ATM) DUAL LUMEN 5 - 6 FR ATRAUMATIC TIP EXCELLENT PUSHABILITY AND FLEXIBILITY KINK RESISTANT RAPID INFLATION/DEFLATION BALLOON DIAMETER: 8 MM BALLOON LENGTH MUST RANGE 2 - 8 CM SHAFT LENGTH MUST RANG E 40 - 150 CM DISPOSABLE STERILE THE SPECIFIC BALLOON LENGTH S AND SHAFT LENGTH S MUST BE DECIDED BY THE RECEIVING CENTER BEFORE DELIVERY
9530 | 4220341028600 | ANGIOPLASTY BALLOON OVER - THE - WIRE (OTW) VERY HIGH RATED BURST PRESSURE (25 - 30 ATM) DUAL LUMEN 5 - 6 FR ATRAUMATIC TIP EXCELLENT PUSHABILITY AND FLEXIBILITY KINK RESISTANT RAPID INFLATION/DEFLATION BALLOON DIAMETER: 7 MM BALLOON LENGTH MUST RANGE 2 - 8 CM SHAFT LENGTH MUST RANG E 40 - 150 CM DISPOSABLE STERILE THE SPECIFIC BALLOON LENGTH S AND SHAFT LENGTH S MUST BE DECIDED BY THE RECEIVING CENTER BEFORE DELIVERY
9531 | 4220341028700 | ANGIOPLASTY BALLOON OVER - THE - WIRE (OTW) VERY HIGH RATED BURST PRESSURE (18 - 30 ATM) DUAL LUMEN 5 - 6 FR ATRAUMATIC TIP EXCELLENT PUSHABILITY AND FLEXIBILITY KINK RESISTANT RAPID INFLATION/DEFLATION BALLOON DIAMETER: 6 MM BALLOON LENGTH MUST RANGE 2 - 6 CM SHAFT LENGTH MUST RANG E 40 - 150 CM DISPOSABLE STERILE THE SPECIFIC BALLOON LENGTH S AND SHAFT LENGTH S MUST BE DECIDED BY THE RECEIVING CENTER BEFORE DELIVERY
9532 | 4220341028800 | ANGIOPLASTY BALLOON OVER - THE - WIRE (OTW) VERY HIGH RATED BURST PRESSURE (16 - 30 ATM) DUAL LUMEN 5 FR ATRAUMATIC TIP EXCELLENT PU = SHABILITY AND FLEXIBILITY KINK RESISTANT RAPID INFLATION/DEFLATION BALLOON DIAMETER: 5 MM BALLOON LENGTH MUST RANGE 2 - 6 CM SHAFT LENGTH MUST RANGE 40 - 135 CM DISPOSABLE STERILE THE SPECIFIC BALLOON LENGTH S AND SHAFT LENGTH MUST BE DECIDED BY THE RECEIVING CENTER BEFORE DELIVERY
9533 | 4220341028900 | ANGIOPLASTY BALLOON OVER - THE - WIRE (OTW) VERY HIGH RATED BURST PRESSURE (16 - 30 ATM) DUAL LUMEN 5 FR ATRAUMATIC TIP EXCELLENT PU = SHABILITY AND FLEXIBILITY KINK RESISTANT RAPID INFLATION/DEFLATION BALLOON DIAMETER: 4 MM BALLOON LENGTH MUST RANGE 2 - 6 CM SHAFT LENGTH MUST RANGE 40 - 135 CM DISPOSABLE STERILE THE SPECIFIC BALLOON LENGTH S AND SHAFT LENGTH S MUST BE DECIDED BY THE RECEIVING CENTER BEFORE DELIVERY
9534 | 4220341029000 | ANGIOPLASTY BALLOON OVER - THE - WIRE (OTW) DUAL LUMEN 8 - 9 FR ATRAUMATIC TIP EXCELLENT PUSHABILITY AND FLEXIBILITY KINK RESISTANT HIGH RATED BURST PRESSURE (5 - 15 ATM) RAPID INFLATION/DEFLATION BALLOON SIZE: 18 MM X 4 - 10 CM SHAFT LENGTH : 75 - 100 CM DISPOSABLE STERILE THE SPECIFIC BALLOON LENGTH S MUST BE DECIDED BY THE RECEIVING CENTER BEFORE DELIVERY
9535 | 4220341029100 | ANGIOPLASTY BALLOON OVER - THE - WIRE (OTW) DUAL LUMEN 8 - 9 FR ATRAUMATIC TIP EXCELLENT PUSHABILITY AND FLEXIBILITY KINK RESISTANT HIGH RATED BURST PRESSURE (5 - 15 ATM) RAPID INFLATION/DEFLATION BALLOON SIZE: 16 MM X 4 - 8 CM SHAFT LENGTH : 75 - 100 CM DISPOSABLE STERILE THE SPECI FIC BALLOON LENGTH S MUST BE DECIDED BY THE RECEIVING CENTER BEFORE DELIVERY
9536 | 4220341029200 | ANGIOPLASTY BALLOON OVER - THE - WIRE (OTW) DUAL LUMEN 7 - 8 FR ATRAUMATIC TIP EXCELLENT PUSHABILITY AND FLEXIBILITY KINK RESISTANT HIGH RATED BURST PRESSURE (5 - 15 ATM) RAPID INFLATION/DEFLATION BALLOON SIZE: 14 MM X 4 - 10 CM SHAFT LENGTH : 75 - 100 CM DISPOSABLE STERILE THE SPECIFIC BALLOON LENGTH S MUST BE DECIDED BY THE RECEIVING CENTER BEFORE DELIVERY
9537 | 4220341029300 | ANGIOPLASTY BALLOON OVER - THE - WIRE (OTW) DUAL LUMEN 7 - 8 FR ATRAUMATIC TIP EXCELLENT PUSHABILITY AND FLEXIBILITY KINK RESISTANT HIGH RATED BURST PRESSURE (5 - 15 ATM) RAPID INFLATION/DEFLATION BALLOON DIAMETER: 12 MM BALLOON LENGTH MUST RANGE 2 - 10 CM SHAFT LENGTH MUST RANGE 75 - 150 CM DISPOSABLE STERILE THE SPECIFIC BALLOON LENGTH S AND SHAFT LENGTH S MUST BE DECIDED BY THE RECEIVING CENTER BEFORE DELIVERY
9538 | 4220341029400 | "BALLOON PERIPHERAL ANGIOPLASTY NON-COMPLIANT 0.035 IN WIRE COMPATIBILITY DISPOSABLE STERILE ASSORTED SIZES BALLOON DIAMETER AND LENGTH AS PER HOSPITAL REQUEST"
9539 | 4220341029500 | ANGIOPLASTY BALLOON OVER - THE - WIRE (OTW) DUAL LUMEN 6 - 7 FR ATRAUMATIC TIP EXCELLENT PUSHABILITY AND FLEXIBILITY KINK RESISTANT HIGH RATED BURST PRESSURE (12 - 15 ATM) RAPID INFLATION/DEFLATION BALLOON SIZE: 9 MM BALLOON LENGTH MUST RANGE 3 - 20 CM SHAFT LENGTH MUST RANGE 75 - 150 CM DISPOSABLE STERILE THE SPECIFIC BALLOON LENGTH S AND SHAFT LENGTH S MUST BE DECIDED BY THE RECEIVING CENTER BEFORE DELIVERY
9540 | 4220341029600 | ANGIOPLASTY BALLOON OVER - THE - WIRE (OTW) DUAL LUMEN 5 - 7 FR ATRAUMATIC TIP EXCELLENT PUSHABILITY AND FLEXIBILITY KINK RESISTANT HIGH RATED BURST PRESSURE (12 - 15 ATM) RAPID INFLATION/DEFLATION BALLOON SIZE: 8 MM BALLOON LENGTH MUST RANGE 3 - 20 CM SHAFT LENGTH MUST RANGE 75 - 150 CM DISPOSABLE STERILE THE SPECIFIC BALLOON LENGTH S AND SHAFT LENGTH S MUST BE DECIDED BY THE RECEIVING CENTER BEFORE DELIVERY
9541 | 4220341029700 | ANGIOPLASTY BALLOON OVER - THE - WIRE (OTW) DUAL LUMEN 5 - 6 FR ATRAUMATIC TIP EXCELLENT PUSHABILITY AND FLEXIBILITY KINK RESISTANT HIGH RATED BURST PRESSURE (12 - 15 ATM) RAPID INFLATION/DEFLATION BALLOON SIZE: 7 MM BALLOON LENGTH MUST RANGE 2 - 20 CM SHAFT LENGTH MUST RANGE 75 - 150 CM DISPOSABLE STERILE THE SPECIFIC BALLOON LENGTH S AND SHAFT LENGTH S MUST BE DECIDED BY THE RECEIVING CENTER BEFORE DELIVERY
9542 | 4220341029800 | ANGIOPLASTY BALLOON OVER - THE - WIRE (OTW) DUAL LUMEN 4 - 6 FR ATRAUMATIC TIP EXCELLENT PUSHABILITY AND FLEXIBILITY KINK RESISTANT HIGH RATED BURST PRESSURE (12 - 15 ATM) RAPID INFLATION/DEFLATION BALLOON SIZE: 6 MM BALLOON LENGTH MUST RANGE 2 - 20 CM SHAFT LENGTH MUST RANGE 75 - 150 CM DISPOSABLE STERILE THE SPECIFIC BALLOON LENGTH S AND SHAFT LENGTH S MUST BE DECIDED BY THE RECEIVING CENTER BEFORE DELIVERY
9543 | 4220341029900 | ANGIOPLASTY BALLOON OVER - THE - WIRE (OTW) DUAL LUMEN 4 - 6 FR ATRAUMATIC TIP EXCELLENT PUSHABILITY AND FLEXIBILITY KINK RESISTANT HIGH RATED BURST PRESSURE (12 - 15 ATM) RAPID INFLATION/DEFLATION BALLOON DIAMETER 5 MM BALLOON LENGTH MUST RANGE 2 - 20 CM SHAFTLENGTH MUST RANGE 75 - 150 CM 0.018 - 0.035 IN GUIDEWIRE COMPATIBLE DISPOSABLE STERILE THE SPECIFIC BALLOON LENGTH S SHAFT LENGTH S AND GUIDEWIRE COMPATIBILITY MUST BE DECIDED BY THE RECEIVING CENTER BEFORE DELIVERY
9544 | 4220341030000 | "BALLOON PERIPHERAL ANGIOPLASTY NON-COMPLIANT 0.018 IN WIRE COMPATIBILITY DISPOSABLE STERILE ASSORTED SIZES BALLOON DIAMETER AND LENGTH AS PER HOSPITAL REQUEST"
9545 | 4220341030100 | "BALLOON ANGIOPLASTY BELOW KNEE 0.018 IN GUIDEWIRE COMPATIBLE DISPOSABLE STERILE BALLOON DIAMETER AND LENGTH AS PER HOSPITAL REQUEST"
9546 | 4220341030200 | "BALLOON ANGIOPLASTY BELOW KNEE 0.014 IN GUIDEWIRE COMPATIBLE DISPOSABLE STERILE BALLOON DIAMETER AND LENGTH AS PER HOSPITAL REQUEST"
9547 | 4220341030300 | ANGIOPLASTY BALLOON DUAL LUMEN LOW PROFILE PROXIMAL SHAFT 3.2 FR TAPERED DISTALLY 2.4 FR SMOOTH TRANSITION FROM TIP TO BALLOON DISPOSABLE STERILE ATRAUMATIC TIP 0.010 - 0.014 IN EXCELLENT PUSHABILITY AND FLEXIBILITY KINK RESISTANT HIGH RATED BURST PRESSURE (12 - 15 ATM) RAPID I NFLATION AND DEFLATION BALLOON SIZE BALLOON DIAMETER MUST RANGE FROM 1 MM TO 3 MM BALLOON LENGTH MUST RANGEFROM 1 CM TO 2 CM SHAFT LENGTH 135 - 150 CM THE SPECIFIC BALLOON SIZE MUST BE DECIDED BY THE RECEIVING CENTER BEFORE DELIVERY
9548 | 4220341030400 | X - RAY PROTECTION - RADIATION HAT
9549 | 4220341030500 | "ADHESIVE CLOSURE SYSTEM FOR SUPERFICIAL VEIN THERAPIES"
9550 | 4220341030600 | "THORACIC APPLIER AND CASSETTE FOR ENDOVASCULAR AORTIC REPAIR DISPOSABLE STERILE"
9551 | 4220341030700 | "IMPLANTABLE PORT KIT RADIO TRANSLUCENT/MRI COMPATIBLE WITH ATTACHABLE SILICONE CATHETER ASSORTED SIZES AS PER HOSPITAL REQUEST"
9552 | 4220341030800 | RECOVERY CONE REMOVAL SYSTEM
9553 | 4220341030900 | "STENT PERIPHERAL BALLOON EXPANDABLE COVERED HEPARIN COATED ASSORTED SIZES AS PER HOSPITAL REQUEST"
9554 | 4220341031000 | LATEX FREE TELESCOPICALLY-FOLDED STERILE SLEEVE 10.2 X 147CM CIV FLEX COVER- SONOITE MACHINE
9555 | 4220341031100 | ENDOVASCULAR CONTRALATERAL SELF EXPANDABLE NITINOL EPTFE IN VARIOUS LENGTHS AND DIAMETERS (QUARTER AND HALF SIZE S INCLUDED)
9556 | 4220341031200 | "TRIPLE LOOPS BALLOON FOR ABDOMINAL POST STENT DILATATION LOW PROFILE ASSORTED SIZES AS PER HOSPITAL REQUEST"
9557 | 4220341031300 | "VASCULAR SPRING CLIP COLOR CODED 6 MM S/F - 1/4 OR 1/2 OR 3/4 F ACCORDING TO CENTER REQUEST ONE SIDE ULTRA - SOFT PAD AND ONE SIDE FIBRA CONFORMS NATURALLY TO VESSELS PROVIDE OPTIMAL OCCLUSION WITH LOW PROFILE DESIGN APPLICATOR MUST BE PROVIDED FOR EACH CENTER DISPOSABLE STERILE"
9558 | 4220341031400 | "VASCULAR SPRING CLIP COLOR CODED 6 MM S/S - 3/4 F BOTH SIDES ULTRA SOFT PADS PREVENTS CLIP MIGRATION AND CONFORMS NATURALLY TO VESSELS PROVIDE OPTIMAL OCCLUSION WITH LOW PROFILE DESIGN APPLICATOR MUST BE PROVIDED FOR EACH CENTER DISPOSABLE STERILE"
9559 | 4220341031500 | "VASCULAR SPRING CLIP COLOR CODED 6 MM L/L - 1/2 OR 1/4 OR 3/4 F ACCORDING TO CENTER REQUEST BOTH SIDES LATIS MESH PREVENTS CLIP MIGRATION AND CONFORMS NATURALLY TO VESSELS PROVIDE OPTIMAL OCCLUSION WITH LOW PROFILE DESIGN APPLICATOR MUST BE PROVIDED FOR EACH CENTER DISPOSABLE STERILE"
9560 | 4220341031600 | "FIBRA INSERTS EMPLOY A WOVEN LAYER OF FLEXIBLE SOFT FINGER - LIKE FIBERS THAT MESH WITH THE ADVENTITIA TO PROVIDE PRESSURE - INDEPENDENT TRACTION. ADVANCED ATTACHMENT CRAFTED FINE - TUNED BOX LOCK ENHANCES STABILITY SIZE 30 TO 90 MM DISPOSABLE STERILE 10 CLAMPS WITH DIFFERENT SIZE AND SHAPE WITH TRAY ACCORDING TO CENTER REQUEST MUST BE PROVIDED FREE OF CHARGED TO EACH CENTER DISPOSABLE STERILE"
9561 | 4220341031700 | SOFT PAD INSERTS AND FIBRA INSERTS EMPLOY A WOVEN LAYER OF FLEXIBLE SOFT FINGER - LIKE FIBERS THAT MESH WITH THE ADVENTITIA TO PROVIDE PRESSURE - INDEPENDENT TRACTION. ADVANCED ATTACHMENT CRAFTED FINE - TUNED BOX LOCK ENHANCES STABILITY SIZE 30 TO 90 MM DISPOSABLE STERILE. 10 CLAMPS WITH DIFFERENT SIZE AND SHAPE WITH TRAY ACCORDING TO CENTER REQUEST MUST BE PROVIDED FREE OF CHARGED TO EACH CENTER
9562 | 4220341031800 | "VESSEL HARVESTING DEVICE THERMAL LIGATING FORCEPS SEALING AND DISSECTING DEVICE APPLYING PRECISE DIRECT CURRENT DC TO SEAL AND DIVIDE TISSUES AND VESSELS TO MINIMIZE COLLATERAL DAMAGE BY A HEATING WIRE INSIDE THE JAW MORE TAPERED JAWS STYLE FOR NARROW AREAS AND COVERED WITH SILICONE NO ELECTRICAL ENERGY PASSES THROUGH PATIENT FOOTSWITCH-ACTIVATED FORCEPS POWERED BY UPS EMPLOYING THERMAL FUSION TECHNOLOGY DISPOSABLE STERILE"
9563 | 4220341031900 | RHEOLYTIC THROMBECTOMY CATHETER FOR BREAKING APART AND REMOVING THROMBUS FROM INFRA-INGUINAL PERIPHERAL VEINS AND ARTERIES 6-20X DIAMETER RANGE POWER PULSE ENABLED 6FR 90CM LENGTH .035IN GUIDEWIRE 8FR GUIDE CATHETER (.086IN MIN ID)
9564 | 4220341032000 | RHEOLYTIC THROMBECTOMY CATHETER FOR BREAKING APART AND REMOVING THROMBUS FROM INFRA-INGUINAL PERIPHERAL ARTERIES 4-12X DIAMETER RAN GE AND UPPER EXTREMITY AND INFRAINGUINAL LOWER EXTREMITY PERIPHERAL VEINS 4-12X DIAMETER RANGE POWER PULSE ENABLED 6FR 120CM LENG TH .035IN GUIDEWIRE 8FR GUIDE CATHETER (.086INMIN ID)
9565 | 4220341032100 | RHEOLYTIC THROMBECTOMY CATHETER FOR BREAKING APART AND REMOVING THROMBUS FROM INFRA-INGUINAL PERIPHERAL ARTERIES 2-5X DIAMETER RANG E 4FR 135CM LENGTH .014IN GUIDEWIRE 6FR GUIDE CATHETER (.068IN MIN ID) MACHINE MUST BE PROVIDED FREE OF CHARGE TO EACH CENTER
9566 | 4220341032200 | "RADIOFREQUENCY ENDOVENOUS TREATMENT KIT WITH DIFFERENT CATHETER SIZES ONE RF UNIT WITH ALL NECESSARY ACCESSORIES MUST BE PROVIDED FREE OF CHARGE FOR EVERY CENTER"
9567 | 4220341032300 | "ENDOVENOUS LASER TREATMENT KIT STERILE CONSIST OF :1- LASER FIBER CATHETER .2- COMPATIBLE PERCUTANEOUS CATHETER INTRODUCER COMPLETE SET (ONE LASER UNIT WITH NECESSARY ACCESSORIES (LASER CARRYING CASE 3 X SAFETY GLASSES OPERATION MANUAL FOOTSWITCH MAIN LEADS REMOTE INTERLOCK CONNECTOR LASER WARNING SIGNS) MUST BE PROVIDED FREE OF CHARGE FOR EVERY CENTER)."
9568 | 4220341032400 | A/V ACCESS TUNNELER SHEATH AND BULLET TIP FULL CURVE LARGE FOR GRAFTS UP TO 8 MM DISPOSABLE STERILE (EACH CENTER MUST BE PROVIDED WITH COM PLETE SET OF TUNNELER SYSTEM IN STORAGE AND STERILIZATION TRAY FREE OF CHARGE TO USE WITH THE TUNNELERS SHEATHS AND BULLET TIPS)
9569 | 4220341032500 | A/V ACCESS TUNNELER SHEATH AND BULLET TIP LARGE FOR GRAFTS UP TO 8 MM DISPOSABLE STERILE (EACH CENTER MUST BE PROVIDED WITH COMPLETE SET O F TUNNELER SYSTEM IN STORAGE AND STERILIZATION TRAY FREE OF CHARGE TO USE WITH THE TUNNELERS SHEATHS AND BULLET TIPS)
9570 | 4220341032600 | A/V ACCESS TUNNELER SHEATH AND BULLET TIP FULL CURVE SMALL FOR GRAFTS UP TO 6 MM DISPOSABLE STERILE (EACH CENTER MUST BE PROVIDED WITH COM PLETE SET OF TUNNELER SYSTEM IN STORAGE AND STERILIZATION TRAY FREE OF CHARGE TO USE WITH THE TUNNELERS SHEATHS AND BULLET TIPS)
9571 | 4220341032700 | A/V ACCESS TUNNELER SHEATH AND BULLET TIP SMALL FOR GRAFTS UP TO 6 MM DISPOSABLE STERILE (EACH CENTER MUST BE PROVIDED WITH COMPLETE SET OF TUNNELER SYSTEM IN STORAGE AND STERILIZATION TRAY FREE OF CHARGE TO USE THE TUNNELERS SHEATHS AND BULLET TIPS)
9572 | 4220341032900 | "VASCULAR TUNNELER SHEATH AND BULLET TIP SMALL FOR GRAFTS UP TO 8 MM DISPOSABLE STERILE (EACH CENTER MUST BE PROVIDED WITH COMPLETE SET OF TUNNELER SYSTEM IN STORAGE AND STERILIZATION TRAY FREE OF CHARGE TO USE WITH THE TUNNELERS SHEATHS AND BULLET TIPS) DISPOSABLE STERILE"
9573 | 4220341033000 | PERMANENT CHRONIC PEDIATRIC 8 TO 12 FR DIALYSIS CATHETER WHICH CONSISTS OF: RADIO OPAQUE CARBOTHANE THIN - WALLED STRAIGHT DOUBLE D LUMEN D ESIGN WITH SIDE HOLES FOR BETTER FLOW RATE AND MORE PATIENT COMFORT STAGGERED LUMEN EXIT PORTS SPACED MORE THAN 3 CM APART RECIRCULATION APPO SITION FEATURE FLOW RATE OF MORE THAN 450 ML/MIN COLORED ARTERIAL AND VENOUS LUER CONNECTIONS WITH LARGE WINGS MALLEABLE TRI - BALL TUNNEL WITH SLEEVE (10 TO 15 CM FROM IMPLANTABLE CUFF TO TIP) PTFE COATED GUIDEWIRE STYLET 0.038 J - TIPPED RADIOPAQUE GUIDEWIRE 15 F VALVED PEEL AWAY AND INTRODUCER WITH INTEGRATED HEMOSTASIS VALVE SUBCUTANEOUS IMPLANTABLE CUFF PLIABLE SUTURE WINGS 5 F 10 CM COAXIAL INTRODUCER 21 GAUGE X 7 CM ECHO TIPPED COATED NEEDLE 0.018 X 40 CM NITINOL BODY PLATINUM TIPPED MICROWIRE 18 GAUGE X 7 CM COATED INTRODUCER NEEDLE NUMBER 11 BLADE RETRACTABLE SAFETY SCALPEL (2) INJECTION CAPS (2) ADHESIVE DRESSING
9574 | 4220341033100 | PERMANENT CHRONIC ADULT 14.5 FR DIALYSIS CATHETER WHICH CONSISTS OF: RADIO - OPAQUE CARBOTHANE THIN - WALLED DOUBLE D LUMEN DESIGN WITH SIDE H OLES FOR BETTER FLOW RATE AND MORE PATIENT COMFORT STAGGERED LUMEN EXIT PORTS SPACED MORE THAN 3 CM APART RECIRCULATION APPOSITION FEATURE F LOW RATE OF MORE THAN 450 ML/MIN COLORED ARTERIAL AND VENOUS LUER CONNECTIONS WITH LARGE WINGS MALLEABLE TRI - BALL TUNNEL WITH SLEEVE 24 TO 40 CM (19 TO 35 CM FROM IMPLANTABLE CUFF TO TIP) ACCORDING TO CENTER REQUEST PTFE COATED GUIDEWIRE STYLET 0.038 J - TIPPED RADIOPAQUE GUIDE WIR E 15 F VALVED PEEL AWAY AND INTRODUCER WITH INTEGRATED HEMOSTASIS VALVE SUBCUTANEOUS IMPLANTABLE CUFF PLIABLE SUTURE WINGS 5 F 10 CM COAXIAL INTRODUCER 21 GAUGE X 7 CM ECHO TIPPED COATED NEEDLE 0.018 X 40 CM NITINOL BODY PLATINUM TIPPED MICROWIRE 18 GAUGE X 7 CM COATED INTRODUCER N EEDLE NUMBER 11 BLADE RETRACTABLE SAFETY SCALPEL (2) INJECTION CAPS (2) ADHESIVE DRESSING
9575 | 4220341033200 | VASCULAR TAPE PTFE BRAIDED SIZE 2 TO 4 MMX 60 MM ACCORDING TO CENTER REQUEST STERILE
9576 | 4220341033300 | VASCULAR LOOP WITH BLUNT NEEDLE SILICONE ELASTOMER FOR CONTROLLING FLOW OF PERIPHERAL ARTERIES DISPOSABLE STERILE
9577 | 4220341033400 | VALVULOTOMY DEVICE SELF SIZING SELF-CENTERING DISPOSABLE STERILE
9578 | 4220341033500 | STOCKING VARICOSE VEIN (OPEN TOES) BELOW KNEE LATEX FREE AIR PERMEABLE EASY TO PUT ON COMPRESSION DESIGNED TO APPLY DECREASING PRESSURE FR OM ANKLE THROUGH THE CALF (GRADUATED COMPRESSION PRESSURE) CLASS III ALL SIZE S FROM MEDIUM TO X-LARGE PLUS ACCORDING TO CENTER REQUEST
9579 | 4220341033600 | STOCKING VARICOSE VEIN (OPEN TOES) BELOW KNEE MIXED FIBER CONTENT (COTTON NOT LESS THAN 12%) LATEX FREE AIR PERMEABLE EASY TO PUT ON COMPRESSION DESIGNED TO APPLY DECREASING PRESSURE FROM ANKLE THROUGH THE CALF (GRADUATED COMPRESSION PRESSURE) CLASS I ALL SIZE S FROM SMALL TO X-LARGE PLUS ACCORDING TO CENTER REQUEST
9580 | 4220341033700 | STOCKING VARICOSE VEIN (OPEN TOES) BELOW KNEE MIXED FIBER CONTENT (COTTON NOT LESS THAN 12%) LATEX FREE AIR PERMEABLE EASY TO PUT ON COMPRESSION DESIGNED TO APPLY DECREASING PRESSURE FROM ANKLE THROUGH THE CALF (GRADUATED COMPRESSION PRESSURE) CLASS II ALL SIZE S FROM SMALL TO X-LARGE PLUS ACCORDING TO CENTER REQUEST
9581 | 4220341033800 | STOCKING VARICOSE VEIN (OPEN TOES) ABOVE KNEE MIXED FIBER CONTENT (COTTON NOT LESS THAN 12%) LATEX FREE AIR PERMEABLE EASY TO PUT ON COMPRESSION DESIGNED TO APPLY DECREASING PRESSURE FROM ANKLE THROUGH THE CALF (GRADUATED COMPRESSION PRESSURE) CLASS II ALL SIZE S FROM SMALL TO X-LARGE PLUS ACCORDING TO CENTER REQUEST
9582 | 4220341033900 | STOCKING VARICOSE VEIN (OPEN TOES) PANTYHOSE MIXED FIBER CONTENT (COTTON NOT LESS THAN 12%) LATEX FREE AIR PERMEABLE EASY TO PUT ON COMPRESSION DESIGNED TO APPLY DECREASING PRESSURE FROM ANKLE THROUGH THE CALF (GRADUATED COMPRESSION PRESSURE) CLASS II ALL SIZE S FROM SMALL TO X - L ARGE PLUS ACCORDING TO CENTER REQUEST
9583 | 4220341034000 | CAROTID SHUNT OUTLYING WITH T-PORT DEPTH MARKINGS 1 CM COLOR-CODED SAFETY BALLOON SIZE 8 TO 9F 31 CM LONG ACCORDING TO CENTER REQUEST DISPOSABLE STERILE
9584 | 4220341034100 | "GRAFT EPTFE DUAL COMPONENT DESIGN SINGLE WIRE NITINOL STENT INTERCONNECTED BY EXPANDED POLYTETRAFLUOROETHYLENE STRUCTURE HEPARIN COVALENT BONDED SIMPLE DELIVERY SYSTEM ASSORTED SIZES AS PER HOSPITAL REQUEST STERILE"
9585 | 4220341034200 | "ANTIMICROBIAL GRAFT SILVER ACETATE COLLAGEN - COATED POLYESTER GRAFT BIFURCATED BOVINE COLLAGEN SIZE 20 X 10 MMX 40-50 CM STERILE"
9586 | 4220341034300 | "ANTIMICROBIAL GRAFT SILVER ACETATE COLLAGEN - COATED POLYESTER GRAFT BIFURCATED BOVINE COLLAGEN SIZE 14 X 7 MMX 40-50 CM STERILE"
9587 | 4220341034400 | "ANTIMICROBIAL GRAFT SILVER ACETATE COLLAGEN - COATED POLYESTER GRAFT BIFURCATED BOVINE COLLAGEN SIZE 18 X 9 MMX 40-50 CM STERILE"
9588 | 4220341034500 | "ANTIMICROBIAL GRAFT SILVER ACETATE COLLAGEN - COATED POLYESTER GRAFT BIFURCATED BOVINE COLLAGEN SIZE 16 X 8 MMX 40-50 CM STERILE"
9589 | 4220341034600 | "ANTIMICROBIAL GRAFT SILVER ACETATE COLLAGEN - COATED POLYESTER GRAFT STRAIGHT BOVINE COLLAGEN SIZE 20 TO 22 MMX 40-50 CM AS PER HOSPITAL REQUEST STERILE"
9590 | 4220341034700 | "ANTIMICROBIAL GRAFT SILVER ACETATE COLLAGEN - COATED POLYESTER GRAFT STRAIGHT BOVINE COLLAGEN SIZE 14 TO 20 MMX 20-30 CM AS PER HOSPITAL REQUEST STERILE"
9591 | 4220341034800 | "VASCULAR GRAFT GEL SOFT STRAIGHT COLLAGEN IMPREGNATED SIZE 14 TO 24 MMX 30-40 CM AS PER HOSPITAL REQUEST STERILE"
9592 | 4220341034900 | "GRAFT EPTFE REINFORCED BY NITINOL STENT HEPARIN END POINT COVALENT BONDED - SIMPLE DELIVERY SYSTEM SIZE 7 MM LENGTH 5-25 CM AS PER HOSPITAL REQUEST STERILE"
9593 | 4220341035000 | "GRAFT EPTFE REINFORCED BY NITINOL STENT HEPARIN END POINT COVALENT BONDED - SIMPLE DELIVERY SYSTEM SIZE 6 MM LENGTH 5-25 CM AS PER HOSPITAL REQUEST STERILE"
9594 | 4220341035100 | "GRAFT EPTFE REINFORCED BY NITINOL STENT HEPARIN END POINT COVALENT BONDED - SIMPLE DELIVERY SYSTEM SIZE 5 MM LENGTH 5-25 CM AS PER HOSPITAL REQUEST"
9595 | 4220341035200 | "T-SHAPE VASCULAR PTFE GRAFT NITINOL REINFORCED USED FOR HEMODIALYSIS ACCESS PROVIDED WITH DEPLOYMENT SYSTEM. SIZE 4 - 7 MM LENGTH 35 CM STERILE"
9596 | 4220341035300 | "VASCULAR GRAFT EPTFE SIZE 4 TO 7 MM X 25 TO 50 CM STERILE"
9597 | 4220341035400 | "VASCULAR GRAFT AXILLOBIFEMORAL EPTFE KINK RESISTANT NON PERMEABLE SIZE 8 TO 10 MM X 8 MM LENGTH 70-90 CM STERILE"
9598 | 4220341035500 | "VASCULAR GRAFT EPTFE HEPARIN COATED RINGS WITHIN THE GRAFT SIZE 6 TO 8 MMX 60-80 CM AS PER HOSPITAL REQUEST STERILE"
9599 | 4220341035600 | VASCULAR GRAFT EPTFE WITHOUT RINGS 6 TO 8 MM DIAMETER LENGTH 50 TO 80 CM ACCORDING TO CENTER REQUEST STERILE
9600 | 4220341035700 | SUTURE STERNAL WIRES STAINLESS STEEL MONOFILAMENT NON-ABSORBABLE SIZE 0 36 MM ( +/- 1 MM ) 3/8 CIRCLE TAPER CUT NEEDLE 45 CM STERILE
9601 | 4220341035800 | SUTURE PTFE STERILE SURGICAL CV - 6 3/8 C 13 MM 76 CM
9602 | 4220341035900 | SUTURE PTFE STERILE SURGICAL CV - 5 3/8 C 13 MM 91 CM
9603 | 4220341036000 | SUTURE PTFE MONOFILAMENT NON-ABSORBABLE SIZE 3/0 17-18 MM 1/2 CIRCLE TAPER POINT DOUBLE ARM NEEDLE 90-95 CM WHITE STERILE
9604 | 4220341036100 | SUTURE PTFE MONOFILAMENT NON-ABSORBABLE SIZE 2/0 17-18 MM 3/8 CIRCLE TAPER POINT DOUBLE ARM NEEDLE 90-95 CM WHITE STERILE
9605 | 4220341036200 | SUTURE POLYESTER BRAIDED COATED 5 - 013 MM 3/8 CIRCLE TAPER DOUBLE ARM NONPLEDGETED 75 CM
9606 | 4220341036300 | SUTURE POLYESTER BRAIDED COATED 4 - 013 MM 3/8 CIRCLE TAPER POINT DOUBLE ARM NONPLEDGETED 75 CM
9607 | 4220341036400 | SUTURE POLYESTER MULTIFILAMENT NON-ABSORBABLE SIZE 2/0 25 MM 1/2 CIRCLE ROUND BODY DOUBLE ARM NEEDLE 90-95 CM BLUE STERILE (1 EACH = 1 DOZEN)
9608 | 4220341036500 | SUTURE POLYESTER BRAIDED COATED 2 - 025 - 26 MM 1/2 CIRCLE TAPER CUT DOUBLE ARM MULTI 16 - 20 NEEDLE PACK NON - PLEDGET 75 CM TWO (2) COLORS
9609 | 4220341036600 | SUTURE POLYESTER BRAIDED COATED 2 - 025 - 26 MM 1/2 CIRCLE TAPER CUT DOUBLE ARM MULTI 16 - 20 NEEDLE PACK W/ 6 - 7 X 3 MM PLEDGET 75 CM TWO (2) COLORS
9610 | 4220341036700 | SUTURE POLYESTER BRAIDED COATED 2 - 016 - 17 MM 1/2 CIRCLE TAPERCUT DOUBLE ARM MULTI 16 - 20 NEEDLE PACK NON - PLEDGET 75 CM TWO (2) COLORS
9611 | 4220341036800 | SUTURE POLYESTER BRAIDED COATED 2 - 016 - 17 MM 1/2 CIRCLE TAPER CUT DOUBLE ARM MULTI 16 - 20 NEEDLE PACK W/ 6 - 7 X 3 MM PLEDGET 75 CM TWO (2) COLORS
9612 | 4220341036900 | LIGATURE SILK BRAIDED 2 PRE CUT MULTI STRAND 10 X 75 CM
9613 | 4220341037000 | SUTURE SILK MULTIFILAMENT NON-ABSORBABLE SIZE 4/0 17-18 MM 3/8 CIRCLE TAPER POINT NEEDLE 70-75 CM BLACK STERILE
9614 | 4220341037200 | SUTURE POLYESTER BRAIDED COATED 2 - 025 MM 1/2 CIRCLE TAPER CARDIOPOINT DOUBLE ARM 90 CM NON PLEDGETTED
9615 | 4220341037300 | SUTURE POLYPROPYLENE BLUE 7 - 08 MM 3/8 EVERPOINT DOUBLE ARM 45 CM
9616 | 4220341037400 | SUTURE POLYPROPYLENE 8 - 06.5 MM 3/8 EVERPOINT CURVED DOUBLE ARM 45 CM BLUE
9617 | 4220341037500 | SUTURE ELECTRODE TEMPORARY BIPOLAR MYOCARDIAL PACING LEAD
9618 | 4220341037600 | SUTURE STEEL 548 MM 1/2 CIRCLE TAPER CUT HEAVY NEEDLE DT - 20 MULTI STRAND (4) 45 CM
9619 | 4220341037700 | SUTURE STEEL 140 MM 1/2 CIRCLE MONOFILAMENT STAINLESS STEEL TAPERCUT NEEDLE MULTI STRAND (2 - 4) 45 CM
9620 | 4220341037800 | SUTURE POLYDIOXANONE MONOFILAMENT ABSORBABLE SIZE 6/0 13-14 MM 3/8 CIRCLE ROUND BODY DOUBLE ARM NEEDLE 70-75 CM VIOLET STERILE
9621 | 4220341037900 | SUTURE POLYDIOXANONE ANTIBACTERIAL MONOFILAMENT ABSORBABLE SIZE 6/0 13 MM 3/8 CIRCLE ROUND BODY DOUBLE ARM NEEDLE 70-75 CM VIOLET STERILE
9622 | 4220341038000 | POLYPROPYLENE MONOFILAMENT SUTURE MADE FROM TUNGSTEN - RHENIUM ALLOY SIZE 8 - 0 WITH 8 MM 3/8 CIRCLE ROUND BODIED NEEDLE 60 CM THREAD LENGTH
9623 | 4220341038100 | SUTURE POLYPROPYLENE MONOFILAMENT NON-ABSORBABLE SIZE 7/0 9 MM 3/8 CIRCLE TUNGSTEN-RHENIUM ALLOY TAPER POINT DOUBLE ARM NEEDLE 60-65 CM BLUE STERILE (1 EACH = 1 DOZEN)
9624 | 4220341038200 | SUTURE POLYPROPYLENE MONOFILAMENT MADE FROM TUNGSTEN - RHENIUM ALLOY SIZE 6 - 0 WITH 9.3 MM 3/8 CIRCLE ROUND BODIED NEEDLE 60 CM THREAD LENGTH
9625 | 4220341038300 | SUTURE POLYPROPYLENE MONOFILAMENT NON-ABSORBABLE SIZE 6/0 13-14 MM 3/8 CIRCLE TUNGSTEN-RHENIUM ALLOY TAPER POINT DOUBLE ARM NEEDLE 60-65 CM BLUE STERILE
9626 | 4220341038400 | MONOFILAMENT ABSORBABLE SUTURE COMPOSED OF POLIGLECAPRONE IMPREGNATED WITH IRGACARE MP (TRICLOSAN) OR SIMILAR UNDYED 70 CM USP/GAUGE 4/0 SINGLE ARMED 26 MM CURVED REVERSE CUTTING NEEDLE
9627 | 4220341038500 | SUTURE POLYGLACTIN 910 ANTIBACTERIAL MULTIFILAMENT ABSORBABLE SIZE 3/0 26 MM 3/8 CIRCLE PRIME CUTTING NEEDLE 70-75 CM UNDYED STERILE
9628 | 4220341038600 | SUTURE POLYESTER COATED SILICON OR POLYBUTILATE MULTIFILAMENT NON-ABSORBABLE SIZE 5/0 10 MM 1/2 CIRCLE ROUND BODY DOUBLE ARM NEEDLE WITH 3 X 3 MM FIRM PLEDGET 70-75 CM GREEN STERILE
9629 | 4220341038700 | SUTURE POLYESTER COATED SILICON OR POLYBUTILATE MULTIFILAMENT NON-ABSORBABLE SIZE 4/0 17-18 MM 1/2 CIRCLE TAPER POINT DOUBLE ARM NEEDLE 90-95 CM GREEN STERILE
9630 | 4220341038800 | SUTURE POLYESTER COATED SILICON OR POLYBUTILATE MULTIFILAMENT NON-ABSORBABLE SIZE 3/0 25-26 MM 1/2 CIRCLE TAPER POINT DOUBLE ARM NEEDLE 90-95 CM GREEN STERILE
9631 | 4220341038900 | BRAIDED POLYESTER SUTURE COATED WITH SILICON OR POLYBUTYLENE SIZE 3/0 MULTIFILAMENT 3 METRIC 90 CM LONG 16 - 17 MM TAPER POINT DOUBLE ARMED HALF CIRCLE NEEDLE BLUE/GREEN STERILE
9632 | 4220341039000 | SUTURE POLYESTER COATED SILICON OR POLYBUTILATE MULTIFILAMENT NON-ABSORBABLE SIZE 2/0 25-26 MM 1/2 CIRCLE TAPER CUT NEEDLE 90-95 CM GREEN STERILE
9633 | 4220341039100 | SUTURE POLYESTER COATED SILICON OR POLYBUTILATE MULTIFILAMENT NON-ABSORBABLE SIZE 2/0 25-26 MM 1/2 CIRCLE TAPER CUT DOUBLE ARM NEEDLE 10 X 70-75 CM 5 GREEN OR BLUE 5 WHITE STERILE
9634 | 4220341039200 | SUTURE POLYESTER COATED SILICON OR POLYBUTILATE MULTIFILAMENT NON-ABSORBABLE SIZE 2/0 19-20 MM 1/2 CIRCLE TAPER POINT DOUBLE ARM NEEDLE 10 X 70-75 CM 5 BLUE OR GREEN & 5 WHITE STERILE
9635 | 4220341039300 | SUTURE POLYPROPYLENE MONOFILAMENT NON-ABSORBABLE SIZE 8/0 6 MM 3/8 CIRCLE TAPER POINT DOUBLE ARM NEEDLE 45-50 CM BLUE STERILE
9636 | 4220341039400 | SUTURE POLYPROPYLENE MONOFILAMENT NON-ABSORBABLE SIZE 7/0 9 MM 3/8 CIRCLE TAPER POINT NEEDLE 60-65 CM BLUE STERILE
9637 | 4220341039500 | SUTURE POLYPROPYLENE MONOFILAMENT NON-ABSORBABLE SIZE 7/0 9 MM 3/8 CIRCLE ROUND BODY DOUBLE ARM NEEDLE 60-65 CM BLUE STERILE
9638 | 4220341039600 | SUTURE POLYPROPYLENE MONOFILAMENT NON-ABSORBABLE SIZE 6/0 13-14 MM 3/8 CIRCLE ROUND BODY DOUBLE ARM BLACK NEEDLE 70-75 CM BLUE STERILE
9639 | 4220341039700 | POLYPROPYLENE SUTURE MONOFILAMENT BLUE COLOR 6/0 60 - 75 CM LONG WITH 9 - 9.3 MM 3/8 CIRCLE TAPER POINT NEEDLE STERILE
9640 | 4220341039800 | SUTURE POLYPROPYLENE MONOFILAMENT NON-ABSORBABLE SIZE 6/0 8 MM 3/8 CIRCLE ROUND BODY DOUBLE ARM BLACK NEEDLE 70-75 CM BLUE STERILE
9641 | 4220341039900 | POLYPROPYLENE SUTURE MONOFILAMENT BLUE COLOR 5/0 90 CM LONG WITH 16 - 17 MM HALF CIRCLE ROUND BODIED DOUBLE NEEDLE STERILE
9642 | 4220341040000 | SUTURE POLYPROPYLENE MONOFILAMENT NON-ABSORBABLE SIZE 5/0 10 MM 1/2 CIRCLE ROUND BODY DOUBLE ARM NEEDLE 60-65 CM BLUE STERILE
9643 | 4220341040100 | SUTURE POLYPROPYLENE MONOFILAMENT BLUE COLOR 4/0 90 CM LONG WITH 25 - 26 MM HALF CIRCLE ROUND BODIED DOUBLE NEEDLE STERILE
9644 | 4220341040200 | SUTURE POLYPROPYLENE MONOFILAMENT NON-ABSORBABLE SIZE 4/0 21-22 MM 1/2 CIRCLE ROUND BODY DOUBLE ARM NEEDLE 90-95 CM BLUE STERILE
9645 | 4220341040300 | SUTURE POLYPROPYLENE MONOFILAMENT BLUE COLOR 4/0 90 CM LONG WITH 17 MM HALF CIRCLE ROUND BODIED DOUBLE NEEDLE STERILE
9646 | 4220341040400 | SUTURE POLYPROPYLENE MONOFILAMENT NON-ABSORBABLE SIZE 3/0 36 MM ( +/- 1 MM ) 3/8 CIRCLE ROUND BODY DOUBLE ARM NEEDLE 90-95 CM BLUE STERILE
9647 | 4220341040500 | SUTURE POLYPROPYLENE MONOFILAMENT NON-ABSORBABLE SIZE 2/0 17-18 MM 1/2 CIRCLE TAPER POINT DOUBLE ARM NEEDLE 90-95 CM BLUE STERILE
9648 | 4220341040600 | SUTURE STERNAL WIRES STAINLESS STEEL MONOFILAMENT NON-ABSORBABLE SIZE 6 48 MM ( +/- 1 MM ) 1/2 CIRCLE TAPER CUT NEEDLE 2 X 45 CM STERILE
9649 | 4220341040700 | AORTIC VALVE REPLACEMENT SUTURE PLEDGET 3 X 3 X 1.5 MM 17 MM NEEDLE 1/2 C WHITE/GREEN SUTURE W/CENTRAL CORD POLYESTER
9650 | 4220341040800 | SUTURE PTFE MONOFILAMENT NON-ABSORBABLE SIZE 4/0 13-14 MM 1/2 CIRCLE TAPER POINT DOUBLE ARM NEEDLE 75 CM ( +/- 5 CM ) WHITE STERILE
9651 | 4220341040900 | SUTURE PTFE STERILE SURGICAL CV - 4 1/2 C 26 MM 91 CM
9652 | 4220341041000 | SPRING FR EYE 1/2 C TAPER 2 /PK
9653 | 4220341041100 | ANTIMICROBIAL POLIGLECAPRONE 4 - 013 MM/ 1/2 C ROUND BODIED 70 CM
9654 | 4220341041200 | ANTIMICROBIAL POLIGLECAPRONE 4 - 0 PS - 219 MM 3/8 C TAPERCUT 45 CM
9655 | 4220341041300 | SILK 139 MM/ 3/8 C REVERSE CUTTING 75 CM
9656 | 4220341041400 | SILK 045 MM/ 3/8 C REVERSE CUTTING 75 CM
9657 | 4220341041500 | ANTIMICROBIAL POLIGLECAPRONE 31 MM 1/2 C 75 CM ROUND BODIED
9658 | 4220341041600 | RUBBER SHUDS WHITE
9659 | 4220341041700 | RUBBER SHUDS RED
9660 | 4220341041800 | SURGIPRO 8 - 0 (6 MM 3/8 C) 60 CM ROUND DOUBLE BODIED
9661 | 4220341041900 | SUTURE PTFE MONOFILAMENT NON-ABSORBABLE SIZE 6/0 9 MM 1/2 CIRCLE TAPER POINT DOUBLE ARM NEEDLE 75 CM ( +/- 5 CM ) WHITE STERILE
9662 | 4220341042000 | SUTURE PTFE MONOFILAMENT NON-ABSORBABLE SIZE 5/0 9 MM 1/2 CIRCLE TAPER POINT DOUBLE ARM NEEDLE 75 CM ( +/- 5 CM ) WHITE STERILE
9663 | 4220341042100 | KNOTLESS TISSUE CONTROL DEVICE WITH ANTIBACTERIAL PROTECTION SPIRAL POLIGLECAPRONE 25 SIZE 3 - 0 NEEDLE 24 MM 3/8 45 CM REVERSE CUTTING MULTIPAS S UNDYED WITH ADJUSTABLE LOOP
9664 | 4220341042200 | KNOTLESS TISSUE CONTROL DEVICE WITH ANTIBACTERIAL PROTECTION SIZE 3 - 0 SYMMETRIC POLYDIOXANONE NEEDLE 17 MM 1/2 TAPER POINT RB - 130 CM VIOLET WITH FIXATION TAP
9665 | 4220341042300 | KNOTLESS TISSUE CONTROL DEVICE WITH ANTIBACTERIAL PROTECTION SIZE 2 - 0 SYMMETRIC POLYDIOXANONE NEEDLE 22 MM 1/2 TAPER POINT SH - 130 CMVIOLET WITH FIXATION TAP
9666 | 4220341042400 | KNOTLESS TISSUE CONTROL DEVICE WITH ANTIBACTERIAL PROTECTION SPIRAL POLIGLECAPRONE 25 SIZE 4 - 0 NEEDLE 19 MM 3/8 REVERSE CUTTING MULTPASS 45 CM PS - 2 UNDYED WITH ADJUSTABLE LOOP
9667 | 4220341042500 | KNOTLESS TISSUE CONTROL DEVICE WITH ANTIBACTERIAL PROTECTION SPIRAL POLIGLECAPRONE 25 SIZE 3 - 0 NEEDLE 19 MM 3/8 45 CM PS - 2 REVERSE CUTTING MUL TIPASS UNDYED WITH ADJUSTABLE LOOP
9668 | 4220341042600 | SUTURE KNOTLESS SYMMETRIC UNIDIRECTIONAL WITH FIXATION TAP POLYDIOXANONE ANTIBACTERIAL (COATED TRICLOSAN) MONOFILAMENT ABSORBABLE SIZE 2/0 25-26 MM 1/2 CIRCLE TAPER POINT ROUND BODY NEEDLE 30 CM VIOLET STERILE
9669 | 4220341042700 | KNOTLESS TISSUE CONTROL DEVICE WITH ANTIBACTERIAL PROTECTION SIZE 2 - 0 SYMMETRIC POLYDIOXANONE NEEDLE 26 MM 1/2 TAPER POINT CT 23 CM VIOLET WITH FIXATION TAP
9670 | 4220341042800 | KNOTLESS TISSUE CONTROL DEVICE WITH ANTIBACTERIAL PROTECTION SIZE 1 SYMMETRIC POLYDIOXANONE NEEDLE 48 MM 1/2 TAPER POINT CTX 45 CM VIOLET WITH FIXATION TAP
9671 | 4220341042900 | SUTURE STERNAL WIRES STAINLESS STEEL MONOFILAMENT NON-ABSORBABLE SIZE 2 40 MM ( +/- 1 MM ) 1/2 CIRCLE REVERSE CUTTING NEEDLE 5 X 45-50 CM STERILE
9672 | 4220341043000 | SUTURE STERNAL WIRES STAINLESS STEEL MONOFILAMENT NON-ABSORBABLE SIZE 4 48 MM ( +/- 1 MM ) 1/2 CIRCLE REVERSE CUTTING CUT NEEDLE 2 X 45 CM STERILE (1 EACH = 1 DOZEN)
9673 | 4220341043100 | SUTURE SURGICAL SUTURE STEEL WIRE SIZE 6 DIAMOND NEEDLE 40 MM 1/2 C 4 STRANDS 45 CM
9674 | 4220341043200 | SUTURE STERNAL WIRES STAINLESS STEEL MONOFILAMENT NON-ABSORBABLE SIZE 3 26 MM 1/2 CIRCLE DIAMOND POINT NEEDLE 4 X 45 CM STERILE
9675 | 4220341043300 | SUTURE POLYPROPYLENE 7 - 0 75 CM 8.0 MM 3/8 ROUND BODIED
9676 | 4220341043400 | SUTURE POLYPROPYLENE TUNGSTEN RHENIUM 6 - 0 60 CM 3/8 CIRCLE 9 MM NEEDLE
9677 | 4220341043500 | SUTURE POLYPROPYLENE TUNGSTEN RHENIUM 5 - 0 75 CM 3/8 CIRCLE 13 MM NEEDLE
9678 | 4220341043600 | SUTURE POLYPROPYLENE MONOFILAMENT NON-ABSORBABLE SIZE 5/0 10 MM 1/2 CIRCLE TAPER POINT DOUBLE ARM NEEDLE 70-75 CM BLUE STERILE
9679 | 4220341043700 | SUTURE POLIGLECAPRONE 25 ANTI MICROBIAL MONOFILAMENT 4/016 MM 75 CM CUTTING
9680 | 4220341043800 | SUTURE POLYESTER COATED SILICON OR POLYBUTILATE MULTIFILAMENT NON-ABSORBABLE SIZE 2/0 17-18 MM 1/2 CIRCLE TAPER POINT DOUBLE ARM NEEDLE 90-95 CM GREEN STERILE
9681 | 4220341043900 | BRAIDED POLYESTER SUTURE COATED WITH SILICONE OR POLYBUTYLENE SIZE 2/0 MULTIFILAMENT 3 METRIC 8 - 10 X 75 CM WITH FIRM PLEDGET 6 - 7 MM X 3 MM X 1.5 MM 25 - 26 MM TAPERCUT DOUBLE ARMED HALF CIRCLE NEEDLE (BLUE/GREEN AND WHITE) STERILE
9682 | 4220341044000 | SUTURE POLYESTER COATED SILICON OR POLYBUTILATE MULTIFILAMENT NON-ABSORBABLE SIZE 3/0 17-18 MM 1/2 CIRCLE TAPER CUT DOUBLE ARM NEEDLE 90-95 CM GREEN STERILE
9683 | 4220341044100 | PVC CHEST TUBE STRAIGHT SIZE 12 - 24
9684 | 4220341044200 | "STERNUM SAW BLADE MUST BE COMPATIBLE WITH THE HOSPITAL SYSTEMS ASSORTED SIZES AS PER HOSPITAL REQUEST DISPOSABLE STERILE"
9685 | 4220341044300 | MEDISTIM ULTRASOUND CLASSIFICATION IMAGING PROBE MULTI USE
9686 | 4220341044400 | HYDRA JAWS INSERT SET 61 MM
9687 | 4220341044500 | SURGICAL ABLATION PEN COMPATIBLE W/MEDTRONIC ABLATION DEVICE
9688 | 4220341044600 | UMBILICAL TAPE 2 X 30 MM 75 CM
9689 | 4220341044700 | BIPOLAR TEMPORARY PACING LEAD CONSISTS OF AN ELECTRODE AND AN INSULATED MULTIFILAMENT LEAD WHICH CONTAINS A DISTAL DISCRETE RING ELECTRODE A DISCRETE TIP ELECTRODE AND A COAXIAL CONDUCTOR LEAD BODY ADULT 35 X ROUND BODY HALF CIRCLE 60 X TWO STRAIGHT NEEDLE
9690 | 4220341044800 | PLEDGET PTFE OVAL SHAPE SIZE 3 X 6 MM FIRM DISPOSABLE STERILE
9691 | 4220341044900 | "REPEAT STERNOTOMY BLADE ASSORTED SIZES AS PER HOSPITAL REQUEST STERILE"
9692 | 4220341045000 | X - RAY RAYTEC DETECTABLE NYLON TAPE 60 CM - 70 CM
9693 | 4220341045100 | NYLON TAPE 3X 60CM- 70CM
9694 | 4220341045200 | GREEN SURGICAL PERFUSION TUBE HOLDER
9695 | 4220341045300 | PLEDGET FELT PTFE 2.5 X 15.2 CM
9696 | 4220341045400 | PLEDGET FELT PTFE 2.5 X 2.5 CM
9697 | 4220341045500 | PLEDGET POLYMER PTFE POLYMER PREPUNCHED 3 X 7 X 1.85 MM
9698 | 4220341045600 | PLEDGET POLYMER PTFE POLYMER PREPUNCHED 3 X 3 X 1.85 MM
9699 | 4220341045700 | PLEDGET PTFE POLYMER PREPUNCHED 3 X 3 MM MEDIUM SOFT
9700 | 4220341045800 | CATHETER TENCKHOFF NEONATAL SINGLE CUFF 15 FR 31 - 32.5 - 37 CM
9701 | 4220341045900 | CATHETER PRESSURE PLACEMENT SET 3 FR
9702 | 4220341046000 | "AORTIC PUNCH ASSORTED SIZES AS PER HOSPITAL REQUEST DISPOSABLE STERILE"
9703 | 4220341046100 | "SURGICAL RADIOFREQUENCY ABLATION DEVICE FOR CARDIAC SURGERY DISPOSABLE STERILE"
9704 | 4220341046200 | MICRO CLIP TITANIUM WITH APPLIERS
9705 | 4220341046300 | "BAND/RING TRICUSPID VALVE REPAIR SEMI-RIGID ASSORTED SIZES AS PER HOSPITAL REQUEST STERILE"
9706 | 4220341046400 | INTRA CORONARY SHUNT SIZE 1.25 1.5 1.75 2.0 MIXED
9707 | 4220341046500 | "PATCH BOVINE BIO-SCAFFOLD 0.5 MM THICKNESS SIZE 5 CM X 8 CM (+/- 1CM) STERILE"
9708 | 4220341046600 | "PATCH BOVINE BIO-SCAFFOLD 0.5 MM THICKNESS SIZE 4 CM X 4 CM (+/- 1CM) STERILE"
9709 | 4220341046700 | "PATCH BOVINE SIZE: 10X15 CM (+/-1 CM) STERILE"
9710 | 4220341046800 | PROCINE BOVINE PERICARDIAL PATCH SIZE 5 X 8 CM
9711 | 4220341046900 | "PATCH EQUINE SIZE 3 X 3 CM (+/- 0.5 CM) STERILE"
9712 | 4220341047000 | "PATCH EQUINE SIZE 8 X 8 CM (+/- 0.5 CM) STERILE"
9713 | 4220341047100 | "PATCH EQUINE SIZE 5 X 5 CM (+/- 0.5 CM) STERILE"
9714 | 4220341047200 | "MEMBRANE PERICARDIAL PTFE SIZE 15 CM X 20 CM (+/- 3 CM) STERILE"
9715 | 4220341047300 | "MEMBRANE PERICARDIAL PTFE SIZE 12 CM X 12 CM (+/- 3 CM) STERILE"
9716 | 4220341047400 | "AORTIC ROOT GRAFT WITH SINUS OF VALSALVA ASSORTED SIZES AS PER HOSPITAL REQUEST STERILE"
9717 | 4220341047500 | "GRAFT VASCULAR WOVEN SIZE: 30-34 MM X 30-35 CM AS PER HOSPITAL REQUEST STERILE"
9718 | 4220341047600 | "GRAFT VASCULAR WOVEN SIZE: 8-28 MM X 30-35 CM AS PER HOSPITAL REQUEST STERILE"
9719 | 4220341047700 | HOMOGRAFT BRANCHES SINGLE (ASSORTED SIZE S)
9720 | 4220341047800 | HOMOGRAFT FEMORAL VEIN ASSORTED SIZE S
9721 | 4220341047900 | HOMOGRAFT BIFURCATED PULMONARY ARTERY PEDIATRIC + ADULT SIZE S 20 AND ABOVE
9722 | 4220341048000 | "GRAFT VASCULAR EPTFE STRETCH 12-22MM X 20-40 CM AS PER HOSPITAL REQUEST STERILE "
9723 | 4220341048100 | "GRAFT VASCULAR EPTFE WITH HEPARIN THIN WALL STRAIGHT LENGTH 10 TO 15 CM DIAMETER 3-6 MM AS PER HOSPITAL REQUEST STERILE"
9724 | 4220341048200 | GRAFT VASCULAR WOVEN DOUBLE VELOUR POLYESTER FOUR (4) BRANCHES SIZE 26 - 32 MMX 10 X 8 X 8 X 10 L 50 CM
9725 | 4220341048300 | "GRAFT VASCULAR WOVEN DOUBLE VELOUR POLYESTER SINGLE BRANCH SIZE 26 - 32 MM X 10 MM 50 CM STERILE"
9726 | 4220341048400 | "GRAFT VASCULAR WOVEN DOUBLE VELOUR POLYESTER STRAIGHT SIZE 8 - 36 MM X 30 CM STERILE"
9727 | 4220341048500 | "GRAFT VASCULAR WOVEN DOUBLE VELOUR POLYESTER STRAIGHT SIZE 8 - 34 MM X 15 CM STERILE"
9728 | 4220341048600 | GRAFT VASCULAR STRETCH STANDARD WALL SIZE 12 - 22 MMX 20 CM
9729 | 4220341048700 | "GRAFT VASCULAR STRETCH THIN WALL SIZE 6 - 10 MM X 40-50 CM AS PER HOSPITAL REQUEST STERILE"
9730 | 4220341048800 | GRAFT VASCULAR STRETCH THIN WALL SIZE 3 - 5 MMX 15 CM CONFIGURED FOR PEDIATRIC SHUNT
9731 | 4220341048900 | "VALVE CONDUIT AORTIC HOMOGRAFT ASSORTED SIZES AS PER HOSPITAL REQUEST STERILE"
9732 | 4220341049000 | "VALVE CONDUIT PULMONARY HOMOGRAFT ASSORTED SIZES AS PER HOSPITAL REQUEST STERILE"
9733 | 4220341049100 | "CONDUIT MECHANICAL VALVE AORTIC ASSORTED: VALSALVA/STRAIGHT ASSORTED SIZES AS PER HOSPITAL REQUEST STERILE"
9734 | 4220341049200 | "BAND MITRAL FLEXIBLE ANNULOPLASTY ASSORTED SIZES AS PER HOSPITAL REQUEST STERILE"
9735 | 4220341049300 | "RING MITRAL VALVE RIGID ASSORTED SIZES AS PER HOSPITAL REQUEST STERILE"
9736 | 4220341049400 | "RING MITRAL VALVE SEMI-RIGID ASSORTED SIZES AS PER HOSPITAL REQUEST STERILE"
9737 | 4220341049500 | VALVE HEART MITRAL TISSUE BOVINE SUPRA ANNULAR POSITION ASYMMETRIC DESIGN WITH ANTI CALCIFICATION TISSUE TREATMENT ASSORTED SIZES A = CCORDING TO HOSPITAL REQUEST.
9738 | 4220341049600 | VALVE HEART AORTIC TISSUE BOVINE LOW PROFILE LOW STENT CONTOURED SEWING RING WITH ANTI CALCIFICATION TISSUE TREATMENT ASSORTED SIZES ACCORDING TO HOSPITAL REQUEST
9739 | 4220341049700 | "AORTIC ROOT TISSUE VALVE WITHOUT STENT ASSORTED SIZES AS PER HOSPITAL REQUEST"
9740 | 4220341049800 | AORTIC TISSUE VALVE BOVINE PERICARDIUM PLASTIC FRAME BASE ASSORTED SIZES ACCORDING TO HOSPITAL REQUEST
9741 | 4220341049900 | VALVE HEART TISSUE PORCINE AORTIC AND MITRAL ASSORTED SIZES ACCORDING TO HOSPITAL REQUEST.
9742 | 4220341050000 | "TISSUE VALVE IMPLANT AORTIC PORCINE ASSORTED SIZES AS PER HOSPITAL REQUEST"
9743 | 4220341050100 | VALVE MECHANICAL AORTIC AND MITRAL SIZE 15 MM
9744 | 4220341050200 | VALVE HEART MITRAL MECHANICAL PYROLYTIC CARBON LEAFLETS AND ORIFICE RING RADIOPAQUE WITH SUTURE MARKERS SEWING CUF ASSORTED SIZES ACCORDING TO HOSPITAL REQUEST.
9745 | 4220341050300 | VALVE MITRAL MECHANICAL WITH STANDARD SEWING RING ASSORTED SIZES ACCORDING TO HOSPITAL REQUEST
9746 | 4220341050400 | VALVE MITRAL MECHANICAL STANDARD ANNULAR ASSORTED SIZES ACCORDING TO HOSPITAL REQUEST.
9747 | 4220341050500 | VALVE HEART AORTIC MECHANICAL SUPRA-ANNULAR PLACEMENT PIVOT-GUARD DESIGN RADIOPAQUE WITH SUTURE MARKERS SEWING CUFF ASSORTED SIZES ACCORDING TO HOSPITAL REQUEST
9748 | 4220341050600 | VALVE AORTIC MECHANICAL INTRASUPRA ANNULAR SEWING RING WITH CONFORM SEWING CUFF ASSORTED SIZES ACCORDING TO HOSPITAL REQUEST
9749 | 4220341050700 | VALVE AORTIC MECHANICAL STANDARD ANNULAR ASSORTED SIZES ACCORDING TO HOSPITAL REQUEST
9750 | 4220341050800 | VALVE HEART MECHANICAL AORTIC AND MITRAL ASSORTED
9751 | 4220341050900 | "MULTI USE SYRINGE FOR CATH LAB CORONARY INJECTOR STERILE"
9752 | 4220341051000 | "SINGLE USE INJECTOR SET INCLUDES MANIFOLD AND HAND CONTROLLER FOR CATH LAB CORONARY INJECTOR STERILE"
9753 | 4220341051100 | ECG ELECTRODE RADIOLUCENT ADULT AND PEDIATRIC
9754 | 4220341051200 | 3 WAY MANIFOLD: RIGHT ON HANDLE WITH 15CM TUBING EXTENSION AND ROTATING LUER PRESSURE MONITORING LINE TRANPSARENT 72 INCH FLUID ADMINISTRATION SET CONTRAST LINE LARGE BORE VENTED AND 12 CC CONTROL SYRINGE RING PLUNGE
9755 | 4220341051300 | CONTRAST MEDIUM TO VISUALIZE THE VESSELS ISO - OSMOLAR NONIONIC NONTOXIC CONCENTRATION OF 320/50 CC - 100 CC FDA APPROVED
9756 | 4220341051400 | "HEAD CAP FOR RADIATION PROTECTION DISPOSABLE"
9757 | 4220341051500 | "DEFIBRILLATION PADS ADULT AND PEDIATRIC RADIOLUCENT PACING AND ECG ELECTRODES PADS DISPOSABLE"
9758 | 4220341051600 | LEAD APRON - X - RAY PROTECTION OF 0.5 FRONTAL AND 0.25 BACK TWO PIECES TEAR RESISTANT FLEXIBLE EASY TO DISINFICTED NOVLITE TECHNOLOGY LIGHT PREVENTING ABSORPTION OF FLUID SIDE ARM PROTECTION AND THE LOGO ON TOP SZ
9759 | 4220341051700 | DRAINAGE BAG CONNECTOR ACCEPT 3 FR - 9 FR CATHETER DISPOSABLE STERILE
9760 | 4220341051800 | "CATHETER ARTERIAL STRAIGHT INTIMA 22G - 24G NEEDLE 5-7 CM RADIAL WITH COMPATIBLE GUIDEWIRE DISPOSABLE STERILE"
9761 | 4220341051900 | "CATHETER ARTERIAL STRAIGHT INTIMA 18G - 20G NEEDLE 8-10 CM RADIAL WITH COMPATIBLE GUIDEWIRE DISPOSABLE STERILE"
9762 | 4220341052000 | ANGIOGRAPHIC SYRINGES 150 ML TO FIT INJECTORS WITH FILL TUBE
9763 | 4220341052100 | SYRINGE - CORONARY CONTROL SYRINGE 12CC – USED TO INJECT CONTRAST DURING DIAGNOSTIC AND INTERVENTION PROCEDURE SYRINGE SHOULD BE WITH A RING PLUNGER AND A RING GRIP
9764 | 4220341052200 | SYRINGE HIGH PRESSURE FROM 1 ML TO 60ML CAPACITY LUER LOCK FIXED MALE TIP BARREL MATERIAL: POLYCARBONATE TIP MATERIAL: SILICONE PLUNGER MATERIAL: ABS VARIOUS COLORS AVAILABLE (SIZE AND COLOR BASED ON REQUESTING CENTER) STERILE DISPOSABLE
9765 | 4220341052300 | CONTROL DEVICE HIGH PRESSURE FLOW SLIDING THUMB SWITCH FOR SIMPLE ONE - HANDED OPERATION ACCOMMODATES GUIDEWIRES UP TO 0.045 IN (1.143 MM) TRANSPARENT LUMEN HIGH STRENGTH MATERIAL WITHSTANDS PRESSURES UP TO 1050 PSI (7239 KPA) TO ACCOMMODATE HIGH PRESSURE INJECTIONS STERILE DISPOSABLE
9766 | 4220341052400 | INFUSOR PRESSURE BAG 500 ML 1000 ML 3000 ML WITH DUAL - PRESSURE SAFETY VALVE THAT SWITCHES BETWEEN NORMAL AND OVER - PRESSURE MODE RIGID HANGER DES IGN SLIPS EASILY OVER IV POLES STERILE
9767 | 4220341052500 | INFLATION DEVICE KIT CONTAINS: INFLATION SYRINGE WITH SHORT TUBE 3-WAYS STOPCOCK INTRODUCER NEEDLE COMPATIBLE WITH 0.014IN PCI WIR E 1 -2 TORQUE (WITH BLEED BACK CONTROL VALVE) HIGH PRESSURE (MORE THAN 35 ATM) STEERING HANDLE INFLATION CAPABILITY AND QUICK LOCK ING MECHANISM DISPOSABLE STERILE
9768 | 4220341052600 | INFLATION DEVICE KIT CONTAINS: INFLATION SYRINGE WITH SHORT TUBE 3-WAYS STOPCOCK INTRODUCER NEEDLE COMPATIBLE WITH 0.014IN PCI WIRE 1 -2 TORQUE (WITH BLEED BACK CONTROL VALVE) STEERING HANDLE UP TO 30 ATM INFLATION CAPABILITY AND QUICK LOCKING MECHANISM DISPOSABLE STERILE
9769 | 4220341052700 | "SIZING BALLOON FOR ATRIAL SEPTAL DEFECT (ASD) STERILE ASSORTED SIZED AS PER HOSPITAL REQUEST"
9770 | 4220341052800 | PLUG VASCULAR 4 -16 X ASSORTED
9771 | 4220341052900 | DEVICE SEPTAL OCCLUDER LARGE
9772 | 4220341053000 | "CLOSURE DEVICE FOR PFO OCCLUDER ASSORTED SIZES AS PER HOSPITAL REQUEST"
9773 | 4220341053100 | "DELIVERY SYSTEM FOR CLOSURE DEFECTS DEVICE 180 ANGLE CURVE ASSORTED SIZES AS PER HOSPITAL REQUEST"
9774 | 4220341053200 | "DELIVERY SYSTEM FOR CLOSURE DEFECTS DEVICE 45 ANGLE CURVE ASSORTED SIZES AS PER HOSPITAL REQUEST"
9775 | 4220341053300 | "CLOSURE DEVICE FOR PDA OCCLUDER ASSORTED SIZES AS PER HOSPITAL REQUEST"
9776 | 4220341053400 | "DELIVERY SYSTEM FOR PDA COILS ASSORTED SIZES AS PER HOSPITAL REQUEST"
9777 | 4220341053500 | COIL SPRING EMBOLUS PUSHABLE 0.038IN SHAFT ASSORTED SIZE BAR
9778 | 4220341053600 | "CLOSURE DEVICE FOR VSD OCCLUDER ASSORTED SIZES AS PER HOSPITAL REQUEST"
9779 | 4220341053700 | "VSD COIL OCCLUSION SYSTEM ASSORTED SIZES AS PER HOSPITAL REQUEST"
9780 | 4220341053800 | "CLOSURE DEVICE FOR ASD OCCLUDER ASSORTED SIZES AS PER HOSPITAL REQUEST"
9781 | 4220341053900 | DELIVERY SYSTEM ATRIAL SEPTAL DEFECT (ASD) ASSORTED SIZES
9782 | 4220341054000 | "CLOSURE DEVICE FOR MULTIFENESTRATED ATRIAL SEPTAL DEFECT (ASD) ASSORTED SIZES AS PER HOSPITAL REQUEST"
9783 | 4220341054100 | "HEMOSTATIC VALVE WITH ROTATING AND EXTENSION LINE FITS CATHETERS UP TO 8 FR DISPOSABLE STERILE"
9784 | 4220341054200 | GUIDEWIRE CHOICE PT EXTRA SUPPORT
9785 | 4220341054300 | EXTENSION DEVICE FOR GUIDE CATHETER RAPID EXCHANGE ASSORTED SIZES AS PER HOSPITAL REQUEST
9786 | 4220341054400 | GUIDEWIRE PTCA 0.014 IN FOR EXTRA SUPPORT LENGTH 175 - 190 CM DURASTEEL PROXIMAL SHAFT PROVIDES EXCELLENT PUSH ABILITY AND 1 1 TORQUE HYDROPHILIC COATING TO PROVIDE ENHANCED TRACKABILITY RADIO OPAQUE TIP 3 CM J TIP/STRAIGHT ACCORDING TO CENTER REQUEST FLEXIBLE AND SHAPEABLE DISPOSABLE STERILE
9787 | 4220341054500 | GUIDEWIRE FOR PTCA FOR CHRONIC TOTAL OCCLUSIONS NON TAPERED 0.014 IN 11 CM RADIO - OPAQUE (ACCORDING TO CENTER REQUEST) STRAIGHT TIP 3 - 12 GRAM LOAD (ACCORDING TO CENTER REQUEST) HIGH TENSION STAINLESS STEEL CORE COVERED WITH PTFE WITH SPRING COIL LENGTH 175 - 190 CM STERILE FOR SINGLE U SE
9788 | 4220341054600 | GUIDEWIRE FOR PTCA FOR CHRONIC TOTAL OCCLUSIONS TAPERED FROM 0.009 TO 0.014 IN 16 CM RADIO - OPAQUE STRAIGHT TIP 0.8 GRAM LOAD HIGHTENSION STA INLESS STEEL CORE COVERED WITH PTFE WITH SPRING COIL LENGTH 175 - 300 CM ACCORDING TO CENTER REQUEST STERILE FOR SINGLE USE
9789 | 4220341054700 | GUIDEWIRE FOR PTCA FOR CHRONIC TOTAL OCCLUSIONS TAPERED FROM 0.009 TO 0.014 IN 15 CM RADIO - OPAQUE STRAIGHT MICRO CONE TIP 0.8 - 4.5 GRAM LOAD HIGH TENSION STAINLESS STEEL CORE COVERED WITH PTFE WITH SPRING COIL LENGTH 175 - 300 CM ACCORDING TO CENTER REQUEST STERILE FOR SINGLE USE
9790 | 4220341054800 | GUIDEWIRE PTCA FLEXIBLE 0.014 170 - 190 CM NITINOL CORE MATERIAL POLYMER SLEEVES SHAPING RIBBON TIP 3 CM RADIOPAQUE COILS WITH MARKER DIFFERENT TIP DESIGN ACCORDING TO CENTER REQUEST
9791 | 4220341054900 | "GUIDEWIRE FOR RADIOFREQUENCY SEPTAL PERFORATION DISPOSABLE STERILE"
9792 | 4220341055000 | GUIDEWIRE HYDROPHILIC ANGLED OR STRAIGHT STANDARD LENGTH ASST DIA BAR
9793 | 4220341055100 | GUIDEWIRE HYDROPHILIC ANGLED OR STRAIGHT EXCHANGE LENGTH 0.035IN DIA BAR
9794 | 4220341055200 | GUIDEWIRE EXTRA SUPER STIFF 0.035/0.038IN X 260 CM LENGTH 1-6CM SOFT TIP ASSO
9795 | 4220341055300 | "GUIDEWIRE FOR TAVI PROCEDURES PRESHAPED 0.035IN ASSORTED LENGTHS"
9796 | 4220341055400 | GUIDEWIRE CORONARY PTCA INTERMEDIATE TIP LOAD 0.014IN J-TIP OR STRAIGHT ASSORTED RANGE AND SIZES AS PER HOSPITAL REQUEST
9797 | 4220341055500 | GUIDEWIRE CORONARY PTCA WORKHORSE/FLOPPY 0.014IN J-TIP OR STRAIGHT ASSORTED RANGE AND SIZES AS PER HOSPITAL REQUEST
9798 | 4220341055600 | "INTRODUCER SHEATH FOR TRANSSEPTAL PUNCTURE ASSORTED SIZES AS PER HOSPITAL REQUEST"
9799 | 4220341055700 | INTRODUCER SHEATH TRANSSEPTAL PEDIATRIC 6FR
9800 | 4220341055800 | "INTRODUCER SHEATH SET RADIOPAQUE TIP STRAIGHT OR CURVED 50-90 CM ASSORTED SIZES AS PER HOSPITAL REQUEST"
9801 | 4220341055900 | INTRODUCER SHEATH PEDIATRIC HYDROPHILIC ASSORTED SIZES
9802 | 4220341056000 | "INTRODUCER SHEATH FOR TAVI LONG HYDROPHILIC COATED ASSORTED SIZES AND LENGTHS AS PER HOSPITAL REQUEST"
9803 | 4220341056100 | "INTRODUCERS SHEATH SET NON METALLIC NOT RADIOPAQUE TIP DISPOSABLE STERILE ASSORTED SIZES AS PER HOSPITAL REQUEST"
9804 | 4220341056200 | "INTRODUCER SHEATH FOR CARDIAC BIOPSY FORCEPS ASSORTED SIZES AS PER HOSPITAL REQUEST"
9805 | 4220341056300 | CATHETER GUIDING VARIOUS SIZE S 8 FR 100 CM ALI
9806 | 4220341056400 | CATHETER GUIDING VARIOUS SIZE S 8 FR 100 CM EBU 4
9807 | 4220341056500 | CATHETER GUIDING VARIOUS SIZE S 8 FR 100 CM EBU 3.5
9808 | 4220341056600 | CATHETER GUIDING VARIOUS SIZE S 8 FR 100 CM JL 4
9809 | 4220341056700 | CATHETER GUIDING VARIOUS SIZE S 8 FR 100 CM JL 3.5
9810 | 4220341056800 | CATHETER GUIDING VARIOUS SIZE S 8 FR 100 CM JR 4
9811 | 4220341056900 | CATHETER GUIDING VARIOUS SIZE S 7 FR 100 CM MB 2
9812 | 4220341057000 | CATHETER GUIDING VARIOUS SIZE S 7 FR 100 CM MB 1
9813 | 4220341057100 | CATHETER GUIDING VARIOUS SIZE S 7 FR 100 CM JR 4.0
9814 | 4220341057200 | CATHETER GUIDING VARIOUS SIZE S 7 FR 100 CM JL 45
9815 | 4220341057300 | CATHETER GUIDING VARIOUS SIZE S 7 FR 100 CM JL 4.0
9816 | 4220341057400 | CATHETER GUIDING VARIOUS SIZE S 7 FR 100 CM IMA
9817 | 4220341057500 | CATHETER GUIDING VARIOUS SIZE S 7 FR 100 CM AR 20
9818 | 4220341057600 | CATHETER GUIDING VARIOUS SIZE S 7 FR 100 CM AR 10
9819 | 4220341057700 | CATHETER GUIDING VARIOUS SIZE S 7 FR 100 CM AL 20
9820 | 4220341057800 | CATHETER GUIDING VARIOUS SIZE S 7 FR 100 CM AL 10
9821 | 4220341057900 | CATHETER GUIDING VARIOUS SIZE S 6 FR 100 CM SR 40
9822 | 4220341058000 | CATHETER GUIDING VARIOUS SIZE S 6 FR 100 CM SR 35
9823 | 4220341058100 | CATHETER GUIDING VARIOUS SIZE S 6 FR 100 CM SL 40
9824 | 4220341058200 | CATHETER GUIDING VARIOUS SIZE S 6 FR 100 CM SL 35
9825 | 4220341058300 | CATHETER GUIDING VARIOUS SIZE S 6 FR 100 CM SL 30
9826 | 4220341058400 | CATHETER GUIDING VARIOUS SIZE S 6 FR 100 CM RB 40
9827 | 4220341058500 | CATHETER GUIDING VARIOUS SIZE S 6 FR 100 CM RB 35
9828 | 4220341058600 | CATHETER GUIDING VARIOUS SIZE S 6 FR 100 CM MB 2
9829 | 4220341058700 | CATHETER GUIDING VARIOUS SIZE S 6 FR 100 CM MB 1
9830 | 4220341058800 | CATHETER GUIDING VARIOUS SIZE S 6 FR 100 CM MAC 35
9831 | 4220341058900 | CATHETER GUIDING VARIOUS SIZE S 6 FR 100 CM MAC 30
9832 | 4220341059000 | CATHETER GUIDING VARIOUS SIZE S 6 FR 100 CM LCB
9833 | 4220341059100 | CATHETER GUIDING VARIOUS SIZE S 6 FR 100 CM HSII
9834 | 4220341059200 | CATHETER GUIDING VARIOUS SIZE S 6 FR 100 CM HSI
9835 | 4220341059300 | CATHETER GUIDING VARIOUS SIZE S 6 FR 100 CM EB 40
9836 | 4220341059400 | CATHETER GUIDING VARIOUS SIZE S 6 FR 100 CM EB 30
9837 | 4220341059500 | CATHETER GUIDING VARIOUS SIZE S 6 FR 100 CM AR 10 SH
9838 | 4220341059600 | CATHETER GUIDING VARIOUS SIZE S 6 FR 100 CM AL 20 SH
9839 | 4220341059700 | CATHETER GUIDING VARIOUS SIZE S 6 FR 100 CM AL 20
9840 | 4220341059800 | CATHETER GUIDING VARIOUS SIZE S 6 FR 100 CM AL 10 SH
9841 | 4220341059900 | CATHETER GUIDING VARIOUS SIZE S 6 FR 100 CM AL 10
9842 | 4220341060000 | CATHETER GUIDING VARIOUS SIZE S 6 FR 100 CM 3 DRC
9843 | 4220341060100 | CATHETER GUIDING VARIOUS SIZE S 5 FR 100 CM MAC 3.5
9844 | 4220341060200 | CATHETER GUIDING VARIOUS SIZE S 5 FR 100 CM MAC 3.0
9845 | 4220341060300 | CATHETER GUIDING VARIOUS SIZE S 5 FR 100 CM JR 4.0
9846 | 4220341060400 | CATHETER GUIDING VARIOUS SIZE S 5 FR 100 CM EB 35
9847 | 4220341060500 | CATHETER GUIDING VARIOUS SIZE S 5 FR 100 CM EB 30
9848 | 4220341060600 | CATHETER GUIDING VARIOUS SIZE S 5 FR 100 CM AL 10
9849 | 4220341060700 | CATHETER GUIDING VARIOUS SIZE S 5 FR 100 CM AR 10
9850 | 4220341060800 | CATHETER GUIDING VARIOUS SIZE S EBU IMA AR AL HS LCB
9851 | 4220341060900 | CATHETER DIAGNOSTIC HIGH FLOW STR 4 FR
9852 | 4220341061000 | CATHETER DIAGNOSTIC HIGH FLOW NIH 5.2
9853 | 4220341061100 | CATHETER DIAGNOSTIC HIGH FLOW MPG1166 FR
9854 | 4220341061200 | CATHETER DIAGNOSTIC HIGH FLOW MPG1165 FR
9855 | 4220341061300 | CATHETER DIAGNOSTIC HIGH FLOW MPG1164 FR
9856 | 4220341061400 | CATHETER DIAGNOSTIC HIGH FLOW MPA14 FR
9857 | 4220341061500 | CATHETER DIAGNOSTIC HIGH FLOW IMA 6 FR
9858 | 4220341061600 | CATHETER DIAGNOSTIC HIGH FLOW IMA 5 FR
9859 | 4220341061700 | CATHETER DIAGNOSTIC HIGH FLOW AL15 FR
9860 | 4220341061800 | CATHETER DIAGNOSTIC HIGH FLOW AL14 FR
9861 | 4220341061900 | CATHETER DIAGNOSTIC HIGH FLOW AR14 FR
9862 | 4220341062000 | CATHETER DIAGNOSTIC HIGH FLOW JL66 FR
9863 | 4220341062100 | CATHETER DIAGNOSTIC HIGH FLOW JL56 FR
9864 | 4220341062200 | CATHETER DIAGNOSTIC HIGH FLOW JL4.56 FR
9865 | 4220341062300 | CATHETER DIAGNOSTIC HIGH FLOW JL65 FR
9866 | 4220341062400 | CATHETER DIAGNOSTIC HIGH FLOW JL55 FR
9867 | 4220341062500 | CATHETER DIAGNOSTIC HIGH FLOW JL4.55 FR
9868 | 4220341062600 | CORONARY MICROCATHETER FOR ANTEGRADE/RETROGRADE PERCUTANEOUS CORONARY INTERVENTION ASSORTED SIZES AS PER HOSPITAL REQUEST
9869 | 4220341062700 | THROMBUS ASPIRATION CATHETER VARIOUS SIZE S
9870 | 4220341062800 | CATHETER DIAGNOSTIC WOVEN WITH END AND TWO SIDE HOLE ASSORTED SIZES AS PER HOSPITAL REQUEST
9871 | 4220341062900 | CATHETER INTRACARDIAC ULTRASOUND 8FR
9872 | 4220341063000 | CATHETER BALLOON SYSTEM EXTRA HIGH PRESSURE
9873 | 4220341063100 | "BALLOON CATHETER DILATATION PEDIATRIC LOW PROFILE ASSORTED SIZES AS PER HOSPITAL REQUEST"
9874 | 4220341063200 | CATHETER BALLOON SINGLE LUMEN SEPTOSTOMY 5 FR
9875 | 4220341063300 | "BALLOON SEPTOSTOMY CATHETER ASSORTED SIZES AS PER HOSPITAL REQUEST"
9876 | 4220341063400 | CATHETER BALLOON 5 - 30 X DIA 2-6CM ASSORTED LENGTH
9877 | 4220341063500 | "SCORING BALLOON FOR CORONARY ANGIOPLASTY ASSORTED SIZES AS PER HOSPITAL REQUEST"
9878 | 4220341063600 | CATHETER BALLOON OTW 0.035 5 - 12 MM LENGTHS 2 - 4 CM ASSORTED OR EQUIVALENT
9879 | 4220341063700 | CATHETER BALLOON OTW 0.018 6 - 10 MM ASSORTED SIZE S
9880 | 4220341063800 | "CORONARY BALLOON CATHETER SEMI-COMPLIANT LOW CROSSING PROFILE ASSORTED SIZES AS PER HOSPITAL REQUEST"
9881 | 4220341063900 | "CORONARY BALLOON CATHETER NON COMPLIANT HIGH PRESSURE LOW CROSSING PROFILE ASSORTED SIZES AS PER HOSPITAL REQUEST"
9882 | 4220341064000 | BALLOON CORONARY ANGIOPLASTY DRUG ELUTING RAPID EXCHANGE WITH TWO MARKERS 0.014 IN WIRE COMPATIBLE
9883 | 4220341064100 | "CORONARY BALLOON CATHETER FOR CTO VERY SMALL DIAMETER AND LOW CROSSING PROFILE ASSORTED SIZES AS PER HOSPITAL REQUEST"
9884 | 4220341064200 | "STENT CORONARY DRUG ELUTING THIN STRUTS WITH HIGH RADIAL FORCE NON THROMBOGENIC NON INFLAMMTORY ENHANCED VISIBILITY HIGH FLEXIBILITY WITH THE LATEST TECHNOLOGY ASSORTED SIZES AS PER HOSPITAL REQUEST"
9885 | 4220341064300 | "STENT CORONARY BARE METAL LOW PROFILE EXCELLENT FLEXIBILITY AND DELIVERABILITY THIN STRUTS HIGH RADIAL FORCE MINIMAL LATE DIAMETER LOSS TWO MARKERS MUST HAVE LARGE DIAMETERS OF 4.5X AND 5.00X WITHIN THE SIZES RANGE ASSORTED SIZES AS PER HOSPITAL REQUEST"
9886 | 4220341064400 | "COVERED STENT FOR CORONARY ASSORTED SIZES AS PER HOSPITAL REQUEST"
9887 | 4220341064500 | "STENT FOR RVOT EXTRA LARGE ASSORTED SIZES AS PER HOSPITAL REQUEST"
9888 | 4220341064600 | "STENT PEDIATRIC COVERED FOR AORTIC COARCTATION STERILE ASSORTED SIZES AS PER HOSPITAL REQUEST"
9889 | 4220341064700 | "STENT BALLOON UNMOUNTED FOR PULMONARY ARTERY ASSORTED SIZES AND LENGTHS AS PER HOSPITAL REQUEST"
9890 | 4220341064800 | "CARDIAC ASSIST CATHETER HEART PUMP CATHETER GENERATES BLOOD FLOW FROM LEFT VENTRICLE TO THE AORTA COMPLETE KIT"
9891 | 4220341064900 | "CLOSURE DEVICE FOR PARAVALVULAR LEAK ASSORTED SIZES AS PER HOSPITAL REQUEST"
9892 | 4220341065000 | TRANSCATHETER MITRAL VALVE REPAIR SYSTEM
9893 | 4220341065100 | TRANSCATHETER AORTIC VALVE SIZE 34 MM
9894 | 4220341065200 | TRANSCATHETER AORTIC VALVE SIZE 29 MM
9895 | 4220341065300 | TRANSCATHETER AORTIC VALVE SIZE 26 MM
9896 | 4220341065400 | TRANSCATHETER ADULT PULMONARY VALVE SYSTEM SIZE S 23
9897 | 4220341065500 | TRANSCATHETER ADULT PULMONARY VALVE SYSTEM SIZE S 26
9898 | 4220341065600 | TRANSCATHETER ADULT PULMONARY VALVE SYSTEM SIZE S 29
9899 | 4220341065700 | TRANSCATHETER PEDIATRIC PULMONARY VALVE SYSTEM SIZE S 18
9900 | 4220341065800 | TRANSCATHETER PEDIATRIC PULMONARY VALVE SYSTEM SIZE S 16
9901 | 4220341065900 | "INTRACARDIAC ULTRASOUND CATHETER ASSORTED SIZES AS PER HOSPITAL REQUEST"
9902 | 4220341066000 | "CORONARY SINUS PARTIALLY OCCLUSION DEVICE WITH ALL NEEDED ACCESSORIES"
9903 | 4220341066100 | "HOME MONITORING SYSTEM FOR CARDIAC ELECTROPHYSIOLOGY DEVICES COMPATIBLE WITH PACEMAKER AND ICD"
9904 | 4220341066200 | "LASER LEAD EXTRACTION SHEATH KIT FOR CARDIAC ELECTROPHYSIOLOGY ASSORTED SIZES AS PER HOSPITAL REQUEST"
9905 | 4220341066300 | "EPICARDIAL LEADS STEROID ELUTING DISPOSABLE STERILE"
9906 | 4220341066400 | "LV LEAD DELIVERY SYSTEM FOR CARDIAC ELECTROPHYSIOLOGY ASSORTED SIZES AS PER HOSPITAL REQUEST"
9907 | 4220341066500 | "TRANSSEPTAL SHEATH FOR CARDIAC CATHETERIZATION ASSORTED SIZES AS PER HOSPITAL REQUEST"
9908 | 4220341066600 | "INTRODUCER SHEATHS PEEL AWAY ASSORTED SIZES AS PER HOSPITAL REQUEST"
9909 | 4220341066700 | SHEATH INTRODUCER RAMP-1 60CM
9910 | 4220341066800 | THERMOCOOL UNIDIRECTIONAL ABLATION CATHETER 3.5 X TIP
9911 | 4220341066900 | THERMOCOOL SMARTTOUCH 3.5 X ABLATION CATHETER
9912 | 4220341067000 | THERMOCOOL BIDIRECTIONAL ABLATION CATHETER 305 X TIP
9913 | 4220341067100 | SURROUND FLOW THERMOCOOL BI-DIRECTIONAL ABLATION CATHETER
9914 | 4220341067200 | "CRYO BALLOON ABLATION CATHETER FOR CARDIAC ELECTROPHYSIOLOGY WITH ALL NEEDED ACCESSORIES ASSORTED SIZES AS PER HOSPITAL REQUEST"
9915 | 4220341067300 | "RADIOFREQUENCY ABLATION CATHETER FOR CARDIAC ELECTROPHYSIOLOGY NON IRRIGATED TIP ASSORTED SIZES AS PER HOSPITAL REQUEST"
9916 | 4220341067400 | CATHETER INQUIRY FOCUS STEERABLE 5FR W/CABLES
9917 | 4220341067500 | "DIAGNOSTIC CATHETER FOR CARDIAC ELECTROPHYSIOLOGY DUO DECAPOLAR ASSORTED SIZES AND CURVES AS PER HOSPITAL REQUEST"
9918 | 4220341067600 | CATHETER DECAPOLAR DIAGNOSTIC EP STEERABLE INQUIRY LARGE CURVE 6FR 5X SPACING W/CABLES
9919 | 4220341067700 | "RADIOFREQUENCY ABLATION CATHETER FOR CARDIAC ELECTROPHYSIOLOGY CLOSED LOOP COOLING TIP ASSORTED SIZES AS PER HOSPITAL REQUEST"
9920 | 4220341067800 | "3D MAPPING CATHETER FOR CARDIAC ELECTROPHYSIOLOGY WITHOUT ENABLED SENSOR HIGH DENSITY ASSORTED SIZES AS PER HOSPITAL REQUEST"
9921 | 4220341067900 | "SURFACE ELECTRODE FOR CARDIAC ELECTROPHYSIOLOGY 3D MAPPING COMPATIBLE WITH CARTO MACHINE"
9922 | 4220341068000 | "SURFACE ELECTRODE FOR CARDIAC ELECTROPHYSIOLOGY 3D MAPPING COMPATIBLE WITH ENSITE MACHINE"
9923 | 4220341068100 | "3D MAPPING CATHETER FOR CARDIAC ELECTROPHYSIOLOGY TO COLLECT POINTS ASSORTED SIZES AS PER HOSPITAL REQUEST"
9924 | 4220341068200 | "IMPLANTABLE PACEMAKER SINGLE CHAMBER ; 1- PROGRAMMERS/SOFTWARE UPGRADE AND ENOUGH PRINTING PAPERS MUST BE PROVIDED FREE OF CHARGE TO ALL CENTERS ; 2- TECHNICAL AND EDUCATIONAL SUPPORT SHOULD BE PROVIDED TO THE HOSPITAL STAFF IN ALL CENTERS WITH EXPERT TEAM (CERTIFIED) ; 3- COMPLETE SYSTEM WITH ( RV LEADS INTRODUCER SHEATHS AND SURGICAL CABLES) ; 4-FULLY MRI COMPATIBLE "
9925 | 4220341068300 | "IMPLANTABLE PACEMAKER DUAL CHAMBER ; 1- PROGRAMMERS/SOFTWARE UPGRADE AND ENOUGH PRINTING PAPERS MUST BE PROVIDED FREE OF CHARGE TO ALL CENTERS ; 2- TECHNICAL AND EDUCATIONAL SUPPORT SHOULD BE PROVIDED TO THE HOSPITAL STAFF IN ALL CENTERS WITH EXPERT TEAM (CERTIFIED) ; 3- COMPLETE SYSTEM WITH (RA AND RV LEADS INTRODUCER SHEATHS AND SURGICAL CABLES) ; 4-FULLY MRI COMPATIBLE "
9926 | 4220341068400 | "CARDIAC RESYNCHRONIZATION PACEMAKER CRT-P 1- PROGRAMMERS/SOFTWARE UPGRADE AND ENOUGH PRINTING PAPERS MUST BE PROVIDED FREE OF CHARGE TO ALL CENTERS; 2- TECHNICAL AND EDUCATIONAL SUPPORT SHOULD BE PROVIDED TO THE HOSPITAL STAFF IN ALL CENTERS WITH EXPERT TEAM (CERTIFIED) 3- COMPLETE SYSTEM WITH RA AND RV AND LV LEADS (LV LEAD QUADRIC POLAR OR BIPOLAR DEPEND ON DEMAND) INTRODUCER SHEATHS DELIVERY SYSTEM FOR LV LEAD AND SURGICAL CABLES AND VENOGRAM BALLOON 4-FULLY MRI COMPATIBLE"
9927 | 4220341068500 | "IMPLANTABLE CARDIOVERSION DEFIBRILLATION ICD SINGLE CHAMBER 1- PROGRAMMERS/SOFTWARE UPGRADE AND ENOUGH PRINTING PA PERS MUST BE PROVIDED FREE OF CHARGE TO ALL CENTERS 2- TECHNICAL AND EDUCATIONAL SUPPORT SHOULD BE PROVIDED TO THE HOSPITAL STAFF IN A LL CENTERS WITH EXPERT TEAM (CERTIFIED) 3- COMPLETE SYSTEM WITH ( RV LEADS INTRODUCER SHEATHS AND SURGICAL CABLES) 4- DEVICES WITH DF 1 ALSO TO BE PROVIDED FOR PULSE GENERATOR CHANGES OF OLD IMPLANTS AS PER THE REQUEST OF THE CENTER 5-FULLY MRI COMPATIBLE"
9928 | 4220341068600 | "IMPLANTABLE CARDIOVERSION DEFIBRILLATION ICD DUAL CHAMBER 1- PROGRAMMERS/SOFTWARE UPGRADE AND ENOUGH PRINTING PA PERS MUST BE PROVIDED FREE OF CHARGE TO ALL CENTERS 2- TECHNICAL AND EDUCATIONAL SUPPORT SHOULD BE PROVIDED TO THE HOSPITAL STAFF IN A LL CENTERS WITH EXPERT TEAM (CERTIFIED) 3- COMPLETE SYSTEM WITH (RA AND RV LEADS INTRODUCER SHEATHS AND SURGICAL CABLES) 4- DEVICES WITH DF 1 ALSO TO BE PROVIDED FOR PULSE GENERATOR CHANGES OF OLD IMPLANTS AS PER THE REQUEST OF THE CENTER 5-FULLY MRI COMPATIBLE"
9929 | 4220341068700 | "CARDIAC RESYNCHRONIZATION THERAPY ICD CRT-D : 1- PROGRAMMERS/SOFTWARE UPGRADE AND ENOUGH PRINTING PAPERS MUST BE PROVIDED FREE OF CHARGE TO ALL CENTERS ; 2- TECHNICAL AND EDUCATIONAL SUPPORT SHOULD BE PROVIDED TO THE HOSPITAL STAFF IN ALL CENTERS WITH EXPERT TEAM (CERTIFIED) ; 3- COMPLETE SYSTEM WITH RA AND RV AND LV LEADS (LV LEAD QUADRIC POLAR OR BIPOLAR DEPEND ON DEMAND) INTRODUCER SHEATHS DELIVERY SYSTEM FOR LV LEAD AND SURGICAL CABLES AND VENOGRAM BALLOON ; 4- DEVICES WITH DF 1 ALSO TO BE PROVIDED FOR PULSE GENERATOR CHANGES OF OLD IMPLANTS AS PER THE REQUEST OF THE CENTER"
9930 | 4220341068800 | LAP CHOLE PACK - THORACIC PACK
9931 | 4220341068900 | ULTRAFLEX COVERED ESOPHAGEAL NG STENTS WITH VARYING LENGTHS
9932 | 4220341069000 | PERCUTANEOUS PIGTAIL CHEST CATHETERS - 16 FR
9933 | 4220341069100 | TRACHEOSTOMY PERCUTANEOUS SET BLUE RHINO 21 24 AND 27 FR LOADING DILATORS
9934 | 4220341069200 | LAPAROSCOPIC ULTRASONIC CUTTING AND SEALING INSTRUMENT 36 CM LENGTH WITH ADVANCED HEMOSTASIS MODE SEAL VESSELS UP TO 7 MM IN DIAMETER WITH INTEGRATED HAND PIECE
9935 | 4220341069300 | TUBING SINGLE SMALL CONNECTOR STERILE COMPATIBLE WITH THORACIC DRAINAGE SYSTEM - MEDICAL ASPIRATION FOR THORACIC PROCEDURES CONSISTING OF MAIN ADAPTER INTERNATIONAL
9936 | 4220341069400 | TUBING SINGLE STERILE COMPATIBLE WITH THORACIC DRAINAGE SYSTEM - MEDICAL ASPIRATION FOR THORACIC PROCEDURES CONSISTING OF MAIN ADAPTER INTERNATIONAL
9937 | 4220341069500 | CANISTER 0.8 L STERILE COMPATIBLE WITH THORACIC DRAINAGE SYSTEM - MEDICAL ASPIRATION FOR THORACIC PROCEDURES CONSISTING OF MAIN ADAPTER INTERNATIONAL
9938 | 4220341069600 | PLATINUM SURGICAL SEALANT EXTENDED APPLICATOR SPRAY TIP 29 CM DESIGNED FOR THORACIC SURGERY FOR REDUCE POSTOPERATIVE AIR LEAK COMPLICATIONS
9939 | 4220341069700 | PLATINUM SURGICAL SEALANT DESIGNED FOR THORACIC SURGERY FOR REDUCE POSTOPERATIVE AIR LEAK COMPLICATIONS
9940 | 4220341069800 | NON - STICK ELECTROSURGICAL TIP PTFE COATED BLADE ELECTRODES - LENGTH 16.5 CM
9941 | 4220341069900 | DUAL LUMEN STOMACH TUBE 16 FR/CH (5.3 MM) X 48 IN (122 CM)
9942 | 4220341070000 | DUAL LUMEN STOMACH TUBE 18 FR/CH (6.0 MM) X 48 IN (122 CM)
9943 | 4220341070100 | SELDINGER CHEST DRAINAGE TRAY COMPLETE WARD PROCEDURE SET (SKIN KNIFE ECHOGENIC STRAIGHT INSERTION NEEDLE GUIDEWIRE 10CM DILATORS WI TH SAFETY GUARDS 30CM CATHETER WITH RADIOPAQUE STRIPE AND TIP SYRINGE STOPCOCK FIT-TREE AND WIDE-BORE LURE CONNECTORS SKIN FIXATION SET WARD PROCEDURE PACK INCLUDING DRAPES SWABS SPONGES 10ML SYRINGES GALLIPOT AND DRAIN FIXATION DEVICE. STERILE FOR SINGLE PATIENT U SE IN CARTONS OF 5 UNITS.SIZE 20FG
9944 | 4220341070200 | SELDINGER CHEST DRAINAGE TRAY COMPLETE WARD PROCEDURE SET (SKIN KNIFE ECHOGENIC STRAIGHT INSERTION NEEDLE GUIDEWIRE 10CM DILATORS WI TH SAFETY GUARDS 30CM CATHETER WITH RADIOPAQUE STRIPE AND TIP SYRINGE STOPCOCK FIT-TREE AND WIDE-BORE LURE CONNECTORS SKIN FIXATION SET WARD PROCEDURE PACK INCLUDING DRAPES SWABS SPONGES 10ML SYRINGES GALLIPOT AND DRAIN FIXATION DEVICE. STERILE FOR SINGLE PATIENT U SE IN CARTONS OF 5 UNITS.SIZE 16FG
9945 | 4220341070300 | SELDINGER CHEST DRAINAGE TRAY COMPLETE WARD PROCEDURE SET (SKIN KNIFE ECHOGENIC STRAIGHT INSERTION NEEDLE GUIDEWIRE 12CM DILATORS WI TH SAFETY GUARDS 30CM CATHETER WITH RADIOPAQUE STRIPE AND TIP SYRINGE STOPCOCK FIT-TREE AND WIDE-BORE LURE CONNECTORS SKIN FIXATION SET WARD PROCEDURE PACK INCLUDING DRAPES SWABS SPONGES 10ML SYRINGES GALLIPOT AND DRAIN FIXATION DEVICE. STERILE FOR SINGLE PATIENT U SE IN CARTONS OF 5 UNITS.SIZE 14FG
9946 | 4220341070400 | WAYNE PNEUMOTHORAX CATHETER INTENDED FOR RELIEF OF SIMPLE SPONTANEOUS IATROGENIC AND TENSION PNEUMOTHORAX DESCRIPTION: INSERTION BY SELDINGER TECHNIQUE PIGTAIL CATHETER 14 FR LENGTH 29 CM WITH 19 CATHETERS SIDE PORTS 5 CM ECHOTIP WIRE GUIDE COOK CHEST DRAIN VALVE
9947 | 4220341070500 | IPC CATHETER INSERTION SET
9948 | 4220341070600 | IPC 600 ML PRE EVACUATED BOTTLE 600 ML DRAINAGE BOTTLE VALVE CAP STERILE FOR SINGLE USE IN CARTONS OF 5
9949 | 4220341070700 | DST SERIES EEA ORVIL 25 MM
9950 | 4220341070800 | DST SERIES EEA 31 MM SINGLE USE STAPLERTHE ABOVE ITEM MUST BE CE OR FDA APPROVED WITH HIGHEST STANDARD AND COMMONLY USED IN MAJOR GOVERNMENT CARDIOTHORACIC CENTERS IN KINGDOM OF SAUDI ARABIA
9951 | 4220341070900 | ENDO STITCH 10 MM SUTURING DEVICE 34 CM SHAFT LENGTH 34
9952 | 4220341071000 | DST SERIES EEA 28 MM SINGLE USE STAPLER W/ 3.5 MM STAPLER
9953 | 4220341071100 | MIC JEJUNAL FEEDING TUBE 12 FR
9954 | 4220341071200 | MESH DUAL PTFE 1 MM X 7.5 CM X 10 CM ( +/- 1 CM ) DISPOSABLE STERILE
9955 | 4220341071300 | DOLPHIN TIP LIGASURE 5MM X 37 CM
9956 | 4220341071400 | MASTER E - SAC ENDO BAG 15 MM BIGGEST ONE
9957 | 4220341071500 | PNEUMOSTAT CHEST DRAIN VALVE DISPOSABLE SINGLE USE WITH A SMALL GRADUATED 30 ML COLLECTION CAPACITY INTEGRATED WITH A NOVEL ONE-WAY DRY SEAL VALVE TECHNOLOGY.
9958 | 4220341071600 | WOUND PROTECTOR/RETRACTOR SIZE X SMALL 2-4CM INCISIONS
9959 | 4220341071700 | WOUND PROTECTOR/RETRACTOR ASSORTED SIZES ACCORDING TO HOSPITAL REQUEST.
9960 | 4220341071800 | THORACOPORT 11.5-12MM (SINGLE USE TROCAR WITH CONDUCTIVE SLEEVES)
9961 | 4220341071900 | 5.5 X THORACOPORT (SINGLE USE TROCAR WITH NON CONDUCTIVE SLEEVES)
9962 | 4220341072000 | ENDO GIA RELOADS 60 MM ARTICULATING X - TRA THICK
9963 | 4220341072100 | ENDO GIA RELOADS 60MM ARTICULATING MEDIUM/THICK
9964 | 4220341072200 | ENDO GIA CURVED TIP 45MM ARTICULATING VASCULAR RELOAD
9965 | 4220341072300 | ENDO GIA RELOADS 45MM ARTICULATING MEDIUM/ THICK
9966 | 4220341072400 | TEG DISPOSABLE PLATELET MAPPING ASSAY KIT FOR DETERMINING INHIBITION PERCENTAGE OF PLAVIX AND ASPIRIN
9967 | 4220341072500 | PROTHROMBIN TIME TEST CUVETTE (PT - INR) FOR USE WITH FRESH WHOLE BLOOD PROVIDES FLEXIBILITY TO UTILIZE VENOUS OR FINGER STICK SAMPLE DISPOSABLE PACKING 45 PCS/BOX
9968 | 4220341072600 | CELL SAVER KIT FOR AUTO TRANSFUSION WITH SUCTION ASSORTED SIZES ACCORDING TO HOSPITAL REQUEST DISPOSABLE STERILE (TYPE MUST BE COMPATIBLE WITH THE HOSPITAL MACHIINE).
9969 | 4220341072700 | AORTIC ROOT CANNULA SHORT RADIOPAQUE TIP ASSORTED SIZES AS PER HOSPITAL REQUEST
9970 | 4220341072800 | RETROGRADE CARDIOPLEGIA CATHETER FR.14 (4.7MM) X 27CM (10.6)
9971 | 4220341072900 | PERFUSION MULTIPLE SET AORTIC ROOT W/VENT
9972 | 4220341073100 | CENTRIMAG - BLOOD PUMP ADULT SET DESIGN MUST BE APPLICABLE IN EVERY CENTER
9973 | 4220341073200 | INTRA AORTIC BALLOON CATHETER 34 CC 40 CC 50 CC
9974 | 4220341073300 | CANNULA VENOUS SINGLE STAGE (12 - 36 FR)
9975 | 4220341073400 | CANNULA VENOUS SINGLE STAGE (10 FR)
9976 | 4220341073500 | CANNULA VENOUS SINGLE STAGE (8 FR)
9977 | 4220341073600 | STRAIGHT CONNECTORS 3/16 X 1/4
9978 | 4220341073700 | STRAIGHT CONNECTORS 3/16 X 3/16
9979 | 4220341073800 | STRAIGHT CONNECTORS 1/4 X 1/4
9980 | 4220341073900 | STRAIGHT CONNECTORS 1/2 X 1/2
9981 | 4220341074000 | STRAIGHT CONNECTORS 3/8 X 1/2
9982 | 4220341074100 | STRAIGHT CONNECTORS 1/4 X 3/8
9983 | 4220341074200 | STRAIGHT CONNECTORS 3/8 X 3/8
9984 | 4220341074300 | Y CONNECTORS 3/16 - 3/16 X 1/4
9985 | 4220341074400 | Y CONNECTORS 3/16 - 3/16 X 3/16
9986 | 4220341074500 | Y CONNECTOR 1/2 - 3/8 X 3/8
9987 | 4220341074600 | Y CONNECTOR 3/8 - 3/8 X 3/8
9988 | 4220341074700 | Y CONNECTOR 1/4 - 1/4 X 1/4
9989 | 4220341074800 | Y CONNECTOR 3/8 - 1/4 X 1/4
9990 | 4220341074900 | CANNULA VENOUS FEMORAL + INTRODUCER (15 - 29 FR)
9991 | 4220341075000 | PEDIATRIC EXTRACORPOREAL MEMBRANE OXYGENATION (ECMO) COATED TUBES
9992 | 4220341075100 | PEDIATRIC PUMP HEAD FOR CENTRIMAG MACHINE
9993 | 4220341075200 | LONG TERM NEONATAL EXTRACORPOREAL MEMBRANE OXYGENATION (ECMO) OXYGENATOR
9994 | 4220341075300 | "EXTRACORPOREAL MEMBRANE OXYGENATION (ECMO) SET PEDIATRIC APPROVED TO BE USED FOR NOT MORE THAN 16 DAYS CONSISTS OF: CENTRIFUGAL PUMP HEAD AND OXYGENATOR AND TUBING LINES AND HEMOCONCENTRATOR COATED COMPATIBLE WITH THE EXISTING ECMO MACHINE FOR THE REQUESTED HOSPITAL DISPOSABLE STERILE"
9995 | 4220341075400 | ADULT EXTRACORPOREAL MEMBRANE OXYGENATION (ECMO) COATED TUBES
9996 | 4220341075500 | ADULT PUMP HEAD FOR CENTRIMAG MACHINE
9997 | 4220341075600 | LONG TERM ADULT EXTRACORPOREAL MEMBRANE OXYGENATION (ECMO) OXYGENATOR
9998 | 4220341075700 | ADULT EXTRACORPOREAL MEMBRANE OXYGENATION (ECMO) SET
9999 | 4220341075800 | COLLECTION SET FOR CELL SAVER MACHINE (SHOULD BE COMPACTABLE WITH EACH HOSPITAL STANDER MACHINE
10000 | 4220341075900 | ADULT KIT AUTOTRANSFUSION 225 M BOWL
10001 | 4220341076000 | PEDIATRIC KIT AUTOTRANSFUSION 125 M BOWL
10002 | 4220341076100 | CARDIOPLEGIA TABLE LINE/ENDED WITH MALE LUER LOCK
10003 | 4220341076200 | TUBING SINGLE PVC SIZE 1/2 X 3/32
10004 | 4220341076300 | TUBING SINGLE PVC 3/8 X 3/32 150 CM
10005 | 4220341076400 | TUBING SINGLE PVC 1/4 X 3/32 150 CM
10006 | 4220341076500 | FILTER FOR BLOOD TRANSFUSION HIGH CAPACITY
10007 | 4220341076600 | VENOUS CUVETTE 1/2 X 1/2
10008 | 4220341076700 | VENOUS CUVETTE 3/8 X 3/8
10009 | 4220341076800 | VENOUS CUVETTE 1/4 X 1/4
10010 | 4220341076900 | "TRAP MOISTURE FOR VACUUM ASSISTED VENOUS DRAINAGE (VAVD) WITH CUSTOMIZED LINES DISPOSABLE STERILE"
10011 | 4220341077000 | PED LEVEL SENSOR STOCKERT HEART LUNG MACHINE
10012 | 4220341077100 | ARTERIOTOMY CANNULA ASSORTED 3 MM TIP
10013 | 4220341077200 | ARTERIOTOMY CANNULA ASSORTED 2 MM TIP
10014 | 4220341077300 | PEDIATRIC Y PERFUSION ADAPTER
10015 | 4220341077400 | ADULT Y PERFUSION ADAPTER
10016 | 4220341077500 | PEDIATRIC OCTOPUS ADAPTER MULTI PERFUSION
10017 | 4220341077600 | ADULT OCTOPUS ADAPTER MULTI PERFUSION
10018 | 4220341077700 | SUMP CARDIAC METAL TIP 15 CM
10019 | 4220341077800 | CANNULA AORTIC ROOT CANNULA BLUE SHORT SIZE 18 GA (4 FR)
10020 | 4220341077900 | CANNULA AORTIC ROOT CANNULA WHITE LONG SIZE 18 GA (4 FR)
10021 | 4220341078000 | CANNULA AORTIC ROOT ADULT SIZE S 12 GA AND 14 GA LONG FOR MICS
10022 | 4220341078100 | ADULT RETROGRADE CARDIOPLEGIA CATHETER (6 FR)
10023 | 4220341078200 | ADULT RETROGRADE CARDIOPLEGIA CATHETER (14 FR)
10024 | 4220341078300 | CANNULA AORTIC ROOT 14 GA ADULT
10025 | 4220341078400 | CANNULA FEMORAL ARTERIAL/JUGULAR VENOUS FROM 15 F - 23 F
10026 | 4220341078500 | "CANNULA ARTERIAL TIP ANGLED WITH COLLAR WIRE REINFORCEMENT ASSORTED SIZES ACCORDING TO HOSPITAL REQUEST DISPOSABLE STERILE"
10027 | 4220341078600 | BICAVAL CANNULA FOR ECMO FROM 13 F - 31 F
10028 | 4220341078700 | CANNULA CORONARY BALLOON TIP (4 - 7 MM)
10029 | 4220341078800 | CANNULA CORONARY PERFUSION DEBAKEY (10 - 16 FR)
10030 | 4220341078900 | CANNULA LEFT HEART ANGLED WITH GUIDE (20 FR)
10031 | 4220341079000 | CANNULA LEFT HEART ANGLED (18 FR)
10032 | 4220341079100 | CANNULA LEFT HEART ANGLED (13 FR)
10033 | 4220341079200 | CANNULA LEFT HEART ANGLED (10 FR)
10034 | 4220341079300 | VENOUS CANNULA WIRE - REINFORCED THIN - WALL VENOUS CANNULA MADE OF POLYURETHANE THE TRANSPARENT PROXIMAL SECTION HAS NO REINFORCEMENT AND CAN BE CLAMPED EACH CANNULA IS SUPPLIED WITH A PRE - MOUNTED 3/8 IN CONNECTOR AND AN INTRODUCER THAT ALLOWS A GUIDEWIRE UP TO 0.038 IN TO BE INSERTED REINFORCED SIDE HOLES REDUCES KINKING RISK (19 FR - 29 F.) WITH LENGTH (38 CM AND 55 CM)
10035 | 4220341079400 | ARTERIAL CANNULA WIRE - REINFORCED THIN - WALL CANNULA MADE OF POLYURETHANE. THE TRANSPARENT PROXIMAL SECTION HAS NO REINFORCEMENT AND CAN BE CLAM PED EACH CANNULA IS SUPPLIED WITH A PRE - MOUNTED 3/8 IN CONNECTOR AND AN INTRODUCER THAT ALLOWS A GUIDEWIRE UP TO 0.038 IN TO BE INSERTED (13 FR - 23 FR.) WITH LENGTH (15 CM AND 23 CM)
10036 | 4220341079500 | CANNULA ARTERIAL ONE - PIECE ADULT SIZE 24 FR
10037 | 4220341079600 | CANNULA ARTERIAL ONE - PIECE ADULT SIZE 18 - 24 FR
10038 | 4220341079700 | CANNULA ARTERIAL CURVED TIP (24 FR)
10039 | 4220341079800 | CANNULA ARTERIAL CURVED TIP (22 FR)
10040 | 4220341079900 | CANNULA ARTERIAL FLEXIBLE (22 FR)
10041 | 4220341080000 | CANNULA ARTERIAL FLEXIBLE (24 FR)
10042 | 4220341080100 | CANNULA ARTERIAL PEDIATRIC ST TIP (22 FR)
10043 | 4220341080200 | CANNULA ARTERIAL FLEXIBLE (20 FR)
10044 | 4220341080300 | PERIPHERAL ARTERIAL CANNULA WITH HEMOSTATIC VALVE USED IN CARDIOPULMONARY BYPASS SURGERIES ASSORTED SIZES AS PER HOSPITAL REQUEST
10045 | 4220341080400 | CANNULA VENOUS TWO STAGE 33/43 FR LENGTH STERILE
10046 | 4220341080500 | CANNULA VENOUS TWO STAGE 28/36 FR LENGTH STERILE
10047 | 4220341080600 | CANNULA VENOUS TWO STAGE 34/46 FR LENGTH STERILE
10048 | 4220341080700 | CANNULA VENOUS RIGHT ANGLED (12 - 31 FR)
10049 | 4220341080800 | CANNULA VENOUS SINGLE STAGE STRAIGHT (12 - 40 FR)
10050 | 4220341080900 | PEDIATRIC HEMOFILTER
10051 | 4220341081000 | ADULT HEMOFILTER
10052 | 4220341081100 | "CANNULA ADULT CARDIOPLEGIA WITH VENT ASSORTED SIZES ACCORDING TO HOSPITAL REQUEST DISPOSABLE STERILE"
10053 | 4220341081200 | INFANT TUBING SET 1/4 X 1/4
10054 | 4220341081300 | PEDIATRIC TUBING SET
10055 | 4220341081400 | FLOW MED - SIZE OXYGENATOR
10056 | 4220341081500 | NEONATAL OXYGENATOR
10057 | 4220341081600 | "EXTRACORPOREAL MEMBRANE OXYGENATION (ECMO) SET PEDIATRIC APPROVED TO BE USED FOR NOT LESS THAN 29 DAYS CONSISTS OF: CENTRIFUGAL PUMP HEAD AND OXYGENATOR AND TUBING LINES AND HEMOCONCENTRATOR COATED COMPATIBLE WITH THE EXISTING ECMO MACHINE FOR THE REQUESTED HOSPITAL DISPOSABLE STERILE"
10058 | 4220341081700 | "EXTRACORPOREAL MEMBRANE OXYGENATION (ECMO) SET ADULT APPROVED TO BE USED FOR NOT LESS THAN 29 DAYS CONSISTS OF: CENTRIFUGAL PUMP HEAD AND OXYGENATOR AND TUBING LINES AND HEMOCONCENTRATOR COATED COMPATIBLE WITH THE EXISTING ECMO MACHINE FOR THE REQUESTED HOSPITAL DISPOSABLE STERILE"
10059 | 4220341081800 | FOUR LAYER ABSORBENT FOAM WITH SPREADING NON WOVEN LAYER DRESSING WITH SAFETAC ADHESIVE PAINLESS REMOVAL TECHNOLOGY SIZE 7.5 X 7.5 CM
10060 | 4220341081900 | FOUR LAYER ABSORBENT FOAM WITH SPREADING NON WOVEN LAYER DRESSING WITH SAFETAC ADHESIVE PAINLESS REMOVAL TECHNOLOGY SIZE 5 X 12.5 CM
10061 | 4220341082000 | "RADIATION PROTECTION DRAPE FOR LEFT SUBCLAVIAN ACCESS DURING PACEMAKER PROCEDURES 95% REDUCTION LEAD FREE DISPOSABLE STERILE"
10062 | 4220341082100 | "RADIATION PROTECTION DRAPE FOR FEMORAL ACCESS 95% REDUCTION LEAD FREE DISPOSABLE STERILE"
10063 | 4220341082200 | CAROTID STENT SYSTEM TAPERING VARIABLE SELF-EXPANDING NITINOL STENT PRE-MOUNTED ON A 5FR 0.014IN COMPATIBLE DELIVERY SYSTEM STENT DIAMETER: 4-9 X STENT LENGTH: 35-40X STERILE
10064 | 4220341082300 | CAROTID STENT SYSTEM TAPERING VARIABLE SELF-EXPANDING NITINOL STENT PRE-MOUNTED ON A 5FR 0.014IN COMPATIBLE DELIVERY SYSTEM STENT DIAMETER: 4-9 X STENT LENGTH: 30-35X STERILE
10065 | 4220341082400 | CAROTID STENT SYSTEM TAPERING VARIABLE SELF-EXPANDING NITINOL STENT PRE-MOUNTED ON A 5FR 0.014IN COMPATIBLE DELIVERY SYSTEM STENT DIAMETER: 4-9 X STENT LENGTH: 20-25X STERILE
10066 | 4220341082500 | EMBOLIC PROTECTION DEVICE FOR NEUROINTERVENTIONAL PROCEDURES MONO-OCCLUSION BALLOON SYSTEM BALLOON MATERIAL: COMPLIANT ELASTOMERIC RUBBER RECOXENDED GUIDEWIRE 0.035IN RECOXENDED SHEATH SIZE: 8FR DISPOSABLE STERILE
10067 | 4220341082600 | DETACHABLE BALLOON FOR NEUROINTERVENTIONAL EMBOLIZATION PROCEDURES BALLOON MAXIMUM VOLUME 0.50 ML MAXIMUM BALLOON SIZE (DIAMETER X LENGTH) : 9X X 11X GUIDING CATHETER: ID 2.2X GUIDING CATHETER LENGTH 80CM 8FR STERILE DISPOSABLE
10068 | 4220341082700 | MICROCATHETER J-SHAPED TIP TWO DISTAL MARKERS CATHETER LENGTH: 175 CM DISTAL LENGTH: 45 CM OUTER DIAMETER 2.8FR INNER DIAMETER 2.3 F 0.021IN GUIDEWIRE INCLUDED DISPOSABLE STERILE
10069 | 4220341082800 | MICROCATHETER 90 DEGREE ANGLED TIP TWO DISTAL MARKERS CATHETER LENGTH: 175 CM DISTAL LENGTH: 45 CM OUTER DIAMETER 2.8FR INNER DIAMETER 2.3 F 0.021IN GUIDEWIRE INCLUDED DISPOSABLE STERILE
10070 | 4220341082900 | MICROCATHETER STRAIGHT TIP TWO DISTAL MARKERS CATHETER LENGTH: 175 CM DISTAL LENGTH: 45 CM OUTER DIAMETER 2.8FR INNER DIAMETER 2.3 F 0.021IN GUIDEWIRE INCLUDED DISPOSABLE STERILE
10071 | 4220341083000 | "MICROCATHETER FOR NEUROVASCULAR 0.0165 - 0.017 IN MICROCATHETER SYSTEM ASSORTED TIP SHAPES TWO DISTAL MARKERS CATHETER LENGTH NOT LESS THAN 150 CM DISPOSABLE STERILE"
10072 | 4220341083200 | MICROCATHETER 45 DEGREE ANGLED TIP TWO DISTAL MARKERS CATHETER LENGTH: 155 CM DISTAL LENGTH: 15 CM OUTER DIAMETER 2.3 F INNER DIAMETER 1.9FR 0.014 IN-0.018IN GUIDEWIRE INCLUDED DISPOSABLE STERILE
10073 | 4220341083300 | "GUIDING CATHETER GUIDING COAXIAL DESIGN FOR NEUROINTERVENTIONAL PROCEDURES STRAIGHT HYDROPHILIC COATING 6 - 8FR 90 - 125 CM DISPOSABLE STERILE"
10074 | 4220341083400 | "GUIDING CATHETER GUIDING COAXIAL DESIGN FOR NEUROINTERVENTIONAL PROCEDURES ANGLED HYDROPHILIC COATING 6 - 8FR 90 - 125 CM DISPOSABLE STERILE"
10075 | 4220341083500 | CATHETER DIAGNOSTIC ANGIOGRAPHIC GLIDE CATHETER 100% HYDROPHILIC MULTIPURPOSE END HOLE 4 TO 5 FR 0.035 IN X 65 TO 125 CM DISPOSABLE S TE RILE
10076 | 4220341083600 | CATHETER DIAGNOSTIC ANGIOGRAPHIC MULTIPURPOSE END HOLE 4 TO 5 FR 0.035 IN X 65 TO 125 CM DISPOSABLE STERILE
10077 | 4220341083700 | CATHETER DIAGNOSTIC ANGIOGRAPHIC GLIDE CATHETER 100% HYDROPHILIC VERTEBRAL END HOLE 4 TO 5 FR 0.035 IN X 100 - 125 CM (ON DEMAND) DISPOSABLE STERILE
10078 | 4220341083800 | CATHETER DIAGNOSTIC ANGIOGRAPHIC VERTEBRAL END HOLE 4 TO 5 FR 0.035 IN X 100 - 125 CM (ON DEMAND) DISPOSABLE STERILE
10079 | 4220341083900 | CATHETER DIAGNOSTIC ANGIOGRAPHIC BERENSTEIN (BERN) END HOLE 5 FR 0.035 IN X 30 TO 100 - 125 CM (ON DEMAND) DISPOSABLE STERILE
10080 | 4220341084000 | CATHETER DIAGNOSTIC ANGIOGRAPHIC GLIDE CATHETER 100% HYDROPHILIC SIMMONS (SIM 2) END HOLE 4 TO 5 FR 0.035 IN X 100 - 125 CM (ON DEMAND) DISPOSABLE STERILE
10081 | 4220341084100 | CATHETER DIAGNOSTIC ANGIOGRAPHIC GLIDE CATHETER 100% HYDROPHILIC SIMMONS (SIM 1) END HOLE 4 TO 5 FR 0.035 IN X 100 - 125 CM (ON DEMAND) DISPOSABLE STERILE
10082 | 4220341084200 | CATHETER DIAGNOSTIC ANGIOGRAPHIC SIMMONS (SIM 2) END HOLE 4 TO 5 FR 0.035 IN X 100 - 125 CM (ON DEMAND) DISPOSABLE STERILE
10083 | 4220341084300 | CATHETER DIAGNOSTIC ANGIOGRAPHIC SIMMONS (SIM 1) END HOLE 4 TO 5 FR 0.035 IN X 100 - 125 CM (ON DEMAND) DISPOSABLE STERILE
10084 | 4220341084400 | CATHETER DIAGNOSTIC ANGIOGRAPHIC GLIDE CATHETER 100% HYDROPHILIC HEADHUNTER HN 4 END HOLE 5 FR 0.035 IN X 100 - 125 CM (ON DEMAND) DISPOSABLE STERILE
10085 | 4220341084500 | CATHETER DIAGNOSTIC ANGIOGRAPHIC GLIDE CATHETER 100% HYDROPHILIC HEADHUNTER H 3 END HOLE 5 FR 0.035 IN X 100 - 125 CM (ON DEMAND) DISPOSABLE STERILE
10086 | 4220341084600 | CATHETER DIAGNOSTIC ANGIOGRAPHIC GLIDE CATHETER 100% HYDROPHILIC HEADHUNTER H 1 END HOLE 5 FR 0.035 IN X 100 - 125 CM (ON DEMAND) DISPOSABLE STERILE
10087 | 4220341084700 | CATHETER DIAGNOSTIC ANGIOGRAPHIC HEADHUNTER H4 END HOLE 5 FR 0.035 IN X 100 - 125 CM (ON DEMAND) DISPOSABLE STERILE
10088 | 4220341084800 | CATHETER DIAGNOSTIC ANGIOGRAPHIC HEADHUNTER H3 END HOLE 5 FR 0.035 IN X 100 - 125 CM (ON DEMAND) DISPOSABLE STERILE
10089 | 4220341084900 | CATHETER DIAGNOSTIC ANGIOGRAPHIC HEADHUNTER H1 END HOLE 4 TO 5 FR 0.035 IN X 100 - 125 CM (ON DEMAND) DISPOSABLE STERILE
10090 | 4220341085000 | GUIDEWIRE MICRO EXTRA SUPPORT NITINOL ANGLED PLATINUM TIP 0.018IN LENGTH: 180 - 270 CM DISPOSABLE STERILE THE WIRE LENGTH SHOU LD BE DECIDED BY THE RECEIVING CENTER BEFORE DELIVERY
10091 | 4220341085100 | "GUIDEWIRE FOR PERIPHERAL INTERVENTION HYDROPHILIC COATING COILED TIP 0.014IN - 0.018IN X 300 CM DISPOSABLE STERILE"
10092 | 4220341085200 | GUIDEWIRE MICRO HYDROPHILIC COATING FLOPPY FOR SUPER SELECTIVE CATHETERIZATION ANGLED 0.014IN X 180 TO 300 CM DISPOSABLE STERI LE
10093 | 4220341085300 | GUIDEWIRE MICRO HYDROPHILIC COATING FLOPPY TIP FOR SUPER SELECTIVE CATHETERIZATION DISTAL TIP VISIBILITY 24 CM 0.014IN X 180 T O 300CM DISPOSABLE STERILE
10094 | 4220341085400 | GUIDEWIRE MICRO SOFT COIL TIP COIL TIP LENGTH: 20 CM AND MORE 0.014IN X 200 TO 300 CM STERILE DISPOSABLE
10095 | 4220341085500 | "GUIDEWIRE FOR PERIPHERAL INTERVENTION HYDROPHILIC COATING COILED TIP 0.014IN - 0.018IN X 150 - 210 CM DISPOSABLE STERILE"
10096 | 4220341085600 | GUIDEWIRE MICRO 0.010IN DISTAL TIP AND 0.012IN PROXIMAL SEGMENT SOFT COIL TIP COIL TIP LENGTH: 10 CM TOTAL LENGTH: 200 CM STER ILE DISPOSABLE
10097 | 4220341085700 | GUIDEWIRE MICRO HYDROPHILIC COATING EXCHANGE GUIDEWIRE COIL TIP LENGTH: 10 CM 0.010IN X 300CM DISPOSABLE STERILE
10098 | 4220341085800 | "GUIDEWIRE FOR NEURO INTERVENTION FOR SUPER-SELECTIVE CATHETERIZATION HYDROPHILIC COATING FLOPPY COILED TIP COIL TIP LENGTH NOT LESS THAN 15 CM 0.010IN X 200 -220 CM DISPOSABLE STERILE"
10099 | 4220341085900 | GUIDEWIRE MICRO SOFT TIP HYDROPHILIC COATING FLOPPY FOR SUPER SELECTIVE CATHETERIZATION DISTAL TIP VISIBILITY 45 CM 0.010IN X 2 00 CM DISPOSABLE STERILE
10100 | 4220341086000 | GUIDEWIRE MICRO HYDROPHILIC COATING FLOPPY FOR SUPER SELECTIVE CATHETERIZATION DISTAL TIP VISIBILITY 35 CM 0.010IN X 200 CM DIS POSABLE STERILE
10101 | 4220341086100 | GUIDEWIRE MICRO TAPERED 0.008IN DISTAL TIP AND 0.012IN PROXIMAL SEGMENT SOFT COIL TIP COIL TIP LENGTH: 10CM ADDITIONAL SUPPORT OF 0.012IN PROXIMAL SEGMENT TOTAL LENGTH: 200CM STERILE DISPOSABLE
10102 | 4220341086200 | "GUIDEWIRE NITINOL 100% HYDROPHILIC COATED POLYURETHANE COATED STIFF SHAFT STRAIGHT/ANGLED TIP NOT LESS THAN 250 CM DISPOSABLE STERILE"
10103 | 4220341086300 | "GUIDEWIRE NITINOL 100% HYDROPHILIC COATED POLYURETHANE COATED STANDARD/FLEXIBLE SHAFT STRAIGHT/ANGLED TIP NOT LESS THAN 250 CM DISPOSABLE STERILE"
10104 | 4220341086400 | "GUIDEWIRE NITINOL 100% HYDROPHILIC COATED POLYURETHANE COATED STANDARD/FLEXIBLE SHAFT STRAIGHT/ANGLED TIP 145 - 180 CM DISPOSABLE STERILE"
10105 | 4220341086500 | OCCLUSION BALLOON SYSTEM HIGHLY CONFORMABLE BALLOON OVER-THE-WIRE (OTW) CATHETER LENGTH: 120-150 CM BALLOON DIAMETER: 4 X BALLOON LENGTH: 7 X TIP LENGTH: 2X BALLOON CROSSING PROFILE: 2.5FR COMPATIBLE GUIDEWIRE: 0.010IN STERILE DISPOSABLE
10106 | 4220341086600 | ULTRASOUND PROBE AND CABLE COVER KIT STERILE DISPOSABLE KIT CONTAINS: 13-16 CM X 130-200 CM (WIDTH X LENGTH) ULTRASOUND PROBE COVER TWO RUBBER BANDS/STRAPS AND 20ML STERILE GEL PACK
10107 | 4220341086700 | VERTEBROPLASTY KIT INCLUDES: NEEDLE: 10 G X 10 CM MODIFIED CHIBA NEEDLE (20 CM) CEMENT AND INJECTION DEVICE MIXING DEVICE DISPOSABLE STERILE
10108 | 4220341086800 | ATHERECTOMY DEVICE SET PLAQUE EXCISION FOR PREDOMINANTLY CALCIFIED LESIONS RAPID EXCHANGE SYSTEM LOW PROFILE CATHETER 0.014IN GUIDEWIRE NO FLOW RESTRICTION DURING CUTTING PASS DISPOSABLE STERILE
10109 | 4220341086900 | ATHERECTOMY DEVICE SET PLAQUE EXCISION FOR LESS CALCIFIED LESIONS RAPID EXCHANGE SYSTEM LOW PROFILE CATHETER 0.014IN GUIDEWIRE NO FLOW RESTRICTION DURING CUTTING PASS DISPOSABLE STERILE
10110 | 4220341087000 | "EMBOLIZATION PARTICLES ROUND MICROSPHERES BIOCOMPATIBLE PRE-FILLED IN 1 - 2 ML SYRINGE STERILE WIDE RANGE OF SIZES AS PER HOSPITAL REQUEST"
10111 | 4220341087100 | "EMBOLIZATION PARTICLES POLYVINYL ALCOHOL (PVA) 50 - 1200 MICRON / 2 ML STERILE"
10112 | 4220341087200 | EMBOLIZATION COIL DETACHABLE PLATINUM TUNGSTEN ALLOY MATERIAL FIBERED COIL MRI COMPATIBLE MECHANICAL DETACHMENT MECHANISM PRE - LOADED COI L/DELIVERY SYSTEM HELICAL 0.035 IN DELIVERY THROUGH 5 FR CATHETER STERILE COILED DIAMETER 3 TO 20 MM
10113 | 4220341087300 | EMBOLIZATION COIL PUSHABLE PLATINUM 0.035 IN EXTENDED COIL DIAMETER 8 TO 10 MM ASSORTED EXTENDED COIL LENGTHS 5 - 20 CM DISPOSABLE STERILE SPECIFIC COILS SIZE S/LENGTHS MUST BE DETERMINED BY RECEIVING CENTER PRIOR TO DELIVERY
10114 | 4220341087400 | EMBOLIZATION COIL PUSHABLE PLATINUM 0.035 IN EXTENDED COIL DIAMETER 5 TO 6 MM ASSORTED EXTENDED COIL LENGTHS 3 - 20 CM DISPOSABLE STERILE SPECIFIC COILS SIZE S/LENGTHS MUST BE DETERMINED BY RECEIVING CENTER PRIOR TO DELIVERY
10115 | 4220341087500 | "EMBOLIZATION COIL PUSHABLE 0.035IN - 0.038 INCH DELIVERY SYSTEM ASSORTED DIAMETER AND LENGTH AS PER HOSPITAL REQUEST STERILE"
10116 | 4220341087600 | EMBOLIZATION COIL PUSHABLE 0.018IN DELIVERY SYSTEM ASSORTED DIAMETER AND LENGTH AS PER HOSPITAL REQUEST STERILE
10117 | 4220341087700 | EMBOLIZATION COIL MICROCOIL PUSHABLE SOFT PLATINUM EXTENDED DIAMETER 0.018 IN COIL DIAMETER 8 MM EXTENDED LENGTH 14 CM DISPOSABLE STERILE
10118 | 4220341087800 | EMBOLIZATION COIL MICROCOIL PUSHABLE SOFT PLATINUM EXTENDED DIAMETER 0.018 IN COIL DIAMETER 6 MM EXTENDED LENGTH 15 - 20 CM DISPOSABLE STERILE SPECIFIC COILS SIZE S/LENGTHS MUST BE DETERMINED BY RECEIVING CENTER PRIOR TO DELIVERY
10119 | 4220341087900 | EMBOLIZATION COIL MICROCOIL PUSHABLE SOFT PLATINUM EXTENDED DIAMETER 0.018 IN COIL DIAMETER 6 MM EXTENDED LENGTH 14 CM DISPOSABLE STERILE
10120 | 4220341088000 | EMBOLIZATION COIL MICROCOIL PUSHABLE SOFT PLATINUM CURLED 0.018 IN EXTENDED COIL DIAMETER 5 MM ASSORTED EXTENDED COIL LENGTHS 1 - 14 C M DISPOSABLE STERILE SPECIFIC COILS SIZE S/LENGTHS MUST BE DETERMINED BY RECEIVING CENTER PRIOR TO DELIVERY
10121 | 4220341088100 | EMBOLIZATION COIL MICROCOIL PUSHABLE SOFT PLATINUM CURLED 0.018 IN EXTENDED COIL DIAMETER 4 MM ASSORTED EXTENDED COIL LENGTHS 10 - 20 CM DISPOSABLE STERILE SPECIFIC COILS SIZE S/LENGTHS MUST BE DETERMINED BY RECEIVING CENTER PRIOR TO DELIVERY
10122 | 4220341088200 | EMBOLIZATION COIL MICROCOIL PUSHABLE SOFT PLATINUM CURLED 0.018 IN EXTENDED COIL DIAMETER 4 MM ASSORTED EXTENDED COIL LENGTHS 1 - 10 C M DISPOSABLE STERILE SPECIFIC COILS SIZE S/LENGTHS MUST BE DETERMINED BY RECEIVING CENTER PRIOR TO DELIVERY
10123 | 4220341088300 | EMBOLIZATION COIL MICROCOIL PUSHABLE SOFT PLATINUM CURLED 0.018 IN EXTENDED COIL DIAMETER 3 MM ASSORTED EXTENDED COIL LENGTHS 1 - 14 C M DISPOSABLE STERILE SPECIFIC COILS SIZE S/LENGTHS MUST BE DETERMINED BY RECEIVING CENTER PRIOR TO DELIVERY
10124 | 4220341088400 | EMBOLIZATION COIL MICROCOIL PUSHABLE SOFT PLATINUM CURLED 0.018 IN EXTENDED COIL DIAMETER 2 MM ASSORTED EXTENDED COIL LENGTHS 1 - 10 CM DISPOSABLE STERILE SPECIFIC COILS SIZE S/LENGTHS MUST BE DETERMINED BY RECEIVING CENTER PRIOR TO DELIVERY
10125 | 4220341088500 | FALLOPIAN TUBE CATHETERIZATION SET FOR SELECTIVE CATHETERIZATION OF THE FALLOPIAN TUBES INJECTION OF CONTRAST MEDIUM AND EVALUATION OF TUBAL P ATENCY COAXIAL CATHETER DISPOSABLE STERILE
10126 | 4220341088600 | DRAINAGE CONNECTION TUBE WITH ONE WAY STOPCOCK NOT LESS THAN 30 CM DISPOSABLE STERILE
10127 | 4220341088700 | "DRAINAGE CATHETER PERCUTANEOUS MULTIPURPOSE DRAINAGE CATHETER SET HYDROPHILIC 8-8.5 FR LOCKING PIGTAIL STIFFENING CANNULA STAINLESS STEEL TROCAR STYLET CATHETER LENGTH NOT MORE THAN 35 CM DISPOSABLE STERILE"
10128 | 4220341088800 | "DRAINAGE CATHETER PERCUTANEOUS MULTIPURPOSE DRAINAGE CATHETER SET HYDROPHILIC 5 - 6 FR LOCKING PIGTAIL STIFFENING CANNULA STAINLESS STEEL TROCAR STYLET CATHETER LENGTH NOT MORE THAN 35 CM DISPOSABLE STERILE"
10129 | 4220341088900 | DRAINAGE CATHETER BILIARY SET RADIOPAQUE INCLUDES GUIDEWIRE AND STIFFENING CANNULA ASSORTED SIZE AS PER HOSPITAL REQUEST DISPOSABLE STERILE
10130 | 4220341089000 | DRAINAGE CATHETER PERCUTANEOUS BILIARY DRAINAGE CATHETER SET 6FR RADIOPAQUE INCLUDES GUIDEWIRE 0.038IN CATHETER LENGTH: 40-50 CM SIDE HOLES: 32 INCLUDES STIFFENING CANNULA DISPOSABLE STERILE
10131 | 4220341089100 | "DRAINAGE CATHETER PERCUTANEOUS BILIARY DRAINAGE CATHETER SET 10-10.5FR RADIOPAQUE CATHETER LENGTH: NOT LESS THAN 35 CM INCLUDES STIFFENING CANNULA DISPOSABLE STERILE"
10132 | 4220341089200 | "DRAINAGE CATHETER PERCUTANEOUS BILIARY DRAINAGE CATHETER SET 8.0-8.5FR RADIOPAQUE CATHETER LENGTH: NOT LESS THAN 35 CM INCLUDES STIFFENING CANNULA DISPOSABLE STERILE"
10133 | 4220341089300 | GASTROJEJUNOSTOMY SET PERCUTANEOUS INCLUDES: CATHETER 10.2FR X 100 CM SEEKING CATHETER 7FR X 110 CM EXTRA STIFF GUIDEWIRE 0.038 IN X 260 CM NEEDLE 18G X 9 CM PEEL AWAY INTRODUCER DILATOR SUTURE ANCHOR SET DISPOSABLE STERILE
10134 | 4220341089400 | GASTROSTOMY FEEDING TUBE SILICON CONSTRUCTION INTERNAL RETENTION BALLOON EXTERNAL RETENTION RING SIZE S 14 TO 24 FR
10135 | 4220341089500 | CATHETER FIXATION DEVICE CUTANEOUS 6 - 24 FR NEEDLELESS ROTATIONAL CATHETER SECUREMENT DEVICE FOR PERCUTANEOUS CATHETERS ANTI - MIGRATION PREV ENTS MOVEMENT AND ACCIDENTAL REMOVAL OF THE CATHETER STERILE
10136 | 4220341089600 | FIXATION DEVICE (STABILIZATION DEVICE) FOR PICC CATHETERS FOR SUTURE - FREE FIXATION/STABILIZATION SECURES WINGED CATHETERS ANCHOR PADAVAILABLE IN BREATHABLE NON - ABSORBENT POLYESTER OR CLOSED CELL FOAM LATEX - FREE STERILE DISPOSABLE
10137 | 4220341089700 | INTRODUCER SHEATH PEEL AWAY ASSORTED SIZES: 5FR - 26FR LENGTH: 15 TO 30 CM ACCEPTS 0.038IN GUIDEWIRE DISPOSABLE STERILE SPECIF IC SHEATH LENGTHS MUST BE DETERMINED BY RECEIVING CENTER PRIOR TO DELIVERY
10138 | 4220341089800 | "PEDAL ACCESS PUNCTURE SET FOR RETROGRADE INFRAPOPLITEAL APPROACH SET CONTAINS: 0.018 INCH GUIDEWIRE 21G ECHOGENIC PUNCTURE NEEDLE MICROPUNCTURE INTRODUCER HEMOSTASIS VALVE DISPOSABLE STERILE"
10139 | 4220341089900 | PERCUTANEOUS VASCULAR INTRODUCER SHEATH SET FLEXIBLE COIL-WIRE CONSTRUCTION KINK-RESISTANT INTRODUCER SHEATH LENGTH: 90CM RADIOPA QUE WALL 10FR HEMOSTATIC VALVE SIDE-PORT WITH SIDE-ARM AND 3 WAY-STOPCOCK NON-TRAUMATIC DILATOR DISPOSABLE STERILE
10140 | 4220341090000 | "INTRODUCER SHEATH SET METALLIC KINK-RESISTANT SHEATH SIZE: 5 TO 10 FR SHEATH LENGTH: 20 TO 50 CM DISPOSABLE STERILE"
10141 | 4220341090100 | DILATOR FOR PUNCTURE SITE / VASCULAR DILATATION HYDROPHILIC 0.018IN GUIDEWIRE LENGTH 10-15 CM 4 TO 5FR DISPOSABLE STERILE
10142 | 4220341090200 | BIOPSY SET TRANS-JUGULAR INTRAHEPATIC GUIDING CANNULA AND SHEATH BIOPSY NEEDLE CHECK FLOW VALVE ADAPTER STRAIGHT CATHETER AND MULTIPURPOSE CATHETER DISPOSABLE STERILE
10143 | 4220341090300 | "TRANSJUGULAR INTRAHEPATIC PORTO-SYSTEMIC SHUNT (TIPSS) SET DISPOSABLE STERILE"
10144 | 4220341090400 | "MICRO PUNCTURE INTRODUCER SET FOR 0.035IN GUIDEWIRE ACCESS NEEDLE: 21 OR 22G 4-9 CM LENGTH GUIDEWIRE 0.018IN 40 - 50 CM LONG COAXIAL INTRODUCER CATHETER 4 -5 FR X 9-15 CM DISPOSABLE STERILE"
10145 | 4220341090500 | COIL MARKER FOR TUMOR LOCALIZATION 18 - 20 GX 20 CM FLEXIBLE COILS ASSORTED LENGTHS STERILE
10146 | 4220341090600 | "BREAST TISSUE MARKER METALLIC CLIP 17G - 18G ASSORTED SHAPES AND LENGTHS NON MRI COMPATIBLE DISPOSABLE STERILE"
10147 | 4220341090700 | "BREAST TISSUE MARKER METALLIC CLIP 17G - 18G ASSORTED SHAPES AND LENGTHS MRI COMPATIBLE DISPOSABLE STERILE"
10148 | 4220341090800 | NEEDLE BREAST LOCALIZATION DOUBLE HOOK FOR PREOPERATIVE MARKING 20G TO 21G ASSORTED LENGTH DISPOSABLE STERILE
10149 | 4220341090900 | NEEDLE BREAST LOCALIZATION FOR PREOPERATIVE MARKING 20G TO 21G X 5 TO 15 CM HOOK WIRE LENGTH: 15 TO 35 CM DISPOSABLE STERILE
10150 | 4220341091000 | NEEDLE RADIOFREQUENCY ABLATION (RFA) SINGLE HEAD 14G X 15 CM 0.7 CM EXPOSURE INCLUDING 4 GROUNDING PADS DISPOSABLE STERILE TH E RFA SYSTEM AND ALL ACCESSORIES MUST BE DELIVERED TO EACH ORDERING CENTER
10151 | 4220341091100 | "NEEDLE RADIOFREQUENCY ABLATION (RFA) DIFFERENT SIZES AND TIP SHAPES INCLUDING GROUNDING PADS DISPOSABLE STERILE THE RFA SYSTEM AND ALL ACCESSORIES MUST BE DELIVERED TO EACH ORDERING CENTER"
10152 | 4220341091200 | NEEDLE BONE BIOPSY SERRATED HEAD 16 G X 10-13 CM DISPOSABLE STERILE
10153 | 4220341091300 | BIOPSY NEEDLE DEVICE SEMI-AUTOMATIC ECHOGENIC TIP PENETRATION DEPTH 20-22 MM NEEDLE SIZE: 18 G X 10-12 CM LENGTH DISPOSABLE STERILE
10154 | 4220341091400 | BIOPSY NEEDLE DEVICE SEMI-AUTOMATIC ECHOGENIC TIP PENETRATION DEPTH 20-22 MM NEEDLE SIZE: 16 G X 10-12 CM LENGTH DISPOSABLE STERILE
10155 | 4220341091500 | BIOPSY NEEDLE DEVICE AUTOMATIC CORE BIOPSY NEEDLE SIZE: 18G X 14-16 CM PENETRATION DEPTH 10-11 MM DISPOSABLE STERILE (EACH BIOPSY DEVICE MUST INCLUDE AN APPROPRIATE SIZE COAXIAL NEEDLE)
10156 | 4220341091600 | BIOPSY NEEDLE DEVICE AUTOMATIC CORE BIOPSY NEEDLE SIZE: 20G X 10-12 CM PENETRATION DEPTH 20-22 MM DISPOSABLE STERILE (EACH BIOPSY DEVICE MUST INCLUDE AN APPROPRIATE SIZE COAXIAL NEEDLE)
10157 | 4220341091700 | BIOPSY NEEDLE DEVICE AUTOMATIC CORE BIOPSY NEEDLE SIZE: 18G X 10 TO 16 CM PENETRATION DEPTH 11 TO 22 X DISPOSABLE STERILE (EACH BIOPSY DEVICE MUST INCLUDE AN APPROPRIATE SIZE COAXIAL NEEDLE)
10158 | 4220341091800 | BIOPSY NEEDLE DEVICE AUTOMATIC CORE BIOPSY NEEDLE SIZE: 16G X 10-12 CM PENETRATION DEPTH 10-11 MM DISPOSABLE STERILE (EACH BIOPSY DEVICE MUST INCLUDE AN APPROPRIATE SIZE COAXIAL NEEDLE)
10159 | 4220341091900 | BIOPSY NEEDLE DEVICE AUTOMATIC CORE BIOPSY NEEDLE SIZE: 14G X 16 CM PENETRATION DEPTH 11 X DISPOSABLE STERILE (EACH BIOPSY DE VICE MUST INCLUDE AN APPROPRIATE SIZE COAXIAL NEEDLE)
10160 | 4220341092000 | BIOPSY NEEDLE DEVICE AUTOMATIC CORE BIOPSY NEEDLE SIZE: 14G X 10-12 CM PENETRATION DEPTH 20-22 MM DISPOSABLE STERILE (EACH BIOPSY DEVICE MUST INCLUDE AN APPROPRIATE SIZE COAXIAL NEEDLE)
10161 | 4220341092100 | NEEDLE SPINAL NEEDLE TROCAR-TIPPED STYLET 20G TO 25G X 9 TO 15CM DISPOSABLE STERILE (SPECIFIC NEEDLE LENGTH MUST BE DETERMINED BY TH E RECEIVING CENTERS PRIOR TO DELIVERY.)
10162 | 4220341092200 | NEEDLE SPINAL NEEDLE TROCAR-TIPPED STYLET 18G X 15CM ACCEPTS 0.038IN GUIDEWIRE DISPOSABLE STERILE
10163 | 4220341092300 | BIOPSY NEEDLE FRANSEEN LUNG BIOPSY NEEDLE FINE ASPIRATION 18 - 22G X 15-16CM (NEEDLE SIZE TO BE DETERMINED BY ORDERING CENTER PRIOR TO DELIVERY) DISPOSABLE STERILE
10164 | 4220341092400 | PICC (PERIPHERALLY INSERTED CENTRAL CATHETER) POWER INJECTABLE PICC WITH VALVE UNCUFFED 5 FR DUAL LUMEN NOT LESS THAN 55CM LENGTH INCLUDES: COMPATIBLE PEEL AWAY SHEATH 21-22 G NEEDLE 0.018IN GUIDEWIRE LENGTH NOT LESS THAN 60CM DISPOSABLE STERILE (NON-SILICONE MATERIAL)
10165 | 4220341092500 | PICC (PERIPHERALLY INSERTED CENTRAL CATHETER) POWER INJECTABLE PICC MAXIMUM PRESSURE LIMIT SETTINGS: 325PSI 5FR SINGLE LUMEN 60 CM LENGTH PEEL AWAY SHEATH 6FR 22-21 G NEEDLE 0.018IN GUIDEWIRE DISPOSABLE STERILE (NON-SILICONE MATERIAL)
10166 | 4220341092600 | PICC (PERIPHERALLY INSERTED CENTRAL CATHETER) POWER INJECTABLE PICC WITH VALVE UNCUFFED 5FR SINGLE LUMEN LENGTH NOT LESS THAN 55CM INCLUDES: COMPATIBLE PEEL AWAY SHEATH 21-22 G NEEDLE 0.018IN GUIDEWIRE LENGTH NOT LESS THAN 60 CM DISPOSABLE STERILE (NON-SILICONE MATERIAL)
10167 | 4220341092700 | PICC (PERIPHERALLY INSERTED CENTRAL CATHETER) POWER INJECTABLE PICC WITH VALVE UNCUFFED 5 FR TRIPLE LUMEN NOT LESS THAN 55CM LENGTH INCLUDES: COMPATIBLE PEEL AWAY SHEATH 21-22 G NEEDLE 0.018IN GUIDEWIRE LENGTH NOT LESS THAN 60CM DISPOSABLE STERILE (NON-SILICONE MATERIAL)
10168 | 4220341092800 | PICC (PERIPHERALLY INSERTED CENTRAL CATHETER) THERAPY CATHETER SET 6FR TRIPLE LUMEN LENGTH: 60 CM SET ALSO INCLUDES: 7FR PEEL AW AY SHEATH 22-21 G NEEDLE 0.018IN GUIDEWIRE DISPOSABLE STERILE (NON-SILICONE MATERIAL)
10169 | 4220341092900 | PICC (PERIPHERALLY INSERTED CENTRAL CATHETER) POWER INJECTABLE PICC WITH VALVE UNCUFFED 3FR SINGLE LUMEN LENGTH NOT LESS THAN 55CM INCLUDES: COMPATIBLE PEEL AWAY SHEATH 21-22 G NEEDLE 0.018IN GUIDEWIRE LENGTH NOT LESS THAN 60CM DISPOSABLE STERILE (NON-SILICONE MATERIAL)
10170 | 4220341093000 | MICROCATHETER STRAIGHT TIP CONFIGURATION USABLE LENGTH: 150CM MAXIMUM GUIDEWIRE COMPATIBILITY: 0.014 INCH OUTER DIAMETER (O.D.) : 2. 1 /1.7 OR 2.4/1.9 FR
10171 | 4220341093100 | MICROCATHETER OVER-THE-WIRE TOTAL LENGTH: 155CM USABLE LENGTH: 150CM MAXIMUM GUIDEWIRE: 0.016 INCH OUTER DIAMETER (O.D.) PROXIMAL /DISTAL: 2.8/2.2FR INNER DIAMETER (I.D.) : 0.018 INCH STERILE DISPOSABLE
10172 | 4220341093200 | "MICROCATHETER FIBERED BRAIDED MICROCATHETER TOTAL LENGTH 100- 150 CM OUTER DIAMETER 2.4 - 2.8 FR MAXIMUM PRESSURE NOT MORE THAN 900 PSI DISPOSABLE STERILE"
10173 | 4220341093300 | INFUSION WIRE MULTIPLE SIDE HOLES 0.035IN DISPOSABLE STERILE ASSORTED SIZES AS PER HOSPITAL REQUEST
10174 | 4220341093400 | GUIDING SHEATH GUIDING COAXIAL DESIGN CROSS OVER 2 HYDROPHILIC COATING 5 - 8FR X 55-65 CM DISPOSABLE STERILE THE CATHETERS F S IZE SHOULD BE DECIDED BY RECEIVING CENTER BEFORE DELIVERY
10175 | 4220341093500 | "GUIDING CATHETER GUIDING COAXIAL DESIGN RENAL DOUBLE VISCERAL HYDROPHILIC COATING DISPOSABLE STERILE ASSORTED SIZES AS PER HOSPITAL REQUEST"
10176 | 4220341093600 | GUIDING SHEATH GUIDING COAXIAL DESIGN 12 FR 0.086 IN X 55 CM DISPOSABLE 180 DEGREE CURVE STERILE
10177 | 4220341093700 | GUIDING SHEATH GUIDING COAXIAL DESIGN 10FR 0.086IN X 55 CM DISPOSABLE 180 DEGREE CURVE STERILE
10178 | 4220341093800 | "GUIDING SHEATH GUIDING COAXIAL DESIGN HYDROPHILIC COATING SOFT TIP DISPOSABLE STERILE. ASSORTED SIZES AND SHAPES AS PER HOSPITAL REQUEST"
10179 | 4220341093900 | GUIDING SHEATH GUIDING COAXIAL DESIGN 10FR 0.086IN X 55 CM STRAIGHT DISPOSABLE STERILE
10180 | 4220341094000 | GUIDING SHEATH GUIDING COAXIAL DESIGN 9FR 0.086IN X 55 CM DISPOSABLE 180 DEGREE CURVE STERILE
10181 | 4220341094100 | GUIDING SHEATH GUIDING COAXIAL DESIGN 9FR 0.086IN X 45-55 CM GENTLE VARIABLE CURVE DISPOSABLE STERILE LENGTH SHOULD BE DECIDED BY RECEIVING CENTER BEFORE DELIVERY)
10182 | 4220341094200 | GUIDING SHEATH GUIDING COAXIAL DESIGN 9FR 0.086IN X 55 CM STRAIGHT DISPOSABLE STERILE
10183 | 4220341094300 | GUIDING SHEATH GUIDING COAXIAL DESIGN 8FR 0.086IN X 55 CM 180 DEGREE CURVE DISPOSABLE STERILE
10184 | 4220341094400 | GUIDING SHEATH GUIDING COAXIAL DESIGN 8FR 0.086IN X 55 CM STRAIGHT DISPOSABLE STERILE
10185 | 4220341094500 | GUIDING SHEATH GUIDING COAXIAL DESIGN 7FR 0.086IN X 55 CM 180 DEGREE CURVE DISPOSABLE STERILE
10186 | 4220341094600 | GUIDING SHEATH GUIDING COAXIAL DESIGN 7FR 0.086IN X 55 CM STRAIGHT DISPOSABLE STERILE
10187 | 4220341094700 | GUIDING SHEATH GUIDING COAXIAL DESIGN 5 TO 6FR 0.086IN X 55 CM DISPOSABLE 180 DEGREE CURVE STERILE
10188 | 4220341094800 | CATHETER DIAGNOSTIC ANGIOGRAPHIC HYDROPHILIC COATING MANI CEREBRAL (MAN) CATHETER SINGLE END HOLE 5 FR 0.035 IN X 100 CM DISPOSABLE STERILE
10189 | 4220341094900 | CATHETER DIAGNOSTIC ANGIOGRAPHIC HYDROPHILIC COATING VS3 CATHETER SINGLE END HOLE 5 FR 0.035 IN X 80 CM DISPOSABLE STERILE
10190 | 4220341095000 | CATHETER DIAGNOSTIC ANGIOGRAPHIC HYDROPHILIC COATING VS2 CATHETER SINGLE END HOLE 5 FR 0.035 IN X 80 CM DISPOSABLE STERILE
10191 | 4220341095100 | CATHETER DIAGNOSTIC ANGIOGRAPHIC HYDROPHILIC COATING VS1 CATHETER SINGLE END HOLE 5 FR 0.035 IN X 80 CM DISPOSABLE STERILE
10192 | 4220341095200 | CATHETER DIAGNOSTIC ANGIOGRAPHIC HYDROPHILIC COATING CONTRA - 2 5 FR 0.035 X 65 CM SINGLE END HOLE MAXIMUM FLOW RATE 10 CC/SEC DISPOSABLE STERILE
10193 | 4220341095300 | CATHETER DIAGNOSTIC ANGIOGRAPHIC MICKELSON/MIKAELSSON (MIK) HYDROPHILIC COATING SINGLE END HOLE 5 FR 0.035 IN X 80 - 100 CM DISPOSABLE S TERILE
10194 | 4220341095400 | CATHETER DIAGNOSTIC ANGIOGRAPHIC HYDROPHILIC COATING DAV SINGLE END HOLE 5 FR 0.035 IN X 80 - 100 CM DISPOSABLE STERILE
10195 | 4220341095500 | CATHETER DIAGNOSTIC ANGIOGRAPHIC ROBERTS UTERINE CATHETER (RUC) /UTERINE ARTERY CATHETER (UAC) HYDROPHILIC COATING SINGLE END HOLE 0.035 IN COMPATIBLE 5 FR LENGTH 80 - 100 CM DISPOSABLE STERILE
10196 | 4220341095600 | CATHETER DIAGNOSTIC ANGIOGRAPHIC HYDROPHILIC COATING KMP/KA/KG116 4 TO 5 FR 0.035 IN X 30 TO 100 CM DISPOSABLE STERILE
10197 | 4220341095700 | CATHETER DIAGNOSTIC ANGIOGRAPHIC RENAL END HOLE 4 TO 5 FR 0.035 IN X 65 CM DISPOSABLE STERILE
10198 | 4220341095800 | CATHETER DIAGNOSTIC ANGIOGRAPHIC SOS OMNI - 3 END HOLE 5 FR 0.035 IN X 60 - 80 CM DISPOSABLE STERILE
10199 | 4220341095900 | CATHETER DIAGNOSTIC ANGIOGRAPHIC SOS OMNI - 2 END HOLE 5 FR 0.035 IN X 60 - 80 CM DISPOSABLE STERILE
10200 | 4220341096000 | CATHETER DIAGNOSTIC ANGIOGRAPHIC SOS OMNI - 1 END HOLE 5 FR 0.035 IN X 60 - 80 CM DISPOSABLE STERILE
10201 | 4220341096100 | CATHETER DIAGNOSTIC ANGIOGRAPHIC SOS OMNI - 0 END HOLE 5 FR 0.035 IN X 60 - 80 CM DISPOSABLE STERILE
10202 | 4220341096200 | CATHETER DIAGNOSTIC ANGIOGRAPHIC RIM END HOLE 5 FR 0.035 IN X 30 TO 100 CM DISPOSABLE STERILE (CATHETER LENGTHS DELIVERED ACCORDING EACH ORDERING CENTER'S REQUEST.)
10203 | 4220341096300 | CATHETER DIAGNOSTIC ANGIOGRAPHIC SIDEWINDER - 2 END HOLE 5 FR 0.035 IN X 65 CM DISPOSABLE STERILE
10204 | 4220341096400 | CATHETER DIAGNOSTIC ANGIOGRAPHIC SIDEWINDER - 1 END HOLE 5 FR 0.035 IN X 65 CM DISPOSABLE STERILE
10205 | 4220341096500 | CATHETER DIAGNOSTIC ANGIOGRAPHIC FLUSH CATHETER PIGTAIL 6 - 10 SIDE HOLES 4 FR 0.035 IN X 70 CM DISPOSABLE STERILE
10206 | 4220341096600 | CATHETER DIAGNOSTIC ANGIOGRAPHIC FLUSH CATHETER PULMONARY PIGTAIL ANGLED 10 SIDE HOLES 5 TO 6 FR 0.038 IN X 100 CM DISPOSABLE STERILE
10207 | 4220341096700 | CATHETER DIAGNOSTIC ANGIOGRAPHIC FLUSH CATHETER PIGTAIL 10 SIDE HOLES 5 FR 0.035 IN X 30 TO 100 CM DISPOSABLE STERILE ACCORDING CENTER REQUEST
10208 | 4220341096800 | CATHETER DIAGNOSTIC ANGIOGRAPHIC MEASURING CATHETER (FOR MEASURING THE LENGTH OF BLOOD VESSELS) 21 CM SECTION OF CATHETER MARKED WITH RADIOPAQUE MARKERS PIGTAIL 6 - 10 SIDE HOLES 5 FR 0.035 IN X 65 TO 120 CM DISPOSABLE STERILE
10209 | 4220341096900 | CATHETER DIAGNOSTIC ANGIOGRAPHIC HYDROPHILIC COATING C2 COBRA CATHETER WITH TWO SIDE - HOLES 5 FR 0.035 IN X 65 CM DISPOSABLE STERILE
10210 | 4220341097000 | CATHETER DIAGNOSTIC ANGIOGRAPHIC GLIDE CATHETER 100% HYDROPHILIC C 2 COBRA HYDROPHILIC COATING END HOLE 4 TO 5 FR 0.035 IN X 65 TO 100 CM DISPOSABLE STERILE
10211 | 4220341097100 | CATHETER DIAGNOSTIC ANGIOGRAPHIC GLIDE CATHETER 100% HYDROPHILIC C 1 COBRA HYDROPHILIC COATING END HOLE 4 TO 5 FR 0.035 IN X 65 TO 100 CM DISPOSABLE STERILE
10212 | 4220341097200 | CATHETER DIAGNOSTIC ANGIOGRAPHIC C3 COBRA HYDROPHILIC COATING END HOLE 5 FR 0.035 IN X 65 CM DISPOSABLE STERILE
10213 | 4220341097300 | CATHETER DIAGNOSTIC ANGIOGRAPHIC C2 COBRA HYDROPHILIC COATING END HOLE 5 FR 0.035 IN X 65 TO 100 CM DISPOSABLE STERILE
10214 | 4220341097400 | CATHETER DIAGNOSTIC ANGIOGRAPHIC C1 COBRA HYDROPHILIC COATING END HOLE 5 FR 0.035 IN X 30 CM TO 100 CM DISPOSABLE STERILE
10215 | 4220341097500 | CATHETER DIAGNOSTIC ANGIOGRAPHIC C2 COBRA HYDROPHILIC COATING END HOLE 4 FR 0.035 IN X 100 CM DISPOSABLE STERILE
10216 | 4220341097600 | CATHETER DIAGNOSTIC ANGIOGRAPHIC C1 COBRA HYDROPHILIC COATING END HOLE 4 FR 0.035 IN X 100 CM DISPOSABLE STERILE
10217 | 4220341097700 | CATHETER DIAGNOSTIC ANGIOGRAPHIC STRAIGHT 10 SIDE HOLES 5 FR 0.035 IN X 70 - 100 CM DISPOSABLE STERILE
10218 | 4220341097800 | CATHETER DIAGNOSTIC ANGIOGRAPHIC STRAIGHT END HOLE 4 - 5 FR 0.035 IN X 30 TO 65 CM DISPOSABLE STERILE CATHETER END HOLE ID SHOULD BE DECIDED BY RECEIVING CENTER BEFORE DELIVERY
10219 | 4220341097900 | "GUIDEWIRE STEERABLE HYDROPHILIC COATING ON DISTAL SEGMENT PTFE COATING ON PROXIMAL SEGMENT STAINLESS STEEL CORE 0.014IN - 0.018IN LENGTH NOT LESS THAN 140 CM DISPOSABLE STERILE"
10220 | 4220341098000 | "GUIDEWIRE MANDRIL NITINOL PLATINUM COIL TIP 0.018IN LENGTH 40 - 130 CM DISPOSABLE STERILE"
10221 | 4220341098100 | GUIDEWIRE ULTRA STIFF J-SHAPED ULTRA STIFF SHAFT SOFT ATRAUMATIC FLOPPY TIP 0.035IN X 300 CM DISPOSABLE STERILE
10222 | 4220341098200 | GUIDEWIRE AMPLATZ SUPER STIFF J-SHAPED J CURVE RADIUS 3 X EXTRA STIFF SHAFT SOFT ATRAUMATIC FLOPPY TIP 0.035IN X145 CM TO300 CM DISPOSABLE STERILE
10223 | 4220341098300 | GUIDEWIRE AMPLATZ SUPER STIFF STRAIGHT TIP EXTRA STIFF SHAFT SOFT SHORT ATRAUMATIC FLOPPY TIP 0.035IN X 145 CM TO300 CM DISPOSABLE STERILE
10224 | 4220341098400 | "GUIDEWIRE AMPLATZ SUPER STIFF STRAIGHT OR J-SHAPED SOFT ATRAUMATIC FLOPPY TIP 0.035IN/0.038IN ASSORTED LENGTHS DISPOSABLE STERILE"
10225 | 4220341098500 | GUIDEWIRE FIXED-CORE STIFF STRAIGHT SOFT ATRAUMATIC FLOPPY TIP 0.035IN X 145 CM TO 180 CM DISPOSABLE STERILE
10226 | 4220341098600 | "GUIDEWIRE STANDARD STAINLESS STEEL PTFE-COATED STRAIGHT/J-SHAPED SOFT ATRAUMATIC FLOPPY TIP SIZE 0.035IN ASSORTED LENGTHS DISPOSABLE STERILE"
10227 | 4220341098700 | GUIDEWIRE STANDARD J-SHAPED J CURVE RADIUS 3 X SOFT ATRAUMATIC FLOPPY TIP PTFE-COATED STAINLESS STEEL SIZE 0.035IN X 75-260 CM DISPOSABLE STERILE THE WIRE LENGTH SHOULD BE DECIDED BY RECEIVING CENTER PRIOR TO DELIVERY
10228 | 4220341098800 | I. V.C (INFERIOR VENA CAVA) FILTER PERMANENT FILTER 6 - 8 FR COMPATIBLE MRI SAFE MAY BE INSERTED BY AT LEAST TWO ACCESS SITES ( = FEMORAL JUGULAR OR BRACHIAL/BASILIC) STERILE
10229 | 4220341098900 | "COPE NEPHRO-URETEROSTOMY STENT SET ULTRATHANE MATERIAL (NOT SILICONE) INCLUDES ONE FLEXIBLE CATHETER INTRODUCTION STIFFENING CANNULA ACCEPTS 0.035IN GUIDEWIRE STERILE ASSORTED SIZES AS PER HOSPITAL REQUEST"
10230 | 4220341099000 | BORST SIDE - ARM INTRODUCER
10231 | 4220341099100 | AORTIC DISSECTION STENT IN VARIOUS LENGTHS AND DIAMETERS (QUARTER AND HALF SIZES INCLUDED)
10232 | 4220341099200 | PLANTAR LOOP PTA BALLOON DILATATION CATHETER D 1.25 MM LENGTH UP TO 22 CM (QUARTER AND HALF SIZE S INCLUDED) RBP UP TO 16 ATM 4 F 0.014 IN OTW 150 CM QUADFLEX SILX 2 COATING BALLOON
10233 | 4220341099300 | ENDOVASCULAR AORTIC EXTENSION SELF EXPANDABLE NITINOL EPTFE IN VARIOUS LENGTHS AND DIAMETERS
10234 | 4220341099400 | "INTRODUCER SHEATH SET FOR ABDOMINAL AORTIC ANEURYSM STENTING HYDROPHILIC COATED LENGTH NOT LESS THAN 30 CM ASSORTED SIZES AS PER HOSPITAL REQUEST"
10235 | 4220341099500 | VASCULAR SEALANT KIT POLYETHYLENE GLYCOL + AMINO ACID
10236 | 4220341099600 | RHEOLYTIC THROMBECTOMY CATHETER FOR BREAKING APART AND REMOVING THROMBUS FROM MAIN PULMONARY ARTERY AND LOBAR ARTERIES EQUAL OR GREA TER THAN 6X 6FR 120CM LENGTH DOUBLE MARKER BAND .035IN GUIDEWIRE 8FR GUIDE CATHETER (.086IN MIN ID)
10237 | 4220341099700 | RHEOLYTIC THROMBECTOMY CATHETER FOR BREAKING APART AND REMOVING THROMBUS FROM A-V ACCESS CONDUIT IN VESSEL DIAMETER EQUAL OR GREATER THAN 3X 6FR 50CM LENGTH .035IN GUIDEWIRE 8FR GUIDE CATHETER (.086IN MIN ID)
10238 | 4220341099800 | RHEOLYTIC THROMBECTOMY CATHETER FOR BREAKING APART AND REMOVING THROMBUS FROM INFRA-INGUINAL PERIPHERAL ARTERIES 3-8X DIAMETER RANG E 5FR 135CM LENGTH .014IN GUIDEWIRE 7FR GUIDE CATHETER (.076IN MIN ID) CAT# 106608-002
10239 | 4220341099900 | RHEOLYTIC THROMBECTOMY CATHETER FOR BREAKING APART AND REMOVING THROMBUS FROM INFRA-INGUINAL PERIPHERAL ARTERIES 2-5X DIAMETER RANG E 4FR 135CM LENGTH .014IN GUIDEWIRE 6FR GUIDE CATHETER (.078IN MIN ID)
10240 | 4220341100000 | VASCULAR ACCESS SYSTEM FOR CHEMOTHERAPY INFUSION (PORT INTRODUCER SET) PEDIATRIC SIZE 6 FR LOW PROFILE WITH NEEDLE SET DISPOSABLE STERILE
10241 | 4220341100100 | VASCULAR ACCESS SYSTEM FOR CHEMOTHERAPY INFUSION (PORT INTRODUCER SET) ADULT SIZE 9.6 FR LOW PROFILE WITH NEEDLE SET DISPOSABLE STERILE
10242 | 4220341100200 | VASCULAR ACCESS SYSTEM FOR CHEMOTHERAPY INFUSION (PORT INTRODUCER SET) ADULT SIZE 9.6 FR HIGH PROFILE WITH NEEDLE SET DISPOSABLE STERILE
10243 | 4220341100300 | INTERNAL VESSEL BALLOON OCCLUDER BALLOON DIAMETER 1.5 TO 4 MM 30 MM ACCORDING TO CENTER REQUEST BETWEEN BULBS DISPOSABLE STERILE
10244 | 4220341100400 | VASCULAR LOOP LARGE SIZE RADIO - OPAQUE LENGTH 40 CM STERILE
10245 | 4220341100500 | VASCULAR LOOP MEDIUM SIZE RADIO - OPAQUE LENGTH 40 CM STERILE
10246 | 4220341100600 | VASCULAR LOOP SMALL SIZE RADIO - OPAQUE LENGTH 40 CM STERILE
10247 | 4220341100700 | CATHETER EMBOLECTOMY OVER - THE - WIRE PROGRESSIVE INFLATION CONCENTRIC HIGHLY RUPTURE - RESISTANT RADIOPAQUE SIZE 3 FR 80 CM LONG PEBAX MATE RIAL DISPOSABLE STERILE
10248 | 4220341100800 | CATHETER EMBOLECTOMY SINGLE LUMEN PROGRESSIVE INFLATION CONCENTRIC HIGHLY RUPTURE - RESISTANT RADIOPAQUE SIZE 7 FR 80 CM LONG PEBAX MATERIAL DISPOSABLE STERILE
10249 | 4220341100900 | CATHETER EMBOLECTOMY SINGLE LUMEN PROGRESSIVE INFLATION CONCENTRIC HIGHLY RUPTURE - RESISTANT RADIOPAQUE SIZE 6 FR 80 CM LONG PEBAX MATERIAL DISPOSABLE STERILE
10250 | 4220341101000 | CATHETER EMBOLECTOMY SINGLE LUMEN PROGRESSIVE INFLATION CONCENTRIC HIGHLY RUPTURE - RESISTANT RADIOPAQUE SIZE 5 FR 80 CM LONG PEBAX MATERIAL DISPOSABLE STERILE
10251 | 4220341101100 | CATHETER EMBOLECTOMY SINGLE LUMEN PROGRESSIVE INFLATION CONCENTRIC HIGHLY RUPTURE - RESISTANT RADIOPAQUE SIZE 4 FR 40 TO 80 CM LONG ACCORD ING TO CENTER REQUEST PEBAX MATERIAL DISPOSABLE STERILE
10252 | 4220341101200 | CATHETER EMBOLECTOMY SINGLE LUMEN PROGRESSIVE INFLATION CONCENTRIC HIGHLY RUPTURE - RESISTANT RADIOPAQUE SIZE 3 FR 40 TO 80 CM LONG ACCORD ING TO CENTER REQUEST PEBAX MATERIAL DISPOSABLE STERILE
10253 | 4220341101300 | CATHETER EMBOLECTOMY SINGLE LUMEN PROGRESSIVE INFLATION CONCENTRIC HIGHLY RUPTURE - RESISTANT RADIOPAQUE SIZE 2 FR 80 TO 40 CM LONG ACCORD ING TO CENTER REQUEST PEBAX MATERIAL DISPOSABLE STERILE
10254 | 4220341101400 | STRIPER FOR VARICOSE VEIN STRIPING ONE - INCISION BULLET - SHAPED NOSE SIZE 7 F 60 CM LONG DISPOSABLE STERILE
10255 | 4220341101500 | STENT EPTFE STENT GRAFT ENDOVASCULAR FOR ABDOMINAL OR THORACIC AORTIC ANEURYSM STERILE (SIZE WILL BE DETERMINED ACCORDING TO PATIENT NEEDS)
10256 | 4220341101600 | "STENT GRAFT ENDOVASCULAR FOR ABDOMINAL OR THORACIC AORTIC ANEURYSM STERILE ASSORTED SIZES AS PER HOSPITAL REQUEST"
10257 | 4220341101700 | "VASCULAR GRAFT GEL SOFT BIFURCATED EXTERNAL VELOUR SURFACE SIZE 20 X 10 MM LENGTH 40-50 CM STERILE"
10258 | 4220341101800 | "VASCULAR GRAFT GEL SOFT BIFURCATED EXTERNAL VELOUR SURFACE SIZE 18 X 9 MM LENGTH 40-50 CM STERILE"
10259 | 4220341101900 | "VASCULAR GRAFT GEL SOFT BIFURCATED EXTERNAL VELOUR SURFACE SIZE 16 X 8 MM LENGTH 40-50 CM STERILE"
10260 | 4220341102000 | "VASCULAR GRAFT GEL SOFT BIFURCATED EXTERNAL VELOUR SURFACE SIZE 14 X 7 MM LENGTH 40-50 CM STERILE"
10261 | 4220341102100 | "VASCULAR GRAFT PTFE STRAIGHT SIZE 10 MM X 70-80 CM STERILE"
10262 | 4220341102200 | "VASCULAR GRAFT EARLY ACCESS HEPARIN COATED SIZE 6 MM X 40-50 CM STERILE"
10263 | 4220341102300 | EXTREMELY THIN 0.33 MM PULSATILE TRILAMINATE PTFE GRAFT FOR VASCULAR BYPASS PROVIDED WITH GDS - GRAFT DEPLOYMENT SYSTEM WITH SUPER SMOOTH AND TH IN CHARACTERS)
10264 | 4220341102400 | VASCULAR GRAFT PTFE CUFFED BELOW KNEE BYPASS WITH FLEX SMALL BEADING 8 MM DIAMETER 80 CM LONG STERILE
10265 | 4220341102500 | VASCULAR GRAFT PTFE CUFFED CENTER FLEX SIZE 4 - 7 MMX 25 STERILE
10266 | 4220341102600 | VASCULAR GRAFT PTFE CENTER FLEX SIZE 4 - 7 MMX 45 - 50 CM STERILE
10267 | 4220341102700 | "VASCULAR GRAFT PTFE ANTI-THROMBOTIC AGENT COATED WITHOUT RINGS 6 MM DIAMETER LENGTH 40-50 CM STERILE"
10268 | 4220341102800 | PATCH PTFE THICKNESS 0.6 MM SIZE 2.5 CM X 15 CM STERILE
10269 | 4220341102900 | PLEDGET POLYMER PTFE SOFT NON ABSORBABLE SIZE 9 X 4 X 1.5 MM DISPOSABLE STERILE
10270 | 4220341103000 | TAPE UMBILICAL COTTON RADIOPAQUE 2-3 MM X NOT LESS THAN 45 CM WHITE STERILE (1 EACH = 1 DOZEN)
10271 | 4220341103100 | FELT TEFLON ASSORTED SIZES ACCORDING TO HOSPITAL REQUEST DISPOSABLE STERILE
10272 | 4220341103200 | SUTURE POLYESTER MONOFILAMENT NON-ABSORBABLE SIZE 5/0 13 MM 1/2 CIRCLE TAPER POINT DOUBLE ARM NEEDLE WITH 6 X 3 MM PLEDGET 70-75 CM BLUE STERILE
10273 | 4220341103300 | SUTURE POLYESTER MONOFILAMENT NON-ABSORBABLE SIZE 4/0 26 MM 1/2 CIRCLE TAPER POINT DOUBLE ARM NEEDLE 70-75 CM BLUE STERILE
10274 | 4220341103400 | SUTURE POLYESTER MONOFILAMENT NON-ABSORBABLE SIZE 4/0 18 MM 1/2 CIRCLE TAPER CUT DOUBLE ARM NEEDLE 90-95 CM BLUE STERILE
10275 | 4220341103500 | SUTURE POLYPROPYLENE MONOFILAMENT NON-ABSORBABLE SIZE 8/0 9 MM 3/8 CIRCLE ROUND BODY DOUBLE ARM NEEDLE 60-65 CM BLUE STERILE
10276 | 4220341103600 | SUTURE POLYPROPYLENE MONOFILAMENT NON-ABSORBABLE SIZE 8/0 8 MM 3/8 CIRCLE ROUND BODY DOUBLE ARM BLACK NEEDLE 70-75 CM BLUE STERILE
10277 | 4220341103700 | SUTURE POLYPROPYLENE MONOFILAMENT NON-ABSORBABLE SIZE 7/0 13-14 MM 3/8 CIRCLE ROUND BODY DOUBLE ARM NEEDLE 60-65 CM BLUE STERILE
10278 | 4220341103800 | POLYPROPYLENE SUTURE MONOFILAMENT BLUE COLOR 7/0 60 - 65 CM LONG WITH 9 - 9.3 MM 3/8 NEEDLE STERILE
10279 | 4220341103900 | POLYPROPYLENE SUTURE MONOFILAMENT BLUE COLOR 5/0 75 - 90 CM LONG WITH PLEDGET 6 - 7 MMX 3 MMX 1.5 MM WITH 13 MM HALF CIRCLE ROUND BODIED DOUBLE NEEDLE STERILE
10280 | 4220341104000 | SUTURE POLYPROPYLENE MONOFILAMENT NON-ABSORBABLE SIZE 4/0 17 MM 3/8 CIRCLE ROUND BODY DOUBLE ARM NEEDLE WITH PTFE PLEDGET 7 X 3 90-95 CM BLUE STERILE (1 EACH = 1 DOZEN)
10281 | 4220341104100 | SUTURE POLYPROPYLENE MONOFILAMENT NON-ABSORBABLE SIZE 5/0 13-14 MM 3/8 CIRCLE ROUND BODY DOUBLE ARM NEEDLE 60-65 CM BLUE STERILE
10282 | 4220341104200 | POLYPROPYLENE SUTURE MONOFILAMENT BLUE COLOR 3/0 75 - 90 CM LONG WITH 20 - 26 MM HALF CIRCLE ROUND BODIED DOUBLE NEEDLE STERILE
10283 | 4220341104300 | SUTURE POLYPROPYLENE MONOFILAMENT NON-ABSORBABLE SIZE 3/0 17 MM 3/8 CIRCLE TAPER CUT DOUBLE ARM NEEDLE 90-95 CM BLUE STERILE
10284 | 4220341104400 | SUTURE POLYPROPYLENE MONOFILAMENT NON-ABSORBABLE SIZE 2/0 25-26 MM 1/2 CIRCLE TAPER CUT DOUBLE ARM NEEDLE 90-95 CM BLUE STERILE
10285 | 4220341104500 | SUTURE POLYPROPYLENE MONOFILAMENT NON-ABSORBABLE SIZE 2/0 17-18 MM 3/8 CIRCLE TAPER POINT DOUBLE ARM NEEDLE 90-95 CM BLUE STERILE
10286 | 4220341104600 | "TISSUE STABILIZER FOR CONVENTIONAL CABG PROCEDURES DISPOSABLE STERILE"
10287 | 4220341104700 | VESSEL LOOPS ASSORTED COLORS AND ASSORTED SIZES ACCORDING TO HOSPITAL REQUEST.
10288 | 4220341104800 | VESSEL LOOPS MINI ASSORTED COLORS 1.3 MMX. 9 MM 18 IN
10289 | 4220341104900 | PERMANENT PACING LEAD DRUG ELUTING 35 - 60 CM (ACCORDING TO CENTER REQUEST)
10290 | 4220341105000 | PACING WIRE MYOCARDIAL PACING TEMPORARY STABLE FIXATION A TRAUMATIC REMOVAL WITH LOOP BREAKABLE NEEDLE 60 - 89 MM (ACCORDING TO CENTER REQUEST) STERILE
10291 | 4220341105100 | POLYMER PLEDGET 7 MMX 3 MMX 1.5 MM
10292 | 4220341105200 | LARGE CLIP TITANIUM WITH APPLIERS
10293 | 4220341105300 | MEDIUM LARGE CLIP TITANIUM WITH APPLIERS
10294 | 4220341105400 | MEDIUM CLIP TITANIUM WITH APPLIERS
10295 | 4220341105500 | SMALL CLIP TITANIUM WITH APPLIERS
10296 | 4220341105600 | "BAND TRICUSPID FLEXIBLE ANNULOPLASTY ASSORTED SIZES AS PER HOSPITAL REQUEST STERILE"
10297 | 4220341105700 | "PATCH BOVINE 0.6-0.7 MM THICKNESS SIZE 3 X 15 CM (+/- 1CM) STERILE"
10298 | 4220341105800 | "PATCH CARDIOVASCULAR EPTFE 0.4 MM THICKNESS 3 CM X 6 CM ( +/- 0.5 CM ) STERILE"
10299 | 4220341105900 | "PATCH CARDIOVASCULAR SYNTHETIC HIGH STRENGTH MATERIAL SIZE 2 X 9 CM (+/- 0.5 CM) THICKNESS 0.4 - 0.5 MM STERILE"
10300 | 4220341106000 | VASCULAR GRAFT GEL SOFT FOUR-BRANCHED ARMS 10 10 8 8 MM COLLAGEN IMPREGNATED EXTERNAL VELOUR SURFACE INNER SMOOTH SURFACE WOVEN PET INTER COIL DESIGN LONGITUDINAL ELASTICITY SIZE 20-34 MM X 50 CM (ACCORDING TO CENTER REQUEST) STERILE
10301 | 4220341106100 | "TISSUE VALVE CONDUIT PULMONARY BOVINE ASSORTED SIZES AS PER HOSPITAL REQUEST STERILE"
10302 | 4220341106200 | "BAND/RING TRICUSPID VALVE REPAIR RIGID ASSORTED SIZES AS PER HOSPITAL REQUEST STERILE"
10303 | 4220341106300 | "TISSUE VALVE IMPLANT AORTIC SUTURELESS ASSORTED SIZES AS PER HOSPITAL REQUEST STERILE"
10304 | 4220341106400 | VALVE HEART TISSUE BOVINE PERICARDIAL AORTIC AND MITRAL SUTURE MARKER ASSORTED SIZE
10305 | 4220341106500 | VALVE HEART MECHANICAL AORTIC AND MITRAL ASSORTED LOW INR ASSORTED SIZES ACCORDING TO HOSPITAL REQUEST.
10306 | 4220341106600 | PRESSURE MONITORING KIT DOUBLE FOR TRANSDUCER WITH MICRO DRIP CHAMBER FLUSH DEVICE EXTENSION FOR PRESSURE TUBING (110 CM) AND 3 WAY STOPCOCK NON COMPLIANT COLOR CODED (SHOULD BE COMPATIBLE WITH ARGON OR EQUIVALENT ) ONE (1) EACH = ONE (1) KIT
10307 | 4220341106700 | PRESSURE MONITORING KIT SINGLE FOR TRANSDUCER WITH MICRO DRIP CHAMBER FLUSH DEVICE EXTENSION FOR PRESSURE TUBING (110 CM) AND 3 WAY STOPCOCK NON COMPLIANT COLOR CODED (SHOULD BE COMPATIBLE WITH ARGON OR EQUIVALENT ) ONE (1) EACH = ONE (1) KIT
10308 | 4220341106800 | PRESSURE MONITORING LINE 100 CM LONG PEDIATRIC WITH MALE AND FEMALE ENDS AND FLUSH SYSTEM NON COMPLIANT DISPOSABLE STERILE
10309 | 4220341106900 | PRESSURE MONITORING LINE 60 CM LONG PEDIATRIC WITH MALE AND FEMALE ENDS NON COMPLIANT DISPOSABLE STERILE
10310 | 4220341107000 | CATHETER ARTERIAL THIN WALL 8 - 10 CM LENGTH 20 G NEEDLE SHORT BEVEL 25 CM GUIDEWIRE DISPOSABLE STERILE
10311 | 4220341107100 | CONTROL SYRINGE FOR ANGIOGRAPHY ERGONOMIC DOUBLE SEAL PLUNGER TO PREVENT AIR INJECTION 1 ML SAFETY STOP TO PREVENT AIR INJECTION CAPACITY 10 - 12 ML LUER - LOCK DISPOSABLE STERILE
10312 | 4220341107200 | CONTROL SYRINGE FOR ANGIOGRAPHY ERGONOMIC DOUBLE SEAL PLUNGER TO PREVENT AIR INJECTION 1 ML SAFETY STOP TO PREVENT AIR INJECTION CAPACITY 10 - 12 ML NON - LUER - LOCK DISPOSABLE STERILE
10313 | 4220341107300 | VSD CLOSURE DEVICE - MEMBRANOUS (ASSORTED SIZES PER AS CENTER REQUEST) WITH COMPLETE SET DELIVERY SYSTEM STERILE
10314 | 4220341107400 | VSD CLOSURE DEVICE MUSCULAR POST INFARCTION (ASSORTED AS PER CENTER REQUEST) WITH COMPLETE SET DELIVERY SYSTEM STERILE
10315 | 4220341107500 | "CLOSURE DEVICE FOR PDA WITH DELIVERY SYSTEM ASSORTED SIZES AS PER HOSPITAL REQUEST"
10316 | 4220341107600 | "SNARE KIT TRIPLE LOOPS EACH KIT MUST INCLUDE: SNARE GUIDING CATHETER SNARE INTRODUCER DEVICE AND TORQUE DEVICE DISPOSABLE STERILE ASSORTED SIZES AND LENGTHS AS PER HOSPITAL REQUEST"
10317 | 4220341107700 | "SNARE KIT SINGLE LOOP EACH KIT MUST INCLUDE: SNARE GUIDING CATHETER SNARE INTRODUCER DEVICE AND TORQUE DEVICE DISPOSABLE STERILE ASSORTED SIZES AND LENGTHS AS PER HOSPITAL REQUEST"
10318 | 4220341107800 | COIL SYSTEM STIFF VSD REINFORCED PRELOADED IN AN IMPLANTATION SHEATH INTRODUCER SHEATH 5FR INTRODUCER LENGTH 105 CM SIZE 14 X 6 X STERILE
10319 | 4220341107900 | COIL SYSTEM FLEX FLEXIBLE COIL FOR VSD PRELOADED IN A TRANSPORTATION SHEATH READY FOR TRANSFER (ASSORTED SIZES PER AS CENTER REQUEST) STERILE
10320 | 4220341108000 | COIL SYSTEM STIFF REINFORCED COIL FOR MEDIUM TO LARGE PDA PRELOADED IN AN IMPLANTATION SHEATH INTRODUCER SHEATH 5 FR INTRODUCER LENGTH 105 CM SIZE 14 X 6 X STERILE
10321 | 4220341108100 | "PDA COIL OCCLUSION SYSTEM ASSORTED SIZES AS PER HOSPITAL REQUEST"
10322 | 4220341108200 | "PDA COIL DETACHABLE ASSORTED SIZE AS PER HOSPITAL REQUEST"
10323 | 4220341108300 | Y-CONNECTOR BLEED BACK CONTROL VALVE SET IT HAS INTRODUCER NEEDLE COMPATIBLE WITH WIRE SIZE 0.014 AND TORQUE DEVICE THE DEVICE HAS 2 SEALS ONE FOR CLAMP AND ONE FOR BLEED BACK CONTROL STERILE.
10324 | 4220341108400 | RADIAL ARTERY COMPRESSION DEVICE VARIOUS SIZES
10325 | 4220341108500 | "PERIPHERAL VASCULAR CLOSURE DEVICE 8 FR - 10 FR"
10326 | 4220341108600 | "GUIDEWIRE ULTRA SUPER STIFF HEAVY DUTY 0.035IN-0.038IN ASSORTED LENGTHS DISPOSABLE STERILE"
10327 | 4220341108700 | GUIDEWIRE HEAVY DUTY VARIOUS SIZES X 260 CM LENGTH
10328 | 4220341108800 | GUIDEWIRE DEFLECTING TIP 100-180 CM ASSORTED DIAMETERS AS PER HOSPITAL REQUEST DISPOSABLE STERILE
10329 | 4220341108900 | GUIDEWIRE 0.035 X 260CM
10330 | 4220341109000 | "GUIDEWIRE FOR FRACTIONAL FLOW RESERVE ( FFR ) PRESSURE WIRE FOR MEASUREMENTS DISPOSABLE STERILE"
10331 | 4220341109100 | INTRODUCER SHEATH PERCUTANEOUS 7FR
10332 | 4220341109200 | RASHKIND BALLOON FOR ATRIAL SEPTOSTOMY 4 - 6 FR LENGTH 50 - 80 CM CLOSED/OPEN END WITH LUER LOCK DISPOSABLE STERILE
10333 | 4220341109300 | "INTRODUCER SHEATH SET NON METALLIC 10-14 FR LENGTH NOT MORE THAN 15 CM DISPOSABLE STERILE"
10334 | 4220341109400 | "INTRODUCER SHEATH FOR TRANSRADIAL / PEDIATRIC TAPERED HYDROPHILIC COATED ASSORTED SIZES AND LENGTHS AS PER HOSPITAL REQUEST"
10335 | 4220341109500 | CATHETER CORONARY GUIDING SHEATHLESS ASSORTED FRENCH SIZE-LENGTH-TIP SHAPES AS PER HOSPITAL REQUEST DISPOSABLE STERILE
10336 | 4220341109600 | CATHETER GUIDING VARIOUS SIZE S 5 - 6 FR 100 CM FOR BOTH LEFT AND RIGHT CORONARY
10337 | 4220341109700 | CATHETER GUIDING VARIOUS SIZE S 7 FR 100 CM EB 35
10338 | 4220341109800 | CATHETER GUIDING VARIOUS SIZE S 7 FR 100 CM EB 30
10339 | 4220341109900 | CATHETER GUIDING VARIOUS SIZE S 6 FR 100 CM JR 4.0 SH
10340 | 4220341110000 | CATHETER GUIDING VARIOUS SIZE S 6 FR 100 CM JR 3.5 SH
10341 | 4220341110100 | CATHETER GUIDING VARIOUS SIZE S 6 FR 100 CM JR 3.5
10342 | 4220341110200 | CATHETER GUIDING VARIOUS SIZE S 6 FR 100 CM JL 4.0 SH
10343 | 4220341110300 | CATHETER GUIDING VARIOUS SIZE S 6 FR 100 CM JL 4.0
10344 | 4220341110400 | CATHETER GUIDING VARIOUS SIZE S 6 FR 100 CM JL 3.5 SH
10345 | 4220341110500 | CATHETER GUIDING VARIOUS SIZE S 6 FR 100 CM JL 3.0
10346 | 4220341110600 | CATHETER GUIDING VARIOUS SIZE S 6 FR 100 CM IMA
10347 | 4220341110700 | CATHETER GUIDING VARIOUS SIZE S 6 FR 100 CM EB 35
10348 | 4220341110800 | CATHETER GUIDING VARIOUS SIZE S 6 FR 100 CM AR 20
10349 | 4220341110900 | CATHETER GUIDING VARIOUS SIZE S 6 FR 100 CM AR 10
10350 | 4220341111000 | CATHETER GUIDING VARIOUS SIZE S 5 FR 100 CM JL 3.5
10351 | 4220341111100 | CATHETER GUIDING JR 4.06 FR
10352 | 4220341111200 | CATHETER CORONARY GUIDING ASSORTED FRENCH SIZE-LENGTH-TIP SHAPES AS PER HOSPITAL REQUEST DISPOSABLE STERILE
10353 | 4220341111300 | CATHETER DIAGNOSTIC HIGH FLOW3 DRC 6 FR
10354 | 4220341111400 | CATHETER DIAGNOSTIC HIGH FLOW MPA16 FR
10355 | 4220341111500 | CATHETER DIAGNOSTIC HIGH FLOW MPA15 FR
10356 | 4220341111600 | CATHETER DIAGNOSTIC HIGH FLOW LCB 6 FR
10357 | 4220341111700 | CATHETER DIAGNOSTIC HIGH FLOW LCB 5 FR
10358 | 4220341111800 | CATHETER DIAGNOSTIC HIGH FLOW RCB 6 FR
10359 | 4220341111900 | CATHETER DIAGNOSTIC HIGH FLOW AR MOD 6 FR
10360 | 4220341112000 | CATHETER DIAGNOSTIC HIGH FLOW AR26 FR
10361 | 4220341112100 | CATHETER DIAGNOSTIC HIGH FLOW AL26 FR
10362 | 4220341112200 | CATHETER DIAGNOSTIC HIGH FLOW AL25 FR
10363 | 4220341112300 | CATHETER DIAGNOSTIC HIGH FLOW AL16 FR
10364 | 4220341112400 | CATHETER DIAGNOSTIC HIGH FLOW AR16 FR
10365 | 4220341112500 | CATHETER DIAGNOSTIC HIGH FLOW AR15 FR
10366 | 4220341112600 | CATHETER DIAGNOSTIC HIGH FLOW PIG TAIL 6 FR
10367 | 4220341112700 | CATHETER DIAGNOSTIC HIGH FLOW PIG TAIL 5 FR
10368 | 4220341112800 | CATHETER DIAGNOSTIC HIGH FLOW PIG TAIL 4 FR
10369 | 4220341112900 | CATHETER DIAGNOSTIC HIGH FLOWJR4 SHORT TIP 6 FR
10370 | 4220341113000 | "DIAGNOSTIC CATHETER HIGH FLOW JR4 SPECIAL 5.2 FRENCH DISPOSABLE STERILE"
10371 | 4220341113100 | CATHETER DIAGNOSTIC HIGH FLOW JR45 FR
10372 | 4220341113200 | CATHETER DIAGNOSTIC HIGH FLOW JR44 FR
10373 | 4220341113300 | CATHETER DIAGNOSTIC HIGH FLOW JR3.56 FR
10374 | 4220341113400 | CATHETER DIAGNOSTIC HIGH FLOW JR3.54 FR
10375 | 4220341113500 | CATHETER DIAGNOSTIC HIGH FLOW JL46 FR
10376 | 4220341113600 | CATHETER DIAGNOSTIC HIGH FLOW JL45 FR
10377 | 4220341113700 | CATHETER DIAGNOSTIC HIGH FLOW JL3.55 FR
10378 | 4220341113800 | CATHETER DIAGNOSTIC HIGH FLOW JL3.54 FR
10379 | 4220341113900 | CATHETER DIAGNOSTIC HIGH FLOW JR 46 FR
10380 | 4220341114000 | CATHETER DIAGNOSTIC HIGH FLOW JL 3.56 FR
10381 | 4220341114100 | "ANGIOGRAPHIC BALLOON CATHETER BERMAN OR EQUIVALENT ASSORTED SIZES"
10382 | 4220341114200 | CATHETER DIAGNOSTIC NIH WITH MARKER ASSORTED SIZES AS PER HOSPITAL REQUEST
10383 | 4220341114300 | "FORCEPS FOR CARDIAC BIOPSY ASSORTED SIZES AS PER HOSPITAL REQUEST"
10384 | 4220341114400 | OPTICAL COHERENCE TOMOGRAPHY CATHETER
10385 | 4220341114500 | "TEMPORARY PACING CATHETER WITH BALLOON ASSORTED SIZES AS PER HOSPITAL REQUEST"
10386 | 4220341114600 | "TEMPORARY PACING CATHETER WITHOUT BALLOON ASSORTED SIZES AS PER HOSPITAL REQUEST"
10387 | 4220341114700 | CORONARY ATHERECTOMY SYSTEM COMPLETE KIT DISPOSABLE STERILE.
10388 | 4220341114800 | "VALVULOPLASTY BALLOON CATHETER KIT FOR MITRAL STENOSIS ASSORTED SIZES AS PER HOSPITAL REQUEST "
10389 | 4220341114900 | STENT PERIPHERAL COVERED SELF-EXPANDABLE ASSORTED SIZES STENT DIAMETER AND LENGTH AS PER HOSPITAL REQUEST
10390 | 4220341115000 | STENT PERIPHERAL MOUNTED ASSORTED SIZE S OR EQUIVALENT
10391 | 4220341115100 | TRANSCATHETER AORTIC VALVE SIZE 23 MM
10392 | 4220341115200 | BIPOLAR SEALER USING RADIOFREQUENCY ENERGY AND SALINE FOR POCKET HEMATOMA-PROVIDE BROAD AND SPECIFIC HEMOSTASIS WITH LESS CHARRING AND SMOKE
10393 | 4220341115300 | "ANTIMICROBIAL ENVELOP FOR CARDIAC ELECTROPHYSIOLOGY FOR DEVICES IMPLANTATIONS ABSORBABLE ASSORTED SIZES AS PER HOSPITAL REQUEST"
10394 | 4220341115400 | "CLOSURE DEVICE FOR LEFT ATRIAL APPENDAGE ASSORTED SIZES AS PER HOSPITAL REQUEST"
10395 | 4220341115500 | "LASER LEAD LOCKING DEVICE FOR CARDIAC ELECTROPHYSIOLOGY ASSORTED SIZES AS PER HOSPITAL REQUEST"
10396 | 4220341115600 | TRANSSEPTAL NEEDLE CURVE BRK-1 71CM
10397 | 4220341115700 | "FREEZING TIP ABLATION CATHETER FOR CARDIAC ELECTROPHYSIOLOGY ASSORTED SIZES AS PER HOSPITAL REQUEST"
10398 | 4220341115800 | "RADIOFREQUENCY ABLATION CATHETER FOR CARDIAC ELECTROPHYSIOLOGY IRRIGATED TIP ASSORTED SIZES AS PER HOSPITAL REQUEST"
10399 | 4220341115900 | CATHETER RF ABLATION IRRIGATED TIP (2 5 2) 3.5X TIP W/CABLES DIFFERENT SIZE
10400 | 4220341116000 | CATHETER QUADRIPOLAR DIAGNOSTIC EP JOSEPHSON CURVE (WOVEN) W/CABLES VARIOUS SIZES
10401 | 4220341116100 | CATHETER QUADRIPOLAR DIAGNOSTIC EP JOSEPHSON CURVE W/CABLES VARIOUS SIZES
10402 | 4220341116200 | LASSO VARIABLE CIRCULAR MAPPING CATHETER 20 POLES
10403 | 4220341116300 | CATHETER DECAPOLAR DIAGNOSTIC STEERABLE W/LUMEN 7FR W/CABLES
10404 | 4220341116400 | "IMPLANTABLE LOOP RECORDER FOR ELECTROPHYSIOLOGY WITH ADVANCED ATRIAL FIBRILLATION DIAGNOSTICS"
10405 | 4220341116500 | HEMOSTATIC MATRIX OF BOVINE GELATIN AND A HUMAN DERIVED THROMBIN
10406 | 4220341116600 | CALIBRATION GAS FOR USE WITH CALIBRATOR 540 (GAS A) COMPATIBLE WITH CDI SYSTEM 500 DISPOSABLE STERILE
10407 | 4220341116800 | "CARTRIDGES FOR ACTIVATED CLOTTING TIME FOR LOW/HIGH RANGE COMPATIBLE WITH SIGNATURE ELITE/PLUS MACHINE DISPOSABLE. (MACHINES PROVIDED FREELY FOR EACH CENTER )"
10408 | 4220341116900 | "ASPIRATION AND ANTICOAGULATION TABLE LINE FOR CELL SAVER MUST BE COMPATIBLE WITH HOSPITAL MACHINE DISPOSABLE STERILE"
10409 | 4220341117000 | LEFT HEART VENT CATHETER SIZE 16 FR
10410 | 4220341117100 | PERICARDIAL/INTRACARDIAC SUMB (20 FR)
10411 | 4220341117200 | CANNULA ARTERIAL FEMORAL ASSORTED SIZE (15 - 25 FR)
10412 | 4220341117300 | CANNULA PEDIATRIC ARTERIAL FEMORAL ASSORTED SIZE (8 FR - 14 FR)
10413 | 4220341117400 | CARDIOPLEGIA DELIVERY PEDIATRIC SET
10414 | 4220341117500 | WARM CARDIOPLEGIA DELIVERY SET
10415 | 4220341117600 | SHUNT SENSOR HEPARIN TREATED FOR CDI
10416 | 4220341120000 | DEVICE PULMONARY PROPHYLACTIC BEDSIDE PLACEMENT ALLOWS THE ABILITY FOR PLACEMENT PROVIDE RAPID ACUTE PEPROTECTION DIRECTLY AT BEDSIDE WITHOUT THE NEED FOR FLUOROSCOPY FOR PROPHYLACTIC USE INDICATION KIT INCLUDES TRIPLE LUMEN ACCESS CATHETER WITH 100% RETRIEVABLE NITINOL INFERIORS VIENA CAVE FILTER DISPOSABLE STERILE
10417 | 4220341120100 | "DEVICE SUCTION ORAL AND NASAL SUCTION DEVICE AND PROTECTIVE COVER FOR NEWBORN STERILE"
10418 | 4220341120200 | SUTURE POLYESTER COATED SILICON OR POLYBUTILATE MULTIFILAMENT NON-ABSORBABLE SIZE 4/0 17-18 MM 3/8 CIRCLE TAPER POINT DOUBLE ARM NEEDLE 70-75 CM GREEN STERILE
10419 | 4220341120300 | SUTURE POLYESTER COATED SILICON OR POLYBUTILATE MULTIFILAMENT NON-ABSORBABLE SIZE 4/0 19-20 MM 3/8 CIRCLE REVERSE CUTTING NEEDLE 45-50 CM GREEN STERILE
10420 | 4220341120500 | SUTURE POLYPROPYLENE MONOFILAMENT NON-ABSORBABLE SIZE 2/0 31 MM ( +/- 1 MM ) 1/2 CIRCLE TAPER POINT NEEDLE 70-75 CM BLUE STERILE
10421 | 4220341120600 | SUTURE POLYPROPYLENE MONOFILAMENT NON-ABSORBABLE SIZE 2/0 36 MM ( +/- 1 MM ) 1/2 CIRCLE TAPER POINT DOUBLE ARM NEEDLE 120 CM ( +/- 5 CM ) BLUE STERILE
10422 | 4220341120700 | SUTURE POLYPROPYLENE MONOFILAMENT NON-ABSORBABLE SIZE 2/0 37 MM ( +/- 1 MM ) 3/8 CIRCLE REVERSE CUTTING NEEDLE 70-75 CM BLUE STERILE
10423 | 4220341120900 | CATHETER CONTINUOUS CARDIAC OUTPUT 7.5 FR X 110 CM COMPATIBLE WITH EDWARD MONITOR OR EQUIVALENT
10424 | 4220341121100 | SUTURE POLYPROPYLENE MONOFILAMENT NON-ABSORBABLE SIZE 2/0 25-26 MM 1/2 CIRCLE ROUND BODY NEEDLE 70-75 CM BLUE STERILE
10425 | 4220341122000 | SUTURE POLYGLACTIN 910 MULTIFILAMENT ABSORBABLE SIZE 8/0 6.5 MM 3/8 CIRCLE SPATULATED DOUBLE ARM NEEDLE 30 CM UNDYED STERILE
10426 | 4220341122100 | SUTURE POLYPROPYLENE MONOFILAMENT NON-ABSORBABLE SIZE 4/0 17-18 MM 1/2 CIRCLE TAPER POINT DOUBLE ARM NEEDLE 90-95 CM BLUE STERILE
10427 | 4220341122200 | SUTURE POLYPROPYLENE MONOFILAMENT NON-ABSORBABLE SIZE 4/0 25-26 MM 1/2 CIRCLE TAPER POINT DOUBLE ARM NEEDLE 90-95 CM BLUE STERILE
10428 | 4220341122300 | SUTURE POLYPROPYLENE MONOFILAMENT NON-ABSORBABLE SIZE 6/0 9.3 MM 3/8 CIRCLE TUNGSTEN-RHENIUM ALLOY ROUND BODY NEEDLE 60-65 CM BLUE STERILE
10429 | 4220341122400 | SUTURE POLYESTER COATED SILICON OR POLYBUTILATE MULTIFILAMENT NON-ABSORBABLE SIZE 2/0 17-18 MM 1/2 CIRCLE TAPER CUT DOUBLE ARM NEEDLE WITH 3 X 6 MM FIRM PLEDGET 10 X 70-75 CM 5 GREEN OR BLUE 5 WHITE STERILE
10430 | 4220341122500 | SUTURE POLYESTER COATED SILICON OR POLYBUTILATE MULTIFILAMENT NON-ABSORBABLE SIZE 2/0 25-26 MM 1/2 CIRCLE TAPER CUT DOUBLE ARM NEEDLE 70-75 CM GREEN STERILE
10431 | 4220341122600 | SUTURE POLYESTER COATED SILICON OR POLYBUTILATE MULTIFILAMENT NON-ABSORBABLE SIZE 2/0 25-26 MM 1/2 CIRCLE TAPER CUT DOUBLE ARM NEEDLE WITH 3 X 6-7 MM FIRM PLEDGET 8-10 X 70-75 CM 5 GREEN OR BLUE 5 WHITE STERILE
10432 | 4220341122700 | SUTURE POLYESTER COATED SILICON OR POLYBUTILATE MULTIFILAMENT NON-ABSORBABLE SIZE 4/0 13-14 MM 3/8 CIRCLE TAPER POINT DOUBLE ARM NEEDLE 70-75 CM GREEN STERILE
10433 | 4220341122800 | SUTURE POLYESTER COATED SILICON OR POLYBUTILATE MULTIFILAMENT NON-ABSORBABLE SIZE 5/0 13-14 MM 3/8 CIRCLE TAPER POINT DOUBLE ARM NEEDLE 70-75 CM GREEN STERILE
10434 | 4220341122900 | SUTURE STERNAL WIRES STAINLESS STEEL MONOFILAMENT NON-ABSORBABLE SIZE 5 48 MM ( +/- 1 MM ) 1/2 CIRCLE TAPER CUT HEAVY NEEDLE 4 X 45-50 CM STERILE
10435 | 4220341123000 | UNIVERSAL CARDIO VASCULAR PACK 2 PCS/ BACK TABLE COVER 60IN X 100IN YANKAUER ARGYLE SUCTION TUBE (FINE TIP)IOBAN 2 - ANTIMICROBIAL INCISE DRAPE 60X45 CM (DEFAULT - 6650)ABSORBENT TOWEL 17INX20IN (43X51CM)STANDARD SURGICAL GOWN LARGE ABSORBENT TOWEL 17INX20IN (43X51CM) STANDARD SURGIC AL GOWN XL ABSORBENT TOWEL 17INX20IN (43X51CM)STANDARD SURGICAL GOWN XL UTILITY DRAPE 30IN X 36IN TOP DRAPE 60 IN X 95IN W/O REINF LAPAROTOMY DRAPE W /ABC 82INX126INX110IN AND POCKETS MAYO STAND COVER 31.5IN X 50IN W/7IN CUFF (LARGE) DIATHERMY BAG 13.5IN X20IN GAUZE SWABS 4 X 4 32P LY XRD SUTURE BOOTIE (10 SUTURE HOLES PER PACK)VESSEL LOOPS RED MINICARBON BLADE #15 CARBON BLADE #11CARBON BLADE #10RED ROBBINSON CATH 14 FR. RED ROBBINSON CATH 8 FR. BULB SYRINGE SYRINGE 5ML L/S SILKTIES SUT.#1/0 CUT LENGTH BLKTIP CLEANER NYLON TAPE WHITE 6MM X 70CM SUCTION CATHETER STRAIGHT 14FR SYRINGE 60M L 2OZ CATHETER TIP 12FT. TUBING W/ ADAPTER (USE IF SPECIAL REQUEST)GAUZE SWABS 18 X 18 4 PLY XRD PRE-WASHED
10436 | 4220341202600 | SET STENT SILICONE COATED DOUBLE URETERAL OPEN ENDED TAPERED TIP WITH HOLES IN THE BODY WITHOUT GUIDEWIRE AND WITH LOCKABLE PUSHER RADIO-OPAQUE SIZE: CH 6.0 26 CM DISPOSABLE STERILE
10437 | 4220341202900 | STENT URETERAL MULTI-LENGTH 6 FRENCH 22-30 CM ( +/- 2 CM ) WITH HYDROPHILIC COATING SET WITH COMPATIBLE GUIDEWIRE STERILE
10438 | 4220341203800 | PARTIALLY COVERED SELF EXPANDING COLONIC METALLIC STENT ASSORTED SIZES AND DIAMETERS
10439 | 4220341204100 | BILIARY DOUBLE PIGTAIL PLASTIC STENT WITH POSITION MARKER (WITHOUT DELIVERY SYSTEM AND PUSHER) ASSORTED SIZES
10440 | 4220341204600 | ESOPHAGEAL COVERED METALLIC STENT WITH ANT REFLUX VALVE AND ANTIMIGRATORY DESIGN ASSORTED SIZES AND DIAMETERS
10441 | 4220341204900 | BILIARY FULLY COVERED METALLIC STENT SHORT WIRE SYSTEM ASSORTED LENGTH ASSORTED DIAMETER
10442 | 4220341206400 | PANCREATIC PLASTIC STENT STRAIGHT WITHOUT INTERNAL FLAP (STENT WITHOUT PUSHER) ASSORTED SIZES
10443 | 4220341206700 | BILIARY PARTIALLY COVERED METALLIC STENT SHORT WIRE SYSTEM ASSORTED LENGTH ASSORTED DIAMETER
10444 | 4220341207500 | BILIARY PRELOADED PLASTIC STENT WITH ASSORTED TYPES (FLAP NUMBER AND SHAPE) SET (WITH DELIVERY SYSTEM AND PUSHER) LONG WIRE SYSTEM ASSORTED SIZES
10445 | 4220341207600 | BILIARY UNCOVERED METALLIC STENT SHORT WIRE SYSTEM ASSORTED LENGTH ASSORTED DIAMETER
10446 | 4220341209800 | SET STENT POLYURETHANE FOR POST PYELOPLASTY RADIOPAQUE WITH GUIDEWIRE SIZE: 4 FRENCH WITH MULTI-LENGTH STENT 12-18 CM STERILE
10447 | 4220341209900 | SET STENT POLYURETHANE FOR POST PYELOPLASTY RADIOPAQUE WITH GUIDEWIRE SIZE: 4.7 FRENCH WITH MULTI-LENGTH STENT 12-18 CM STERILE
10448 | 4220341210000 | SET STENT INDWELLING POLYURETHANE DOUBLE URETERAL PIGTAIL STENT OPEN ENDED TAPERED TIP WITH HOLES IN THE BODY WITH COMPATIBLE GUIDEWIRE AND LOCKABLE PUSHER RADIO-OPAQUE SIZE: CH 4.7 - 5.0 12 CM DISPOSABLE STERILE
10449 | 4220341210100 | SET STENT INDWELLING POLYURETHANE DOUBLE URETERAL PIGTAIL STENT OPEN ENDED TAPERED TIP WITH HOLES IN THE BODY WITH COMPATIBLE GUIDEWIRE AND LOCKABLE PUSHER RADIO-OPAQUE SIZE: CH 4.7 - 5.0 14 CM DISPOSABLE STERILE
10450 | 4220341210500 | SET STENT SILICONE COATED DOUBLE URETERAL OPEN ENDED TAPERED TIP WITH HOLES IN THE BODY WITHOUT GUIDEWIRE AND WITH LOCKABLE PUSHER RADIO-OPAQUE SIZE: CH 7.0 26 CM DISPOSABLE STERILE
10451 | 4220341210600 | SET STENT INDWELLING POLYURETHANE DOUBLE URETERAL PIGTAIL STENT OPEN ENDED TAPERED TIP WITH HOLES IN THE BODY WITHOUT GUIDEWIRE AND WITH LOCKABLE PUSHER RADIO-OPAQUE SIZE: CH 8 24 CM DISPOSABLE STERILE
10452 | 4220341210700 | STENT INDWELLING SOFT POLYURETHANE DOUBLE URETERAL PIGTAIL STENT WITH COMPATIBLE GUIDEWIRE AND POSITIONER RADIO - OPAQUE 14 CM LONG SIZE: 3.7-4 FR DISPOSABLE STERILE
10453 | 4220341210900 | SET STENT URETERAL TUMOR WITHOUT EYES WITH COMPATIBLE GUIDEWIRE AND LOCKABLE PUSHER RADIO-OPAQUE SIZE: CH 8.0 26 CM DISPOSABLE STERILE
10454 | 4220341211000 | SET STENT URETERAL TUMOR WITHOUT EYES WITH COMPATIBLE GUIDEWIRE AND LOCKABLE PUSHER RADIO-OPAQUE SIZE: CH 7.0 28 CM DISPOSABLE STERILE
10455 | 4220341211100 | SET STENT URETERAL TUMOR WITHOUT EYES WITH COMPATIBLE GUIDEWIRE AND LOCKABLE PUSHER RADIO-OPAQUE SIZE: CH 7.0 26 CM DISPOSABLE STERILE
10456 | 4220341211200 | SET STENT URETERAL TUMOR WITHOUT EYES WITH COMPATIBLE GUIDEWIRE AND LOCKABLE PUSHER RADIO-OPAQUE SIZE: CH 8.0 28 CM DISPOSABLE STERILE
10457 | 4220341211300 | STENT URETERAL HYDROPHILIC COATING PIGTAIL WITHOUT GUIDEWIRE 6 FRENCH X 24 CM DISPOSABLE STERILE
10458 | 4220341211400 | STENT URETERAL HYDROPHILIC COATING PIGTAIL WITHOUT GUIDEWIRE 6 FRENCH X 26 CM DISPOSABLE STERILE
10459 | 4220341211600 | STENT INDWELLING SOFT POLYURETHANE DOUBLE URETERAL PIGTAIL STENT WITH COMPATIBLE GUIDEWIRE AND POSITIONER RADIO - OPAQUE 18 CM LONG SIZE: 3.7-4 FR DISPOSABLE STERILE
10460 | 4220341211700 | STENT URETERAL MULTI-LENGTH 4.7-5 FRENCH 22-30 CM ( +/- 2 CM ) WITH HYDROPHILIC COATING SET WITH COMPATIBLE GUIDEWIRE STERILE
10461 | 4220341211800 | STENT URETERAL MULTI-LENGTH 7 FRENCH 22-30 CM ( +/- 2 CM ) WITH HYDROPHILIC COATING SET WITH COMPATIBLE GUIDEWIRE STERILE
10462 | 4220341212200 | STETHOSCOPE ADULT DOUBLE TUBE CARDIOLOGY DUAL HEAD U SHAPE SOFT SILICONE EAR TIPS LENGTH 50 -70 CM
10463 | 4220341212300 | "STETHOSCOPE ADULT DUAL TUBE U SHAPE SOFT SILICONE EAR TIPS LENGTH 50 -70 CM"
10464 | 4220341212400 | STETHOSCOPE INFANT DUAL HEAD U SHAPE SOFT SILICONE EAR TIPS DIAMETER 23MM (+/- 2MM) LENGTH 50 -70 CM
10465 | 4220341402100 | COLUMN HEMOPERFUSION (ACTIVATED CHARCOAL HEMOPERFUSION COLUMN) CONTAINING: 150 - 300 GM OF ACTIVATED CHARCOAL HEMOPERFUSION GRADE
10466 | 4220341402400 | DIALYZER HIGH FLUX WITH ANTI-THROMBOGENIC HOLLOW FIBER MEMBRANE MATERIAL: HEPARIN: AN69 ST MEMBRANE / SURFACE AREA 2.15 M HIGH ULTRAFILTRATION COEFFICIENT 65 ML/HR/MMHG. STERILIZATION BY STEAM OR BETA GAMMA RADIATION
10467 | 4220341402500 | DIALYZER HIGH FLUX HOLLOW FIBER MEMBRANE MATERIAL: POLYSULFON AND ITS DERIVATIVES SURFACE AREA 2.2 - 2.5 M 2 HIGH ULTRA FILTRATION COEFFICIENT 82 - 93 ML/HR/ 1 MMHG STERILIZED BY STEAM OR BETA GAMMA RADIATION
10468 | 4220341402600 | DIALYZER HIGH FLUX HOLLOW FIBER MEMBRANE MATERIAL: POLYSULFON AND ITS DERIVATIVES SURFACE AREA 1.7 - 1.8 M 2 HIGH ULTRAFILTRATION COEFFICIENT 20 - 30 ML/HR/MMHG STERILIZATION: STEAM OR BETA GAMMA RADIATION
10469 | 4220341403200 | "IVC FILTER (INFERIOR VENA CAVA) FOR FEMORAL/JUGULAR APPROACH AS PER HOSPITAL REQUEST RETRIEVABLE MRI SAFE"
10470 | 4220341500100 | "STABILIZER ARM STAINLESS-STEEL PROVIDE A VERSATILE COMBINATION OF STABILIZATION POSITIONING AND RETRACTION DURING ON- AND OFF-PUMP CARDIAC SURGERY 360-DEGREE ROTATION SHAFT CONNECTION STERILE"
10471 | 4220341500200 | STABILIZER TISSUE ACC. RIESS- WITH BALL CONNECTOR STAINLESS STEEL (OR EQUIVALENT) REUSABLE
10472 | 4220341500300 | STABILIZER TISSUE ACC. SATOH II - WITH BALL CONNECTOR STAINLESS STEEL (OR EQUIVALENT) REUSABLE
10473 | 4220341500400 | STABILIZER TISSUE C-SHAPE - WITH BALL CONNECTOR STAINLESS STEEL (OR EQUIVALENT) REUSABLE
10474 | 4220341500500 | WHISKER TO CRUSH ICE IN HUSH SLUSHER DURING CARDIAC SURGERY STAINLESS STEEL LENGTH = 25 CM REUSABLE
10475 | 4220341500700 | TRAY SPECIAL PROCEDURE “PICC LINE” WITH A COMPLETE PREP SET DISPO INCLUDE BACK TABLE COVER 60 INCH X 90 INCH QTY1 ; ABSORBENT TOWEL 17 INCH X 20 INCH (43X51CM) QTY1 ; STANDARD SURGICAL GOWN LARGE QTY1 ; ABSORBENT TOWEL 17 INCH X 20 INCH (43X51CM) QTY1 ; STANDARD SURGICAL GOWN XL QTY1 ; BACK TABLE COVER 50 INCH X 63 INCH QTY1 ; STERILE ULTRASOUND TRANSDUCER COVER 6 INCH X 97 INCH QTY1 ; HUCK TOWEL 53 X 63 CM QTY 2 ; GAUZE SWABS 4 X 4 16 PLY NXRD 5/BUNDLE QTY 2 ; TEGADERM DRESSING 10X12CM QTY 2 ; SYRINGE 10ML L/L QTY1 ; SYRINGE 20ML L/L QTY1 ; SPONGE STICK BLUE 6 INCH QTY 3 ; NC - 20 COUNT FM W/MAG RED (STD) QTY1 ; GAUZE SWABS 4 X 4 16 PLY NXRD ; 5/BUNDLE QTY 30 ; TRAY HALF DEEP 14 X 25 X 5 CM QTY1 ; MOSQUITO FORCEPS 5 INCH STRAIGHT QTY1 ; OPERATING SCISSORS BL/SH 5 INCH STRAIGHT QTY1 ; SAFETY SCALPEL BLADE 11 INCH QTY1 ; FLUORO COVER 32 INCH DIA WITH 23.5 INCH DEPTH QTY1 ; TOWEL CLAMPS QTY 4 ; MEDICATION LABEL SHEET 16.2 X 23.6 QTY1 ; NEEDLE 25G X 1.5 INCH ORANGE KOREA QTY1 ; NEEDLE
10476 | 4220341601100 | "3D MAPPING AF KIT INCLUDING: 1) NAVIGATION IRRIGATED CATHETER UNI-DIRECTIONAL &AMP; BI- DIRECTIONAL. ASSORTED CURVES. 2) 3D MAPPING PATCH. 3) 3D MAPPING CATHETER UP TO 22 PINS DEFLECTABLE TIP. (TYPES WILL BE SPECIFIED BY END USER UPON DELIVERY ENOUGH CONNECTORS COMPATIBLE WITH CATHETER IN EVERY CASE MUST BE PROVIDED FREE OF CHARGE) DISPOSABLE STERILE."
10477 | 4220341601300 | "RADIOFREQUENCY ABLATION CATHETER FOR CARDIAC ELECTROPHYSIOLOGY IRRIGATED TIP ENABLED SENSOR ASSORTED SIZES AS PER HOSPITAL REQUEST"
10478 | 4220341604500 | TEMPERATURE-CONTROLLED RF CATHETER DIAMOND TEMP OPEN-IRRIGATED 4X 7.5F BIDIRECTIONAL CATHETER LARGE CURVE
10479 | 4220341604600 | TEMPERATURE-CONTROLLED RF CATHETER DIAMOND TEMP OPEN-IRRIGATED 4X 7.5F UNIDIRECTIONAL CATHETER LARGE CURVE
10480 | 4220341604700 | "LEFT BUNDLE/HIS DELIVERY SYSTEM FOR CARDIAC ELECTROPHYSIOLOGY ASSORTED SIZES AS PER HOSPITAL REQUEST"
10481 | 4220341605300 | CATHETER ENABLES PULSED FIELD AND RADIOFREQUENCY NAVIGATION BIDIRECTIONAL IRRIGATED MULTI-ELECTRODES HIGH DENSITY MAPPING AND ABLATION.
10482 | 4220341605400 | PULSED FIELD ABLATION (PFA) CATHETER WITH ALL NEEDED ACCESSORIES DISPOSABLE STERILE ASSORTED SIZES AND SHAPES AS PER HOSPITAL REQUEST
10483 | 4220341700400 | "THORACIC GUIDE FOR ENDOVASCULAR AORTIC REPAIR ASSORTED SIZES AS PER HOSPITAL REQUEST DISPOSABLE STERILE"
10484 | 4220342100400 | TRAY SPECIAL PROCEDURE “ANGIO SET" W/ A COMPLETE PREP SET DISPO INCLUDE BACK TABLE COVER 60 INCH X75 INCH REINF. QTY 1 ; ABSORBENT TOWEL 17 INCH X20 INCH (43X51CM) QTY 1 ; IMPERVIOUS SURGICAL GOWN XL QTY 1 ; ABSORBENT TOWEL 17 INCH X20 INCH (43X51CM) QTY 1 ; IMPERVIOUS SURGICAL GOWN XL QTY 1 ; FLUORO COVER 32 INCH DIA WITH 23.5 INCH DEPTH QTY 3 ; BAND BAG (EQUIPMENT COVER) QTY 1 ; FEMORAL ANGIOGRAPHY DRAPE W/TWO WINDOWS 95 INCH X 134 INCH QTY 1 ; SYRINGE 20CC L/L GREEN QTY 4 ; SYRINGE 10ML MED LT BLUE MEDALLION QTY 4 ; M-SYRINGE 10ML RED QTY 1 ; N - 72 INCH PRESSURE MONITORING LINE ; ADULT ; FLL-MLL (NO-ALT) QTY 1 ; HAND TOWEL ; OR CLOTH BLUE 44X60 CM QTY 4 ; HUCK TOWEL 53 X 63 CM QTY 2 ; ABSORBENT TOWEL 17 INCH X20 INCH (43X51CM) QTY 4 ; BOWL 500 CC QTY 3 ; BOWL 250 CC (SPONGE) QTY 4 ; NON-ADH. DRESSING PAD 10X10CM QTY 5 ; SAFETY SCALPEL BLADE 11 INCH QTY 1 ; TOWEL CLAMPS QTY 6 ; NEEDLE 18G X 1.5 INCH (3.8CM) PINK QTY 1 ; NEEDLE 25G X 1.5 INCH ORANGE ; KOREA QTY 1 ; NEEDLE 21G X 1.5
10485 | 4220342200700 | GELFOAM ASSORTED SIZES AND THICKNESS
10486 | 4220342400300 | CLOSURE DEVICE SUTURE GRASPER DISPOSABLE STERILE
10487 | 4220342400500 | "PERIPHERAL VASCULAR CLOSURE DEVICE 5 FR - 8 FR"
10488 | 4220342405700 | TROCAR BLADELESS OPTICAL 12 X 100 MM WITH OBTURATOR AND STABILITY SLEEVE TRANSPARENT DISPOSABLE STERILE
10489 | 4220342504000 | NITINOL EMBOLIZATION DEVICE INTRASACCULAR FLOW DISRUPTER ELECTROTHERMICAL DETACHMENT USED WITH VIA CATHETER DETACH WITH WDC SINGLE LAYER SPHERE DIAMETER 3-11 HEIGHT 2-10. SHIPS WITH DETACHMENT CONTROLLER.
10490 | 4220342600000 | "TORQUE DEVICE COMPATIBLE WITH GUIDEWIRES BETWEEN 0.010 INCH AND 0.038 INCH DISPOSABLE STERILE"
10491 | 4220342605200 | GUIDEWIRE PERIPHERAL INTERVENTION INTERMEDIATE TIP LOAD 0.014IN J-TIP OR STRAIGHT ASSORTED RANGE AND SIZES AS PER HOSPITAL REQUEST
10492 | 4220342605300 | GUIDEWIRE PERIPHERAL INTERVENTION WORKHORSE/FLOPPY 0.014IN J-TIP OR STRAIGHT ASSORTED RANGE AND SIZES AS PER HOSPITAL REQUEST
10493 | 4220342800100 | VALVE HEMOSTATIC 2 - WAYS FOR PTCA INNER LUMEN DIAMETER > 3 MM WITH TORQUE DEVICE AND INTRODUCER NEEDLE DISPOSABLE STERILE
10494 | 4220342800200 | VALVE HEMOSTATIC 3 - WAYS FOR PTCA INNER LUMEN DIAMETER > 3 MM WITH TORQUE DEVICE AND INTRODUCER NEEDLE DISPOSABLE STERILE
10495 | 4220343001400 | "DIAGNOSTIC CATHETER FOR CARDIAC ELECTROPHYSIOLOGY CORONARY SINUS ( CS ) DEFLECTABLE TIP ASSORTED SIZES AND CURVES AS PER HOSPITAL REQUEST"
10496 | 4220343001500 | "DIAGNOSTIC CATHETER FOR CARDIAC ELECTROPHYSIOLOGY QUADRIPOLAR ASSORTED SIZES AND CURVES AS PER HOSPITAL REQUEST"
10497 | 4220343002700 | "3D MAPPING CATHETER FOR CARDIAC ELECTROPHYSIOLOGY ENABLED SENSOR HIGH DENSITY ASSORTED SIZES AS PER HOSPITAL REQUEST"
10498 | 4220343003000 | CS OCTAPOLAR STEERABLE DIAGNOSTIC EP CATHETER
10499 | 4220343321400 | CORONARY CATHETER FOR CTO CROSSING TO DELIVER A GUIDEWIRE VIA TRUE LUMEN OR SUBINTIMAL PATHWAYS HYDROPHILIC COATED MULTI-WIRE COILED SHAFT FAST SPINNING 0.014 INCH GUIDEWIRE DISPOSABLE STERILE
10500 | 4220343339200 | GUIDING CATHETER 40 DEGREE 8 FR X 90CM
10501 | 4220343351100 | NEUROVASCULAR GUIDING CATHETER MP 8 FR X 90CM
10502 | 4220343351800 | NEUROVASCULAR GUIDING CATHETER STRAIGHT 8 FR X 90CM
10503 | 4220343359500 | CATHETER CORONARY DIAGNOSTIC ANGIOGRAPHIC HIGH FLOW ASSORTED FRENCH SIZE-LENGTH-TIP SHAPES AS PER HOSPITAL REQUEST DISPOSABLE STERILE
10504 | 4220343359600 | CATHETER DIAGNOSTIC ANGIOGRAPHIC SHORT EXCHANGE AREA FOR THE WIRE (TIP ONLY) MULTI-TRACK OR EQUIVALENT ASSORTED SIZES AS PER HOSPITAL REQUEST DISPOSABLE STERILE
10505 | 4220343359700 | CATHETER DIAGNOSTIC ANGIOGRAPHIC ASSORTED FRENCH SIZE-LENGTH-TIP SHAPES AS PER HOSPITAL REQUEST DISPOSABLE STERILE
10506 | 4220343359800 | CATHETER DIAGNOSTIC ANGIOGRAPHIC HYDROPHILIC TIP COATING ASSORTED FRENCH SIZE-LENGTH-TIP SHAPES AS PER HOSPITAL REQUEST DISPOSABLE STERILE
10507 | 4220343359900 | CATHETER DIAGNOSTIC ANGIOGRAPHIC 100% HYDROPHILIC ASSORTED FRENCH SIZE-LENGTH-TIP SHAPES AS PER HOSPITAL REQUEST DISPOSABLE STERILE
10508 | 4220343360000 | CATHETER DIAGNOSTIC ANGIOGRAPHIC FLUSH CATHETER ASSORTED FRENCH SIZE-LENGTH-TIP SHAPES AS PER HOSPITAL REQUEST DISPOSABLE STERILE
10509 | 4220343360100 | CATHETER DIAGNOSTIC ANGIOGRAPHIC SIZING/MEASURING CATHETER MARKED WITH RADIOPAQUE MARKERS (FOR MEASURING THE LENGTH OF BLOOD VESSELS) WITH SIDE HOLES ASSORTED FRENCH SIZE-LENGTH-TIP SHAPES AS PER HOSPITAL REQUEST DISPOSABLE STERILE
10510 | 4220343701500 | PENTARAY MAPPING CATHETER 20 POLES
10511 | 4220343802100 | GUIDEWIRE HYDROPHILIC COATED STRAIGHT TIP 0.018 X 240-260 CM LENGTH DISPOSABLE STERILE
10512 | 4220344000700 | "MICRO DILATATION BALLOON CATHETER HYDROPHILIC COATED KINK RESISTANT 150-170 CM DISPOSABLE STERILE "
10513 | 4220344401700 | PERCUTANEOUS SHEATH INTRODUCER SET 9-14 FR 11-30 CM LONG WITH COMPETENT VALVE THAT PREVENT BACK BLEED EVEN IF SMALLER FRENCH CATHETER IS INSERTED 3 WAYS STOPCOCK SIDE ARM J-TIP 45 CM GUIDE WIRE 0.035 INCH WITH DILATOR THIN WALL PUNCTURE NEEDLE DISPOSABLE STERILE
10514 | 4220344408500 | SET CATHETER SHEATH INTRODUCER/DISPOSABLE LATEX FREE DIA: 7.0FR LENGTH: 11.0CM COMPATIBILITY: SWAN GANZ
10515 | 4220344408600 | SET CATHETER SHEATH INTRODUCER/DISPOSABLE LATEX FREE DIA: 8.0FR LENGTH: 11.0CM COMPATIBILITY: SWAN GANZ
10516 | 4220344408900 | SET CATHETER SHEATH INTRODUCER/DISPOSABLE LATEX FREE DIA: 5.0FR LENGTH: 11.0CM COMPATIBILITY: SWAN GANZ
10517 | 4220344409000 | SET CATHETER SHEATH INTRODUCER/DISPOSABLE LATEX FREE DIA: 6.0FR LENGTH: 7.5CM COMPATIBILITY: SWAN GANZ
10518 | 4220344409100 | SET CATHETER SHEATH INTRODUCER/DISPOSABLE LATEX FREE DIA: 6.0FR LENGTH: 11.0CM COMPATIBILITY: SWAN GANZ
10519 | 4220344409200 | SET CATHETER SHEATH INTRODUCER/DISPOSABLE LATEX FREE DIA: 9.0FR LENGTH: 11.0CM COMPATIBILITY: SWAN GANZ
10520 | 4220344700200 | MATCHED FLUID THERAPY KIT TO PROTECT CARDIAC PATIENT AGAINST CONTRAST INDUCED NEPHROPATHY THE KIT CONTAINS: ONE INFUSION SET ONE COLLECTION SET ONE EXTENSION SET) COMPATIBLE WITH RENAL GUARD CLOSED LOOP FLUID MANAGEMENT CONSOLE DISPOSABLE STERILE. ONE RENAL GUARD CONSOLE WILL BE PROVIDED FREE OF CHARGE WITH EACH 100 ORDERED SETS
10521 | 4220344700300 | CONNECTING CABLE FOR QUADRIPOLAR ELECTROPHYSIOLOGY DIAGNOSTIC CATHETER OR EQUIVALENT
10522 | 4220344700400 | CONNECTING CABLE FOR SJM ELECTROPHYSIOLOGY THERAPY CATHETER OR EQUIVALENT
10523 | 4220344700500 | CONNECTING CABLE FOR SJM ELECTROPHYSIOLOGY FROM GENERATOR TO J-BOX OR EQUIVALENT
10524 | 4220344700600 | CONNECTING CABLE FOR SUPREME ELECTROPHYSIOLOGY CATHETERS OR EQUIVALENT
10525 | 4220344700700 | BIOPSY NEEDLE DEVICE TWO FIRING MODES SEMI-AUTOMATIC MODE AND AUTOMATIC MODE DUAL ADJUSTABLE PENETRATION DEPTH 18 MM AND 25 MM SIZES 14G - 20G X 10 -20 CM
10526 | 4220344701000 | CUFFED PLEURAL DRAINAGE CATHETER KIT FOR CHRONIC USE USING NEGATIVE PRESSURE TECHNOLOGY
10527 | 4220344701300 | ELECTRODE CUP EEG REUSABLE
10528 | 4220344701400 | CLOSE SYSTEM DISPOSAL BAG FOR SALINE AND CONTRAST THAT USING DURING INTERVENTIONAL PROCEDURES
10529 | 4220344701500 | ASSIST CARDIAC CATHETER SET 3.5 -4.3L/MIN 6 FR PIG TAIL CATHETER CANULA PROFILE 14 FR CATHETER PROFILE 9 FR LENGTH 130 X DISTANT FROM TIP OF PIGTAIL TO INLET GAGE 45 X
10530 | 4220344701600 | NEUROINTERVENTION MICROCATHETER COMPATIBLE WITH INTRALUMINAL COIL ASSIST STENTS VARIOUS SIZES
10531 | 4220344701700 | "OCCLUSION BALLOON MICRO FOR NEURO INTERVENTION DISTAL INNER DIAMETER NOT MORE THAN 0.010"
10532 | 4220344701800 | "DISTAL ACCESS CATHETER FOR NEURO INTERVENTION 5-6 FR LENGTH NOT LESS THAN 110 CM"
10533 | 4220344701900 | "STEERABLE INTRODUCER SHEATH FOR CARDIAC ELECTROPHYSIOLOGY WITH TIP MARKER 8 - 9 FRENCH ASSORTED SIZES AS PER HOSPITAL REQUEST"
10534 | 4220344702000 | AGILIS NXT STEERABLE INTRODUCER OR EQUIVALENT ASSORTED CURVES
10535 | 4220344702100 | "GUIDING SHEATH NYLON SHAFT REINFORCED WITH STAINLESS STEEL COIL DISTAL HYDROPHILIC COATING SOFT TIP WITH RADIOPAQUE MARKER SECURE HEMOSTASIS ANTI KINKING ASSORTED SIZES AND SHAPES AS PER HOSPITAL REQUEST"
10536 | 4220344702200 | GUIDING SHEATH NYLON SHAFT REINFORCED WITH STAINLESS STEEL COIL DISTAL HYDROPHILIC COATING SOFT TIP WITH RADIOPAQUE MARKER SECURE HEMOSTASIS ANTI KINKING 5-8FR // 45-90 CM RENAL
10537 | 4220344702400 | "SNUGGERS RUBBER ASSORTED SIZES AS PER HOSPITAL REQUEST DISPOSABLE STERILE"
10538 | 4220344702500 | SNUGGERS RED RUBBER 3 X 08 CH-LG 15.5CM 3 X 10 CH-LG 15.5CM PACK OF 6
10539 | 4220344702600 | "INTRAVASCULAR ULTRASOUND CATHETER FOR PERIPHERAL ASSORTED SIZES AS PER HOSPITAL REQUEST"
10540 | 4220344702800 | "GUIDEWIRE FOR NEURO INTERVENTION TO ACCESS DISTAL TORTUOUS ANATOMY STEERABLE STAINLESS STEEL CORE NITINOL COATED COILED TIP 0.014 IN LENGTH NOT LESS THAN 200 CM DISPOSABLE STERILE"
10541 | 4220344702900 | "GUIDEWIRE FOR NEURO INTERVENTION STEERABLE STAINLESS STEEL CORE NITINOL COATED COILED TIP 0.014 IN LENGTH NOT LESS THAN 200 CM DISPOSABLE STERILE"
10542 | 4220344703000 | "NEURO MICRO GUIDEWIRE MADE OF STAINLESS STEEL HYDROPHILIC COATED 0.008 - 0.010 INCH ASSORTED TIP SHAPES AND LENGTHS AS PER HOSPITAL REQUEST"
10543 | 4220344703100 | "NEURO MICRO GUIDEWIRE MADE OF STAINLESS STEEL HYDROPHILIC COATED 0.014 INCH ASSORTED TIP SHAPES NOT LESS THAN 300 CM"
10544 | 4220344703200 | NEURO MICRO GUIDEWIRE MADE OF STAINLESS STEEL WITH ACT ONE TECHNOLOGY HYDROPHILIC COATED ANGLED SOFT TIP 0.014 INCH
10545 | 4220344703300 | NEURO VASCULAR DMSO COMPATIBLE MICROCATHETER WITH MECHANICALLY DETACHABLE TIP LENGTH: 1.5 - 3.5 CM OUTER DIAMETER 1.2FR COMPATIBLE WITH GUIDEWIRE MAXIMUM 0.007 IN
10546 | 4220344703400 | "GUIDEWIRE FOR NEURO VASCULAR HYBRID NITINOL AND STAINLESS STEEL TAPERED DISTAL DIAMETER 0.008 INCH AND PROXIMAL DIAMETER 0.012 INCH LENGTH NOT LESS THAN 200 CM"
10547 | 4220344703500 | "GUIDEWIRE FOR NEURO VASCULAR HYBRID NITINOL AND STAINLESS STEEL DISTAL DIAMETER 0.012 INCH AND PROXIMAL DIAMETER 0.014 INCH LENGTH NOT LESS THAN 200 CM"
10548 | 4220344703600 | "GUIDEWIRE FOR NEURO VASCULAR HYBRID NITINOL AND STAINLESS STEEL DISTAL DIAMETER 0.010 INCH AND PROXIMAL DIAMETER 0.010 INCH LENGTH NOT LESS THAN 300 CM"
10549 | 4220344703800 | GUIDING SHEATH NYLON SHAFT REINFORCED WITH STAINLESS STEEL COIL DISTAL HYDROPHILIC COATING SOFT TIP WITH RADIOPAQUE MARKER WITH SECURE HEMOSTASIS DIFFERENT SIZES (STRAIGHT)
10550 | 4220344703900 | GUIDING SHEATH NYLON SHAFT REINFORCED WITH STAINLESS STEEL COIL DISTAL HYDROPHILIC COATING SOFT TIP WITH RADIOPAQUE MARKER WITH SECURE HEMOSTASIS DIFFERENT SIZES (ANGLED MULTIPURPOSE
10551 | 4220344704000 | GUIDING SHEATH NYLON SHAFT REINFORCED WITH STAINLESS STEEL COIL DISTAL HYDROPHILIC COATING SOFT TIP WITH RADIOPAQUE MARKER WITH SECURE HEMOSTASIS DIFFERENT SIZES (RENAL)
10552 | 4220344704100 | "LONG INTRODUCING SHEATH 45 - 90 CM WITH REMOVABLE HEMOSTATIC VALVE ASSORTED SIZES AS PER HOSPITAL REQUEST"
10553 | 4220344704200 | "INTRASACCULAR FLOW DISRUPTOR DEVICE NEUROVASCULAR SINGLE LAYER NITINOL ASSORTED SIZES/SHAPES AS PER HOSPITAL REQUEST. DETACHMENT DEVICE SHOULD BE PROVIDED WITH EACH DEVICE"
10554 | 4220344704300 | INTRASACCULAR SINGLE LAYER FLOW DISRUPTOR NITINOL DEVICE COMPATIBLE WITH CATHETER INNER DIAMETER 0.021 VARIOUS SIZES
10555 | 4220344704400 | INTRASACCULAR SINGLE LAYER FLOW DISRUPTOR NITINOL DEVICE COMPATIBLE WITH CATHETER INNER DIAMETER 0.027 VARIOUS SIZES
10556 | 4220344704500 | INTRASACCULAR SINGLE LAYER FLOW DISRUPTOR NITINOL DEVICE COMPATIBLE WITH CATHETER INNER DIAMETER 0.033 VARIOUS SIZES
10557 | 4220344704600 | INTRASACCULAR SINGLE LAYER SPHERICAL FLOW DISRUPTOR NITINOL DEVICE COMPATIBLE WITH CATHETER INNER DIAMETER 0.017 VARIOUS SIZES
10558 | 4220344704700 | INTRASACCULAR SINGLE LAYER SPHERICAL FLOW DISRUPTOR NITINOL DEVICE COMPATIBLE WITH CATHETER INNER DIAMETER 0.021 VARIOUS SIZES
10559 | 4220344704800 | INTRASACCULAR SINGLE LAYER SPHERICAL FLOW DISRUPTOR NITINOL DEVICE COMPATIBLE WITH CATHETER INNER DIAMETER 0.027 VARIOUS SIZES
10560 | 4220344704900 | INTRASACCULAR SINGLE LAYER SPHERICAL FLOW DISRUPTOR NITINOL DEVICE COMPATIBLE WITH CATHETER INNER DIAMETER 0.033 VARIOUS SIZES
10561 | 4220344705100 | ACOUSTIC PULSE THROMBOLYSIS CATHETER DIFFERENT TREATMENT ZONES 5-50 CM
10562 | 4220344705200 | "MICROCATHETER TORQUEABLE NITINOL 0.021 - 0.027 IN COMPATIBLE WITH GLUE DMSO ALCOHOL AND CHEMOTHERAPY USED WITH POWER INJECTION UP TO 1200 PSI PRELOADED MICROWIRE ASSORTED SIZES AS PER HOSPITAL REQUEST"
10563 | 4220344705300 | HYPOTUBE 0.027 NITINOL TORQUEABLE MICROCATHETER. COMPATIBLE WITH GLUE DMSO ALCOHOL AND CHEMOTHERAPY USED WITH POWER INJECTION UP TO 1200 PSI- BERN SHAPE AND PRELOADED WITH 0.014 MICRO WIRE
10564 | 4220344705400 | HYPOTUBE 0.014 DIAMOND CUT NITINOL STEERABLE GUIDEWIRE WITH SHAPEABLE PLATINUM-TUNGSTEN TIP - 200-300 CM
10565 | 4220344705500 | "GUIDEWIRE STEERABLE SHAPEABLE TIP NITINOL DIAMOND CUT 0.014 - 0.016 IN ASSORTED SIZES AS PER HOSPITAL REQUEST"
10566 | 4220344705600 | "GUIDEWIRE PERIPHERAL STAINLESS STEEL HYDROPHILIC COATING SHAPEABLE TIP 0.014/ 0.018 INCH ASSORTED TIP LOADS / LENGTHS AS PER HOSPITAL REQUEST"
10567 | 4220344705700 | "MICROCATHETER FOR NEUROVASCULAR COMPATIBLE WITH INTRASACCULAR FLOW DISRUPTOR NITINOL DEVICE ASSORTED SIZES AS PER HOSPITAL REQUEST"
10568 | 4220344705800 | MICROCATHETER COMPATIBLE WITH INTRASACCULAR FLOW DISRUPTOR NITINOL DEVICE INNER DIAMETER 0.021
10569 | 4220344705900 | MICROCATHETER COMPATIBLE WITH INTRASACCULAR FLOW DISRUPTOR NITINOL DEVICE INNER DIAMETER 0.027
10570 | 4220344706000 | MICROCATHETER COMPATIBLE WITH INTRASACCULAR FLOW DISRUPTOR NITINOL DEVICE INNER DIAMETER 0.033
10571 | 4220344706100 | "DIAGNOSTIC CATHETER FOR CARDIAC ELECTROPHYSIOLOGY CORONARY SINUS ( CS ) NON DEFLECTABLE TIP ASSORTED SIZES AND CURVES AS PER HOSPITAL REQUEST"
10572 | 4220344706300 | CATHETER BALLOON WEDGE-PRESSURE ASSORTED SIZES DISPOSABLE STERILE
10573 | 4220344706400 | "EXTRA COMPLIANT OCCLUSION BALLOON CATHETER NEUROVASCULAR 4 MM SINGLE/DUAL LUMEN HYDROPHILIC COATING USE WITH DMSO AND LIQUID EMBOLIC AGENTS ASSORTED SIZES AS PER HOSPITAL REQUEST"
10574 | 4220344706800 | "LONG GUIDING SHEATH FOR NEURO VASCULAR ROUNDED FLEXIBLE DISTAL TIP INNER DIAMETER NOT LESS THAN 0.088 INCH ASSORTED LENGTHS AS PER HOSPITAL REQUEST"
10575 | 4220344706900 | "DELIVERY ASSIST CATHETER FOR NEURO INTERVENTION BULB TOTAL LENGTH NOT LESS THAN 150 CM"
10576 | 4220344707000 | "MICROCATHETER FOR NEUROVASCULAR 0.027 IN MICROCATHETER SYSTEM STRAIGHT TIP CATHETER LENGTH NOT LESS THAN 130 CM DISPOSABLE STERILE"
10577 | 4220344707400 | "GUIDING CATHETER FOR NEUROINTERVENTIONAL PROCEDURES HYDROPHILIC COATING 5 FRENCH ASSORTED SHAPES AND LENGTHS AS PER HOSPITAL REQUEST"
10578 | 4220344707500 | "NEURO CATHETER SIZE 5 AND 6F WITH INNER DIAMETER 0.040 - 0.042 INCH LENGTH NOT LESS THAN 105 CM ASSORTED SHAPES AS PER HOSPITAL REQUEST"
10579 | 4220344707600 | NEURO VASCULAR NITINOL LASER-CUT CLOSED CELL REVASCULARIZATION DEVICE WITH VISIBLE RADIOLOGICAL MARKERS DISTALLY AND PROXIMALLY DIAMETER 3X LENGTH 10X - 20X DELIVERED WITH 0.017 IN MICROCATHETER WITH PUSHER.
10580 | 4220344707700 | NEURO VASCULAR REMODELING DOUBLE LUMEN BALLOON DMSO COMPATIBLE DISTAL TIP 2F WITH SHORT NOSE 3X MAIN LUMEN 0.017 IN DIAMETER 6 X AND LENGTH 7-20 X
10581 | 4220344707800 | "GUIDING CATHETER FOR NEURO INTERVENTION 6 TO 8 FR FOR FEMORAL / RADIAL ACCESS INNER DIAMETER NOT LESS THAN 0.071 IN ASSORTED SIZES AS PER HOSPITAL REQUEST"
10582 | 4220344707900 | "DISPOSABLE KIT FOR CO2 INJECTOR SYSTEM COMPATIBLE WITH DIFFERENT AUTOMATIC CO2 INJECTION MACHINES"
10583 | 4220344708000 | "MICROCATHETER FOR NEUROVASCULAR 0.017 IN MICROCATHETER SYSTEM STRAIGHT TIP TWO GOLD DISTAL MARKERS CATHETER LENGTH NOT LESS THAN 150 CM DISPOSABLE STERILE"
10584 | 4220344708100 | INTRODUCER SET 3-5 FR X 5 CM INCLUDING NITINOL GUIDEWIRE WITH RADIOPAQUE TIP AND NEEDLE DIFFERENT SIZES 3 TO 5 FR
10585 | 4220344708300 | "ASPIRATION CATHETER KIT WITH ASPIRATION TUBE FOR REMOVAL OF FRESH AND SOFT EMBOLI AND THROMBI FROM VESSELS IN CORONARY ARTERY AND PERIPHERAL VASCULAR ASSORTED SIZES AS PER HOSPITAL REQUEST"
10586 | 4220344708500 | SELF-EXPANDING MICRO- ARTERIAL OCCLUSION PLUGS WITH COBALT-CHROME STEM NICKEL-TITANIUM FIBERS AND OCCLUSION MEMBRANE.
10587 | 4220344708600 | NEURO VASCULAR CLOT UNIVERSAL ASPIRATION TUBE WITH CLAMP 300 CM FOR STROKE TREATMENT
10588 | 4220344708700 | NEURO VASCULAR CLOT UNIVERSAL ASPIRATION SUCTION JAR FOR STROKE TREATMENT
10589 | 4220344708800 | NEURO VASCULAR CLOT UNIVERSAL LINER SET WITH CLOT FINDER SPECIMEN CUP (FILTER FOR STROKE TREATMENT)
10590 | 4220344708900 | "REVASCULARIZATION DEVICE FOR NEURO VASCULAR HAS VISIBLE PROXIMAL AND DISTAL RADIOPAQUE MARKERS ASSORTED SIZES COMPATIBLE WITH 0.021 - 0.027 INCH MICROCATHETER STERILE"
10591 | 4220344709000 | "REPERFUSION CATHETER FOR NEURO VASCULATURES INNER DIAMETER NOT MORE THAN 0.072 CATHETER LENGTH NOT LESS THAN 120 CM"
10592 | 4220344709100 | REPERFUSION NEURO CATHETER OD PROXIMAL 6F / DISTAL 6F LENGTH MORE THAN 130 CM WITH HIGH TRANSITIONS FOR NAVIGATION AND PROGRESSIVE DISTAL COIL WIND INTENDED FOR USE WITH HI-FLOW ASPIRATION CONTINUOUS HIGH VACUUM ENGINE -29.2 INHG
10593 | 4220344709200 | "REPERFUSION CATHETER FOR NEURO VASCULATURES INNER DIAMETER NOT MORE THAN 0.062 CATHETER LENGTH NOT LESS THAN 120 CM"
10594 | 4220344710100 | "CATHETER SYSTEM USING INSIDE OUT ACCESS METHOD FOR CHRONICALLY OCCLUDED CENTRAL VEINS"
10595 | 4220344710200 | "PEDIATRIC PICC LINE COMPLETE KIT CUFFED SINGLE OR DOUBLE LUMEN ASSORTED SIZES AS PER HOSPITAL REQUEST"
10596 | 4220344710600 | BONE NEEDLE PENETRATION SET 12G INCLUDING PENETRATION CANNULA AND STYLET DRILL AND DEPTH GAUGE DISPOSABLE STERILE
10597 | 4220344710700 | BONE BIOPSY SET ASSORTED SIZES AS PER HOSPITAL REQUEST DISPOSABLE STERILE
10598 | 4220344710800 | "PERCUTANEOUS HYDRO DISCECTOMY KIT INCLUDES STRAIGHT OR CURVED ACCESS CANNULA WITH GUIDEWIRE DILATOR SPINAL NEEDLE"
10599 | 4220344710900 | BREAST BIOPSY PACK INCLUDING: 10 GAUZE 4 INX4 IN NXRD 2 SYRINGE 10CC 1 ULTRASOUND COVER 1 SKIN PREP 3ML (2% CHLORHEXIDINE GLUCONATE WITH 70% ISOPROPYL ALCOHOL) 4 UTILITY DRAPE 20 INX20 IN 1 SPECIMEN BOTTLE 1 LUBRICANT GEL ; ONE (1) EACH = ONE (1) PACK
10600 | 4220344711000 | BREAST TISSUE MARKER WITH HYDROGEL PLUG PRE-LOADED PROVIDES LONG TERM UNMATCHED ULTRASOUND VISIBILITY
10601 | 4220344711100 | " BREAST TISSUE MARKER CERAMIC PRELOADED IN GLUCAN CARRIER"
10602 | 4220344711200 | "BREAST TISSUE MARKER RAPID COLLAGEN EXPANSION ANCHORS"
10603 | 4220344711300 | BREAST TISSUE MARKER 2 CLIBES BRADED THAT IS WHY DESIGN ENABLES FIRM ANCHORAGE IN THE TISSUE AND INCREASES VISIBILITY IN ALL POSITIONS OPTIMAL VISIBILITY FOR ULTRASOUND MAXOGRAPHY AND MRI MARKER IS MRI COMPATIBLE UP TO 3 TESLA THE MARKER IS APPROVED AS IMPLANTABLE MATERIAL (NITINOL ERGONOMIC HANDLE FOR SINGLE-HANDED OPERATION SIZE 18 GA.
10604 | 4220344711400 | "VACUUM ASSISTED BIOPSY NEEDLE COMPATIBLE WITH MAMMOTOME ELITE ASSORTED SIZES AS PER HOSPITAL REQUEST DISPOSABLE STERILE"
10605 | 4220344711500 | VENTRICULAR ASSIST DEVICE FOR PEDIATRIC PATIENTS (LVAD / BVAD) COMPLETE SET VARIOUS PUMPING VOLUMES AND CONNECTORS DIAMETERS AS PER THE HOSPITAL REQUEST SET INCLUDE: ACCESSORY SET PU VALVES DRIVING TUBES RED AND BLUE AS NEEDED CONNECTING SET CANNULA EXTENSION SET APEX CANULAE ATRIAL CANNULA. COMPONENTS SIZES TO BE DECIDED BY THE RECEIVING CENTER PRIOR TO DELIVERY AS PER THE PATIENT'S NEEDS (STATIONARY DRIVING SYSTEM MUST BE PROVIDED FREE OF CHARGE AND SHOULD BE STATED IN THE FINANCIAL OFFER)
10606 | 4220344711700 | "INTRAVASCULAR LITHOTRIPSY CATHETER FOR CORONARY CALCIUM ASSORTED SIZES AS PER HOSPITAL REQUEST. ENERATOR TO BE PROVIDED FREE OF CHARGE TO THE RECEIVING CENTERS."
10607 | 4220344711800 | "INTRAVASCULAR LITHOTRIPSY CATHETER FOR VASCULAR CALCIFICATION ASSORTED SIZES GENERATOR TO BE PROVIDED FREE OF CHARGE TO THE RECEIVING CENTERS."
10608 | 4220344711900 | "PATCH BOVINE DECELLULARIZED SIZE 8 CM X 14 CM STERILE"
10609 | 4220344712000 | "PATCH GRAFT ANGIOPLASTY SYNTHETIC FOR ASD/VSD REPAIR SIZE: 5 X 10-15 CM STERILE"
10610 | 4220344712100 | CONNECTING CABLE FOR HEXAPOLAR OCTAPOLAR AND DECAPOLAR OR EQUIVALENT
10611 | 4220344712200 | CONNECTING CABLE FOR 22-PIN SENSOR ENABLED OR EQUIVALENT
10612 | 4220344712300 | "TUMOR ABLATION PROBE USED FOR IRREVERSIBLE ELECTROPORATION ASSORTED SIZES AS PER HOSPITAL REQUEST"
10613 | 4220344712400 | "MICROWAVE TISSUE ABLATION PROBE DIFFERENT SIZES COMPATIBLE WITH MACHINES AVAILABLE IN HOSPITALS"
10614 | 4220344712500 | RADIOFREQUENCY ABLATION NEEDLES FOR TRIGEMINAL NERVE HIP AND SPINE PAIN MANAGEMENT DIFFERENT SIZES COMPATIBLE WITH G4 RF GENERATOR
10615 | 4220344712600 | "CAROTID STENT SELF-EXPANDABLE DUAL-LAYER BRAIDED CLOSED CELL ASSORTED SIZES AS PER HOSPITAL REQUEST"
10616 | 4220344712800 | "INTRACRANIAL STENT FOR NEURO INTERVENTION OVER THE WIRE 0.014 IN SELF-EXPANDING ASSORTED SIZES AS PER HOSPITAL REQUEST"
10617 | 4220344712900 | NEURO INTRACRANIAL ANEURYSMS STENT CLOSED AND OPEN CELL DIFFERENT DIAMETERS 3-5 X DIFFERENT LENGTHS
10618 | 4220344713100 | "TISSUE VALVE IMPLANT AORTIC MOUNTED ASSORTED SIZES AS PER HOSPITAL REQUEST STERILE"
10619 | 4220344713200 | "PATCH BOVINE DECELLULARIZED SIZE 6 CM X 8 CM STERILE"
10620 | 4220344713300 | "PATCH BOVINE DECELLULARIZED SIZE 4 CM X 4 CM STERILE"
10621 | 4220344713400 | "PATCH BOVINE BIO-SCAFFOLD SIZE 8 CM X 14 CM STERILE"
10622 | 4220344713500 | "PATCH BOVINE DECELLULARIZED SIZE 1 CM X 6 CM STERILE"
10623 | 4220344713600 | "PATCH BOVINE DECELLULARIZED SIZE 2 CM X 9 CM STERILE"
10624 | 4220344713700 | "PATCH BOVINE DECELLULARIZED SIZE 1 CM X 10 CM STERILE"
10625 | 4220344713800 | "PATCH BOVINE DECELLULARIZED SIZE 1 CM X 14 CM STERILE"
10626 | 4220344713900 | EPTFE CARDIOVASCULAR SYNTHETIC PATCH DESIGNED FOR OPTIMAL TISSUE INGROWTH WHILE MINIMIZING ANEURYSMAL DILATION SIZE 2.0 -3.0 CMX9.0C = MX0.4MM
10627 | 4220344714200 | "PERIPHERAL NITINOL AND PLATINUM COILS FULLY RETRACTABLE WITH ACTIVE MECHANICAL DETACHMENT DELIVERABLE THROUGH ANY HIGH-FLOW MICROCATHETER ASSORTED SIZES AS PER HOSPITAL REQUEST"
10628 | 4220344714300 | DETACHMENT HANDLER FOR PERIPHERAL NITINOL AND PLATINUM COILS FULLY RETRACTABLE WITH ACTIVE MECHANICAL DETACHMENT DELIVERABLE THROUGH ANY HIGH-FLOW MICROCATHETER WITH DIFFERENT SECONDARY DIAMETER UP TO 40 X AND LENGTH SIZES UP TO 60CM
10629 | 4220344714400 | "DETACHABLE FRAMINGCOILS WITH LOOP FILLING SHAPE ASSORTED SIZES AS PER HOSPITAL REQUEST"
10630 | 4220344714600 | INTRALUMINAL NITINOL-PLATINUM COIL ASSIST STENTS USED FOR NEURO ANEURYSM EMBOLIZATION VARIOUS SIZES
10631 | 4220344714700 | "CRYOABLATION PROBE DIFFERENT ANGLES AND LENGTHS COMPATIBLE WITH MACHINES USED BY DIFFERENT CENTERS"
10632 | 4220344714800 | POLYSACCHARIDE HEMOSTATIC SYSTEM 3-5 GRAM AMP PARTICLES
10633 | 4220344714900 | "DEVICE KIT AUTOMATED SUTURE FASTENING SYSTEM FOR CARDIAC VALVE REPLACEMENT AND REPAIR 17-20 CM SHAFT LENGTH STERILE"
10634 | 4220344715000 | "LOADING/FASTENER UNIT TO BE USED WITH AUTOMATED SUTURE FASTENING SYSTEM STERILE"
10635 | 4220344715100 | "DEVICE AND LOADING/FASTENER KIT AUTOMATED SUTURE FASTENING SYSTEM 17-20 CM SHAFT LENGTH STERILE"
10636 | 4220344715200 | COR-KNOT QUICK LOAD 6-POUCH (6 FASTENERS PER POUCH)
10637 | 4220344715300 | "STENT FOR NEUROVASCULAR INTRACRANIAL FOR ATHEROSCLEROSIS TREATMENT NITINOL SELF-EXPANDABLE BRAIDED PARTIALLY RESHEATHABLE ASSORTED SIZES AS PER HOSPITAL REQUEST"
10638 | 4220344715400 | "FEMORAL CLOSURE DEVICE ABSORBABLE SEALS LARGE ACCESS MORE THAN 20FR"
10639 | 4220344715700 | "ABDOMINAL AORTO UNIILIAC STENT GRAFT SUPRARENAL FIXATION SELF EXPANDABLE WOVEN MULTIFILAMENT POLYESTER ASSORTED SIZES AS PER HOSPITAL REQUEST"
10640 | 4220344715900 | "MAIN BODY ABDOMINAL AORTIC STENT GRAFT SUPRARENAL FIXATION SELF EXPANDABLE WOVEN MULTIFILAMENT POLYESTER ASSORTED SIZES AS PER HOSPITAL REQUEST"
10641 | 4220344716100 | CANNULATION TOURNIQUET SET WITH TUBE (2 RED 2 BLUE 2 TRANSPARENT) AND ONE STEEL WIRE SNAGGER DISPOSABLE STERILE.
10642 | 4220344716200 | FIBRIN SEALANT PACKAGE INSERT FOR SEALING TWO AMPOULE 10 ML STERILE
10643 | 4220344716300 | STENT VENOUS SELF-EXPANDABLE ASSORTED SIZES STENT DIAMETER AND LENGTH AS PER HOSPITAL REQUEST
10644 | 4220344716500 | "TISSUE VALVE CONDUIT AORTIC PORCINE ASSORTED SIZES AS PER HOSPITAL REQUEST"
10645 | 4220344717000 | "MICRO CATHETER FOR PERIPHERAL 2.4- 2.8 FR WITH PRE-LOADED GUIDEWIRE HYDROPHILIC COATING COMPATIBLE WITH DSMO/CHEMO/ALCOHOL/RADIOACTIVE MATERIAL ASSORTED LENGTHS AS PER HOSPITAL REQUEST"
10646 | 4220344717100 | "MICRO VASCULAR PLUG ACCEPT MICRO CATHETERS FROM 0.021 INCH AND LARGER COMPATIBLE DIAGNOSTIC CATHETER ASSORTED SIZES AS PER HOSPITAL REQUEST"
10647 | 4220344717200 | "MICRO CATHETER STEERABLE COILED SHAFT CONSTRUCTION 0.014 WIRE DEFLECTING TIP UP TO 90 DEGREE"
10648 | 4220344717300 | NEURO VASCULAR 3 DROP ZONES STENT RETRIEVER CAPTURE ALL TYPES OF CLOTS (SOFT AND HARD CLOTS TWO SMART MARKERS PER DROP ZONE PROXIMAL AND DISTAL MARKER SIZE 3-6X DIFFERENT SIZES
10649 | 4220344717500 | BREAST BIOPSY VACUUM INSERTION NEEDLE 10FR 12FR 14FR AND 10 CM LENGTH REUSABLE HANDHELD DEVICE SINGLE INSERTION WITH MULTIPLE SAMPLE BIOPSIES ECHOGENIC MARKINGS SHARP TRICON CAVE TIP
10650 | 4220344717900 | STENT PERIPHERAL BALLOON MOUNTED ASSORTED SIZES AS PER HOSPITAL REQUEST
10651 | 4220344718100 | CARDIAC RESYNCHRONIZATION THERAPY WITH 3 LEADS STERILE TRIPLE CHAMBER: 1-SIZE 33-37 CC AND WEIGHT 65-68G. DF4 CONNECTOR (DEVICES WITH DF 1 CONNECTOR ALSO TO BE PROVIDED FOR PULSE GENERATOR CHANGES OF OLD IMPLANTS AS PER THE REQUEST OF THE CENTER) 2- PHYSIOLOGIC SHAPE TO REDUCE POCKET PRESSURE AND ENSURE PATIENT COMFORT3- PROGRAXING THERAPY GUIDE BASED ON: VT/VF SLOWEST VT ATRIAL STATUS AV CONDUCTION HEART FAILURE DATE OF BIRTH ACTIVITY LEVEL 3- ATP BEFORE AND DURING CHARGING TO REDUCES INAPPROPRIATE SHOCKS.4- CONSISTENT FAST CHARGE TIME TILL END OF LIFE: BOL = 7-8 SEC /EOL = 9-10SEC MAXIMUM BATTERY LIFE REQUIRED (EBM BY THIRD PARTY) COVERED BY FULL WARRANTY REGARDLESS PROGRAXED PARAMETERS AND DELIVERED SHOCKS. 6- CAPTURE MANAGEMENT OPTION FOR RA / RV AND LV .7- DUAL ZONE RATE RESPONSE THAT CAN BE CUSTOMIZED AS PER THE PATIENT ACTIVITY.8- ARRHYTHMIA REPORT FOR AT/AF AND VT /VF AUTOMATIC OPTIMIZATION OF A-V AND V-V DELAY. MONITORING AND THERAPY ALGORITHMS FOR AT/AF AND SENSITI
10652 | 4220344718200 | IMPLANTABLE CARDIOVERSION DEFIBRILLATOR WITH LEAD STERILE SINGLE CHAMBER 1) SIZE 33CC TO 35CC WEIGHT: 65 ? 77 GM DF-4 CONNECTOR (DEVICES WITH DF 1 CONNECTOR ALSO TO BE PROVIDED FOR PULSE GENERATOR CHANGES OF OLD IMPLANTS AS PER THE REQUEST OF THE CENTER) 2) PROGRAXING THERAPY GUIDE BASED ON: ATRIAL STATUS AV CONDUCTION ATRIAL ARRHYTHMIAS VENTRICULAR ARRHYTHMIAS3) ATP BEFORE AND DURING CHARGING TO REDUCES INAPPROPRIATE SHOCKS.4) CONSISTENT FIXED AND FAST CHARGE TIME TILL END OF LIFE: 5) MAXIMUM BATTERY LIFE REQUIRED (EBM BY THIRD PARTY) COVERED BY FULL WARRANTY REGARDLESS PROGRAXED PARAMETERS AND DELIVERED SHOCKS. 6) DYNAMIC NOISE ALGORITHM TO AVOID OVER SENSING7) MAXIMUM OUTPUT 36-40 J DELIVERED (CHARGING UP TO 45 J).8) ARRHYTHMIA REPORT . ALGORITHM TO DETECT LEAD FAILURE AND NOISE. 9) WIRELESS TELEMETRY.10) PROGRAXERS /SOFTWARE UPGRADE AND ENOUGH PRINTING PAPERS MUST BE PROVIDED FREE OF CHARGE TO ALL CENTERS 13) 7F RV LEAD COMP. WITH THE DEVICE11) TECHNICAL AND EDUCATIONAL
10653 | 4220344718300 | IMPLANTABLE CARDIOVERSION DEFIBRILLATOR DUAL CHAMBER WITH TWO LEADS (RA RV) STERILE : 1) SIZE 33CC TO 35CC WEIGHT: 65 ? 77 GM DF-4 CONNECTOR (DEVICES WITH DF 1 CONNECTOR ALSO TO BE PROVIDED FOR PULSE GENERATOR CHANGES OF OLD IMPLANTS AS PER THE REQUEST OF THE CENTER) 2- PHYSIOLOGIC SHAPE TO REDUCE POCKET PRESSURE AND ENSURE PATIENT COMFORT2) PROGRAXING THERAPY GUIDE BASED ON: ATRIAL STATUS AV CONDUCTION ATRIAL ARRHYTHMIAS VENTRICULAR ARRHYTHMIAS3) SINGLE CHAMBER PACING WITH DUAL CHAMBER BACKUP PACING WHICH REDUCES UNNECESSARY RV PACING 4) ATP BEFORE AND DURING CHARGING TO REDUCES INAPPROPRIATE SHOCKS.5) CONSISTENT FIXED F3 AND FAST CHARGE TIME TILL END OF LIFE:6) MAXIMUM BATTERY LIFE REQUIRED (EBM BY THIRD PARTY) COVERED BY FULL WARRANTY REGARDLESS PROGRAXED PARAMETERS AND DELIVERED SHOCKS. 7) DYNAMIC NOISE ALGORITHM TO AVOID OVER SENSING F108) MAX 6 SHOCKS9) ARRHYTHMIA REPORT . ALGORITHM TO DETECT LEAD FAILURE AND NOISE. FLUID MONITORING FEATURE.10) WIRELESS TELEMETRY.11
10654 | 4220344718400 | "COMPLIANT OCCLUSION BALLOON CATHETER NEUROVASCULAR SINGLE/DUAL LUMEN HYDROPHILIC COATING USE WITH DMSO AND LIQUID EMBOLIC AGENTS ASSORTED SIZES AS PER HOSPITAL REQUEST"
10655 | 4220344718900 | "LUNG BIOPSY TRACT SYSTEM CONSISTS OF ABSORBABLE HYDROGEL PLUG TO PREVENT PNEUMOTHORAX STERILE DISPOSABLE INCLUDES (2 CO-AXIAL ADAPTERS WITH (2 PLUGS INCLUDES 19G CO-AXIAL INTRODUCER NEEDLE (INTRODUCER NEEDLE LENGTH TO BE SUPPLIED DETERMINED BY THE RECEIVING HOSPITAL SITE"
10656 | 4220344719100 | "MICROCATHETER FOR NEUROVASCULAR 0.010 - 0.015 IN MICROCATHETER SYSTEM ASSORTED TIP SHAPES CATHETER LENGTH NOT LESS THAN 150 CM DISPOSABLE STERILE"
10657 | 4220344719600 | VASCULAR TUNNELER SHEATH AND BULLET TIP LARGE FOR GRAFTS UP TO 10 MM DISPOSABLE STERILE (EACH CENTER MUST BE PROVIDED WITH COMPLETE SET OF TUNNELER SYSTEM IN STORAGE AND STERILIZATION TRAY FREE OF CHARGE TO USE WITH THE TUNNELERS SHEATHS AND BULLET TIPS)
10658 | 4220344719800 | VALVULOTOMY DEVICE SELF SIZING SELF-CENTERING 1.8 MM (BLADE RANGE 1.8-6.0 MM EXPANDABLE FOUR RECESSED BLADES FOR CUTTING VALVE CUSPS HOOP DESIGN ADJUSTS TO VEIN DIAMETER AUTOMATICALLY BLADE HOUSING OUTER DIAMETER 1.8 MM LENGTH 110 CM DISPOSABLE STERILE OR EQUIVALENT
10659 | 4220344719900 | INTRA AORTIC BALLOON ASSORTED SIZES CAPACITY ASSORTED ACCORDING TO CENTER REQUEST SHEATH AND SHEATH LESS WITH INSERTION KIT COMPATIBLE WITH THE CURRENT HOSPITALS MACHINES DISPOSABLE STERILE.
10660 | 4220344720100 | CATHETER DIAGNOSTIC ANGIOGRAPHIC FOR RIGHT AND LEFT CORONARY ANGIOGRAPHY THROUGH RADIAL/BRACHIAL APPROACH ASSORTED SIZES
10661 | 4220344720200 | "PTA BALLOON WITH NITINOL CONSTRAINING CAGE TO MINIMIZE VESSEL TRAUMA DISPOSABLE STERILE ASSORTED SIZES AS PER HOSPITAL REQUEST"
10662 | 4220344720300 | "BALLOON CATHETER FOR VALVULOPLASTY FOR TREATMENT OF AORTIC VALVE STENOSIS DIAMETER 5X TO 35X"
10663 | 4220344720400 | "PRESSURE CATHETER PLACEMENT SET 3 FR VASCULAR CATHETER W/ PEEL-AWAY NEEDLES DISPOSABLE STERILE"
10664 | 4220344720500 | VERTEBROPLASTY WITH CEMENT INJECTION SET SPINAL
10665 | 4220344720700 | GUIDING SHEATH PTFE COATED SS COIL 6FR - 90 CM MP
10666 | 4220344801900 | THE LOCK SOLUTION CONTAINS AMPOULE OR VIAL (5 ML) (CYCLO) - TAUROLIDINE 500 UNITS HEPARIN PER ML AND CITRATE (4%) (CYCLO) - TAUROLIDINE HAS BROAD ANTIMICROBIAL ACTIVITY INCLUDING MRSA AND VRE AGAINST GRAM POSITIVE AND GRAM - NEGATIVE BACTERIA AND FUNGI
10667 | 4220344802000 | THE LOCK SOLUTION AMPOULE OR VIAL (5 ML) CONTAINS (CYCLO) - TAUROLIDINE CITRATE (4%) AND UROKINASE (25 000 IU) (CYCLO) - TAUROLIDINE HAS BROAD ANTIMICROBIAL ACTIVITY INCLUDING MRSA AND VRE CITRATE
10668 | 4220344802100 | THE LOCK SOLUTION CONTAINS AMPOULE OR VIAL (3 ML) (CYCLO) - TAUROLIDINE 100 UNITS HEPARIN PER ML AND CITRATE (4%) (CYCLO) - TAUROLIDINE HAS BROAD ANTIMICROBIAL ACTIVITY INCLUDING MRSA AND VRE AGAINST GRAM POSITIVE AND GRAM - NEGATIVE BACTERIA AND FUNGI
10669 | 4220344802200 | THE LOCK SOLUTION CONTAINS AMPOULES OR VIAL (3 ML) (CYCLO) - TAUROLIDINE AND CITRATE (4%) (CYCLO) - TAUROLIDINE HAS BROAD ANTIMICROBIAL ACTIVITY MRSA AND VRE AGAINST GRAM POSITIVE AND GRAM - NEGATIVE BACTERIA AND FUNGI
10670 | 4220344802300 | THE LOCK SOLUTION CONTAINS AMPOULES OR VIAL (3 ML) (CYCLO) - TAUROLIDINE (CYCLO) - TAUROLIDINE HAS BROAD ANTIMICROBIAL ACTIVITY INCLUDING MRSA AND VRE AGAINST GRAM POSITIVE AND GRAM - NEGATIVE BACTERIA AND FUNGI
10671 | 4220345200100 | "DELIVERY MICROCATHETER DESIGNED TO DELIVER REVASCULARIZATION DEVICE COMPATIBLE WITH CONTINEUOS ASPIRATION CATHETER"
10672 | 4220345204300 | "ENDOVENOUS SYSTEM KIT ACOUSTIC PULSE OR MECHANICAL THROMBOLYSIS INFUSION CATHETER WITH MULTIPLE PORTS TO TREAT PULMONARY EMBOLISMS"
10673 | 4220345300000 | TRANSSEPTAL NEEDLE CURVE 56 CM PEDIATRIC
10674 | 4220345300100 | TRANSSEPTAL ACCESS SYSTEM INTEGRATED TRANSSEPTAL DILATOR/NEEDLE COMPATIBLE WITH ALL INDUSTRY-LEADING INTRODUCERS ASSORTED SIZES AS PER HOSPITAL REQUEST
10675 | 4220350000400 | PACEMAKER PERMANENT LEAD LESS
10676 | 4220350000600 | IMPLANTABLE PACEMAKER WITH BLUETOOTH/WIRELESS TECHNOLOGY DUAL PACEMAKER; 1-MAXIMUM BATTERY LIFE REQUIRED; 2- PROGRAMMERS /SOFTWARE UPGRADE AND ENOUGH PRINTING PAPERS MUST BE PROVIDED FREE OF CHARGE TO ALL CENTERS; 3- TECHNICAL AND EDUCATIONAL SUPPORT SHOULD BE PROVIDED TO THE HOSPITAL STAFF IN ALL CENTERS WITH EXPERT TEAM (CERTIFIED); 4- COMPLETE SYSTEM WITH (RA AND RV LEADS INTRODUCER SHEATHS AND SURGICAL CABLES); 5-FULLY MRI COMPATIBLE
10677 | 4220350000700 | IMPLANTABLE PACEMAKER WITH BLUETOOTH/WIRELESS TECHNOLOGY SINGLE PACEMAKER; 1-MAXIMUM BATTERY LIFE REQUIRED; 2- PROGRAMMERS /SOFTWARE UPGRADE AND ENOUGH PRINTING PAPERS MUST BE PROVIDED FREE OF CHARGE TO ALL CENTERS; 3- TECHNICAL AND EDUCATIONAL SUPPORT SHOULD BE PROVIDED TO THE HOSPITAL STAFF IN ALL CENTERS WITH EXPERT TEAM (CERTIFIED); 4- COMPLETE SYSTEM WITH (RA AND RV LEADS INTRODUCER SHEATHS AND SURGICAL CABLES); 5-FULLY MRI COMPATIBLE
10678 | 4220350203000 | "PACING LEADS TEMPORARY # BIPOLAR ASSORTED SIZES ACCORDING TO HOSPITAL REQUEST DISPOSABLE STERILE"
10679 | 4220350203100 | MYOCARDIAL PACING LEAD FOR LONG TERM VENTRICULAR PACING AND SENSING BIPOLAR SUTURELESS ASSORTED SIZES AS PER HOSPITAL REQUEST
10680 | 4220350500700 | "SUBCUTANEOUS IMPLANTABLE CARDIAC DEFIBRILLATOR FOR CARDIAC ELECTROPHYSIOLOGY WITH ALL NEEDED ACCESSORIES"
10681 | 4220350502500 | EXTRAVASCULAR IMPLANTABLE CARDIOVERTER DEFIBRILLATOR (EV ICD) SYSTEM
10682 | 4220350601600 | CARDIAC CONTRACTILITY MODULATION SYSTEM FOR HEART FAILURE PATIENTS THE SYSTEM CONSISTS OF IMPLANTABLE PULSE GENERATOR AND CHARGER THE SYSTEM HAS TO BE COMPATIBLE WITH CONVENTIONAL LEADS
10683 | 4220350700000 | "PACING LEADS TEMPORARY # UNIPOLAR ASSORTED SIZES ACCORDING TO HOSPITAL REQUEST DISPOSABLE STERILE"
10684 | 4220350800000 | "LEAD CUTTER FOR LASER LEAD EXTRACTION FOR CARDIAC ELECTROPHYSIOLOGY DISPOSABLE STERILE"
10685 | 4220351000000 | "LEAD LOCKING DEVICE ACCESSORY KIT FOR LASER LEAD EXTRACTION FOR CARDIAC ELECTROPHYSIOLOGY DISPOSABLE STERILE"
10686 | 4220371000100 | X-RAY MARKER FOR POLYAXIAL RING EXTERNAL FIXATOR WITH ALL NECESSARY ATTACHMENTS
10687 | 4220390200900 | FILM DRY STAR (DT2B) TO BE USED WITH 5500 LASER CAMERA SIZE: 8 X 10 INCH PACKING: 100 FILMS/PKT
10688 | 4220390201000 | FILM DRY STAR (DT2B) TO BE USED WITH DRY STAR 5300 AND 5500 LASER CAMERA SIZE: 11 X 14 INCH PACKING: 100 FILMS/PACK
10689 | 4220390201100 | FILM DRY STAR (DT2B) TO BE USED WITH DRY STAR 5300 AND 5500 LASER CAMERA SIZE: 14 X 14 INCH PACKING: 100 FILMS/PACK
10690 | 4220390201200 | FILM DRY STAR (DT2B) TO BE USED WITH DRY STAR 5300 AND 5500 LASER CAMERA SIZE: 14 X 17 INCH PACKING: 100 FILMS/PACK
10691 | 4220390201300 | FILM DRY STAR (DT2 B) TO BE USED WITH DRY STAR 5500 LASER CAMERA SIZE: 10 X 12 INCH
10692 | 4220390201400 | FILM DRY VIEW BLUE BASE DVB TO BE USED WITH DRY VIEW 5800 LASER CAMERA OR EQUIVALENT SIZE 14 INCH X 17 INCH
10693 | 4220390201500 | FILM DRY VIEW BLUE BASE DVB TO BE USED WITH DRY VIEW 8900 AND 6800 LASER CAMERA OR EQUIVALENT SIZE 24 X 30 CM
10694 | 4220400200100 | LEAD XRAY PROTECTION FROM DENTAL XRAY APRON/FOR ADULT/PROTECT ALL COMBO COLLAR/COVERING THYROID AND GONADS FOR DENTAL
10695 | 4220400201200 | LEAD XRAY PROTECTION FROM DENTAL XRAY APRON/FOR CHILD/WITH COLLAR PROTECTION/FOAM BACK & HAPPY FACE OR CARTOON CHARACTERS THICKNESS: 0.3MM FOR DENTAL
10696 | 4220400400100 | PLUG EAR NOISE PROTECTION LATEX FREE
10697 | 4220400900100 | SAFETY RADIATION PROTECTION EYEWEAR ORTHOPEDIC
10698 | 4221150100400 | CANE QUAD LOW LARGE BASE T-SHAPE HANDLE ADAPTABLE FOR RIGHT AND LEFT HANDED MADE OF ALUMINUM HEAVY DUTY WITH ADJUSTABLE HEIGHT 73 -97 CM (+/- 2 CM)
10699 | 4221150100500 | CANE QUAD HIGH BASE T-SHAPED FIT FOR RIGHT AND LEFT HANDED MADE OF ALUMINUM HEAVY DUTY WITH ADJUSTABLE HEIGHT 73 -97 CM (+/- 2 CM)
10700 | 4221150100900 | CANE TALL T-SHAPED MADE OF ALUMINUM HEAVY DUTY ADJUSTABLE PUSH BUTTON RUBBER TIP SIZE 97-123 CM (+/- 2 CM)
10701 | 4221150101000 | CANE TRIPOD T-SHAPED FIT FOR RIGHT AND LEFT HANDED MADE OF ALUMINUM HEAVY DUTY WITH ADJUSTABLE HEIGHT 73 -97 CM (+/- 2 CM)
10702 | 4221150101100 | CANE STANDARD MADE OF ALUMINUM HEAVY DUTY ADJUSTABLE PUSH BUTTON RUBBER TIP T - SHAPE HANDLE FIT FOR RIGHT AND LEFT HANDED 73 -97 CM (+/- 2 CM)
10703 | 4221150101200 | CANE QUAD LOW WIDE BASE OFFSET HANDLE ADAPTABLE FOR RIGHT AND LEFT HANDED MADE OF ALUMINUM HEAVY DUTY WITH ADJUSTABLE HEIGHT 73 -97 CM (+/- 2 CM)
10704 | 4221150101300 | CANE STANDARD T-SHAPED MADE OF ALUMINUM HEAVY DUTY ADJUSTABLE PUSH BUTTON RUBBER TIP SIZE 70 - 95 (+/- 2 CM)
10705 | 4221150203500 | AXILLARY CRUTCHES ALUMINUM HEAVY DUTY ADJUSTABLE WITH EASY PUSH BUTTON METAL REINFORCED RUBBER TIPS MEDIUM SIZE 115 - 135 CM (+/- 2 CM)
10706 | 4221150203600 | AXILLARY CRUTCHES ALUMINUM HEAVY DUTY ADJUSTABLE WITH EASY PUSH BUTTON METAL REINFORCED RUBBER TIPS LARGE SIZE 135 - 155 CM (+/- 2 CM)
10707 | 4221150203700 | AXILLARY CRUTCHES ALUMINUM HEAVY DUTY ADJUSTABLE WITH EASY PUSH BUTTON METAL REINFORCED RUBBER TIPS SMALL SIZE 95 - 115 CM (+/- 2 CM)
10708 | 4221150203800 | FOREARM CRUTCHES ELBOW MADE FROM ALUMINUM HEAVY DUTY OPEN CUFFS EASY PUSH BUTTON ADJUSTABLE AT BOTH LEGS AND FOREARM CUFFS AND METAL REINFORCED RUBBER TIPS SMALL SIZE 79-109 CM (+/- 2 CM)
10709 | 4221150203900 | FOREARM CRUTCHES ELBOW MADE FROM ALUMINUM HEAVY DUTY OPEN CUFFS EASY PUSH BUTTON ADJUSTABLE AT BOTH LEGS AND FOREARM CUFFS AND METAL REINFORCED RUBBER TIPS MEDIUM SIZE 87-117 CM (+/- 2 CM)
10710 | 4221150204000 | FOREARM CRUTCHES ELBOW MADE FROM ALUMINUM HEAVY DUTY OPEN CUFFS EASY PUSH BUTTON ADJUSTABLE AT BOTH LEGS AND FOREARM CUFFS AND METAL REINFORCED RUBBER TIPS LARGE SIZE 95-125 CM (+/- 2 CM)
10711 | 4221150204500 | FOREARM CRUTCHES ELBOW MADE FROM ALUMINUM HEAVY DUTY EASY PUSH BUTTON ADJUSTABLE AT BOTH LEGS AND FOREARM CUFFS AND METAL REINFORCED RUBBER TIPS EXTRA LONG SIZE 105-135 CM (+/- 2 CM)
10712 | 4221150204600 | FOREARM CRUTCHES PEDIATRIC ELBOW MADE FROM ALUMINUM HEAVY DUTY CLOSED CUFFS EASY PUSH BUTTON ADJUSTABLE AT BOTH LEGS AND FOREARM CUFFS AND METAL REINFORCED RUBBER TIPS SIZE 45-70 CM (+/- 2 CM)
10713 | 4221150204700 | FOREARM CRUTCHES ELBOW MADE FROM ALUMINUM CLOSE CUFF WITH 180 DEGREE PIVOT EASY PUSH BUTTON ADJUSTABLE AT BOTH LEGS AND FOREARM CUFFS AND METAL REINFORCED RUBBER TIPS LARGE SIZE 95-125 CM (+/- 2 CM)
10714 | 4221150204800 | FOREARM CRUTCHES ELBOW MADE FROM ALUMINUM CLOSE CUFF WITH 180 DEGREE PIVOT EASY PUSH BUTTON ADJUSTABLE AT BOTH LEGS AND FOREARM CUFFS AND METAL REINFORCED RUBBER TIPS MEDIUM SIZE 87-117 CM (+/- 2 CM)
10715 | 4221150204900 | FOREARM CRUTCHES ELBOW MADE FROM ALUMINUM CLOSE CUFF WITH 180 DEGREE PIVOT EASY PUSH BUTTON ADJUSTABLE AT BOTH LEGS AND FOREARM CUFFS AND METAL REINFORCED RUBBER TIPS SMALL SIZE 79-109 CM (+/- 2 CM)
10716 | 4221150206500 | AXILLARY CRUTCHES ALUMINUM HEAVY DUTY ADJUSTABLE WITH EASY PUSH BUTTON METAL REINFORCED RUBBER TIPS TALL SIZE 145 - 175 CM (+/- 5 CM)
10717 | 4221150206600 | AXILLARY CRUTCHES ALUMINUM HEAVY DUTY ADJUSTABLE WITH EASY PUSH BUTTON METAL REINFORCED RUBBER TIPS YOUTH SIZE 78 - 105 CM (+/- 2 CM)
10718 | 4221150300100 | SET LEAD HAND PEDIATRIC AND ADULT
10719 | 4221150300700 | SYSTEM POSITIONING MOBILE FOR WRIST JOINT ARTHROSCOPY
10720 | 4221150300800 | THERAPEUTIC FUNCTIONAL GRIP PUSH-UP COMES WITH SPACERS ADJUST HEIGHT FROM 7 INCH TO 9 INCH. UNDERSIDE FEATURES NO-SLIP PADS. SET OF TWO. LATEX-FREE
10721 | 4221150300900 | THERAPEUTIC HAND CONES WITH A SOFT VELCRO STRAP CLEAR ACRYLIC AND WASHABLE TERRY CLOTH COVERS 11CM HIGH
10722 | 4221150500900 | WALKER PEDIATRIC STANDARD FOLDING MADE FROM ALUMINUM HEAVY DUTY WITH ADJUSTABLE HEIGHT 61 - 71 CM (+/- 4 CM) HEAVY DUTY WITH WEIGHT CAPACITY UP TO 90 KG
10723 | 4221150501000 | WALKER STANDARD FOLDING MADE FROM ALUMINUM WITH ADJUSTABLE HEIGHT HEAVY DUTY TODDLER 50 - 61 CM (+/- 4 CM) HEAVY DUTY WITH WEIGHT CAPACITY UP TO 77 KG
10724 | 4221150501900 | WALKER ALUMINUM (WALKING FRAME) NON-FOLDING WITH METAL REINFORCEMENT RUBBER TIPS AND HEIGHT ADJUSTABLE SIZE 75 - 85 CM (+/- 4 CM)
10725 | 4221150502000 | WALKER ALUMINUM BUTTONS FOLDING SOFT HANDLE NON-RECIPROCAL WALKER WITH METAL REINFORCEMENT RUBBER TIPS AND HEIGHT ADJUSTABLE 73 -97 CM (+/- 3 CM)
10726 | 4221150503000 | WALKER FOR CEREBRAL PALSY REVERSE TWO PAIRS OF HANDGRIP FOLDABLE FRONT ONE-WAY SWIVEL WHEEL 3 INCHES ADJUSTABLE HEIGHT 48 - 63 CM (+/- 4 CM) SMALL
10727 | 4221150503400 | TIPS RUBBER HEAVY DUTY WITH MORE INSIDE HOLDING RINGS SAFETY METAL INSERTS WITH SAME DIAMETER AS TIP BASE DIAMETER 45 MM INSIDE DIAMETER 22 MM LENGTH 60 MM APPROXIMATELY
10728 | 4221150503900 | WALKING AID ACCESSORY EXTENSOR ASSIST BELT MADE OF DURABLE MATERIAL OPENED AND CLOSED WITH BUCKLES TO BE USED WITH POSTURAL WALKERS STABILIZER/PAD
10729 | 4221150504000 | WALKING AID ACCESSORY EXTENSOR ASSIST CENTER PADS COMPATIBLE WITH POSTURE CONTROL AND POSTURE REST WALKERS SIZE 9 CM (+/- 2 CM) HEIGHT 15 CM (+/- 2 CM) WIDTH
10730 | 4221150504100 | WALKING AID ACCESSORY EXTENSOR ASSIST CENTER PADS COMPATIBLE WITH POSTURE CONTROL AND POSTURE REST WALKERS SIZE 9 CM (+/- 2 CM) HEIGHT 23 CM (+/- 2 CM) WIDTH
10731 | 4221150504200 | TELESCOPIC KNEE STABILIZER WITH BREATHABLE ANTI SLIP PADS FASTENING STRAPS (4) WITH QUICK CLAMPING SYSTEM AND INDEPENDENT ADJUSTMENT TELESCOPIC SYSTEM OF THE JOINT EXTENSION MINIMUM HEIGHT 46 CM MAXIMUM HEIGHT 69 CM FULL FRONT OPENING QUICK LOCK SYSTEM OF 0º 15º AND 30º CONTROLS THE FLEXION FROM 0º TO 120º WITH INTERVALS OF 10º KNEE INJURY INSTABILITY OF THE KNEE KNEE STRING INJURY POST-TRAUMATIC REHABILITATION POST OPERATIVE REHABILITATION ORTHOSIS TO STABILIZE THE KNEE WITH MONOCENTRIC JOINT ADJUSTABLE AND EXTENSIBLE MONOCENTRIC JOINT FLEXO-EXTENSION CONTROLS THE KNEE IN DIFFERENT ANGLES
10732 | 4221150504300 | RUBBER TIP TO FIT WALKERS SIZE 23 MM DIAMETER
10733 | 4221150600900 | WALKER ALUMINUM (WALKING FRAME) NON-FOLDING WITH METAL REINFORCEMENT RUBBER TIPS AND HEIGHT ADJUSTABLE SIZE 85 - 95 CM (+/- 4 CM)
10734 | 4221150601000 | "OFF LOADING WALKING BOOT LOW PROFILE ROCKER BOTTOM WITH ACTIVE OFFLOADING INSOLE SIZE LARGE"
10735 | 4221150601100 | "OFF LOADING WALKING BOOT LOW PROFILE ROCKER BOTTOM WITH ACTIVE OFFLOADING INSOLE SIZE MEDIUM"
10736 | 4221150601200 | "OFF LOADING WALKING BOOT LOW PROFILE ROCKER BOTTOM WITH ACTIVE OFFLOADING INSOLE SIZE SMALL"
10737 | 4221150601300 | "OFF LOADING WALKING BOOT LOW PROFILE ROCKER BOTTOM WITH ACTIVE OFFLOADING INSOLE SIZE EXTRA LARGE"
10738 | 4221150601400 | "OFF LOADING WALKING BOOT LOW PROFILE ROCKER BOTTOM WITH ACTIVE OFFLOADING INSOLE SIZE EXTRA SMALL"
10739 | 4221150601500 | WALKER (WALKING FRAME) ADJUSTABLE WALKER WITH BODY WEIGHT SUPPORTED PAD AND TWO FRONT WHEELS ADULT SIZE
10740 | 4221150601600 | WALKER NON RECIPROCAL ADULT FOLDABLE AND ADJUSTABLE HEIGHT 2 FRONT LEGS WITH 3 INCHES REMOVABLE WHEEL OTHER 2 LEGS WITH HARD RUBBER TIPS WITH CANVAS CHAIR FOR SHORT REST
10741 | 4221150601700 | WALKER FOREARM SUPPORT PADDED ARMRESTS NON RECIPROCAL ADULT 2 FRONT LEGS WITH 3 INCHES REMOVABLE WHEEL OTHER 2 LEGS WITH HARD RUBBER TIPS ADJUSTABLE HEIGHT 96 - 110 CM (+/- 4 CM) WIDTH 73 CM (+/- 4 CM) WEIGHT CAPACITY UP - TO 160 KG
10742 | 4221150601800 | WALKER FOREARM SUPPORT PADDED ARMRESTS NON RECIPROCAL ADULT 4 - WHEELED ADJUSTABLE HEIGHT 96 - 110 CM (+/- 4 CM) WIDTH 73 CM (+/- 4 CM) WEIGHT CAPACITY UP - TO 160 KGS
10743 | 4221150601900 | WALKER HIGH FOREARM PLATFORM STEEL WITH ADJUSTABLE HEIGHT (100 - 130 CM) FOUR CASTOR WHEELS (REAR BRAKED) PADDED ARM RESTS WITH VERTICAL HANDGRIPS WHICH ADJUST IN ANGLE WEIGHT CAPACITY UP TO 160 KG.
10744 | 4221150602000 | WALKER BARIATRIC ALUMINUM BUTTONS FOLDING SOFT HANDLE NON-RECIPROCAL WALKER WITH METAL REINFORCEMENT RUBBER TIPS HEAVY DUTY AND HEIGHT ADJUSTABLE 81 - 99 CM (+/- 4 CM) WIDTH 56 CM (+/- 4 CM) WITH WEIGHT CAPACITY UP TO 135 KG
10745 | 4221150602100 | WALKER BARIATRIC ALUMINUM BUTTONS FOLDING SOFT HANDLE NON-RECIPROCAL WALKER WITH METAL REINFORCEMENT RUBBER TIPS HEAVY DUTY AND HEIGHT ADJUSTABLE 81 - 112 CM (+/- 4 CM) WIDTH 65 CM (+/- 4 CM) WITH WEIGHT CAPACITY UP TO 225 KG
10746 | 4221150602200 | WALKER FOLDING BUTTON FOLDING STAND-ASSIST MADE FROM ALUMINUM WITH ADJUSTABLE HEIGHT 81 - 99 CM (+/- 4 CM) HEAVY DUTY WITH WEIGHT CAPACITY UP TO 135 KG
10747 | 4221150602300 | WALKER 2-FRONTAL WHEELS ADULT BUTTON FOLDING MADE FROM ALUMINUM WITH ADJUSTABLE HEIGHT 81 - 100 CM (+/- 4 CM) HEAVY DUTY WITH WEIGHT CAPACITY UP TO 135 KG
10748 | 4221150602400 | HEMI-WALKER FOLDING ADULT TALL MADE FROM ALUMINUM WITH ADJUSTABLE HEIGHT 36 INCHES-42 INCHES (+/- 1 INCH) HEAVY DUTY WITH WEIGHT CAPACITY UP TO 650 POUNDS
10749 | 4221150602500 | WALKER HEMI STYLE FOLDING ADULT MADE FROM ALUMINUM WITH ADJUSTABLE HEIGHT 73 -97 CM (+/- 3 CM) HEAVY DUTY WITH WEIGHT CAPACITY UP TO 136 KG
10750 | 4221150602600 | WALKER ANTERIOR SUPPORT WITH CHEST AND ADJUSTABLE SIDE CUSHIONS FOLDING MADE OF ALUMINUM WITH 2-FRONTAL SWIVEL WHEELS AND 2-REAR WHEELS WITH ADJUSTABLE HEIGHT 48 – 66 CM (+/- 3 CM) WITH CHEST AND SIDE CUSHION
10751 | 4221150602700 | WALKER ANTERIOR SUPPORT WITH CHEST AND ADJUSTABLE SIDE CUSHIONS FOLDING MADE OF ALUMINUM WITH 2-FRONTAL SWIVEL WHEELS AND 2-REAR WHEELS WITH ADJUSTABLE HEIGHT 56 – 91 CM (+/- 3 CM) WITH CHEST AND SIDE CUSHION
10752 | 4221150602800 | WALKER ANTERIOR SUPPORT WITH CHEST AND ADJUSTABLE SIDE CUSHIONS FOLDING MADE OF ALUMINUM WITH 2-FRONTAL SWIVEL WHEELS AND 2-REAR WHEELS WITH ADJUSTABLE HEIGHT 76 – 120 CM (+/- 3 CM) WITH CHEST AND SIDE CUSHION
10753 | 4221150602900 | WALKER ANTERIOR SUPPORT FOREARM CUSHIONS SUPPORTS WITH CHEST AND ADJUSTABLE SIDE CUSHIONS FOLDING MADE OF ALUMINUM WITH 2-FRONTAL SWIVEL WHEELS AND 2-REAR WHEELS WITH ADJUSTABLE HEIGHT 45 – 59 CM (+/- 3 CM) WITH CHEST AND SIDE CUSHION
10754 | 4221150603000 | WALKER ANTERIOR SUPPORT FOREARM CUSHIONS SUPPORTS WITH CHEST AND ADJUSTABLE SIDE CUSHIONS FOLDING MADE OF ALUMINUM WITH 2-FRONTAL SWIVEL WHEELS AND 2-REAR WHEELS WITH ADJUSTABLE HEIGHT 55 – 76 CM (+/- 3 CM) WITH CHEST AND SIDE CUSHION
10755 | 4221150603100 | WALKER ANTERIOR SUPPORT FOREARM CUSHIONS SUPPORTS WITH CHEST AND ADJUSTABLE SIDE CUSHIONS FOLDING MADE OF ALUMINUM WITH 2-FRONTAL SWIVEL WHEELS AND 2-REAR WHEELS WITH ADJUSTABLE HEIGHT 70 – 99 CM (+/- 3 CM) WITH CHEST AND SIDE CUSHION
10756 | 4221150603200 | WALKER ANTERIOR SUPPORT FOREARM CUSHIONS SUPPORTS WITH CHEST AND ADJUSTABLE SIDE CUSHIONS FOLDING MADE OF ALUMINUM WITH 2-FRONTAL SWIVEL WHEELS AND 2-REAR WHEELS WITH ADJUSTABLE HEIGHT 94 – 115 CM (+/- 3 CM) WITH CHEST AND SIDE CUSHION
10757 | 4221150603300 | WALKER REVERSE TWO PAIRS OF HANDGRIP FOLDABLE FRONT NON SWIVEL WHEEL 3 INCHES WITH REAR RUBBER TIPS POSSIBILITY TO ADD ACCESSORIES HEAVY DUTY ADJUSTABLE HEIGHT 40 - 55 CM (+/- 4 CM) WIDTH 35 CM (+/- 2 CM) WEIGHT CAPACITY UP - TO 27 KG
10758 | 4221150603400 | WALKER REVERSE TWO PAIRS OF HANDGRIP FOLDABLE FRONT NON SWIVEL WHEEL 3 INCHES WITH REAR RUBBER TIPS POSSIBILITY TO ADD ACCESSORIES HEAVY DUTY ADJUSTABLE HEIGHT 48 - 64 CM (+/- 4 CM) WIDTH 35 CM (+/- 2 CM) WEIGHT CAPACITY UP - TO 39 KG
10759 | 4221150603500 | WALKER REVERSE TWO PAIRS OF HANDGRIP FOLDABLE FRONT NON SWIVEL WHEEL 3 INCHES WITH REAR RUBBER TIPS POSSIBILITY TO ADD ACCESSORIES HEAVY DUTY ADJUSTABLE HEIGHT 58 - 76 CM (+/- 4 CM) WIDTH 38 CM (+/- 2 CM) WEIGHT CAPACITY UP - TO 60 KG
10760 | 4221150603600 | WALKER REVERSE TWO PAIRS OF HANDGRIP FOLDABLE FRONT NON SWIVEL WHEEL 3 INCHES WITH REAR RUBBER TIPS POSSIBILITY TO ADD ACCESSORIES HEAVY DUTY ADJUSTABLE HEIGHT 72 - 92 CM (+/- 4 CM) WIDTH 40 CM (+/- 4 CM) WEIGHT CAPACITY UP - TO 82 KGS
10761 | 4221150603700 | WALKER 4-WHEELS NON-SWIVEL FRONT AND ONE-WAY RATCHET REAR WHEELS POSTURAL CONTROL FOLDING WALKER HEAVY DUTY WITH ADJUSTABLE HEIGHT 19 INCHES-25 INCHES (+/- 1 INCH) AND 15.5 INCHES WIDTH WITH WEIGHT LIMITS 39 KGS. POSSIBILITY TO ADD ACCESSORIES
10762 | 4221150603800 | WALKER FOR CEREBRAL PALSY REVERSE TWO PAIRS OF HANDGRIP FOLDABLE FRONT ONE-WAY SWIVEL WHEEL 3 INCHES ADJUSTABLE HEIGHT 58 - 70 CM (+/- 4 CM) MEDIUM
10763 | 4221150603900 | WALKER 4-WHEELS NON-SWIVEL FRONT AND ONE-WAY RATCHET REAR WHEELS POSTURAL CONTROL FOLDING WALKER HEAVY DUTY WITH ADJUSTABLE HEIGHT 28.5 INCHES-36 INCHES (+/- 1 INCH) AND 19 INCHES WIDTH WITH WEIGHT LIMITS 82 KGS POSSIBILITY TO ADD ACCESSORIES
10764 | 4221150604000 | WALKER PEDIATRIC 2-FRONT WHEELS FOLDING MADE FROM ALUMINUM HEAVY DUTY WITH ADJUSTABLE HEIGHT 51 - 61 CM (+/- 4 CM) HEAVY DUTY WITH WEIGHT CAPACITY UP TO 77 KG
10765 | 4221150604100 | WALKER PEDIATRIC 2-FRONT WHEELS FOLDING MADE FROM ALUMINUM HEAVY DUTY WITH ADJUSTABLE HEIGHT 61 - 71 CM (+/- 4 CM) HEAVY DUTY WITH WEIGHT CAPACITY UP TO 90 KG
10766 | 4221150604200 | WHEELED WALKER WAGONS OR EQUIVALENT NATURAL COLOR SIZE: SMALL OVERALL WIDTH 47 CM (+/- 2 CM) INSIDE WIDTH 37 CM (+/- 2 CM) HEIGHT - FLOOR TO TOP OF HANDLE 38 - 64 CM (+/- 4 CM) STORAGE SIZE 38 CM (+/- 2 CM) HEIGHT X 23 CM DIAMETER (+/- 2 CM)
10767 | 4221150604300 | WHEELED WALKER WAGONS OR EQUIVALENT RED COLOR SIZE: SMALL OVERALL WIDTH 47 CM (+/- 2 CM) INSIDE WIDTH 37 CM (+/- 2 CM) HEIGHT - FLOOR TO TOP OF HANDLE 38 - 64 CM (+/- 4 CM) STORAGE SIZE 38 CM (+/- 2 CM) HEIGHT X 23 CM DIAMETER (+/- 2 CM)
10768 | 4221150604400 | WHEELED WALKER WAGONS OR EQUIVALENT NATURAL COLOR SIZE: LARGE OVERALL WIDTH 47 CM (+/- 2 CM) INSIDE WIDTH 37 CM (+/- 2 CM) HEIGHT - FLOOR TO TOP OF HANDLE 53 - 78 CM (+/- 4 CM) STORAGE SIZE 38 CM (+/- 2 CM) HEIGHT X 23 CM DIAMETER (+/- 2 CM)
10769 | 4221150604500 | WHEELED WALKER WAGONS OR EQUIVALENT RED COLOR SIZE: LARGE OVERALL WIDTH 47 CM (+/- 2 CM) INSIDE WIDTH 37 CM (+/- 2 CM) HEIGHT - FLOOR TO TOP OF HANDLE 53 - 78 CM (+/- 4 CM) STORAGE SIZE 38 CM (+/- 2 CM) HEIGHT X 23 CM DIAMETER (+/- 2 CM)
10770 | 4221150604600 | WALKING AID ACCESSORY ADD-A-SEATS COMPATIBLE WITH POSTURE CONTROL AND POSTURE REST WALKERS SIZE SMALL
10771 | 4221150604700 | WALKING AID ACCESSORY ADD-A-SEATS COMPATIBLE WITH POSTURE CONTROL AND POSTURE REST WALKERS SIZE: MEDIUM
10772 | 4221150604800 | WALKING AID ACCESSORY ADD-A-SEATS COMPATIBLE WITH POSTURE CONTROL AND POSTURE REST WALKERS SIZE: LARGE
10773 | 4221150604900 | WALKER AIR CAST OR EQUIVALENT FOR ORTHO DIABETIC PATIENT SIZE LARGE LONG
10774 | 4221150605000 | WALKER AIR CAST OR EQUIVALENT FOR ORTHO DIABETIC PATIENT SIZE LARGE SHORT
10775 | 4221150605100 | WALKER AIR CAST OR EQUIVALENT FOR ORTHO DIABETIC PATIENT SIZE MEDIUM LONG
10776 | 4221150605200 | WALKER AIR CAST OR EQUIVALENT FOR ORTHO DIABETIC PATIENT SIZE MEDIUM SHORT
10777 | 4221150605300 | WALKER AIR CAST OR EQUIVALENT FOR ORTHO DIABETIC PATIENT SIZE SMALL LONG
10778 | 4221150605400 | WALKER AIR CAST OR EQUIVALENT FOR ORTHO DIABETIC PATIENT SIZE SMALL SHORT
10779 | 4221150605600 | WALKER SHORT LEG "THREE D" WITH ADJUSTABLE VELCRO STRAP SIZE MEDIUM MEN 8 - 1/2 IN - 10 - 1/2 IN
10780 | 4221150605700 | WALKER ALUMINUM (WALKING FRAME) NON-FOLDING WITH METAL REINFORCEMENT RUBBER TIPS AND HEIGHT ADJUSTABLE SIZE 65 - 75 CM (+/- 4 CM)
10781 | 4221150900000 | PROTECTIVE HELMET SPLINT FOR CHILDREN SIZE: LARGE BROW CIRCUMFERENCE: 60 CM
10782 | 4221150900100 | PROTECTIVE HELMET SPLINT FOR CHILDREN SIZE MEDIUM BROW CIRCUMFERENCE: 56 CM
10783 | 4221150900200 | PROTECTIVE HELMET SPLINT FOR CHILDREN SIZE SMALL BROW CIRCUMFERENCE: 47 CM
10784 | 4221150900300 | "HELMET FLEXIBLE PROTECTIVE FABRICATED FROM A FLEXIBLE PLASTIC WITH ANTI - BACTERIAL PADDING SIZE 43 - 46 CM APPROXIMATELY"
10785 | 4221150900400 | "HELMET FLEXIBLE PROTECTIVE FABRICATED FROM A FLEXIBLE PLASTIC WITH ANTI - BACTERIAL PADDING SIZE 46 - 48 CM APPROXIMATELY"
10786 | 4221150900500 | "HELMET FLEXIBLE PROTECTIVE FABRICATED FROM A FLEXIBLE PLASTIC WITH ANTI - BACTERIAL PADDING SIZE 53 - 56 CM APPROXIMATELY"
10787 | 4221150900600 | "HELMET FLEXIBLE PROTECTIVE FABRICATED FROM A FLEXIBLE PLASTIC WITH ANTI - BACTERIAL PADDING SIZE 56 - 58 CM APPROXIMATELY"
10788 | 4221150900700 | "HELMET FLEXIBLE PROTECTIVE FABRICATED FROM A FLEXIBLE PLASTIC WITH ANTI - BACTERIAL PADDING SIZE 58 - 61 CM APPROXIMATELY"
10789 | 4221150900800 | "HELMET FLEXIBLE PROTECTIVE FABRICATED FROM A FLEXIBLE PLASTIC WITH ANTI - BACTERIAL PADDING SIZE 64 - 66 CM APPROXIMATELY"
10790 | 4221150900900 | "HELMET FLEXIBLE PROTECTIVE FABRICATED FROM A FLEXIBLE PLASTIC WITH ANTI - BACTERIAL PADDING SIZE 45 - 51 CM APPROXIMATELY"
10791 | 4221150901000 | "HELMET FLEXIBLE PROTECTIVE FABRICATED FROM A FLEXIBLE PLASTIC WITH ANTI - BACTERIAL PADDING SIZE 51 - 53 CM APPROXIMATELY"
10792 | 4221150901100 | "HELMET FLEXIBLE PROTECTIVE FABRICATED FROM A FLEXIBLE PLASTIC WITH ANTI - BACTERIAL PADDING SIZE 61 - 64 CM APPROXIMATELY"
10793 | 4221150901300 | HELMET SOFT POLYESTER PEDIATRIC SMALL
10794 | 4221150901400 | HELMET SOFT POLYESTER PEDIATRIC MEDIUM
10795 | 4221150901500 | HELMET SOFT POLYESTER PEDIATRIC LARGE
10796 | 4221150901600 | HELMET SOFT POLYESTER PEDIATRIC EXTRA LARGE
10797 | 4221150901800 | PRESSURE GARMENT CUSTOM MADE FOR SCAR MANAGEMENT ADULT HELMET FACE CLOSE ULTRAVIOLET PROTECTION (NOT LESS THAN 98%) BREATHABLE HYPOALLERGENIC AND LATEX-FREE COMPOSITION-HIGH QUALITY SOFT ANTI-BACTERIAL MEDICAL GRADE COMPOSITION AVAILABLE IN TWO WASHABLE FABRICS: STRONG AND MEDIUM PRESSURE BASED ON PATIENT NEEDS
10798 | 4221150901900 | PRESSURE GARMENT CUSTOM MADE FOR SCAR MANAGEMENT ADULT HELMET FACE OPEN ULTRAVIOLET PROTECTION (NOT LESS THAN 98%) BREATHABLE HYPOALLERGENIC AND LATEX-FREE COMPOSITION-HIGH QUALITY SOFT ANTI-BACTERIAL MEDICAL GRADE COMPOSITION AVAILABLE IN TWO WASHABLE FABRICS: STRONG AND MEDIUM PRESSURE BASED ON PATIENT NEEDS
10799 | 4221150902000 | PRESSURE GARMENT CUSTOM MADE FOR SCAR MANAGEMENT CHILD HELMET FACE CLOSE ULTRAVIOLET PROTECTION (NOT LESS THAN 98%) BREATHABLE HYPOALLERGENIC AND LATEX-FREE COMPOSITION-HIGH QUALITY SOFT ANTI-BACTERIAL MEDICAL GRADE COMPOSITION AVAILABLE IN TWO WASHABLE FABRICS: STRONG AND MEDIUM PRESSURE BASED ON PATIENT NEEDS
10800 | 4221150902100 | PRESSURE GARMENT CUSTOM MADE FOR SCAR MANAGEMENT CHILD HELMET FACE OPEN ULTRAVIOLET PROTECTION (NOT LESS THAN 98%) BREATHABLE HYPOALLERGENIC AND LATEX-FREE COMPOSITION-HIGH QUALITY SOFT ANTI-BACTERIAL MEDICAL GRADE COMPOSITION AVAILABLE IN TWO WASHABLE FABRICS: STRONG AND MEDIUM PRESSURE BASED ON PATIENT NEEDS
10801 | 4221151000000 | WALKING AID ACCESSORY RUBBER TIP COMPLETE FLEXIBLE RUBBER ASSORTED SIZE
10802 | 4221151100000 | RUBBER TIP TO FIT WALKING AIDS SIZE 16 MM DIAMETER
10803 | 4221151100300 | WALKING AID ACCESSORY GRIP HAND FOAM CRUTCH ACCESSORY
10804 | 4221151100400 | WALKING AID ACCESSORY PAD FOR AXILLARY CRUTCH
10805 | 4221160100000 | ASSISTIVE TOOLS BATH BOARD FEATURES FLEXIBLE RIBBED OVER MOULDED PADS FOR SUPERIOR GRIP TO THE BATH AND GREATER DURABILITY A SWIVEL BRACKET ENABLES THE BOARD TO BE USED WITH A VARIETY OF BATH SHAPES A UNIQUE LOCKING MECHANISM ENSURES THE BRACKETS ARE SECURELY FIXED AT ANY ANGLE NARROW SLOTS ALLOW EASY DRAINAGE AND USE AS A SHOWER BOARD AND AID IN THE PREVENTION OF GENITALIA ENTRAPMENT OPTIONAL GRAB HANDLE SMOOTH SURFACE FOR COMFORT AND EASE OF TRANSFER LATEX FREE STAINLESS STEEL FITTINGS SUITABLE FOR USERS UP TO 190 KG 58 CM
10806 | 4221160100100 | ASSISTIVE TOOLS BATH BOARD FEATURES FLEXIBLE RIBBED OVER MOULDED PADS FOR SUPERIOR GRIP TO THE BATH AND GREATER DURABILITY A SWIVEL BRACKET ENABLES THE BOARD TO BE USED WITH A VARIETY OF BATH SHAPES A UNIQUE LOCKING MECHANISM ENSURES THE BRACKETS ARE SECURELY FIXED AT ANY ANGLE NARROW SLOTS ALLOW EASY DRAINAGE AND USE AS A SHOWER BOARD AND AID IN THE PREVENTION OF GENITALIA ENTRAPMENT OPTIONAL GRAB HANDLE SMOOTH SURFACE FOR COMFORT AND EASE OF TRANSFER LATEX FREE STAINLESS STEEL FITTINGS SUITABLE FOR USERS UP TO 190 KG 66CM
10807 | 4221160100200 | ASSISTIVE TOOLS BATH BOARD FEATURES FLEXIBLE RIBBED OVER MOULDED PADS FOR SUPERIOR GRIP TO THE BATH AND GREATER DURABILITY A SWIVEL BRACKET ENABLES THE BOARD TO BE USED WITH A VARIETY OF BATH SHAPES A UNIQUE LOCKING MECHANISM ENSURES THE BRACKETS ARE SECURELY FIXED AT ANY ANGLE NARROW SLOTS ALLOW EASY DRAINAGE AND USE AS A SHOWER BOARD AND AID IN THE PREVENTION OF GENITALIA ENTRAPMENT OPTIONAL GRAB HANDLE SMOOTH SURFACE FOR COMFORT AND EASE OF TRANSFER LATEX FREE STAINLESS STEEL FITTINGS SUITABLE FOR USERS UP TO 190 KG 68 CM
10808 | 4221160200000 | ASSISTIVE TOOLS SENSORY BRUSH BRUSHING THERAPY REDUCE RESISTANCE TO TOUCH WITH THE WILBARGER THERAPY BRUSH THAT DELIVERS A DEEP PRESSURE MASSAGE AN ESSENTIAL TOOL IN THE WILBARGER PROTOCOL BRUSHING CAN ALSO IMPROVE ATTENTION SPAN AND ABILITY TO TRANSITION BETWEEN ACTIVITIES INCREASES ALERTNESS CALMNESS AND FOCUS IDEAL FOR ANYONE WITH FEAR SENSITIVITY OR RESISTANCE TO TOUCH EASY-TO-GRIP BRUSH WITH FIRM BUT GENTLE PLASTIC BRISTLES. PACK OF 2
10809 | 4221160200100 | ASSISTIVE TOOLS LONG HANDLE SPONGE POLYFOAM SPONGE HANDLES CAN BE BENT TO ANY DESIRED ANGLE TO CHANGE POSITION TO FORM A CUSTOMIZED HOOK OR CURVE SPONGE IS TREATED WITH AN ANTIBACTERIAL AGENT THAT PROLONGS THE SPONGE LIFE MEASURES 57 CM APPROXIMATELY LENGTH
10810 | 4221160200200 | ASSISTIVE TOOLS LONG HANDLE SPONGE ROUND POLYFOAM SPONGE FOR BATHING AIDS HANDLES CAN BE BENT TO ANY DESIRED ANGLE TO CHANGE POSITION TO FORM A CUSTOMIZED HOOK OR CURVE SPONGE IS TREATED WITH AN ANTIBACTERIAL AGENT THAT PROLONGS THE SPONGE LIFE IDEAL FOR ELDERLY DISABLED AND THOSE RECOVERING FROM HIP OR KNEE REPLACEMENT SURGERY WHO HAVE DIFFICULTY BENDING OR A LIMITED RANGE OF MOTION MEASURES 57 CM APPROXIMATELY LENGTH
10811 | 4221160200300 | ASSISTIVE TOOLS TOE AND FOOT CLEANER SPONGE LONG HANDLED BATH SHOWER HANDLE LENGTH ABOUT 650MM FIRM SPECIALLY CONTOURED SPONGE HELPS ENSURE THOROUGH CLEANING BROAD EASY GRIP HANDLE FOR CONTROL AID FOR PEOPLE WHO STRUGGLE TO BEND
10812 | 4221160800000 | ASSISTIVE TOOLS ADJUSTABLE BATHTUB GRAB MEDICAL HEIGHT SAFETY BAR RAIL ANTI-SLIP TOOL DESIGNED TO FIT JUST ABOUT ANY STYLE OF BATHTUB MATERIAL ARE IRON AND FOAM AND RUBBER AND PLASTIC OVERALL DIMENSIONS 22 X 17 X 55 CM WEIGHT CAPACITY 130KG APPROXIMATELY
10813 | 4221160800100 | ASSISTIVE TOOLS ADJUSTABLE SINGLE BED GRAB RAIL HELP PEOPLE WITH LIMITED BALANCE OR STRENGTH GET IN AND OUT OF BED EASILY HEAVY GAUGE METAL ASSISTIVE TOOL 85 TO 95X26CM FIX BY HAVING A SECTION WHICH SLIDES BENEATH THE BED OR MATTRESS WEIGHT CAPACITY 120KG
10814 | 4221160800200 | ASSISTIVE TOOLS DOUBLE BED GRAB RAIL HELP PEOPLE WITH LIMITED BALANCE OR STRENGTH GET IN AND OUT OF BED EASILY HEAVY GAUGE METAL ASSISTIVE TOOL 98-134 X 44-75CM BASE FITS BETWEEN BED PLATFORM AND MATTRESS WEIGHT CAPACITY 120KG
10815 | 4221160800400 | ASSISTIVE TOOLS SUCTION CUP GRAB BARS PROVIDES A SAFE GRIP FOR PEOPLE THAT REQUIRE ASSISTANCE IN PHYSICAL MOVEMENT ABS PLASTIC STEEL AND RUBBER ASSISTIVE TOOL ABOUT 17 TO 22IN ADJUSTABLE SUCTION CUP GRAB BAR CORROSION RESISTANT WEIGHT CAPACITY 130KG CAN BE FITTED TO FLAT WALL SURFACES WITHOUT THE NEED FOR TOOLS
10816 | 4221160800500 | ASSISTIVE TOOLS SUCTION CUP GRAB BARS PROVIDES A SAFE GRIP FOR PEOPLE THAT REQUIRE ASSISTANCE IN PHYSICAL MOVEMENT ABS PLASTIC STEEL AND RUBBER ASSISTIVE TOOL ABOUT 22 TO 27IN ADJUSTABLE SUCTION CUP GRAB BAR CORROSION RESISTANT WEIGHT CAPACITY 130KG CAN BE FITTED TO FLAT WALL SURFACES WITHOUT THE NEED FOR TOOLS
10817 | 4221160800600 | ASSISTIVE TOOLS SUCTION CUP GRAB BARS PROVIDES A SAFE GRIP FOR PEOPLE THAT REQUIRE ASSISTANCE IN PHYSICAL MOVEMENT ABS PLASTIC STEEL AND RUBBER ASSISTIVE TOOL ABOUT 26 TO 31IN ADJUSTABLE SUCTION CUP GRAB BAR CORROSION RESISTANT WEIGHT CAPACITY 130KG CAN BE FITTED TO FLAT WALL SURFACES WITHOUT THE NEED FOR TOOLS
10818 | 4221160800700 | ASSISTIVE TOOLS SUCTION CUP GRAB BAR REQUIRES NO INSTALLATION TOOLS AND CAN BE ADDED IN A MINUTE TO WHEREVER IT IS NEEDED. LENGTH: 23 1/2IN WITH A 16 IN RIBBED HANDLE PROVIDES STABILITY WHEN ATTACHED TO A SMOOTH CONTIGUOUS SURFACE. SUCTION CUP: W-3 1/2IN. IDEAL BY THE TOILET OR TUB. PORTABILITY MEANS IT CAN TRAVEL WITH THE USER AND BE USED IN MULTIPLE LOCATIONS. 3 GRAB BARS PER CASE. (SET)
10819 | 4221160800800 | ASSISTIVE TOOLS HANDY BAR PROVIDES A SOLID HANDLE WHICH ASSISTS WITH GETTING IN AND OUT OF A CAR DOOR CAN BE USED ON THE DRIVER OR PASSENGER SIDE PRECISELY SHAPED NOSE LOCKS SECURELY INTO POSITION WEIGHT CAPACITY 280 KG APPROXIMATELY
10820 | 4221160800900 | ASSISTIVE TOOLS SUCTION CUP GRAB BARS PROVIDES A SAFE GRIP FOR PEOPLE THAT REQUIRE ASSISTANCE IN PHYSICAL MOVEMENT ABS PLASTIC STEEL AND RUBBER ASSISTIVE TOOL ABOUT 12IN NON ADJUSTABLE SUCTION CUP GRAB BAR WEIGHT CAPACITY 130KG CAN BE FITTED TO FLAT WALL SURFACES WITHOUT THE NEED FOR TOOLS IT FEATURES A VISUAL INDICATOR THAT CHANGES FROM RED TO GREEN TO SHOW WHEN THE GRAB BAR IS SECURELY IN PLACE AND PROPERLY ADHERED.
10821 | 4221160801000 | ASSISTIVE TOOLS T- PULL DOOR CLOSER LIGHTWEIGHT AND DURABLE SWIVELS CAN GRAB AND PULL FROM ANY POSITION EASY TO INSTALL WITH EASY PEEL AND STICK INSTALLATION OR SCREW INTO THE DOOR MADE OUT OF DURABLE HIGH DENSITY PLASTIC PARTS CAN HOLD AT LEAST 25 KG HOLDS UP IN COLD HUMIDITY AND HEAT. ADHESIVE AND SCREWS ARE INCLUDED.
10822 | 4221160801100 | ASSISTIVE TOOLS INSULATED GRAB RAILS 12 INCH LONG - THIS GRAB RAIL IS MADE TO INCREASE STABILITY AND GRIP IN THE SHOWER OR BATH. IT PROVIDES A CONVENIENT BAR TO HOLD ON TO FOR EXTRA SUPPORT. THE SCREWS AND MOUNTING DEVICE ARE HIDDEN BEHIND THE ENDS OF THE RAILS FOR A SLEEK AND STYLISH DESIGN.
10823 | 4221160801200 | ASSISTIVE TOOLS INSULATED GRAB RAILS 16 INCH LONG - THIS GRAB RAIL IS MADE TO INCREASE STABILITY AND GRIP IN THE SHOWER OR BATH IT PROVIDES A CONVENIENT BAR TO HOLD ON TO FOR EXTRA SUPPORT. THE SCREWS AND MOUNTING DEVICE ARE HIDDEN BEHIND THE ENDS OF THE RAILS FOR A SLEEK AND STYLISH DESIGN.
10824 | 4221161100000 | SITZ BATH GOLD COLOUR HARD PLASTIC WITH 2000CC BAG GRADUATED WITH LONG TUBING FOR PERSONAL USE OF MATERNITY PATIENTS INDIVIDUALLY PACKED SINGLE USE
10825 | 4221170000000 | THERAPEUTIC SAFETY IN AND AROUND THE HOME BOXED SETS OF 48 COLOR PHOTOGRAPHS THAT ARE DESIGNED TO HELP DEVELOP LANGUAGE IN BOTH ADULTS AND CHILDREN. REAL OBJECTS PEOPLE SITUATIONS AND ACTIVITIES ARE DEPICTED TO PROVIDE THE THERAPIST WITH CREATIVE AND VISUALLY STIMULATING MATERIALS. ALL ARE STORED IN A STURDY BOX AND INCLUDE A MULTILINGUAL BOOKLET
10826 | 4221170400000 | ASSISTIVE TOOLS ADJUSTABLE MOUTH STICKS AID THE DISABLED AND THOSE WHO CANNOT OPERATE HANDHELD TOOLS WITHOUT ASSISTANCE THERMOPLASTIC RUBBER STAINLESS STEEL ASSISTIVE TOOL 14TO19IN IMPLEMENT HOLDER LIGHTWEIGHT ADJUSTABLE ANGLE THAT ALLOW BETTER VISIBILITY AND A MORE NATURAL WRITING OR TYPING ANGLE LATEX FREE
10827 | 4221170400100 | ASSISTIVE TOOLS ADJUSTABLE MOUTH STICKS AID THE DISABLED AND THOSE WHO CANNOT OPERATE HANDHELD TOOLS WITHOUT ASSISTANCE THERMOPLASTIC RUBBER STAINLESS STEEL ASSISTIVE TOOL 14TO19IN POINTER OR PAGE TURNER LIGHTWEIGHT ADJUSTABLE ANGLE THAT ALLOW BETTER VISIBILITY AND A MORE NATURAL WRITING OR TYPING ANGLE LATEX FREE
10828 | 4221170400200 | ASSISTIVE TOOLS ADJUSTABLE MOUTH STICKS AID THE DISABLED AND THOSE WHO CANNOT OPERATE HANDHELD TOOLS WITHOUT ASSISTANCE THERMOPLASTIC RUBBER STAINLESS STEEL ASSISTIVE TOOL 16TO23IN IMPLEMENT HOLDER LIGHTWEIGHT ADJUSTABLE ANGLE THAT ALLOW BETTER VISIBILITY AND A MORE NATURAL WRITING OR TYPING ANGLE LATEX FREE
10829 | 4221170400300 | ASSISTIVE TOOLS ADJUSTABLE MOUTH STICKS AID THE DISABLED AND THOSE WHO CANNOT OPERATE HANDHELD TOOLS WITHOUT ASSISTANCE THERMOPLASTIC RUBBER STAINLESS STEEL ASSISTIVE TOOL 16TO23IN POINTER OR PAGE TURNER LIGHTWEIGHT ADJUSTABLE ANGLE THAT ALLOW BETTER VISIBILITY AND A MORE NATURAL WRITING OR TYPING ANGLE LATEX FREE
10830 | 4221170400400 | ASSISTIVE TOOLS ADJUSTABLE TOUCH SCREEN MOUTH STICKS AID THE DISABLED AND THOSE WHO CANNOT OPERATE HANDHELD TOOLS WITHOUT ASSISTANCE THERMOPLASTIC RUBBER STAINLESS STEEL ASSISTIVE TOOL 8.5TO15IN LIGHTWEIGHT AND WORKS WITH THE SLIGHTEST TOUCH ON TABLET OR SMART PHONE LATEX FREE
10831 | 4221170500300 | HEARING AID BEHIND-THE-EAR WIRELESS 10 CHANNEL OR MORE ULTRA-POWER FOR PROFOUND HEARING LOSS SUPPORTS FM CONNECTIVITY MAXIMUM GAIN/OUTPUT OF 85/145 DB SPL IN EAR SIMULATOR OR HIGHER AND FREQUENCY RANGE OF 100-5000 HZ OR HIGHER BATTERY SIZE 675 OR RECHARGEABLE TO BE ORDERED BASED ON END USER REQUEST/NEED.
10832 | 4221170500500 | BATTERY ZINC AIR HEARING AID SIZE 312
10833 | 4221170500600 | BATTERY MERCURY FREE - ZINC AIR BATTERIES - SIZE 675 - 1.45 V
10834 | 4221170501700 | HEARING AID CUSTOM-MADE (IN-THE-EAR IN-THE-CANAL COMPLETELY-IN-CANAL) WIRELESS 12 CHANNELS OR MORE FOR MILD TO PROFOUND HEARING LOSS TINNITUS OPTIONS FREQUENCY RANGE OF 100-5100 HZ OR HIGHER BATTERY SIZE TO BE ORDERED BASED ON END USER REQUEST/NEED COMPATIBLE WITH CROS.
10835 | 4221170501800 | HEARING AID CROS BEHIND-THE-EAR OR CUSTOM-MADE PEDIATRIC (TAMPER PROOF INDICATOR LIGHT) AND ADULT PLATFORMS INTEGRATED RECEIVER TO DIRECTLY CONNECT TO ROGER WIRELESS SYSTEMS OR PROVIDE NEEDED REQUIREMENT FOR CONNECTION. IP68 OR HIGHER. BATTERY SIZE 312 OR 13 OR RECHARGEABLE TO BE ORDERED BASED ON END USER REQUEST/NEED CAN BE REQUESTED AS BICROS IF NEEDED.
10836 | 4221170501900 | HEARING AID RECEIVER-IN-THE-CANAL WIRELESS 16 CHANNELS OR MORE FOR MILD TO MODERATELY SEVERE HEARING LOSS PEDIATRIC (TAMPER PROOF INDICATOR LIGHT) AND ADULT PLATFORMS INTEGRATED RECEIVER FOR DIRECT CONNECTIVITY TO ROGER WIRELESS SYSTEMS OR PROVIDE NEEDED REQUIREMENTS FOR CONNECTION IP68 OR HIGHER FREQUENCY RANGE OF 150-7500HZ OR HIGHER MAXIMUM GAIN/OUTPUT OF 72/136 DB SPL IN EAR STIMULATION (AS A MINIMUM) BATTERY SIZE 10 312 OR 13 OR RECHARGEABLE TO BE ORDERED BASED ON END USER REQUEST/NEED COMPATIBLE WITH CROS.
10837 | 4221170900000 | ASSISTIVE TOOLS COMPUTER KEYBOARD AID THE TYPE AID HELPS PEOPLE WITH LIMITED FUNCTIONAL HAND SKILLS TO ACCURATELY DEPRESS KEYS LENGTH IS 19 CM APPROXIMATELY
10838 | 4221171000000 | ASSISTIVE TOOLS ERGOWRITER FOR RIGHT- OR LEFT-HANDED USE DESIGNED TO ALLEVIATE THE PAIN OF WRITING ASSOCIATED WITH ARTHRITIS AND OTHER AND AFFLICTIONS
10839 | 4221171100000 | CAP REPLACEMENT GEL 16 FR OR EQUIVALENT
10840 | 4221171100100 | DUAL VALVE VOICE PROSTHESIS 20FR 6MM NON-STERILE
10841 | 4221171100200 | PLUG INSERT DESIGNED TO STOP LEAKAGE TEMPORARILY THROUGH A VOICE PROSTHESIS. VOICE PRODUCTION IS NOT POSSIBLE WHILE THE PLUG INSERT IS IN USE. USE WITH SIZE 16FR TRACHEOESOPHAGEAL PROSTHESIS (TEP)
10842 | 4221171100300 | VOICE PROSTHESIS SIZER WITH 3 INSERTS PROVOX MEASURE
10843 | 4221171100400 | VOICE PROSTHESIS 20 FR DUAL VALVE 10MM NON-STERILE OR EQUIVALENT
10844 | 4221171100500 | VOICE PROSTHESIS 20 FR DUAL VALVE 6MM NON-STERILE OR EQUIVALENT
10845 | 4221171100600 | VOICE PROSTHESIS 20 FR DUAL VALVE 8MM NON-STERILE OR EQUIVALENT
10846 | 4221171100700 | VOICE PROSTHESIS ADVANTAGE INDWELLING 16 FR 10MM NON-STERILE OR EQUIVALENT
10847 | 4221171100800 | VOICE PROSTHESIS ADVANTAGE INDWELLING 16 FR 4MM NON-STERILE OR EQUIVALENT
10848 | 4221171100900 | VOICE PROSTHESIS ADVANTAGE INDWELLING 16 FR 6MM NON-STERILE OR EQUIVALENT
10849 | 4221171101000 | VOICE PROSTHESIS ADVANTAGE INDWELLING 16 FR 8MM NON-STERILE OR EQUIVALENT
10850 | 4221171101100 | VOICE PROSTHESIS ADVANTAGE INDWELLING 20 FR 10MM NON-STERILE OR EQUIVALENT
10851 | 4221171101200 | VOICE PROSTHESIS ADVANTAGE INDWELLING 20 FR 12MM NON-STERILE OR EQUIVALENT
10852 | 4221171101300 | VOICE PROSTHESIS ADVANTAGE INDWELLING 20 FR 4MM NON-STERILE OR EQUIVALENT
10853 | 4221171101400 | VOICE PROSTHESIS ADVANTAGE INDWELLING 20 FR 6MM NON-STERILE OR EQUIVALENT
10854 | 4221171101500 | VOICE PROSTHESIS ADVANTAGE INDWELLING 20 FR 8MM NON-STERILE OR EQUIVALENT
10855 | 4221171101600 | VOICE PROSTHESIS ANGLED VALVE 360° HOOD PROTECTS THE VALVE FLAP PRELOADED IN THE SMARTINSERTER 17FR SIZE 10 MM UPDATED CATALOGUE
10856 | 4221171101700 | VOICE PROSTHESIS ANGLED VALVE 360° HOOD PROTECTS THE VALVE FLAP PRELOADED IN THE SMARTINSERTER 17FR SIZE 4 MM UPDATED CATALOGUE
10857 | 4221171101800 | VOICE PROSTHESIS ANGLED VALVE 360° HOOD PROTECTS THE VALVE FLAP PRELOADED IN THE SMARTINSERTER 17FR SIZE 6 MM UPDATED CATALOGUE
10858 | 4221171101900 | VOICE PROSTHESIS ANGLED VALVE 360° HOOD PROTECTS THE VALVE FLAP PRELOADED IN THE SMARTINSERTER 17FR SIZE 8MM UPDATED CATALOGUE
10859 | 4221171102000 | VOICE PROSTHESIS ANGLED VALVE 360° HOOD PROTECTS THE VALVE FLAP PRELOADED IN THE SMARTINSERTER 20FR SIZE 10 MM UPDATED CATALOGUE
10860 | 4221171102100 | VOICE PROSTHESIS ANGLED VALVE 360° HOOD PROTECTS THE VALVE FLAP PRELOADED IN THE SMARTINSERTER 20FR SIZE 4 MM UPDATED CATALOGUE
10861 | 4221171102200 | VOICE PROSTHESIS ANGLED VALVE 360° HOOD PROTECTS THE VALVE FLAP PRELOADED IN THE SMARTINSERTER 20FR SIZE 6 MM UPDATED CATALOGUE
10862 | 4221171102300 | VOICE PROSTHESIS ANGLED VALVE 360° HOOD PROTECTS THE VALVE FLAP PRELOADED IN THE SMARTINSERTER 20FR SIZE 8 MM UPDATED CATALOGUE
10863 | 4221171102400 | VOICE PROSTHESIS ANGLED VALVE 360° HOOD PROTECTS THE VALVE FLAP PRELOADED IN THE SMARTINSERTER 22.5FR SIZE 4 MM UPDATED CATALOGUE
10864 | 4221171102500 | VOICE PROSTHESIS ANGLED VALVE 360° HOOD PROTECTS THE VALVE FLAP PRELOADED IN THE SMARTINSERTER 22.5FR SIZE 6 MM UPDATED CATALOGUE
10865 | 4221171102600 | VOICE PROSTHESIS ANGLED VALVE 360° HOOD PROTECTS THE VALVE FLAP PRELOADED IN THE SMARTINSERTER 22.5FR SIZE 8 MM UPDATED CATALOGUE
10866 | 4221171102700 | VOICE PROSTHESIS ANGLED VALVE 360° HOOD PROTECTS THE VALVE FLAP PRELOADED IN THE SMARTINSERTER XTRASEAL 20FR SIZE 4 MM UPDATED CATALOGUE
10867 | 4221171102800 | VOICE PROSTHESIS ANGLED VALVE 360° HOOD PROTECTS THE VALVE FLAP PRELOADED IN THE SMARTINSERTER XTRASEAL 20FR SIZE 6 MM UPDATED CATALOGUE
10868 | 4221171102900 | VOICE PROSTHESIS ANGLED VALVE 360° HOOD PROTECTS THE VALVE FLAP PRELOADED IN THE SMARTINSERTER XTRASEAL 20FR SIZE 8 MM UPDATED CATALOGUE
10869 | 4221171103000 | VOICE PROSTHESIS INDWELLING 20 FR LARGE ESOPHAGEAL FLANGE 12MM OR EQUIVALENT
10870 | 4221171103100 | VOICE PROSTHESIS INDWELLING 20 FR LARGE ESOPHAGEAL FLANGE 4MM OR EQUIVALENT
10871 | 4221171103200 | VOICE PROSTHESIS INDWELLING SIZE 10MM / 16 FR LARGE ESOPHAGEAL AND TRACHEAL FLANGE OR EQUIVALENT
10872 | 4221171103300 | VOICE PROSTHESIS INDWELLING SIZE 10MM / 20 FR LARGE ESOPHAGEAL AND TRACHEAL FLANGE OR EQUIVALENT
10873 | 4221171103400 | VOICE PROSTHESIS INDWELLING SIZE 12MM / 20 FR LARGE ESOPHAGEAL AND TRACHEAL FLANGE OR EQUIVALENT
10874 | 4221171103500 | VOICE PROSTHESIS INDWELLING SIZE 4MM / 20 FR LARGE ESOPHAGEAL AND TRACHEAL FLANGE OR EQUIVALENT
10875 | 4221171103600 | VOICE PROSTHESIS INDWELLING SIZE 6MM / 20 FR LARGE ESOPHAGEAL AND TRACHEAL FLANGE OR EQUIVALENT
10876 | 4221171103700 | VOICE PROSTHESIS INDWELLING SIZE 8MM / 20 FR LARGE ESOPHAGEAL AND TRACHEAL FLANGE OR EQUIVALENT
10877 | 4221171103800 | VOICE PROSTHESIS INDWELLING SIZE 8MM 16 FR LARGE ESOPHAGEAL AND TRACHEAL FLANGE OR EQUIVALENT
10878 | 4221171103900 | VOICE PROSTHESIS ANGLED VALVE 360 DEGREE HOOD PROTECTS THE VALVE FLAP PRELOADED IN THE SMARTINSERTER XTRASEAL 20FR SIZE 10 MM UPDATED CATALOGUE
10879 | 4221171104000 | VOICE PROSTHESIS INDWELLING 20 FR LARGE ESOPHAGEAL FLANGE 10MM OR EQUIVALENT
10880 | 4221171104100 | VOICE PROSTHESIS INDWELLING 16 FR LARGE ESOPHAGEAL FLANGE 10MM OR EQUIVALENT
10881 | 4221171104200 | VOICE PROSTHESIS INDWELLING 16 FR LARGE ESOPHAGEAL FLANGE 12MM OR EQUIVALENT
10882 | 4221171104300 | VOICE PROSTHESIS INDWELLING 16 FR LARGE ESOPHAGEAL FLANGE 4MM OR EQUIVALENT
10883 | 4221171104400 | VOICE PROSTHESIS INDWELLING 16 FR LARGE ESOPHAGEAL FLANGE 6MM OR EQUIVALENT
10884 | 4221171104500 | VOICE PROSTHESIS INDWELLING 16 FR LARGE ESOPHAGEAL FLANGE 8MM OR EQUIVALENT
10885 | 4221171104600 | VOICE PROSTHESIS INDWELLING SIZE 4MM / 16 FR LARGE ESOPHAGEAL AND TRACHEAL FLANGE OR EQUIVALENT
10886 | 4221171104700 | VOICE PROSTHESIS INDWELLING SIZE 6MM / 16 FR LARGE ESOPHAGEAL AND TRACHEAL FLANGE OR EQUIVALENT
10887 | 4221171104800 | ELECTROLARYNX HIGH-QUALITY AID FOR MORE NATURAL EXPRESSION
10888 | 4221171104900 | PORTABLE VOICE AMPLIFICATION SYSTEM WITH HEADSET MICROPHONE AND ADJUSTABLE WAIST OR NECK BAND AND A REMOVABLE BELT CLIP.
10889 | 4221171105000 | SPEAKING VALVE ONE-WAY BLUE
10890 | 4221171105100 | SPEAKING VALVE ONE-WAY CLEAR
10891 | 4221171105200 | SPEAKING VALVE TRACHEOSTOMY FOR PATIENTS ON VENTILATOR
10892 | 4221171105300 | KIT WATER WEAR FITTING ALL EXTERNAL PROCESSORS RELATED TO 16 ELECTRODE COCHLEAR IMPLANT
10893 | 4221171105400 | WATER WEAR DISPOSABLE USED WITH 22 CHANNEL ELECTRODE COCHLEAR IMPLANT ON EAR SPEECH PROCESSOR
10894 | 4221171105500 | WATER WEAR USED WITH 12 CHANNEL ELECTRODE COCHLEAR IMPLANT OFF EAR PROCESSOR DISPOSABLE
10895 | 4221171105600 | SPEAKING VALVE INFINITELY ADJUSTABLE FOR OPTIMUM SPEECH WITH OXYGEN SUPPLY PORT. -AIR SUPPLY FROM THE SIDE ALLOWED AN INDIVIDUALLY ADJUSTABLE AIRWAY RESISTANCE. FITS ALL SIZES. IT SHOULD ALLOW ADAPTATION FOR PATIENTS WHO ARE VENTILATOR DEPENDENT
10896 | 4221171105700 | SPEAKING VALVE ONE-WAY BALL VALVE LOW AIRFLOW RESISTANCE CAN ATTACH TO HME CLEAR
10897 | 4221171600300 | DINO CLIP BINAURAL DINO CLIP FOR HEARING AID / COCHLEAR IMPLANT PROCESSOR RETENTION OR EQUIVALENT
10898 | 4221171600800 | PROTECTIVE SLEEVE COMPATIBLE WITH RECEIVER IN THE CANAL HEARING AID BEHIND THE EAR HEARING AID COCHLEAR IMPLANT BEHIND THE EAR SOUND PROCESSOR COCHLEAR IMPLANT SINGLE UNIT SOUND PROCESSOR BONE ANCHORED HEARING AID SIZE AND SHAPE UPON REQUEST
10899 | 4221171600900 | ADHESIVE ADAPTORS RELATED TO BONE ANCHORED HEARING KIT
10900 | 4221171601000 | CLEAR ADJUSTABLE HUGGY AID TO RETAIN BEHIND THE EAR HEARING AIDS OR EQUIVALENT
10901 | 4221171601100 | CLIP BINAURAL CLIP FOR HEARING AID / COCHLEAR IMPLANT PROCESSOR RETENTION OR EQUIVALENT
10902 | 4221171601200 | CLIP MONAURAL CLIP FOR HEARING AID / COCHLEAR IMPLANT PROCESSOR RETENTION OR EQUIVALENT
10903 | 4221171601300 | DEHUMIDIFIER PORTABLE HEARING AID DEHUMIDIFIER
10904 | 4221171601400 | COCHLEAR HUGFIT SMALL (2 PCS)
10905 | 4221171601500 | KIT SOUND TUBES AND ADI EARTIP ADAPTOR OR EQUIVALENT
10906 | 4221171601600 | MOODY ACU-MIN SCREWDRIVER SET FOR HEARING AIDS OR EQUIVALENT
10907 | 4221171601700 | SOUND TUBES FOR 3A INSERT EARPHONES - 10 OHM DISPOSABLE OR EQUIVALENT
10908 | 4221171601800 | TUBE 3/4 MM LIBBY HORN DIFFERENT SIZE AS REQUESTED BY END USER
10909 | 4221171601900 | TUBES STANDARD SINGLE BEND WITH DIFFERENT SIZES DISPOSABLE OR EQUIVALENT
10910 | 4221171602000 | TUBES STANDARD SINGLE BEND PREFORMED SIZE 13 DISPOSABLE OR EQUIVALENT
10911 | 4221171602100 | TUBES THICK SINGLE BEND PREFORMED SIZE 13 DISPOSABLE OR EQUIVALENT
10912 | 4221180100100 | ASSISTIVE TOOLS BUTTON HOOK AND ZIP PULLER EXCEPTIONAL VALUE FOR MONEY THIS USEFUL TOOL COMBINES TWO PRODUCTS FOR THE PRICE OF ONE WITH A BUTTON HOOK ON ONE END AND A ZIP PULLER ON THE OTHER END THIS DEVICE HELPS WITH A NUMBER OF DRESSING TASKS LENGTH 235 MM HANDLE WIDTH 19 MM APPROXIMATELY
10913 | 4221180100200 | ASSISTIVE TOOLS BUTTON HOOK FOR SMALL AND LARGER BUTTONS INDEPENDENT DRESSING AID FOR HOOKING BUTTONING FOR GETTING DRESSED DRESS STICK FOR ARTHRITIS ELDERLY LIMITED HAND MOBILITY
10914 | 4221180300000 | ASSISTIVE TOOLS WOODEN DRESSING STICK WITH RUBBER TIP AT ONE END AND SPECIAL DOUBLE WIRE HOOK AT THE OTHER IS USED TO PULL ON OR PUSH OFF GARMENTS THAT CANNOT BE REACHED EASILY E.G. SOCKS LENGTH 520 MM APPROXIMATELY
10915 | 4221180500000 | ASSISTIVE TOOLS INSPECTION MIRROR FLEXIBLE ACRYLIC MIRROR STAYS IN POSITION WHEN BENT. ADJUSTABLE PLASTIC CUFF ACCOMMODATES FULL PALMAR GRIP OR FINGER GRASP. 15 X 10 CM MIRROR IS 55 CM LONG APPROXIMATELY
10916 | 4221181100000 | ASSISTIVE TOOLS METAL SHOE HORN LIGHT WEIGHT CHROME PLATED WITH SPRING ACTION ENABLES EASY BENDING BETWEEN HORN AND HANDLE NON-SLIP HANDLE ENSURES A SMOOTH SURFACE THAT WILL NOT STICK TO CLOTHING NOR THE USER'S SKIN 60 CM APPROXIMATELY LONG
10917 | 4221181212100 | STOCKING ANTI-EMBOLISM BELOW KNEE MEDIUM
10918 | 4221181214300 | STOCKING ANTI-EMBOLISM BELOW KNEE LARGE
10919 | 4221181214400 | STOCKING ANTI - EMBOLISM KNEE LENGTH LARGE REGULAR
10920 | 4221181214500 | "STOCKING ANTI-EMBOLISM BELOW KNEE WITH INSPECTION TOE SIZE: EXTRA LARGE"
10921 | 4221181214600 | STOCKING ANTI-EMBOLISM (OPEN TOES) THIGH LENGTH FOR ADULT SIZE: LARGE
10922 | 4221181214700 | STOCKING ANTI-EMBOLISM (OPEN TOES) THIGH LENGTH FOR ADULT SIZE: MEDIUM
10923 | 4221181267600 | DONNING AID FOR CLOSED TOE COMPRESSION STOCKINGS FOR LYMPHEDEMA REDUCE FRICTION BETWEEN THE SKIN AND THE COMPRESSION GARMENT DURABLE AND TEAR-RESISTANT MATERIAL ASSORTED SIZES (LYMPHEDEMA)
10924 | 4221181267700 | DONNING AID FOR COMPRESSION GARMENT DURABLE MATERIAL ASSORTED SIZES (LYMPHEDEMA)
10925 | 4221181267800 | DONNING AID FOR OPEN TOE COMPRESSION STOCKINGS FOR LYMPHEDEMA REDUCE FRICTION BETWEEN THE SKIN AND THE COMPRESSION GARMENT DURABLE AND TEAR-RESISTANT MATERIAL ASSORTED SIZES (LYMPHEDEMA)
10926 | 4221190000300 | ASSISTIVE TOOLS TWISTER JAR OPENER RUBBER MOULDED CONE GRIPS LID SECURELY FLUTED ON THE OUTSIDE FOR EASE OF USE RIBBED ON THE INSIDE FOR MAXIMUM GRIP DURABLE NO MOVING PARTS TO BREAK EASY TO CLEAN EASY TO USE SUITABLE FOR LIDS 20 MM-85 MM DIAMETER TWISTER APPROXIMATELY
10927 | 4221190000400 | BAGS MINI MESH FOR CHEWING TRAINING BPA FREE
10928 | 4221190100000 | ASSISTIVE TOOLS MATS NON-SLIP ROLL RUBBER-LIKE PLASTIC MATERIAL MADE FROM NON-WOVEN FABRIC COATED ON BOTH SIDES WITH DYCEM OR EQUIVALENT USED TO STABILIZE SURFACES REUSABLE CUT TO MOST ANY SIZE OR SHAPE WITH SCISSORS CLEANS WITH SOAP AND WATER
10929 | 4221190100200 | ASSISTIVE TOOLS NON SLIP RUBBER MAT LIKE PLASTIC MATERIAL USED TO STABILIZE SURFACES REUSABLE CUT TO MOST ANY SIZE OR SHAPE WITH SCISSORS CLEANS WITH SOAP AND WATER NON TOXIC 40 CM X 10 YARD ROLLS COLOR CLEAR OR SILVER
10930 | 4221190100300 | ASSISTIVE TOOLS NON SLIP RUBBER MAT LIKE PLASTIC MATERIAL USED TO STABILIZE SURFACES REUSABLE CUT TO MOST ANY SIZE OR SHAPE WITH SCISSORS CLEANS WITH SOAP AND WATER NON TOXIC 40 CM X 10 YARD ROLLS COLOR RED
10931 | 4221190100400 | ASSISTIVE TOOLS NON SLIP RUBBER MAT LIKE PLASTIC MATERIAL USED TO STABILIZE SURFACES REUSABLE CUT TO MOST ANY SIZE OR SHAPE WITH SCISSORS CLEANS WITH SOAP AND WATER NON TOXIC 40 CM X 10 YARD ROLLS COLOR BLUE
10932 | 4221190300000 | ASSISTIVE TOOLS CAN OPENER MACHINE BATTERY POWERED WORKS ON STANDARD SMALL MEDIUM AND LARGE CANS
10933 | 4221190500000 | CUP GRAVITY ASSISTED DRINKING CUP
10934 | 4221190500100 | CUP REGULATING DRINKING FOR SWALLOWING PROBLEMS ASSORTED SIZES AND COLORS.
10935 | 4221190500200 | FLEXIBLE PLASTIC CUT CUPS DESIGNED TO PROMOTE EASE OF DRINKING ALLOW DRINKING WITHOUT NECK EXTENSION CUP CAN BE GENTLY “SQUEEZED” TO CHANGE THE SHAPE OF THE CUP LIP AND DIRECT LIQUID FLOW
10936 | 4221190500300 | FLEXIBLE TUBE FEEDING BOTTLE THAT EXTENDS TO THE BOTTOM OF THE BOTTLE THROUGH THE SCREW CAP
10937 | 4221190500400 | PLASTIC CUP WITH RUBBER REGULATOR FOR DRINKING IN SEMI-RECLINED POSITION
10938 | 4221190500500 | SOFT CUP BABY BOTTLE ADVANCED CONTROLLED FEEDER WITH ONE-WAY VALVE DESIGNED TO ASSIST PREMATURE AND MEDICALLY FRAGILE BABIES WITH THE PROCESS OF RECEIVING ORAL NUTRITION ASSORTED SIZES
10939 | 4221190500600 | ASSISTIVE TOOLS ERGONOMIC NOSEY CUP PROVIDES EXTREMELY SAFE GRIP WITH ITS CONTOURED SHAPE SLIGHTLY TEXTURED SURFACE GIVES ADDITIONAL SAFETY CUT OUT IN THE NOSE AREA ENSURES USER CAN DRINK WITHOUT TIPPING HEAD BACK TRANSLUCENT PLASTIC ALLOWS CARER TO SIMPLY MONITOR LIQUID INTAKE
10940 | 4221190600000 | ASSISTIVE TOOLS U DRINK OR EQUIVALENT ADAPTABLE HOLDER THE IDEAL SOLUTION FOR PEOPLE WITH LIMITED OR NO GRIP STRENGTH TO HOLD AND DRINK BEVERAGES CANS CUPS AND GLASSES OF ALL DIFFERENT SHAPES SIZES AND MATERIALS INDEPENDENT MADE OF STAINLESS STEEL WITH AN ADJUSTABLE HANDLE AND NONSLIP STRAP LINER
10941 | 4221190600100 | ASSISTIVE TOOLS MULTI-UTENSIL HOLDER DURABLE 2.5 CM MADE FROM A SOFT STRETCHY FABRIC WIDE NYLON WEBBING TO HELPS SUPPORT UTENSILS THE POCKET HOLDS RANGE OF ITEMS OF UTENSILS SECURELY SUCH AS CUTLERY PENS PENCILS BRUSHES AND COMBS FOR LEFT OR RIGHT HANDED USE
10942 | 4221190700000 | ASSISTIVE TOOLS GRIP UTENSILS ERGONOMIC BENDABLE DESIGN WITH A SOFT GRIP IS COMFORTABLE RIBBED BUILT-UP HANDLES HELP PEOPLE WITH WEAK GRASP TO HOLD UTENSILS SECURELY HANDLE MADE OF THERMOPLASTIC RUBBER AND POLYPROPYLENE DISHWASHER SAFE LATEX FREE SET OF 4
10943 | 4221190700100 | ASSISTIVE TOOLS GRIP UTENSILS ERGONOMIC BENDABLE DESIGN WITH A SOFT GRIP IS COMFORTABLE RIBBED BUILT-UP HANDLES HELP PEOPLE WITH WEAK GRASP TO HOLD UTENSILS SECURELY HANDLE MADE OF THERMOPLASTIC RUBBER AND POLYPROPYLENE DISHWASHER SAFE LATEX FREE TABLESPOON
10944 | 4221190700200 | ASSISTIVE TOOLS GRIP UTENSILS ERGONOMIC BENDABLE DESIGN WITH A SOFT GRIP IS COMFORTABLE RIBBED BUILT-UP HANDLES HELP PEOPLE WITH WEAK GRASP TO HOLD UTENSILS SECURELY HANDLE MADE OF THERMOPLASTIC RUBBER AND POLYPROPYLENE DISHWASHER SAFE LATEX FREE SERRATED ROCKER KNIFE.
10945 | 4221190700500 | ASSISTIVE TOOLS ROUND SCOOP DISH 23 CM ROUND SCOOP DISH OF EXTRA-THICK WHITE MELAMINE HEAVY-DUTY REINFORCED RIM AND BASE WITHSTANDS INSTITUTIONAL USAGE THE GROOVED LIP CAN BE USED FOR RESTING AN EATING UTENSIL OR AS A LOCATION NOTCH NONSKID BOTTOM PROVIDES STABILITY CENTER DEPTH 4 CM MOULDED LOW IN FRONT AND HIGH IN BACK RUBBER-PADDED BOTTOM PROVIDES CONTROL
10946 | 4221190700600 | ASSISTIVE TOOLS QUEENS ANGLED CUTLERY SET 1 1/4 INCHES DIAMETER X 3 5/8 INCHES LENGTH BUILT-UP HANDLES INCREASE COMFORT FOR THOSE WITH WEAK OR PAINFUL GRASP ENABLING THOSE WITH LIMITED WRIST MOVEMENT TO EAT MORE EASILY LIGHTWEIGHT STAINLESS STEEL IN PLASTIC HANDLE INSTITUTIONAL DISHWASHER SAFE BPA AND PHTHALATES FREE THE KNIFE HAS A BLADE BENT AT AN ANGLE TO THE HANDLE AND CAN BE USED WITH A ROCKER ACTION THE FORK AND SPOON ARE AVAILABLE AS RIGHT OR LEFT HANDED VERSIONS. SET OF KNIFE RIGHT AND LEFT HANDED FORK SPOON AND JUNIOR SPOON.
10947 | 4221190700700 | ASSISTIVE TOOLS QUEENS ANGLED CUTLERY 1 1/4 INCHES DIAMETER X 3 5/8 INCHES LENGTH BUILT-UP HANDLES INCREASE COMFORT FOR THOSE WITH WEAK OR PAINFUL GRASP ENABLING THOSE WITH LIMITED WRIST MOVEMENT TO EAT MORE EASILY LIGHTWEIGHT STAINLESS STEEL IN PLASTIC HANDLE INSTITUTIONAL DISHWASHER SAFE BPA AND PHTHALATES FREE THE KNIFE HAS A BLADE BENT AT AN ANGLE TO THE HANDLE AND CAN BE USED WITH A ROCKER ACTION KNIFE
10948 | 4221190700800 | ASSISTIVE TOOLS QUEENS ANGLED CUTLERY 1 1/4 INCHES DIAMETER X 3 5/8 INCHES LENGTH BUILT-UP HANDLES INCREASE COMFORT FOR THOSE WITH WEAK OR PAINFUL GRASP ENABLING THOSE WITH LIMITED WRIST MOVEMENT TO EAT MORE EASILY LIGHTWEIGHT STAINLESS STEEL IN PLASTIC HANDLE INSTITUTIONAL DISHWASHER SAFE BPA AND PHTHALATES FREE FORK LEFT HANDED
10949 | 4221190700900 | ASSISTIVE TOOLS QUEENS ANGLED CUTLERY 1 1/4 INCHES DIAMETER X 3 5/8 INCHES LENGTH BUILT-UP HANDLES INCREASE COMFORT FOR THOSE WITH WEAK OR PAINFUL GRASP ENABLING THOSE WITH LIMITED WRIST MOVEMENT TO EAT MORE EASILY LIGHTWEIGHT STAINLESS STEEL IN PLASTIC HANDLE INSTITUTIONAL DISHWASHER SAFE BPA AND PHTHALATES FREE RIGHT HANDED FORK
10950 | 4221190701000 | ASSISTIVE TOOLS QUEENS ANGLED CUTLERY 1 1/4 INCHES DIAMETER X 3 5/8 INCHES LENGTH BUILT-UP HANDLES INCREASE COMFORT FOR THOSE WITH WEAK OR PAINFUL GRASP ENABLING THOSE WITH LIMITED WRIST MOVEMENT TO EAT MORE EASILY LIGHTWEIGHT STAINLESS STEEL IN PLASTIC HANDLE INSTITUTIONAL DISHWASHER SAFE BPA AND PHTHALATES FREE LEFT HANDED SPOON
10951 | 4221190701100 | ASSISTIVE TOOLS QUEENS ANGLED CUTLERY 1 1/4 INCHES DIAMETER X 3 5/8 INCHES LENGTH BUILT-UP HANDLES INCREASE COMFORT FOR THOSE WITH WEAK OR PAINFUL GRASP ENABLING THOSE WITH LIMITED WRIST MOVEMENT TO EAT MORE EASILY LIGHTWEIGHT STAINLESS STEEL IN PLASTIC HANDLE INSTITUTIONAL DISHWASHER SAFE BPA AND PHTHALATES FREE RIGHT HANDED SPOON
10952 | 4221190701200 | ASSISTIVE TOOLS FLEXIBLE UTENSILS FOR SELF-FEEDING WITH A FOAM HANDLE THAT CAN BE ANGLED OR POSITIONED IN A VARIETY OF DIRECTIONS FOR CUSTOMIZED USE FOAM HANDLE 1 INCH IN DIAMETER AND 14 INCHES LONG CAN BE CUSTOMIZED TO FIT A USER’S GRIP WEIGHS ONLY 4 OZ INCLUDES A 10 INCHES VELCRO STRAP TO SECURE UTENSIL ON USER’S HAND AND ASSIST THOSE WITH DISABILITIES OR LIMITED HAND FUNCTION SET INCLUDES FORK TABLESPOON TEASPOON
10953 | 4221190701300 | ASSISTIVE TOOLS FLEXIBLE UTENSILS PLASTISOL COATED FOR SELF-FEEDING WITH A FOAM HANDLE THAT CAN BE ANGLED OR POSITIONED IN A VARIETY OF DIRECTIONS FOR CUSTOMIZED USE FOAM HANDLE 1 INCH IN DIAMETER AND 14 INCHES LONG CAN BE CUSTOMIZED TO FIT A USER’S GRIP WEIGHS ONLY 4 OZ INCLUDES A 10 INCHES VELCRO STRAP TO SECURE UTENSIL ON USER’S HAND AND ASSIST THOSE WITH DISABILITIES OR LIMITED HAND FUNCTION FORK
10954 | 4221190701400 | ASSISTIVE TOOLS FLEXIBLE UTENSILS FOR SELF-FEEDING WITH A FOAM HANDLE THAT CAN BE ANGLED OR POSITIONED IN A VARIETY OF DIRECTIONS FOR CUSTOMIZED USE FOAM HANDLE 1 INCH IN DIAMETER AND 14 INCHES LONG CAN BE CUSTOMIZED TO FIT A USER’S GRIP WEIGHS ONLY 4 OZ INCLUDES A 10 INCHES VELCRO STRAP TO SECURE UTENSIL ON USER’S HAND AND ASSIST THOSE WITH DISABILITIES OR LIMITED HAND FUNCTION TEASPOON
10955 | 4221190701600 | ASSISTIVE TOOLS FLEXIBLE UTENSILS FOR SELF-FEEDING WITH A FOAM HANDLE THAT CAN BE ANGLED OR POSITIONED IN A VARIETY OF DIRECTIONS FOR CUSTOMIZED USE FOAM HANDLE 1 INCH IN DIAMETER AND 14 INCHES LONG CAN BE CUSTOMIZED TO FIT A USER’S GRIP WEIGHS ONLY 4 OZ INCLUDES A 10 INCHES VELCRO STRAP TO SECURE UTENSIL ON USER’S HAND AND ASSIST THOSE WITH DISABILITIES OR LIMITED HAND FUNCTION TABLESPOON
10956 | 4221190701800 | ASSISTIVE TOOLS PEDIATRIC ADJUSTABLE -WEIGHT UTENSILS WITH ERGONOMIC FINGER INDENTATIONS CHILD-SIZED UTENSILS WITH 4 OUNCE OF ADDITIONAL WEIGHT TO STABILIZE THE HAND WITH 3 1/4 INCHES LONG HANDLE 7/8 INCHES THICK DIAMETER AND 4 OUNCE WEIGHT VINYL HANDLES WITH RIDGES ARE SHAPED TO FIT FINGERS FOR COMFORTABLE FIT AND GRIP SAFE UP TO 180 °F BPA FREE PHTHALATES FREE AND NON-LATEX (ALL MEASUREMENTS ARE APPROXIMATELY)
10957 | 4221190701900 | ASSISTIVE TOOLS PEDIATRIC WEIGHTED UTENSILS WITH ERGONOMIC FINGER INDENTATIONS PLASTISOL COATED YOUTH TEASPOON
10958 | 4221190702000 | ASSISTIVE TOOLS PEDIATRIC WEIGHTED UTENSILS WITH STRAP WITH ERGONOMIC FINGER INDENTATIONS TEASPOON
10959 | 4221190702100 | ASSISTIVE TOOLS GRIP UTENSILS ERGONOMIC BENDABLE DESIGN WITH A SOFT GRIP IS COMFORTABLE RIBBED BUILT-UP HANDLES HELP PEOPLE WITH WEAK GRASP TO HOLD UTENSILS SECURELY. HANDLE MADE OF THERMOPLASTIC RUBBER AND POLYPROPYLENE DISHWASHER SAFE LATEX FREE FORK.
10960 | 4221190702200 | ASSISTIVE TOOLS SCOOPER PLATES AND BOWLS FLAT BOTTOMS AND HIGH RIMS WITH A REVERSE CURVE ON ONE SIDE TO REDUCE SPILLS WHILE SCOOPING WITH SUCTION BASE MADE OF DURABLE POLYESTER THAT IS LIGHTWEIGHT BREAK RESISTANT MOLDED OF HEAT-RESISTANT PLASTIC AND MICROWAVABLE PAIR OF PLATE AND BOWL MEASURES ABOUT 8 INCHES IN DIAMETER
10961 | 4221190702300 | ASSISTIVE TOOLS NO TIP WEIGHTED BASE CUP TWO-HANDLED CUP WITH WEIGHTED BASE AND ROUNDED CORNERS FOR SELF-RIGHTING EVEN WHEN RELEASED FROM LYING POSITION HANDLES FOR TWO-HANDED HOLD TO AID CONTROL COMES WITH TWO SPILL-PROOF LIDS TO FIT THE LEVEL OF DRINKING ASSISTANCE NEEDED BY THE CHILD ONE LID IS DISH-SHAPE CLEAR PLASTIC WITH TWO HOLES TO LET FLUID FLOW INTO THE DISH FOR DRINKING THE OTHER LID HAS A MOLDED PLASTIC MOUTHPIECE TOP SHELF DISHWASHER SAFE
10962 | 4221190702400 | ASSISTIVE TOOLS UTILITY KNIFE WITH KNUCKLE GUARD AND SECURE GRIP
10963 | 4221190702500 | ASSISTIVE TOOLS GRIP UTENSILS ERGONOMIC BENDABLE DESIGN WITH A SOFT GRIP IS COMFORTABLE RIBBED BUILT-UP HANDLES HELP PEOPLE WITH WEAK GRASP TO HOLD UTENSILS SECURELY HANDLE MADE OF THERMOPLASTIC RUBBER AND POLYPROPYLENE DISHWASHER SAFE LATEX FREE TEASPOON
10964 | 4221190703500 | SPOON GLOSSECTOMY SPOON WITH PUSHER
10965 | 4221190703600 | SPOON TEXTURED FOR ORAL SENSORY STIMULATION ASSORTED SIZES AND COLORS
10966 | 4221190703700 | SPOON WITH NARROW AND SHALLOW BOWLS ASSORTED SIZES
10967 | 4221190703800 | ASSISTIVE TOOLS STEADY SPOON WITH COUNTER WEIGHTS TO PREVENT SPILLAGE KEEP THE SPOON BOWL LEVEL NO MATTER THE ARM POSITION OR TREMOR NO NEED A STRONG GRASP ON THE SPOON HOOK AND LOOP STRAP CONNECTED TO THE BUILT-UP HANDLE ADULT HANDLE L: 5-1/2 INCH X D: 1-1/4 INCH TOTAL HANDLE AND BOWL LENGTH 9 1/2 INCH STRAP LENGTH 5 INCH WEIGHS 225G BPA PHTHALATES AND LATEX FREE
10968 | 4221190900100 | ASSISTIVE TOOLS GLASS HOLDER BILATERAL FOR INDIVIDUALS WITH INCOORDINATION CLAMP ADJUSTS TO ANY GLASS SIZE HEAVY-DUTY STEEL-HANDLED GLASS HOLDER IS PLASTIC COATED
10969 | 4221191100200 | ASSISTIVE TOOLS FOOD GUARD PLATE PREVENTS FOOD FROM BEING PUSHED OFF THE PLATE CONCAVE WALL ASSISTS IN GUIDING FOOD ONTO THE UTENSIL SECURED TO THE PLATE WITH AN INTERNAL GROOVE LARGE SIZE FITS PLATES WITH A DIAMETER OF 9 INCHES - 11 INCH
10970 | 4221191500000 | ASSISTIVE TOOLS SLIDE SELF-FEEDING SUPPORT STABLE SMOOTHLY GUIDES THE ARM WHILE MOVING FROM PLATE TO MOUTH SUPPORTS THE FOREARM AS THE CLIENT GATHERS FOOD ONTO THE UTENSIL THEN WITH A SIMPLE SLIDING MOTION MOVES THE WRIST INTO THE SMALLER TOP SECTION GIVING STABILITY AND SUPPORT WHILE BRINGING FOOD TO THE MOUTH INCLUDES A ROOF ATTACHMENT THAT CAN BE USED TO HELP KEEP THE ARM ON THE SLIDE AND PROVIDE ADDITIONAL CONTROL AND SUPPORT LATEX FREE
10971 | 4221191600000 | SAFE STRAW HOLDER REUSABLE TO CONTROL LIQUID BOLUS AND PREVENTS CHOKING OR ASPIRATING
10972 | 4221191700000 | ASSISTIVE TOOLS TREMOR DINING KIT DESIGNED FOR THOSE WITH PARKINSON’S DISEASE OR OTHER TYPE OF TREMOR-CAUSING CONDITION PACKAGED TOGETHER AND SPECIALLY PRICED INCLUDES WEIGHTED UTENSILS A WEIGHTED INSULATED CUP AND A SUCTION-CUP PLATE
10973 | 4221191700100 | ASSISTIVE TOOLS SCOOPER PLATE WITHOUT SUCTION CUP FLAT BOTTOM WITH NON SKID BOTTOM AND HIGH RIMS WITH A REVERSE CURVE ON ONE SIDE TO REDUCE SPILLS WHILE SCOOPING. MADE OF DURABLE POLYESTER THAT IS LIGHTWEIGHT BREAK RESISTANT MOLDED OF HEAT-RESISTANT PLASTIC AND MICROWAVABLE MEASURES ABOUT 8 INCHES IN DIAMETER
10974 | 4221191700200 | ASSISTIVE TOOLS SCOOPER PLATE WITH SUCTION CUP FLAT BOTTOM AND HIGH RIMS WITH A REVERSE CURVE ON ONE SIDE TO REDUCE SPILLS WHILE SCOOPING WITH SUCTION CUP BASE. MADE OF DURABLE POLYESTER THAT IS LIGHTWEIGHT BREAK RESISTANT MOLDED OF HEAT-RESISTANT PLASTIC AND MICROWAVABLE MEASURES ABOUT 6 3/4 INCHES IN DIAMETER
10975 | 4221191700300 | ASSISTIVE TOOLS SCOOPER BOWL WITH SUCTION CUP FLAT BOTTOM AND HIGH RIMS WITH A REVERSE CURVE ON ONE SIDE TO REDUCE SPILLS WHILE SCOOPING WITH SUCTION CUP BASE. MADE OF DURABLE POLYESTER THAT IS LIGHTWEIGHT BREAK RESISTANT MOLDED OF HEAT-RESISTANT PLASTIC AND MICROWAVABLE MEASURES ABOUT 5 1/2 INCHES X 6 1/2 INCHES
10976 | 4221200500000 | ASSISTIVE TOOLS LONG HANDLE COMB AND BRUSH ANTI- SLIP HANDLE FITS SNUGLY IN THE HAND TO STAY IN PLACE WHEN IN USE PROVIDES MAXIMUM REACH WITH MINIMUM EFFORT
10977 | 4221211100000 | ASSISTIVE TOOLS PLASTIC CARD HOLDER FOR THOSE WITH LIMITED HAND FUNCTION HOLDING THIN AND LIGHTWEIGHT CARDS CAN BE A CHALLENGE
10978 | 4221230100000 | SILICONE GRIP FOR GLOVES TO HELP IN GRASPING OBJECTS.
10979 | 4221230100100 | ASSISTIVE TOOLS HOLD GRIP STRAPS ALLOW HOLDING ONTO A WIDE RANGE OF ITEMS WITH EASE ATTACH THEM TO TOOTHBRUSH PENS HAIRBRUSH CUTLERY OR ANYTHING ELSE HOLD STRAPS ARE ANTI –SLIP STRAPS ARE MADE OF FOOD GRADE SILICONE AND ARE HYPOALLERGENIC AND LATEX FREE CAN BE WASHED IN THE DISHWASHER OR SANITIZED WITH DISINFECTANT WIPES PACK INCLUDES 8 DIFFERENT COLOR WITH DIFFERENT SIZES TO FIT INFANT CHILDREN AND ADULT
10980 | 4221230200000 | ASSISTIVE TOOLS WEIGHTED UNIVERSAL HOLDER FOR ADULTS TO REDUCE SHAKING FROM TREMORS ATAXIC AND PARKINSON'S IMPROVE WRITING WITH PEN OR PENCIL ACCOMMODATE ANY PEN PENCIL OR MARKER 3MM TO 11 MM IN DIAMETER 2.86 CM INCLUDES CONTOURED COVER THAT HELPS BUILD-UP THE HANDLE MAKING IT EASIER TO GRASP INCLUDES ALLEN WRENCH AND THREE LONG SCREWS FOR SMALLER OBJECTS
10981 | 4221230200300 | ASSISTIVE TOOLS BED PULL-UP ASSISTS PATIENTS WITH PARALYSIS ARTHRITIS LIMITED LOWER BODY STRENGTH AND GENERAL WEAKNESS HELPS USERS LYING IN BED PULL THEMSELVES UP INTO AN UPRIGHT POSITION WITHOUT ANY NEED FOR ASSISTANCE HOOK AND LOOP STRAP HOLDS THE BED ATTACHMENT BUCKLE SECURELY IN PLACE 12 INCH RUNGS 85 INCH LONG WEBBING WEIGHT CAPACITY: 200 LB
10982 | 4221230400100 | ASSISTIVE TOOLS ALUMINUM REACHER AID REGULAR FOR ADULTS WITH SINGLE MOVING JAW OPERATED WITH A TRIGGER ACTION FROM THE HANDLE THE HEAD IS COMPLETE WITH A MAGNET FOR PICKING UP SMALL METAL OBJECTS EG. PINS AND A HOOK TO AID DRESSING THE JAW MAY BE ROTATED 360 º TO AVOID THE NEED TO ROTATE THE WRIST WHICH MAY BE PAINFUL TO CERTAIN USERS THE TRIGGER OPERATED BY FOUR FINGERS INSTEAD OF THE USUAL TWO IS EASY TO GRIP AND OPERATE LENGTH ABOUT 61 CMS APPROXIMATELY
10983 | 4221230400200 | ASSISTIVE TOOLS ALUMINUM REACHER AID LONG FOR ADULTS WITH SINGLE MOVING JAW OPERATED WITH A TRIGGER ACTION FROM THE HANDLE THE HEAD IS COMPLETE WITH A MAGNET FOR PICKING UP SMALL METAL OBJECTS EG. PINS AND A HOOK TO AID DRESSING THE JAW MAY BE ROTATED 360 º TO AVOID THE NEED TO ROTATE THE WRIST WHICH MAY BE PAINFUL TO CERTAIN USERS THE TRIGGER OPERATED BY FOUR FINGERS INSTEAD OF THE USUAL TWO IS EASY TO GRIP AND OPERATE LENGTH ABOUT 76 CMS APPROXIMATELY
10984 | 4221230400300 | ASSISTIVE TOOLS ALUMINUM REACHER AID EXTRA LONG FOR ADULTS WITH SINGLE MOVING JAW OPERATED WITH A TRIGGER ACTION FROM THE HANDLE THE HEAD IS COMPLETE WITH A MAGNET FOR PICKING UP SMALL METAL OBJECTS EG. PINS AND A HOOK TO AID DRESSING THE JAW MAY BE ROTATED 360 º TO AVOID THE NEED TO ROTATE THE WRIST WHICH MAY BE PAINFUL TO CERTAIN USERS THE TRIGGER OPERATED BY FOUR FINGERS INSTEAD OF THE USUAL TWO IS EASY TO GRIP AND OPERATE LENGTH ABOUT 90 CMS APPROXIMATELY
10985 | 4222150000200 | KIT RAPID INFUSION CATHETER DISPOSABLE LATEX FREE INCLUDES: 7.0FR DIA 2.0INCH LENGTH SHEATH DILATOR/0.89MM GUIDEWIRE/33.5CM SYRINGE 5.0ML FOR MASSIVE BLEEDING
10986 | 4222150001700 | "BIDIRECTIONAL FEMORAL CANNULA ARTERIAL COATED FOR EXTRACORPOREAL MEMBRANE OXYGENATION (ECMO) ASSORTED SIZES AS PER HOSPITAL REQUEST DISPOSABLE STERILE"
10987 | 4222150101000 | CATHETER ARTERIAL STRAIGHT INTIMA 20 G NEEDLE (1MM) X 8 CM RADIAL WITH COMPATIBLE GUIDE WIRE DISPOSABLE STERILE
10988 | 4222150101100 | CATHETER ARTERIAL 24 GAUGE NEEDLE STRAIGHT INTIMA 5 CM RADIAL COMPATIBLE GUIDEWIRE DISPOSABLE STERILE
10989 | 4222150105500 | PEDIATRIC ARTERIAL CANNULA 06 FR
10990 | 4222150107700 | CATHETER POLYURETHANE KIT FOR PEDIATRIC FEMORAL DUAL LUMEN CATHETER 4 INCHES LONG WITH GUIDEWIRE INTRODUCER NEEDLE AND DILATOR 8 FR STERILE
10991 | 4222150113300 | KIT CATHETER ARTERIAL 16 G 5 FR X 8 CM WITH INTRODUCER NEEDLE 16 G STRAIGHT GUIDEWIRE 1.1 MM X 46 CM LATEX FREE DISPOSABLE ONE (1) EACH = ONE (1) KIT
10992 | 4222150114000 | SUTURE POLYGLACTIN 910 MULTIFILAMENT RAPID ABSORPTION SIZE 3/0 25-26 MM 3/8 CIRCLE REVERSE CUTTING NEEDLE 70-75 CM UNDYED STERILE
10993 | 4222150300200 | CATHETER CENTRAL VENOUS COMPLETE KIT RADIO-OPAQUE CONTAINS: QUADRA LUMEN PUR CATHETER GUIDE WIRE (UNKINKABLE) NON LUER LOCK SYRINGE 5 ML INTRODUCER NEEDLE SHORT BEVEL INTRODUCER CANNULA DILATOR SECONDARY FIXATION DEVICE SLIDING CLAMPS SCALP BLADE SIZE: 7.5-8.5 FR LENGTH 20 CM PEEL PACK DISPOSABLE STERILE
10994 | 4222150302500 | CATHETER PERMANENT JUGULAR VEIN FOR CHILDREN CONSISTING OF: DUAL LUMEN SILICONE RUBBER CATHETER WITH DARCON FELT CUFF HUB AND CLEAR SILICON EXTENSION TUBES TERMINATING WITH LUER LOCK ADAPTERS OVERALL LENGTH 28 CM OUTER DIAMETER 2.8 X 4.9 MM INNER DIAMETER 1.5 MM J - STRAIGHT 0.038 INCH GUIDEWIRE SHEATH DILATOR TUNNELING STYLET INTRODUCER NEEDLE AND 10 CC LUER LOCK SYRINGE DISPOSABLE STERILE
10995 | 4222150302600 | CATHETER JUGULAR VEIN KIT CONSISTS OF DUAL LUMEN CATHETER 6 INCHES EFFECTIVE LENGTH AND CURVED EXTENSION OR CURVED CATHETER POLYURETHANE INTERNAL DIAMETER 12 F FLEXIBLE NON - ALLERGIC WINGS WITH SMALL STRETCHING HOLES SILICONE TUBES FITTED WITH FEMALE LUER LOCK THE OUTER PART IS CURVED AND DIRECTED DOWNWARDS TO THE SUBCLAVIAN REGION STAINLESS STEEL GUIDE WIRE DIAMETER 0.038 IN LENGTH IS ABOUT THREE TIMES THE CATHETER LENGTH EASILY SLIDING GAUGE 18 INTRODUCER NEEDLE 10 - 12 FR DILATOR STERILE
10996 | 4222150306400 | CATHETER PERMANENT JUGULAR VEIN DUAL LUMEN FOR ADULT CONSISTS OF: PERMANENT DUAL LUMEN CATHETER 35 - 37 CM LONG ATTACHED TO Y CONNECTOR WITH FEMALE LUER LOCK ADAPTER WITH DACRON FELT CUFF ABOUT 19 CM ABOVE THE TOP FLOW RATES 300 ML/MT RECIRCULATION 5% OR LESS J - STRAIGHT 0.038 INCH GUIDEWIRE SHEATH DILATOR TUNNELING STYLET INTRODUCER NEEDLE AND 10 CC LUER LOCK SYRINGE DISPOSABLE STERILE
10997 | 4222150306700 | CATHETER FEMORAL VEIN SET CONSISTS OF DUAL LUMEN CATHETER 5 INCHES EFFECTIVE LENGTH ROTATING POLYURETHANE FLEXIBLE NON - ALLERGIC WINGS WITH SMALL STRETCHING HOLES SILICONE TUBES FITTED WITH FEMALE LUER LOCK STAINLESS STEEL GUIDEWIRE DIAMETER 0.038 INCH LENGTH IS ABOUT 3 TIMES THE CATHETER LENGTH EASILY SLIDING GAUGE 18 INTRODUCER NEEDLE 9 FR DILATOR
10998 | 4222150306800 | CATHETER FEMORAL VEIN SET CONSISTS OF DUAL LUMEN CATHETER 8 INCHES EFFECTIVE LENGTH ROTATING POLYURETHANE INTERNAL DIAMETER 12 FR FLEXIBLE NON - ALLERGIC WINGS WITH SMALL STRETCHING HOLES SILICONE TUBES FITTED WITH FEMALE LUER LOCK STAINLESS STEEL GUIDEWIRE DIAMETER 0.035 INCH SOFT TIP WITH STEPPED TISSUE DILATOR LENGTH IS ABOUT 3 TIMES THE CATHETER LENGTH EASILY SLIDING GAUGE 18 INTRODUCER NEEDLE 12 FR DILATOR
10999 | 4222150307000 | PACK FOR CENTRAL LINE CATHETER INSERTION CONTENTS : 1 DRAPE TO COVER THE WHOLE BODY OF THE PATIENT DURING INSERTION OF CENTRAL LINE WITH 2 OPENINGS ONE FOR EXTERNAL JUGULAR AND ONE FOR FEMORAL CENTRAL LINE BOTH IN MIDDLE LINE TO COPE WITH RIGHT AND LEFT SIDE150X 270 CM ; 1 KIDNEY TRAY ; 2 GAUZE PIECES 8X8 CM ; 1 PAIR OF VINYL GLOVES XL ; 1 PLASTIC TRAY WITH 6 COTTON SWABS ; 1 PLASTIC SAFETY SCALPEL SINGLE USE ; 2 SWAB STICK IMPREGNATED WITH CHLORHEXIDINE 2 % AND ALCOHOL 70% ; 2 TRANSPARENT DRESSING ; 2 SAFETY STERILE SYRINGES 5ML WITH LABEL FOR LIDOCAINE SYRINGE ; 1 CURVED NEEDLE WITH SUTURE AND DISPOSABLE NEEDLE DRIVER ; SURGICAL GOWN XL SIZE. 1 ; SURGICAL GOWN L SIZE. 1 ; ABSORBENT TOWEL 2 INCH
11000 | 4222150307800 | CATHETER PERMANENT JUGULAR VEIN DUAL LUMEN FOR ADULT CONSISTS OF: PERMANENT DUAL LUMEN CATHETER 40 CM LONG ATTACHED TO Y CONNECTOR WITH FEMALE LUER LOCK ADAPTER WITH DACRON FELT CUFF ABOUT 23 CM ABOVE THE TOP AIR GUARD VALVED INTRODUCER PEEL APART SHEATH 15 F (5.8 MM OD 5 MM ID) 13 CM LENGTH WITH VESSEL DILATOR (1.0 MM ID RADIOPAQUE 8 F DILATOR 10 - 12 F 15 CM LENGTH ) FLOW RATES 300 ML/MT RECIRCULATION 5% OR LESS J - STRAIGHT 0.038 INCH GUIDEWIRE SHEATH DILATOR TUNNELING STYLET INTRODUCER NEEDLE AND 10 CC LUER LOCK SYRINGE DISPOSABLE STERILE
11001 | 4222150308800 | CATHETER FEMORAL VEIN SET CONSISTS OF DUAL LUMEN CATHETER 11.5 FR X 15CM INCHES EFFECTIVE LENGTH ROTATING POLYURETHANE FLEXIBLE NONALLERGIC WINGS WITH SMALL STITCHING HOLES SILICONE TUBES FITTED WITH FEMALE LUER LOCK STAINLESS STEEL GUIDEWIRE DIAMETER 0.038 INCH LENGTH 70 CM FLEXIBLE EASILY SLIDING 12 F DILATOR GAUGE 18 INTRODUCER NEEDLE SCALPEL INJECTION CAPS ADHESIVE DRESSING STERILE
11002 | 4222150308900 | CATHETER JUGULAR VEIN SET CONSISTS OF DUAL LUMEN CATHETER 5 INCHES EFFECTIVE LENGTH ROTATING POLYURETHANE INTERNAL DIAMETER 12 F FLEXIBLE NON - ALLERGIC WINGS WITH SMALL STRETCHING HOLES SILICONE TUBES FITTED WITH FEMALE LUER LOCK THE OUTER PART IS CURVED AND DIRECTED DOWNWARDS TO THE SUBCLAVIAN REGION STAINLESS STEEL GUIDEWIRE DIAMETER 0.038 INCH LENGTH IS ABOUT 3 TIMES THE CATHETER LENGTH EASILY SLIDING GAUGE 18 INTRODUCER NEEDLE 9 FR DILATOR STERILE
11003 | 4222150309000 | CATHETER JUGULAR VEIN SET CONSISTS OF DUAL LUMEN CATHETER 7 INCHES EFFECTIVE LENGTH ROTATING POLYURETHANE INTERNAL DIAMETER 12 F FLEXIBLE NONALLERGIC WINGS WITH SMALL STITCHING HOLES SILICONE TUBES FITTED WITH FEMALE LUER LOCK THE OUTER PART IS CURVED AND DIRECTED DOWNWARDS TO THE SUBCLAVIAN REGION STAINLESS STEEL GUIDEWIRE DIAMETER 0.038 INCHES LENGTH 70 CM FLEXIBLE EASILY SLIDING 12 F DILATOR GAUGE 18 INTRODUCER NEEDLE SCALPEL INJECTION CAPS ADHESIVE DRESSING STERILE
11004 | 4222150310900 | MAC TWO-LUMEN CENTRAL VENOUS ACCESS KIT CATH-GARD OR EQUIVALENT FOR USE WITH 7.5 - 8 FR CATHETERS RADIOPAQUE POLYURETHANE WITH 9 FR DISTAL LUMEN ANTIMICROBIAL SURFACE TREATMENT INTEGRAL HEMOSTASIS VALVE EXTENSION LINE CLAMPS
11005 | 4222150400400 | "CATHETER PICC SINGLE LUMEN BASIC KIT 1.9 FRENCH CATHETER SILICONE PERIPHERALLY INSERTED VENOUS ACCESS PARENTERAL NUTRITION ADMINISTRATION OF MEDIC ATION IN PREMATURE BABY AND NEONATE LENGTH 50 CM PEEL PACK SIZE THE CONTENTS ARE 1.9 FRENCH INTRODUCE DISPOSABLE STERILE"
11006 | 4222150403400 | SET CATHETER THERAPY PERIPHERALLY INSERTED CENTRAL CATHETER (PICC LINE) 4 FRENCH SINGLE LUMEN 50-60 CM LENGTH PEEL AWAY SHEATH 5FRENCH 21 G NEEDLE 0.018 INCH GUIDE WIRE DISPOSABLE STERILE
11007 | 4222150403500 | SET CATHETER THERAPY PERIPHERALLY INSERTED CENTRAL CATHETER (PICC LINE) 5 FRENCH DOUBLE LUMEN 50-60 CM LENGTH PEEL AWAY SHEATH 6 FRENCH 21 G NEEDLE 0.018 INCH GUIDEWIRE DISPOSABLE STERILE
11008 | 4222150403600 | SET CATHETER THERAPY PERIPHERALLY INSERTED CENTRAL CATHETER (PICCLI NE) 6 FR DOUBLE LUMEN LENGTH 60 CM ( +/- 5 CM ) PEEL AWAY SHEATH 7 FR 21 G NEEDLE 0.018 INCH GUIDEWIRE DISPOSABLE STERILE
11009 | 4222150405900 | PICC (PERIPHERALLY INSERTED CENTRAL CATHETER) POWER INJECTABLE PICC WITH VALVE UNCUFFED 4FR SINGLE LUMEN LENGTH NOT LESS THAN 55CM INCLUDES: COMPATIBLE PEEL AWAY SHEATH 21-22 G NEEDLE 0.018IN GUIDEWIRE LENGTH NOT LESS THAN 60 CM DISPOSABLE STERILE (NON-SILICONE MATERIAL)
11010 | 4222150406000 | PICC (PERIPHERALLY INSERTED CENTRAL CATHETER) POWER INJECTABLE PICC WITH VALVE UNCUFFED 6 FR TRIPLE LUMEN NOT LESS THAN 55CM LENGTH INCLUDES: COMPATIBLE PEEL AWAY SHEATH 21-22 G NEEDLE 0.018IN GUIDEWIRE LENGTH NOT LESS THAN 60CM DISPOSABLE STERILE (NON-SILICONE MATERIAL)
11011 | 4222150500000 | "NEEDLE SCALP VEIN 1-2 CM LUER LOCK 30 CM LONG TUBE AND PLUG SIZE: G 19 PEEL PACK PACKING DISPOSABLE STERILE"
11012 | 4222150500100 | "NEEDLE SCALP VEIN 1-2 CM LUER LOCK 30 CM LONG TUBE AND PLUG SIZE: G 21 PEEL PACK PACKING DISPOSABLE STERILE"
11013 | 4222150500200 | "NEEDLE SCALP VEIN 1-2 CM LUER LOCK 30 CM LONG TUBE AND PLUG SIZE: G 23 PEEL PACK PACKING DISPOSABLE STERILE"
11014 | 4222150500300 | "NEEDLE SCALP VEIN 1-2 CM LUER LOCK 30 CM LONG TUBE AND PLUG SIZE: G 25 PEEL PACK PACKING DISPOSABLE STERILE"
11015 | 4222150500400 | "NEEDLE SCALP VEIN 1-2 CM LUER LOCK 30 CM LONG TUBE AND PLUG SIZE: G 27 PEEL PACK PACKING DISPOSABLE STERILE"
11016 | 4222150500500 | "NEEDLE SCALP VEIN INFUSION (I.V. BUTTERFLY WITH WINGS) NEEDLE 26 G LUER SLIP AND LOCK POLYPROPYLENE NEEDLE HUB NON-TOXIC NON-PYROGENIC DISPOSABLE STERILE"
11017 | 4222150500600 | "NEEDLE SCALP VEIN INFUSION (I.V. BUTTERFLY WITH WINGS) NEEDLE 24 G LUER SLIP AND LOCK POLYPROPYLENE NEEDLE HUB NON-TOXIC NON-PYROGENIC DISPOSABLE STERILE"
11018 | 4222150501000 | SET NEPHROSTOMY POLYURETHANE PIGTAIL 15 CM LONG RADIO - OPAQUE SIZE: CH 12 DISPOSABLE STERILE
11019 | 4222150501100 | SET SHEATH URETERAL ACCESS 11/13 FRENCH 45 CM (+/- 2CM)
11020 | 4222150600000 | CATHETER UMBILICAL ARTERIAL RADIO-OPAQUE GRADUATED WITH ROUND SOFT TIP AND PROTECTOR TRANSPARENT TUBE FOR NEWBORN BABIES SIZE: FG 05 D ISPOSABLE STERILE
11021 | 4222150600100 | CATHETER UMBILICAL ARTERIAL RADIO-OPAQUE GRADUATED WITH ROUND SOFT TIP AND PROTECTOR TRANSPARENT TUBE FOR NEWBORN BABIES SIZE: 06 CH DISPOSABLE STERILE
11022 | 4222150600200 | CATHETER UMBILICAL ARTERIAL RADIO-OPAQUE GRADUATED WITH ROUND SOFT TIP AND PROTECTOR TRANSPARENT TUBE FOR NEWBORN BABIES SIZE: FG 04 DISPOSABLE STERILE
11023 | 4222150600700 | "UMBILICAL PLACEMENT KIT: USED FOR UMBILICAL CATHETERIZATION 1 OUTER WRAP 75 X 90CM 1 RETRACTABLE SCALPEL NO 11 2 DRAPES 45 X 75CM 1 FENESTRATED DRAPE WITH EASY PEEL 50 X 50CM 2 HAND TOWELS 1 PAIR OF SUTURE SCISSORS 11CM 1 X TAPE MEASURE 2 MOSQUITO FORCEPS CURVED 13CM 1 X MOSQUITO FORCEPS STRAIGHT 13CM 1 IRIS FORCEPS CURVED 10CM 1 X IRIS FORCEPS STRAIGHT 10CM 1 IRIS FORCEPS STRAIGHT WITH TEETH 10.5CM 1 NEEDLE HOLDER 14CM 1 LUER-SLIP SYRINGE 1ML 2 LUER-LOCK SYRINGES 3ML 2 X LUER-LOCK SYRINGES 5ML 1 VESSEL DILATOR PROBE 14CM 1 X ADHESIVE FIXATION STRIPS 5 SWABS 10 X 10CM 4PLY 6 SWABS 5 X 5CM 4PLY 1 RED GALLIPOT 60ML 1 TRANSPARENT GALLIPOT 60ML 1 SILK SUTURE WITH CURVED CUTTING NEEDLE 3.0 1 UMBILICAL COTTON LIGATURE STERILE ; (1) EACH = ONE (1) KIT"
11024 | 4222150601100 | UMBILICAL VESSEL CATHETER (UVC) DUAL LUMEN POLYURETHANE 3.5 FR MARKED TO 34 CM 20/23 GAUGE
11025 | 4222150601400 | UMBILICAL VESSEL CATHETER (UVC) DUAL LUMEN POLYURETHANE 5.0 FR MARKED TO 34 CM 19/19 GAUGE
11026 | 4222150602500 | "CATHETER UMBILICAL SINGLE LUMEN 4 FRENCH LENGTH 35-40 CM TRANSPARENT POLYURETHANE OPEN END SIDE HOLE RADIOPAQUE NUMERICAL GRADUATIONS BY CM ACTUAL DISTANCE FROM THE DISTAL TIP IS PRINTED NUMERICALLY FROM 4 TO 25 CM CAN BE USED FOR VENOUS OR ARTERIAL ACCESS SUPPLIED WITH A SMALL 2 WAY STOPCOCK AND IDENTIFICATION PLUGS (COLOR CODED TWO DIFFERENT COLOR) DISPOSABLE STERILE"
11027 | 4222150602600 | "CATHETER UMBILICAL SINGLE LUMEN 2.5 FRENCH LENGTH 30 CM TRANSPARENT POLYURETHANE OPEN END SIDE HOLE RADIOPAQUE NUMERICAL GRADUATIONS BY CM ACTUAL DISTANCE FROM THE DISTAL TIP IS PRINTED NUMERICALLY FROM 4 TO 25 CM CAN BE USED FOR VENOUS OR ARTERIAL ACCESS SUPPLIED WITH A SMALL 2 WAY STOPCOCK AND IDENTIFICATION PLUGS (COLOR CODED TWO DIFFERENT COLOR) DISPOSABLE STERILE"
11028 | 4222150602800 | CATHETER URETERAL ACCESS FLEXIBLE DUAL LUMEN 6 FR X 45-55 CM FOR PERCUTANEOUS NEPHROLITHOTOMY PROCEDURE DISPOSABLE STERILE
11029 | 4222150602900 | CATHETER SINGLE LUMEN TRANSPARENT POLYURETHANE UMBILICAL CATHETER SECURED FROM HUMIDITY REMAINS STIFF DURING INSERTION SOFTENS AT BODY TEMPERATURE OPEN END SIDE HOLE NOT EASILY KINKED RADIOPAQUE FOR ACCURATE TIP LOCATION WITHOUT ADDITIONAL CONTRAST MEDIUM NUMERICAL GRADUATIONS AID ACCURATE TIP PLACEMENT CAN BE USED FOR VENOUS OR ARTERIAL ACCESS SUPPLIED WITH A SMALL 2 WAY STOPCOCK AND IDENTIFICATION PLUGS (RED FOR ARTERIAL USE BLUE FOR VENOUS USE) ACTUAL DISTANCE FROM THE DISTAL TIP IS PRINTED NUMERICALLY FROM 4 TO 25 CM 3.5 FR LENGTH 40 CM DISPOSABLE STERILE
11030 | 4222150603100 | "CATHETER UMBILICAL SINGLE LUMEN 3.5 FRENCH LENGTH 35-40 CM TRANSPARENT POLYURETHANE OPEN END SIDE HOLE RADIOPAQUE NUMERICAL GRADUATIONS BY CM ACTUAL DISTANCE FROM THE DISTAL TIP IS PRINTED NUMERICALLY FROM 4 TO 25 CM CAN BE USED FOR VENOUS OR ARTERIAL ACCESS SUPPLIED WITH A SMALL 2 WAY STOPCOCK AND IDENTIFICATION PLUGS (COLOR CODED TWO DIFFERENT COLOR) DISPOSABLE STERILE"
11031 | 4222150603200 | "CATHETER UMBILICAL SINGLE LUMEN 5 FRENCH LENGTH 35-40 CM TRANSPARENT POLYURETHANE OPEN END SIDE HOLE RADIOPAQUE NUMERICAL GRADUATIONS BY CM ACTUAL DISTANCE FROM THE DISTAL TIP IS PRINTED NUMERICALLY FROM 4 TO 25 CM CAN BE USED FOR VENOUS OR ARTERIAL ACCESS SUPPLIED WITH A SMALL 2 WAY STOPCOCK AND IDENTIFICATION PLUGS (COLOR CODED TWO DIFFERENT COLOR) DISPOSABLE STERILE"
11032 | 4222150603300 | "UMBILICAL POLYURETHANE CATHETER DOUBLE LUMEN SIZES 4 FR 40 CM LENGTH TOTALLY RADIOPAQUE NUMERICAL GRADUATIONS EVERY CENTIMETER FROM 4 TO 25 CM FROM THE DISTAL TIP WITH CLAMPS DEHP FREE LATEX FREE STERILE"
11033 | 4222150603400 | UMBILICAL CATHETER DUAL LUMEN 3.5 FR COMPLETELY ENCAPSULATED X-RAY OPAQUE LINES SMOOTH ROUNDED ATRAUMATIC TIP NUMERICAL DEPTH P OLYURETHANE CONSTRUCTION IS STRONG DURABLE MATERIAL RESISTS LEAKS AND BREAKS LATEX AND DEHP FREE REDUCES RISK TO PATIENTS ONE (1) KIT = ONE (1) SET
11034 | 4222150603500 | TRIPLE LUMEN TRANSPARENT POLYURETHANE THERMOSENSITIVE UMBILICAL CATHETER WITH HIGHER TENSILE STRENGTH AND THIN WALL TECHNOLOGY RADIOPAQUE WITH XRO AND ATRAUMATIC BLUNT DISTAL TIP COLOR-CODED HUBS FOR EASY IDENTIFICATION AND SAFETY NUMERICAL GRADUATIONS EVERY CENTIMETER FROM 5 TO 20 CM WITH 3 DISTAL OPENINGS SOFT FIXATION WINGS WITH CLAMP. CATHETER SIZE 4.5 FR LENGTH 20 CM DISTAL LUMEN IS 20G WITH 0.20 ML PRIMING VOLUME AND FLOW RATE 7.4ML/MIN MEDIAL LUMEN IS 23G WITH 0.17 ML PRIMING VOLUME AND FLOW RATE 2ML/MIN PROXIMAL LUMEN IS 23G WITH 0.17 ML PRIMING VOLUME AND FLOW RATE 2.1ML/MIN LATEX FREE DEHP FREE PYROGEN FREE
11035 | 4222150900000 | "PERCUTANEOUS ARTERIAL CANNULA KIT FOR ADULT ASSORTED SIZES ACCORDING TO HOSPITAL REQUEST. WITH INSERTION KIT INCLUDING: (INTRODUCER NEEDLE STEPPED DILATORS GUIDE WIRE) DISPOSABLE STERILE"
11036 | 4222150900100 | "PERCUTANEOUS ARTERIAL/JUGULAR CANNULA KIT FOR ADULT ASSORTED SIZES ACCORDING TO HOSPITAL REQUEST. INTRODUCER NEEDLE STEPPED DILATORS GUIDEWIRE DISPOSABLE STERILE"
11037 | 4222150900200 | "PERCUTANEOUS ARTERIAL CANNULA KIT FOR PEDIATRIC ASSORTED SIZES ACCORDING TO HOSPITAL REQUEST DISPOSABLE STERILE"
11038 | 4222150900300 | "PERCUTANEOUS CANNULA ARTERIAL COATED FOR ADULT WITHOUT INSERTION KIT ASSORTED SIZES ACCORDING TO HOSPITAL REQUEST DISPOSABLE STERILE"
11039 | 4222151200000 | CANNULA INTRAVENOUS TEFLON WITH WINGS SIZE: 20G INTRODUCER AND LUER FITTING FOR EASY CONTINUOUS TRANSFUSION WITHOUT INJECTION PORT DISPOSABLE STERILE
11040 | 4222151200100 | CANNULA INTRAVENOUS TEFLON WITH WINGS SIZE: 26G INTRODUCER AND LUER FITTING FOR EASY CONTINUOUS TRANSFUSION WITHOUT INJECTION PORT DISPOSABLE STERILE
11041 | 4222151200300 | CANNULA INTRAVENOUS TEFLON WITH WINGS SIZE: 22G INTRODUCER AND LUER FITTING FOR EASY CONTINUOUS TRANSFUSION WITHOUT INJECTION PORT DISPOSABLE STERILE
11042 | 4222151200400 | CANNULA INTRAVENOUS TEFLON WITH WINGS SIZE: 16G INTRODUCER AND LUER FITTING FOR EASY CONTINUOUS TRANSFUSION WITHOUT INJECTION PORT DISPOSABLE STERILE
11043 | 4222151200500 | CANNULA INTRAVENOUS TEFLON WITH WINGS SIZE: 18G INTRODUCER AND LUER FITTING FOR EASY CONTINUOUS TRANSFUSION WITHOUT INJECTION PORT DISPOSABLE STERILE
11044 | 4222151200600 | CANNULA INTRAVENOUS TEFLON SHEATH WITH WINGS INTRODUCER AND LUER FITTING FOR EASY CONTINUOUS TRANSFUSION WITHOUT INJECTION PORT D DISPOSABLE STERILE SIZE: G 24 SHORT
11045 | 4222151200700 | "IV SET ULTRABLOCK UV RESISTANT TUBING PROTECTS LIGHT SENSITIVE IV FLUIDS FROM UV EXPOSURE FEMALE LUER LOCK CONNECTOR FREE FLOW PROTECTOR CLIP ULTRASITE INJECTION SITE 6 AND IN DISTAL END SPIN LOCK CONNECTOR LATEX FREE PRIMING VOLUME:11 ML LENGTH 89 IN ( 226 CM) STERILE INDIVIDUALLY PACKED DISPOSABLE"
11046 | 4222151201200 | BLOOD LINE DOUBLE NEEDLE (ARTERIAL AND VENOUS) FOR FRESENIUS 2008 /4008 HEMODIALYSIS MACHINE OR EQUIVALENT 92 ML PRIMING VOLUME DISPOSABLE STERILE
11047 | 4222151201300 | CATHETER POLYURETHANE KIT FOR PEDIATRIC FEMORAL DUAL LUMEN CATHETER 5 INCHES LONG WITH GUIDE WIRE INTRODUCER NEEDLE AND DILATOR 9 FR STERILE
11048 | 4222151201700 | ADMIN SET BURETTE 60 DROPS/ML WITH INJECTION PORT 100 ML AUTOMATIC SHUT OFF SWIM VALVE LENGTH SET NOT LESS THAN 150CM LUER LOCK TWO INJECTION PORT ONE BEFORE AND AFTER BURETTE ROLL FLOW CONTROL NEEDLE FREE
11049 | 4222151203500 | MEDICATION CASSETTE RESERVOIR COMPATIBLE WITH CADD SYSTEM OR EQUIVALENT
11050 | 4222151204200 | ADMIN SET BLOOD WITH FILTER CHAMBER 170- 220 MICRO Y BLOOD ADMINISTRATION SET WITH CLAMPS ROLL CLAMP LENGTH OF SET NOT LESS THAN 2M LATEX FREE ONE (1) EACH = ONE (1) SET
11051 | 4222151207500 | CANNULA VENOUS TWO STAGE 32/40 FR LENGTH STERILE
11052 | 4222151209700 | SET IV SOLUTION ADMINISTRATION PVC MACRODRIP 20 DROPS / 1 ML PYROGEN FREE HYDROPHOBIC ADEQUATE AIR VENT FILTER 15 MICRON FLOW CONTRO L ROLLER CLAMP TUBING NOT LESS THAN 1.8 METER AND DIAMETER I.D 3MM AND O.D 4.1 MM FITTED WITH NEEDLE G21 TO LUER LOCK DEVICE FOR INJECTION OF DRUGS WITH Y-INJECTION SITE PORT WITH PEAL OFF PACKING DISPOSABLE STERILE
11053 | 4222151209900 | ADMIN SET BURETTE 15/20 DROPS /ML
11054 | 4222151210200 | CANNULA SAFETY IV WITH PUSH BUTTON NEEDLE SHIELDING WITH FLEXIBLE WINGS MADE OF POLYURETHANE MATERIAL WITH BLOOD CONTROL AND NOTCH NEEDLE 18G X 45MM
11055 | 4222151210300 | CANNULA SAFETY IV WITH PUSH BUTTON NEEDLE SHIELDING WITH FLEXIBLE WINGS MADE OF POLYURETHANE MATERIAL WITH BLOOD CONTROL AND NOTCH NEEDLE 16G X 45MM
11056 | 4222151210500 | CANNULA SAFETY IV WITH PUSH BUTTON NEEDLE SHIELDING WITHOUT WINGS MADE OF POLYURETHANE MATERIAL WITH BLOOD CONTROL AND NOTCH NEEDLE 20G X 30MM
11057 | 4222151210600 | SET BIOPSY FOR SKIN : 1 X TRAY WITH INTEGRAL GALLIPOT 5 X GAUZE 10 X10 CM HAND TOWEL 1 X TABLE COVER 1 X FRAZIER SKIN HOOK 18CM SHARP 1 X # 3 SCALPEL HANDLE 5 INCH 1 X HALSEY NEEDLE HOLDER 5 INCH SERRAT EDJAWS 1 X FORCEPS ADSON 1 X 2 TOOTHED 5 INCH 1 X IRIS SCISSORS 4 ½ INCH CURVED SHARP/SHARP 1 X SCISSOR DRESSING STITCH SHARP/BLUNT TIP 5½ INCH 1 X MOSQUITO CURVED 5 ½ INCH 1 X DRAPE APERTURE 50 X 60 CM 3INCH ALL DISPOSABLE STERILE
11058 | 4222151210700 | SET IV SOLUTION ADMINISTRATION P.V.C. MACRODRIP 20 DROPS/1 ML PYROGEN FREE COMPLETE HYDROPHOBIC ADEQUATE AIR VENT FILTER TUBING NOT LESS THAN 1.3 METER AND DIAMETER ABOUT 3 - 4 MM FITTED WITH NEEDLE G 21 TO LUER LOCK DEVICE FOR INJECTION OF DRUGS AT DISTAL END DISPOSABLE STERILE
11059 | 4222151210800 | SET IV SOLUTION ADMINISTRATION PVC TUBING WITH VENTED DRIPPING CHAMBER MICRODRIP 60 DROPS / 1ML PYROGEN FREE COMPLETE LENGTH NOT LESS THAN 120 CM LUER LOCK DEVICE FOR INJECTION OF DRUGS DISPOSABLE STERILE
11060 | 4222151210900 | SET IV SOLUTION ADMINISTRATION VENTED WITH Y-INJECTION SITE BURRED TYPE 150 X 60 DROPS FOR ABBOTT LIFE CARE 5000 XL INFUSION PUMP DISPOSABLE STERILE
11061 | 4222151211000 | SET I.V. SOLUTION ADMINISTRATION VENTED WITH Y-INJECTION SITE FOR ABBOTT LIFE CARE 5000 XL INFUSION PUMP OR EQUIVALENT DISPOSABLE STERILE
11062 | 4222151211300 | "EXTENSION TUBE 30CM LENGTH WITH SLIDE CLAMP AND SECURE LOCK MALE ADAPTOR DISPOSABLE STERILE"
11063 | 4222151211400 | EXTENSION TUBE (T CONNECTOR) MICROBORE NONPYROGENIC WITH SLIDE CLAMP LENGTH 10-20 CM DISPOSABLE STERILE
11064 | 4222151211600 | SET INSULIN QUICK FOR ADULT 9 MM DISPOSABLE STERILE
11065 | 4222151211900 | SET IV EXTENSION 100 CM
11066 | 4222151212000 | SET IV EXTENSION 50 CM
11067 | 4222151212100 | CENTRAL VENOUS CATHETERIZATION SET DOUBLE LUMEN 3 FR X 13 CM LATEX FREE DISPOSABLE
11068 | 4222151213100 | SET ADMINISTRATION T.U.R FOR CYSTOSCOPY IRRIGATION DISPOSABLE STERILE
11069 | 4222151213200 | SET IV SOLUTION ADMINISTRATION PVC MICRODRIP PYROGEN FREE WITH SAFETY VALVE AND 100 ML MEASURING CHAMBER LUER LOCK DEVICE FOR INJECTION OF DRUGS DISPOSABLE STERILE
11070 | 4222151213300 | SET IV SOLUTION ADMINISTRATION PVC MICRODRIP PYROGEN FREE WITH SAFETY VALVE AND 150 ML MEASURING CHAMBER LUER LOCK DEVICE FOR INJECTI ON OF DRUGS DISPOSABLE STERILE
11071 | 4222151213400 | "NEEDLE BUTTERFLY 23 G X 0.75 INCH WINGED WITH SAFETY LUER LOCK ADAPTOR STERILE"
11072 | 4222151400900 | CATHETER ASSESSMENT OF OXYGEN FLOW PRESSURE PULMONARY ARTERY/TRIPLE LUMEN/BALLOON TIPPED FLOATING/INTRODUCER SHEATH SET/THERMODILUTION CARDIAC OUTPUT THERMISTER/SWAN GANZ/DISPOSABLE STERILE DIA: 7.0FR LENGTH: 110.0CM
11073 | 4222151401100 | "DIAGNOSTIC CATHETER SWAN-GANZ DISPOSABLE STERILE. ASSORTED SIZES AS PER HOSPITAL REQUEST"
11074 | 4222151500400 | KIT CENTRAL VENOUS CATHETERIZATION SINGLE LUMEN 24 G X 9 CM X. 18 WITH SPRING WIRE GUIDE NEEDLE INTRODUCER 21 G SYRINGE 3 ML LU ER LOCK DRAPE 40 X 40 SCALP REP SPONGE SWAB GAUZE PAD LATEX FREE DISPOSABLE ONE (1) EACH = ONE (1) KIT
11075 | 4222152000000 | "CANNULA ARTERIAL PEDIATRIC ELONGATED STRAIGHT TIP ASSORTED SIZES ACCORDING TO HOSPITAL REQUEST DISPOSABLE STERILE"
11076 | 4222152000100 | "CANNULA ARTERIAL PEDIATRIC WIRE REINFORCED ELONGATED WITH DILATOR TIP INTRODUCER AND GUIDEWIRE STRAIGHT TIP VENTED CONNECTOR ASSORTED SIZES ACCORDING TO HOSPITAL REQUEST DISPOSABLE STERILE"
11077 | 4222152000200 | ARTERIAL FEMORAL CANNULA FOR MINIMAL INVASIVE CARDIAC SURGERY WITH INSERTION KIT. ASSORTED SIZES ACCORDING TO HOSPITAL REQUEST.
11078 | 4222152000300 | "CANNULA ARTERIOTOMY FOR PEDIATRIC ASSORTED SIZES AS PER HOSPITAL REQUEST DISPOSABLE STERILE"
11079 | 4222152000400 | "CANNULA ARTERIAL ADULT ELONGATED ANGLED TIP VENTED CONNECTOR ASSORTED SIZES ACCORDING TO HOSPITAL REQUEST DISPOSABLE STERILE"
11080 | 4222152000500 | "CANNULA ARTERIAL ADULT WIRE REINFORCED ELONGATED STRAIGHT TIP ASSORTED SIZES ACCORDING TO HOSPITAL REQUEST DISPOSABLE STERILE"
11081 | 4222152000600 | "CANNULA ARTERIAL ADULT WIRE REINFORCED ELONGATED WITH DILATOR TIP INTRODUCER AND GUIDEWIRE STRAIGHT TIP VENTED CONNECTOR ASSORTED SIZES ACCORDING TO HOSPITAL REQUEST DISPOSABLE STERILE"
11082 | 4222152101300 | CATHETER PULMONARY ARTERY SWAN GANZ BALLOON TIPPED FLOATING 6 FR FOUR LUMEN THERMO DILUTION CARDIAC OUTPUT THERMISTOR 110 CML ONG DISTAL HOLE CAN ACCEPT 0.035 WIRE INTRODUCER SHEATH SET DISPOSABLE STERILE ONE (1) EACH = ONE (1) SET
11083 | 4222152102000 | "CANNULA HANDHELD CORONARY OSTIA ASSORTED SIZES ACCORDING TO HOSPITAL REQUEST DISPOSABLE STERILE"
11084 | 4222152102100 | "CORONARY ARTERY OSTIAL CANNULA SOFT SELF INFLATED BALLOON TIP ASSORTED SIZES AS PER HOSPITAL REQUEST DISPOSABLE STERILE"
11085 | 4222160000200 | "INSERTION KIT PEDIATRIC FOR FEMORAL CANNULATION DISPOSABLE STERILE"
11086 | 4222160301600 | DOUBLE LUMEN OCTOPUS WITH BIONECTOR AND TWO CLAMPS WITH POLYURETHANE CATHETER EXTENSION TUBE 10 CM LENGTH 0.3-0.5 ML PRIMING VOLUME
11087 | 4222160401600 | "CONNECTOR Y SHAPED WITH OR WITHOUT LUER LOCK ASSORTED SIZE AS PER HOSPITAL REQUEST DISPOSABLE STERILE"
11088 | 4222160404200 | ADAPTER CONNECTOR 4 FOR ADMINISTRATION SOLUTION AND 1 FOR DRUG MULTI ADMINISTRATION OF MEDICINES COLOR CODED PVC LATEX FREE DEHP DISPOSABLE STERILE
11089 | 4222160405000 | PVC INLET USE W/NON - VENTED BOTTLES
11090 | 4222160406300 | NEEDLE HYPODERMIC SIZE: G25 X 1 INCH PACKING: INDIVIDUALLY WRAPPED DISPOSABLE STERILE
11091 | 4222160406700 | COLORADO MICRODISSECTION NEEDLE 3CM LENGTH STRAIGHT 3/32IN SLEEVE DIAMETER DISPOSABLE STERILE
11092 | 4222160406800 | NEEDLE POSTERIOR TIBIAL NERVE STIMULATION TO USED WITH PC STIMULATOR FOR TREATMENT OF OVERACTIVE BLADDER
11093 | 4222160406900 | "NEEDLE SAFE SHIELDED BLUNT FOR USE WITH ARTERY BLOOD SAMPLING"
11094 | 4222160407000 | NEEDLE SAFE FOR USE WITH PRESSURE MONITORING KIT 20 G DISPOSABLE STERILE
11095 | 4222160407100 | NEEDLE SAFETY LUER LOCK SIZE: G19 X 1 INCH PACKING: INDIVIDUALLY WRAPPED DISPOSABLE STERILE
11096 | 4222160407200 | NEEDLE SAFETY LUER LOCK SIZE: G18 X 1-1.5 INCH PACKING: INDIVIDUALLY WRAPPED DISPOSABLE STERILE
11097 | 4222160407300 | NEEDLE SAFETY LUER LOCK SIZE: G20 X 1.5 INCH PACKING: INDIVIDUALLY WRAPPED DISPOSABLE STERILE
11098 | 4222160407400 | NEEDLE SAFETY LUER LOCK SIZE: G21 X 1.5 INCH PACKING: INDIVIDUALLY WRAPPED DISPOSABLE STERILE
11099 | 4222160407500 | NEEDLE SAFETY LUER LOCK SIZE: G22 X 1.5 INCH PACKING: INDIVIDUALLY WRAPPED DISPOSABLE STERILE
11100 | 4222160407600 | NEEDLE SAFETY LUER LOCK SIZE: G23 X 1.5 INCH PACKING: INDIVIDUALLY WRAPPED DISPOSABLE STERILE
11101 | 4222160407700 | DEVICE TRANSFER CHEMOTHERAPY CONNECTOR LUER LOCK/CONNECTOR MEMBRANE DISPOSABLE STERILE
11102 | 4222160408100 | CONNECTOR RAPID FILL LEUR LOCK TO LEUR SLIP PLASTIC STERILE
11103 | 4222160408200 | CONNECTOR INFUSION ADAPTER CONNECTOR IV BAG TO NON- VENTED INFUSION SET
11104 | 4222160408700 | "ADAPTER CORONARY PERFUSION Y TYPE ASSORTED MODELS AND SIZES AS PER HOSPITAL REQUEST DISPOSABLE STERILE"
11105 | 4222160408800 | "CONNECTOR STRAIGHT WITH OR WITHOUT LUER LOCK ASSORTED SIZE ACCORDING TO HOSPITAL REQUEST DISPOSABLE STERILE"
11106 | 4222160500100 | "TWIN SPIKE VENTED ASPIRATION FOR FLUID TRANSFER"
11107 | 4222160500400 | PRIMARY SELECTOR VALVE WITH 24 INLET AND LARGE-BORE OUTLET CONNECTOR FOR BAG
11108 | 4222160500600 | SPIKE FOR I.V BAG WITH CHECK VALVE LATEX FREE DISPOSABLE STERILE
11109 | 4222160600000 | UNIVERSAL SPIKE ON/OFF CLAMP DISTAL LUER LOCK CONNECTOR
11110 | 4222160600100 | CLAMP CASTANEDA NEONATAL CURVED 18MM 155MM REUSABLE
11111 | 4222160700600 | "ARTERIAL LINE FILTER FOR INFANT WITH CUSTOMIZED LINES FLOW UP TO 2.5 L/MIN DISPOSABLE STERILE"
11112 | 4222160900300 | ADMIN SET BLOOD WITH FILTER
11113 | 4222161000900 | BUR LINDEMANN BONE CUTTER KIT STAINLESS STEEL 1. RA 10 MM ISO# 500 - 204 - 409 - 297 - 0212. RA 10 MM ISO# 500 - 205 - 409 - 297 - 0233. HP 11 MM ISO# 500 - 104 - 410 - 297 - 0234. HP XL 35 MM ISO# 330 - 104 - 412 - 297 - 023
11114 | 4222161001300 | DEVICE TRANSFER CHEMOTHERAPY LUER LOCK WITH LOCKING MECHANISM
11115 | 4222161001400 | DEVICE TRANSFER CHEMOTHERAPY WITH INTRAVENOUS SPIKE MEMBRANE CONNECTOR 40 CM EXTENSION TUBE DISPOSABLE STERILE
11116 | 4222161001500 | DEVICE TRANSFER CHEMOTHERAPY WITH INTRAVENOUS SPIKE MEMBRANE CONNECTOR AND LOCKING MECHANISM
11117 | 4222161001600 | TRAY PLASTIC FOR PASSING SHARP INSTRUMENTS AND BLADES STERILE
11118 | 4222161200000 | STOPCOCK 3-WAYS TRANSPARENT LUER LOCK WITH 30 CM EXTENSION TUBE KINK RESISTANCE DISPOSABLE STERILE
11119 | 4222161200100 | STOPCOCK 3-WAYS TRANSPARENT LUER LOCK WITH 10 CM EXTENSION TUBE KINK RESISTANCE DISPOSABLE STERILE
11120 | 4222161200200 | STOPCOCK INTRAVENOUS THREE WAY WITH MALE LUER LOCK DISPOSABLE STERILE
11121 | 4222161201400 | MANIFOLD INTRAVENOUS 3 WAY RIGHT ON HANDLE 15CM TUBING EXTENSION ROTATING LUER PRESSURE MONITORING LINE 72IN LARGE BORE VENTED 12CC CONTROL SYRINGE
11122 | 4222161201600 | STOPCOCK 3-WAYS HIGH PRESSURE (UP TO 1200 PSI) TRANSPARENT LUER LOCK WITH TWO FEMALE AND ONE MALE DISPOSABLE STERILE
11123 | 4222161202100 | TIP STRAIGHT LARGE DIATHERMY TIP 4.6 INCH (11.7 CM)
11124 | 4222161202200 | TIP STRAIGHT MICRO DIATHERMY TIP UNIVERSAL SIZE: 4.9 INCH (12.3 CM)
11125 | 4222161202300 | STOPCOCK THREE WAY 2 FEMALE LUER LOCK PORTS AND MALE LUER SLIP ADAPTER PORT COVERS LIPID RESISTANT DEHP LATEX FREE INDIVIDUAL PACK DISPOSABLE STERILE
11126 | 4222161202800 | DISINFECTING CAP FOR NEEDLESS CONNECTORS ACTIVE INGREDIENT 70% ISOPROPYL ALCOHOL
11127 | 4222161600000 | ADAPTER MALE TO MALE LUER LOCK SET WITH SPECIAL ADAPTER TO CONVERT A FEMALE FITTING TO FEMALE LUER LOCK DISPOSABLE STERILE
11128 | 4222161600100 | ADAPTER MULTIPURPOSE FEMALE LUER LOCK TO TAPERED HOSE END FITS 20 - 40 FR DISPOSABLE STERILE
11129 | 4222161600200 | ADAPTER MULTIPURPOSE MALE LUER LOCK TO TAPERED HOSE END FITS 20 - 40 FR DISPOSABLE STERILE
11130 | 4222161600300 | ADAPTER MULTIPURPOSE FEMALE LUER LOCK TO TAPERED HOSE END FITS 10 - 20 FR DISPOSABLE STERILE
11131 | 4222161600400 | ADAPTER TRANSPARENT DOUBLE FEMALE LUER LOCK DISPOSABLE STERILE
11132 | 4222161600500 | DOUBLE MALE ADAPTOR LUER LOCK WITH IV LINE
11133 | 4222161601800 | CONTROLLER INFUSION FLOW (FLOW RATE REGULATOR) GRAVITY TYPE ON/OFF MODE ADJUSTMENT KNOB (CLOCKWISE DIRECTION LOWER FLOW RATES ANTICLOCKWISE DIRECTION HIGHER FLOW RATES) SCALE RANGE FROM 2 ML TO 350 ML CONSTANT FLOW RATE Y - PORT INJECTION UNIVERSAL MALE AND FEMALE LUER CONNECTIONS LATEX FREE DEPH FREE TOTAL LENGTH 45 CM DISPOSABLE STERILE
11134 | 4222161601900 | "IV EXTENSION TUBE ( 250 CM) INTERNAL DIAMETER 2.5 MM MALE LUER-LOCK CAP FREE OF ( DEHP AND LATEX) STERILE DISPOSABLE SINGLE USE INDIVIDUALIZED PACKAGING ENDS MUST NOT FIT ENTERAL TUBING"
11135 | 4222161602000 | IV SET FOR INFUSION PUMP "AIR" VENTED FOR GLASS BOTTLES UNIVERSAL VENTED PIERCING SPIKE CLEAR SPIKE WITH BACTERIA-TIGHT AIR VENT CLOSABLE WITH SNAP CAP FULLY TRANSPARENT UPPER PART OF DRIP CHAMBER ALLOWS QUICK DROP RATE CHECK PUSH RING FOR COMFORTABLE AND SECURE GRIPPING EXTENDED DETACHED DRIP ELEMENT WITHIN DRIP CHAMBER PROVIDES EVEN DROP FORMATION; 20 DROPS = 1ML 0.1 ML (AQUA DIST.) ELASTIC PUMP CHAMBER FOR EASY FLUID LEVEL SETTING DRIP CHAMBER WITH BLOOD FILTER BASKET PORE SIZE 200 ΜM FILTER AREA 11 CM2 PROVIDES GOOD FLOW RATE WHILE RETAINING DRIP CHAMBER MATERIAL PVC FREE LARGER PARTICLES ADVANCED PRECISE ROLLER CLAMP GOOD TO CONTROL FLOW RATE COMFORTABLE TO HOLD SPIKE DOCK FOR SECURE SPIKE DISCARD. HOUSING COLOUR WHITE SCREW TIGHT LUER LOCK FITTING TO PREVENT ACCIDENTAL DISCONNECTION SOFT CLEAR PVC TUBING WITH STANDARD LUMEN 3 X 4.1 MM STANDARD LENGTH 150 CM (OPTIONALLY 180 CM) DEHP FREE PLAS = TICIZER WITH SUPERIOR WELL DOCUMENTED SAFETY PROPERTIES PRESSURE RESISTANT MAX. 400 MM HG (0.5 BAR)
11136 | 4222161602600 | STOPCOCK/PLUG DUAL PURPOSE (STERILE) ( COVER TO THE INJECTION PORT AND SYRINGE )
11137 | 4222161602700 | SYRINGE PUMP MICRO EXTENSION HIGH RESISTANCE LUER-LOCK CONNECTOR ONE SIDE LENGTH 80-120CM (SHOULD BE COMPATIBLE WITH EACH HOSPITAL STANDARD MACHINE)
11138 | 4222161603500 | ADAPTER CONNECTOR 1 FOR ADMINISTRATION SOLUTION AND 1 FOR DRUG MULTI ADMINISTRATION OF MEDICINES COLOR CODED PVC LATEX FREE DEHP DISPOSABLE STERILE
11139 | 4222161603600 | ADAPTER CONNECTOR 2 FOR ADMINISTRATION SOLUTION AND 1 FOR DRUG MULTI ADMINISTRATION OF MEDICINES COLOR CODED PVC LATEX FREE DEHP DISPOSABLE STERILE
11140 | 4222161603700 | ADAPTER CONNECTOR 3 FOR ADMINISTRATION SOLUTION AND 1 FOR DRUG MULTI ADMINISTRATION OF MEDICINES COLOR CODED PVC LATEX FREE DEHP DISPOSABLE STERILE
11141 | 4222161605200 | SET EXTENSION 0.2U AIR ELIMINATING FILTER WITH MALE LEUR CLAMP STERILE
11142 | 4222161605300 | SET Y - TYPE IRRIGATION
11143 | 4222161605800 | SET IV EXTENSION TUBE PVC LENGTH 100CM MALE AND FEMALE LUER LOCK STERILE DISPOSABLE
11144 | 4222161900000 | STOPCOCK 3-WAYS TRANSPARENT LUER LOCK WITH 25 CM EXTENSION TUBE KINK RESISTANCE DISPOSABLE STERILE
11145 | 4222161900100 | STOPCOCK 3-WAYS TRANSPARENT LUER LOCK WITH 80 CM EXTENSION TUBE KINK RESISTANCE DISPOSABLE STERILE
11146 | 4222162000300 | RAPID INFUSION CATHETER EXCHANGE SET. TRAUMA SET: SHEATH: 8.5 FR. X (6.4 CM) RADIOPAQUE FEP WITH TISSUE DILATOR SPRING-WIRE GUIDE (0.64 MM X 33 CM) STRAIGHT SOFT TIP ON BOTH ENDS
11147 | 4222162000400 | ARTERIAL LINE QUICK FLUSH 20GA NEEDLE WITH GUIDE WIRE
11148 | 4222170100500 | BAG PRESSURE INFUSER 1000 CC WITH MANUAL HAND PUMP
11149 | 4222170101700 | BAGS TPN EVA LIGHT PROTECTED SPECIFICATIONS OF: STERILE ETHYL VINYL ACETATE (EVA) AG INJECTION PART PP (POLYPROPYLENE AND PVC (POLY VINYL CHLORIDE) FEMALE CONNECTOR WITH EXTRA CAP ABS (ACRYLONITRILE BUTADIENE STYRENE) NON- LATEX INJECTION PORT NO PHTHALATE NUMBER OF PORT ADD PORT FILLING -PORT AND GIVING PORT 6-LATEX FREE NON-DEHP PVC FREE TRANSPARENT BAG SIZE: (250 ML)
11150 | 4222170101800 | BAGS TPN EVA LIGHT PROTECTED SPECIFICATIONS OF: STERILE ETHYL VINYL ACETATE (EVA) AG INJECTION PART PP (POLYPROPYLENE AND PVC (POLY VINYL CHLORIDE) FEMALE CONNECTOR WITH EXTRA CAP ABS (ACRYLONITRILE BUTADIENE STYRENE) NON- LATEX INJECTION PORT NO PHTHALATE NUMBER OF PORT ADD PORT FILLING -PORT AND GIVING PORT 6-LATEX FREE NON-DEHP PVC FREE TRANSPARENT BAG SIZE: (1000 ML)
11151 | 4222170101900 | BAGS TPN EVA LIGHT PROTECTED SPECIFICATIONS OF: STERILE ETHYL VINYL ACETATE (EVA) AG INJECTION PART PP (POLYPROPYLENE AND PVC (POLY VINYL CHLORIDE) FEMALE CONNECTOR WITH EXTRA CAP ABS (ACRYLONITRILE BUTADIENE STYRENE) NON- LATEX INJECTION PORT NO PHTHALATE NUMBER OF PORT ADD PORT FILLING -PORT AND GIVING PORT 6-LATEX FREE NON-DEHP PVC FREE TRANSPARENT BAG SIZE: (500 ML)
11152 | 4222170102000 | BAGS TPN EVA LIGHT PROTECTED SPECIFICATIONS OF: STERILE ETHYL VINYL ACETATE (EVA) AG INJECTION PART PP (POLYPROPYLENE AND PVC (POLY VINYL CHLORIDE) FEMALE CONNECTOR WITH EXTRA CAP ABS (ACRYLONITRILE BUTADIENE STYRENE) NON- LATEX INJECTION PORT NO PHTHALATE NUMBER OF PORT ADD PORT FILLING -PORT AND GIVING PORT 6-LATEX FREE NON-DEHP PVC FREE TRANSPARENT BAG SIZE: (2000 ML)
11153 | 4222170102100 | BAGS TPN EVA LIGHT PROTECTED SPECIFICATIONS OF: STERILE ETHYL VINYL ACETATE (EVA) AG INJECTION PART PP (POLYPROPYLENE AND PVC (POLY VINYL CHLORIDE) FEMALE CONNECTOR WITH EXTRA CAP ABS (ACRYLONITRILE BUTADIENE STYRENE) NON- LATEX INJECTION PORT NO PHTHALATE NUMBER OF PORT ADD PORT FILLING -PORT AND GIVING PORT 6-LATEX FREE NON-DEHP PVC FREE TRANSPARENT BAG SIZE: (3000 ML)
11154 | 4222170102300 | TPN PUMP BACK BAGS
11155 | 4222170104300 | TPN TUBES WITH 0.2MICRON FILTER DHEP LATEX FREE KINK RESISTANT HYPOALLERGENIC COMPATIBLE WITH MICREL STERILE
11156 | 4222170105300 | LIPID TUBES WITH 1.2MICRON FILTER DHEP LATEX FREE KINK RESISTANT HYPOALLERGENIC COMPATIBLE WITH MICREL STERILE
11157 | 4222170105400 | "BAG INFUSION IV FLUID EMPTY 3000 ML STERILE"
11158 | 4222170105500 | "BAG INFUSION IV FLUID EMPTY 500 ML STERILE"
11159 | 4222170105600 | "BEAKER MEASURING PLASTIC LATEX FREE TRANSPARENT GRADUATED 1 LITER DISPOSABLE"
11160 | 4222170400200 | BAG PRESSURE INFUSER 3000 CC WITH MANUAL HAND PUMP
11161 | 4222170400500 | BAG PLASTIC ZIP LOCK TRANSPARENT 4 INCH X 5.5 INCH DISPOSABLE
11162 | 4222170600700 | P.V.A. BAGS FOR LAMINATION 600 X 110 X 40MM APPROXIMATELY
11163 | 4222170600800 | P.V.A. BAGS FOR LAMINATION 700 X 190 X 50MM APPROXIMATELY
11164 | 4222170600900 | P.V.A. BAGS FOR LAMINATION 700 X 270 X 50MM APPROXIMATELY
11165 | 4222170601000 | P.V.A. BAGS FOR LAMINATION 1000 X 260 X 50 MM APPROXIMATELY
11166 | 4222170601100 | P.V.A. BAGS FOR LAMINATION 1300 X 220 X 50MM APPROXIMATELY
11167 | 4222170700000 | TUBE INFUSION TUBE 150CM LENGTH PCA WITH Y-CONNECTOR STERILE
11168 | 4222170700100 | EPIDURAL YELLOW COLORED INFUSION SET COMPATIBLE WITH CADD SYSTEM OR EQUIVALENT
11169 | 4222180200000 | "BOARD CUSHION PADDED I.V. ARM WITH STRAPS SIZE: 3CM X 9CM (+/- 1 CM) DISPOSABLE"
11170 | 4222180200100 | IV ARM BOARD CUSHION PADDED WITH PLASTIC COVER WASHABLE DISPOSABLE SIZE : 3" X 17.5" (ADULT SIZE) WITH STRIP FOR FIXATION .
11171 | 4222180200200 | BOARD CUSHION PADDED I.V. ARM WITH PLASTIC COVER WASHABLE MRI COMPATIBILITY SIZE: APPROX. 3CM X 5CM (NEONATE SIZE)
11172 | 4222180300200 | "DRESSING TRANSPARENT I.V. SECUREMENT TRANSPARENT DRESSINGS IMPREGNATED WITH 2-3% CHLORHEXIDINE GEL PAD FOR CENTRAL LINES HIGHLY BREATHABLE FOR MOISTURE EVAPORATION LATEX FREE BREATHABLE WATERPROOF WITH 2 PARTS (TRANSPARENT AND CLOTH LIKE) 2 SECURING STRIP DOCUMENTATION LABEL ADULT SIZE: 6 X 8 CM (+/- 1CM) DISPOSABLE STERILE MSDS SHOULD BE PROVIDED IN SOFT COPY (WOUND AND OSTOMY CARE)"
11173 | 4222180300500 | "DRESSING SECUREMENT PRODUCT FOR LARGE UNIVERSAL SECUREMENT INDIVIDUALLY PACKAGE DISPOSABLE STERILE"
11174 | 4222180302100 | DRESSING SECUREMENT FOR PEDIATRIC ARTERIAL CATHETER INDIVIDUALLY PACKAGE DISPOSABLE STERILE
11175 | 4222180302300 | "DRESSING SECUREMENT FOR SMALL NASAL GASTRIC HYDROCOLLOID PLACED IN THE CHEEK INDIVIDUALLY PACKAGE DISPOSABLE STERILE"
11176 | 4222180302400 | DRESSING SECUREMENT FOR SMALL NASAL GASTRIC INDIVIDUALLY PACKAGE DISPOSABLE STERILE
11177 | 4222180302500 | DRESSING SECUREMENT FOR NEONATAL UMBILICAL CATHETER HYDROCOLLOID INDIVIDUALLY PACKAGE DISPOSABLE STERILE
11178 | 4222180302600 | DRESSING SECUREMENT FOR PEDIATRIC FOLEY CATHETER INDIVIDUALLY PACKAGE DISPOSABLE STERILE
11179 | 4222180302700 | DRESSING FOR SECURING PRODUCT FOR SMALL HYDROCOLLOID SECUREMENT INDIVIDUALLY PACKAGE DISPOSABLE STERILE
11180 | 4222180302800 | "DRESSING SECUREMENT PRODUCT FOR EPIDURAL CATHETER SECUREMENT INDIVIDUALLY PACKAGE DISPOSABLE STERILE"
11181 | 4222180303800 | "DRESSING TRANSPARENT I.V SECUREMENT TRANSPARENT DRESSINGS IMPREGNATED WITH 2-3% CHLORHEXIDINE GEL PAD FOR CENTRAL LINES HIGHLY BREATHABLE FOR MOISTURE EVAPORATION LATEX FREE BREATHABLE WATERPROOF WITH 2 PARTS (TRANSPARENT AND CLOTH LIKE) 2 SECURING STRIP DOCUMENTATION LABEL ADULT SIZE: 10 X 15 CM (+/- 1CM) DISPOSABLE STERILE MSDS SHOULD BE PROVIDED IN SOFT COPY (WOUND AND OSTOMY CARE)"
11182 | 4222180304500 | "DRESSING SECUREMENT PRODUCT FOR MEDIUM UNIVERSAL SECUREMENT INDIVIDUALLY PACKAGE DISPOSABLE STERILE"
11183 | 4222180304600 | DRESSING FOR SECURING PRODUCT FOR SMALL UNIVERSAL SECUREMENT INDIVIDUALLY PACKAGE DISPOSABLE STERILE
11184 | 4222200000400 | CUPS AND PINS DISPOSABLE SET COMPATIBLE WITH TEG SYS EMPTY OR EQUIVALENT ONE (1) EACH = ONE (1) SET
11185 | 4222200000900 | KIT INTRATHECAL BACLOFEN PUMP DISPOSABLE LATEX FREE COMPATIBILITY: PATIENT PROGRAMMER
11186 | 4222200100200 | SYRINGE 30 ML PLASTIC WITHOUT NEEDLE IN WELL SEALED AND GOOD CONTAINER FOR HEPARIN INFUSION DISPOSABLE STERILE
11187 | 4222200800100 | SET INFUSION 27GX9MM 12IN TUBE DISPOSABLE STERILE
11188 | 4222201200100 | INFUSION PUMP - RESERVOIR CASSETTE DISPOSABLE 50ML COMPATIBLE WITH CADD SYSTEM
11189 | 4222201200400 | INFUSION PUMP ELASTOMERIC CALIBRATED AMBULATORY FLOW RATE 2ML/ HOURS VOLUME 240-350ML DISPOSABLE
11190 | 4222220200300 | "ADAPTER VIAL RECONSTITUTION ACCESS DEVICE FOR VIAL 14 - 20 MM EQUALIZING CAPACITY 50 ML COLOR CODED CAP STERILE DISPOSABLE"
11191 | 4222220200500 | "ADAPTER VIAL RECONSTITUTION ACCESS DEVICE FOR VIALS 14 - 20 MM EQUALIZING CAPACITY 20 ML COLOR CODED CAP STERILE DISPOSABLE"
11192 | 4222220200600 | "ADAPTER VIAL RECONSTITUTION ACCESS DEVICE FOR VIAL UP TO 13 MM EQUALIZING CAPACITY 20 ML COLOR CODED CAP STERILE DISPOSABLE"
11193 | 4222220200800 | ADAPTER VIAL ACCESS MULTI-DOSE/NEEDLE FREE
11194 | 4222230000000 | HEPARINASE BLOOD MODIFIER 4 IU 1ML VIAL COMPATIBLE WITH TEG SYS MACHINE OR EQUIVALENT
11195 | 4222230000100 | KAOLINE BLOOD MODIFIER 1.25 ML VIAL COMPATIBLE WITH TEG SYS MACHINE OR EQUIVALENT
11196 | 4222230100000 | SET FOR BLOOD TRANSFUSION MUST HAVE VENTED SPIKE FOR GLASS BOTTLES SHARP PIERCING SPIKE: EASY PENETRATION EMPTIES LEAVING NO RESIDUE BACT ERIA TIGHT VENTING DRIP CHAMBER LATEX-FREE AND EO STERILIZED FILTER AREA 10 CM
11197 | 4222230100700 | BLOOD LINE TUBING SET FOR GAMBRO AK95 AK95S AK100 AK 200 AK 200S MACHINE OR EQUIVALENT SET CONSISTS OF ARTERIAL LINE AND VENOUS LINE MADE OF MEDICAL GRADE BIOCOMPATIBILITY PVC ANTI - KINKING DESIGN DOES NOT ALLOW CONTACT BETWEEN BLOOD AND COLORED COMPONENTS HAS EXTRACORPOREAL BLOOD VOLUME OF: ARTERIAL LINE 59 CC VENOUS LINE 71 CC PUMP SEGMENT OF 7.9 MM DIAMETER MADE OF VERY SOFT PVC PUMP SEGMENT SHOULD HAVE PAIR OF ROLLERS TP PREVENT SEGMENT OCCLUSION/TWISTING DOUBLE MEMBRANES TRANSDUCER PROTECTION FOR VENOUS P. TRANSDUCER AS A LAST DEFENSE LINE TO PREVENT RISK OF BLOOD CONTAMINATION 2 LITERS DRAINAGE BAG SPIKE AND RECIRCULATION CONNECTOR PRESSURE TRANSDUCER PROTECTOR AND PRESSURE PILLOW FOR NEGATIVE PRESSURE PROTECTION 45 INCHES ANGLED HEPARIN LINE TO AVOID RE - FLOW LARGE LATEX - FREE RUBBER INJECTION PORT CALIBRATED BVS CUVETTE ON ARTERIAL LINE VENOUS CHAMBER SHOULD HAV ANTIFOAM DESIGN WITH SIDE BLOOD ENTRY TO REDUCE TURBULENCE VENOUS CHAMBER SHOULD HAVE INTEGRATED INJECTION PORT AND INFUSION SITE STERILIZATION METHOD: ETO OR STEAM OR GAMMA RADIATION
11198 | 4222230200600 | DIALYZER LOW FLUX HOLLOW FIBER PEDIATRIC SIZE MEMBRANE MATERIAL: POLYSULFON AND ITS DERIVATIVES WITH: MALE LUER LOCK FOR TUBING SURFACE AREA 0.4 M2 VIT. B12 CLEARANCE AT Q.B. 200 ML/MN KEEPING BLOOD FLOW CONSTANT AT THIS RATE 15 ML/MN ULTRAFILTRATION RATE BETWEEN 2 - 4 ML/HR/MM HG NEGATIVE PRESSURE STERILIZED BY STEAM OR BETA GAMMA RADIATION
11199 | 4222230200700 | FILTER PLASMA EXCHANGE SURFACE AREA 0.2 M 2 PREFERABLY STERILIZED BY AUTOCLAVE OR GAMMA RADIATION
11200 | 4222230200800 | DIALYZER HIGH FLUX HOLLOW FIBER MEMBRANE MATERIAL: POLYSULFON AND ITS DERIVATIVES SURFACE AREA 1 M 2 HIGH ULTRA FILTRATION COEFFICIENT 20 - 30 ML/HR/ 1 MM HG STERILIZED BY STEAM OR BETA GAMMA RADIATION
11201 | 4222230201100 | "BLOOD TRANSFUSION BLUE FILTER REINFUSION FOR SALVAGED BLOOD DISPOSABLE STERILE"
11202 | 4222230400000 | BLOOD LINE FOR DIMAX NIPRO OR EQUIVALENT DOUBLE NEEDLE ADULT CONSISTING OF ARTERIAL LINE: PVC MATERIAL MEDICAL GRADE ONE WITH MALE LUER LOCK TO FIT WITH THE FISTULA NEEDLE INFUSION CANNULA WITH SPIKE AND PROTECTOR CAP LINE CLAMP INJECTION PORT PRESSURE MONITORING LINE WITH TRANSDUCER PROTECTOR PUMP SEGMENT LENGTH NOT LESS THAN 290 MM HEPARIN LINE POST PUMP ARTERIAL CHAMBER VENOUS LINE: PVC MEDICAL GRADE ONE WITH FEMALE LUER LOCK TO FIT WITH DIALYZER DRIP CHAMBER WITH FILTER LEVEL LINE PRESSURE MONITORING LINE WITH TRANSDUCER PROTECTOR INJECTION PORT LINE CLAMP MALE LUER LOCK TO FIT WITH FISTULA NEEDLE DRAINAGE BAG BYPASS CONNECTOR ETHYLENE OXIDE STERILIZATION METHOD: ETO OR STEAM OR GAMMA RADIATION DISPOSABLE STERILE
11203 | 4222230400100 | HEMOFILTRATION SET OF TUBING TO FIT WITH FRESENIUS 4008S MACHINE OR EQUIVALENT FOR ONLINE HEMODIAFILTRATION (HDF) THE PACK CONSISTS OF A SUBSTITUTION TUBING AND RINSING CONNECTOR THAT IS PACKED SEPARATELY THE SUBSTITUTION CONNECTOR SHOULD BE FIRMLY SECURED TO THE PUMP SEGMENT THE FEMALE LUER LOCK CONNECTOR WITH THE RED CLAMP IS TO BE CONNECTED TO THE ARTERIAL SYSTEM FOR ONLINE PRIMING AND REINFUSION THE MALE LUER LOCK CONNECTOR WITH WHITE CLAMP IS CONNECTED TO THE VENOUS BUBBLE TRAP FOR POST DILUTION
11204 | 4222230400200 | BLOOD LINE FOR FRESENIUS MACHINE 5008 OR EQUIVALENT WITH ONLINE HDF 132 ML PRIMING VOLUME DOUBLE NEEDLE INCLUDE ARTERIAL LINE WITH: MALE LUER LOCK TO FIT WITH FISTULA NEEDLE LINE CLAMP INJECTION PORT PRESSURE MONITORING UNIT WITH TRANSDUCER PROTECTOR FOR 5008 SYSTEM (DOME) PUMP SEGMENT NOT LESS THAN 350 MM HEPARIN LINE INFUSION PORT FOR PRE - DILUTION WITH ONE - WAY VALVE VENOUS LINE WITH: FEMALE LUER LOCK TO FIT WITH DIALYZER DRIP CHAMBER WITH FILTER LEVEL LINE PRESSURE MONITORING LINE WITH TRANSDUCER PROTECTOR AND BACK INSPECTION WINDOWS INJECTION PORT LINE CLAMP MALE LUER LOCK TO FIT WITH FISTULA NEEDLE AND RINSE PORT VENOUS BUBBLES TRAP 22 MM INFUSION PORT FOR POST - DILUTION WITH ONE - WAY VALVE SAFE LINE WITH: SUBSTITUTION PORT CONNECTED WITH MALE LUER LOCK PUMP SEGMENT NOT LESS THAN 350 MM RECIRCULATOR WITH FEMALE - FEMALE INLETS TO CONNECT THE SAFE LINE WITH THE ARTERIAL LINE MALE LUER LOCK CONNECTOR TO FIT WITH PRE - AND POST - DILUTION PORT STERILIZATION METHOD: ETO OR STEAM OR GAMMA RADIATION DISPOSABLE
11205 | 4222230700100 | SET BLOOD/FLUID WARMING HIGH FLOW DUAL SPIKE HEAT EXCHANGER DRIP CHAMBER WITH MICRON FILTER AUTO VENTING BUBBLE TRAP LATEX FRE E SHOULD BE COMPATIBLE WITH RANGER SYSTEM OR EQUIVALENT ONE (1) EACH = ONE (1) SET
11206 | 4222230700200 | SET BLOOD/FLUID WARMING SET STANDER SHOULD BE COMPATIBLE WITH RANGER SYSTEM OR EQUIVALENT ONE (1) EACH = ONE (1) SET
11207 | 4222230800300 | SET BOWEL RECTAL SIZER FOR CIRCULAR STAPLER 25 MM X 29 MM X 33 MM REUSABLE
11208 | 4222230800400 | SET CATHERIZATION FOR SUPRAPUBIC WITH 2-WAY FOLEY CATHETER 10 ML BALLOON 16 CH X 40-50 CM DISPOSABLE STERILE
11209 | 4222230800500 | SET EXCHANGE TRANSFUSION FOR NEONATAL INDIVIDUALLY PACKAGED SHOULD BE INCLUSIVE FOR USE BUT WILL REQUIRE AN UMBILICAL CATHETER TO BE ADDED TO TRAY DEHB FREE DISPOSABLE STERILE
11210 | 4222230800600 | SET FOR BLOOD ADMINISTRATION PYROGEN FREE COMPLETE WITH 100 ML GRADUATED CHAMBER WITH FILTER 180-200MICRON DISPOSABLE STERILE
11211 | 4222230800700 | SET FOR BLOOD ADMINISTRATION PYROGEN FREE SUITABLE FOR USE WITH BLOOD BAG PACKING: EACH SET INDIVIDUALLY PACKED DISPOSABLE STERILE
11212 | 4223150000400 | "PUMP ENTERAL FEEDING PUMP SET WITH TUBE 500 ML IT SHOULD BE COMPATIBLE WITH HOSPITAL MACHINE"
11213 | 4223150201100 | TUBE FEEDING POLYURETHANE RADIOPAQUE SIZE: 10 FRENCH 80-90 CM DISPOSABLE STERILE
11214 | 4223150202500 | NASOJEJUNAL FEEDING TUBE WITH NASAL TRANSFER TUBE (WIRE GUIDED FOR ENDOSCOPIC INSERTION) ASSORTED TYPES (PIGTAIL TIP AND BENT TIP) ASSORTED SIZES
11215 | 4223150204400 | GRAVITY ENTERAL FEEDING SET WITH TRANSITIONAL CONNECTORS (ENFIT/ENLOCK AND/OR FUNNEL ADAPTERS) CONNECTED WITH CHAMBER AND TUBE ADJUSTABLE VOLUME TUBE LENGTH 120-200CM PURPLE COLOR DISPOSABLE STERILE
11216 | 4223150204500 | GRAVITY ENTERAL FEEDING SET CONNECTED WITH CHAMBER AND TUBE ADJUSTABLE VOLUME TUBE LENGTH 120-200CM PURPLE COLOR DISPOSABLE STERILE
11217 | 4223150300200 | SYRINGE ENTERAL FEEDING ENFIT/ENLOCK 50-60 ML PURPLE COLOR STERILE
11218 | 4223150400500 | BAG MIXING FOR TPN COMPOUNDING 2000 ML
11219 | 4223150400600 | BAGS TPN EVA SPECIFICATIONS OF: STERILE ETHYL VINYL ACETATE (EVA) AG INJECTION PART PP (POLYPROPYLENE AND PVC (POLY VINYL CHLORIDE) FEMALE CONNECTOR WITH EXTRA CAP ABS (ACRYLONITRILE BUTADIENE STYRENE) NON- LATEX INJECTION PORT NO PHTHALATE NUMBER OF PORT ADD PORT FILLING-PORT AND GIVING PORT 6-LATEX FREE NON-DEHP PVC FREE TRANSPARENT BAG SIZE: (2000 ML)
11220 | 4223150400700 | "BAG ENTERAL FEEDING PUMP WITH GIVING SET GRADUATIONS (AT 50 ML AND EVERY 100 ML) SIZE 1000 ML - 1500 ML IT SHOULD BE COMPATIBLE WITH HOSPITAL MACHINE"
11221 | 4223150400800 | "BAG ENTERAL FEEDINGL GRAVITY WITH DRIP CHAMBER AND ADJUSTABLE CLAMP TUBE LENGTH 150 CM - 200 CM 1000 CC TO 1500 CC IT SHOULD BE COMPATIBLE WITH HOSPITAL MACHINE "
11222 | 4223150401200 | BAG MIXING WITH 3 TRANSFER LEADS FOR TPN COMPOUNDING 500 ML
11223 | 4223150401300 | BAGS TPN EVA SPECIFICATIONS OF: STERILE ETHYL VINYL ACETATE (EVA) AG INJECTION PART PP (POLYPROPYLENE AND PVC (POLY VINYL CHLORIDE) FEMA LE CONNECTOR WITH EXTRA CAP ABS (ACRYLONITRILE BUTADIENE STYRENE) NON- LATEX INJECTION PORT NO PHTHALATE NUMBER OF PORT ADD PORT FILLING -PORT AND GIVING PORT 6-LATEX FREE NON-DEHP PVC FREE TRANSPARENT BAG SIZE: (100 ML)
11224 | 4223150401500 | SEMI-RIGID (RESERVOIR) MEDICAL NUTRITION FORMULA CONTAINER TO BE USED FOR MIXING 1000 ML STERILE
11225 | 4223150500000 | SET Y EXTENSION SMALL BORE WITH BONDED LUER ACCESS DEVICE: SMALL BORE EXTENSION SET WITH BONDED LAD REMOVABLE SLIDE CLAMP SPIN-LOCK CONNECTOR CONTAINS PVC DEHP-FREE LATEX-FREE PRIMING VOLUME: 0.5 ML LENGTH: 8 INCH (20CM) FOR USE WITH POWER INJECTORS (MAXIMUM 300 PSI AND MAXIMUM FLOW RATE 10 ML / SEC ENDS MUST NOT FIT ENTERAL TUBING DISPOSABLE STERILE
11226 | 4223150500100 | SET Y EXTENSION SMALL BORE WITH TRIPLE (TRI PORT) BONDED LUER ACCESS DEVICE: SMALL BORE BIFURCATED EXT SET WITH 3 BONDED LAD SPIN-LOCK CON NECTOR CONTAINS PVC DEHP FREE LATEX FREE PRIMING VOLUME: 0.9 ML LENGTH: 7 INCH ENDS MUST NOT FIT ENTERAL TUBING FOR USE WITH POWER INJECTO RS (MAXIMUM 300 PSI AND MAXIMUM FLOW RATE 10 ML/SEC INDIVIDUALLY PACKED DISPOSABLE STERILE
11227 | 4223150500200 | SET Y EXTENSION SMALL BORE WITH TWO BONDED LUER ACCESS DEVICE: SMALL BORE BIFURCATED EXT SET WITH 2 BONDED LAD SPIN-LOCK CONNECTOR CONTAI NS PVC DEHP FREE LATEX FREE PRIMING VOLUME: 0.9 ML LENGTH: 7 INCH ENDS MUST NOT FIT ENTERAL TUBING FOR USE WITH POWER INJECTORS (MAXIMUM 30 0 PSI AND MAXIMUM FLOW RATE 10 ML/SEC INDIVIDUALLY PACKED DISPOSABLE STERILE
11228 | 4223150500400 | SET Y EXTENSION WITH 2 SAFEFLOW VALVES FOR EXTENDING INFUSION LINES SMALL DISPOSABLE STERILE
11229 | 4223150500600 | "ADAPTER UNIVERSAL ENTERAL FEEDING ADAPTER ENFIT TO FUNNEL PURPLE COLOR STERILE"
11230 | 4223160100000 | TUBE GASTROSTOMY WITH ADAPTER MUST ONLY FIT BUTTON AND EXTENSION TUBING INDIVIDUAL USE INDIVIDUALLY PACKAGED DISPOSABLE STERILE
11231 | 4223160100200 | "TUBE FEEDING GASTROSTOMY SIZE: 12 X 1.5 CM LOW PROFILE DISPOSABLE STERILE"
11232 | 4223160100300 | TUBE FEEDING GASTROSTOMY SIZE: 12 X 2 CM LOW PROFILE DISPOSABLE STERILE
11233 | 4223160100400 | TUBE FEEDING GASTROSTOMY SIZE: 14 X 1 CM LOW PROFILE DISPOSABLE STERILE
11234 | 4223160100500 | TUBE FEEDING GASTROSTOMY SIZE: 14 X 2 CM LOW PROFILE DISPOSABLE STERILE
11235 | 4223160100600 | TUBE FEEDING GASTROSTOMY SIZE: 14 X 2.5 CM LOW PROFILE DISPOSABLE STERILE
11236 | 4223160100700 | "TUBE FEEDING GASTROSTOMY SIZE: 16 X 2.5 CM LOW PROFILE DISPOSABLE STERILE"
11237 | 4223160200500 | TUBE FOR INSUFFLATION 5 MM X 3-3.5 M WITH LUER LOCK ADAPTOR AND FILTER IT SHOULD BE COMPATIBLE WITH HOSPITAL MACHINE DISPOSABLE STERILE
11238 | 4223160200600 | TUBE FOR SUCTION 5 MM X 35 CM FOR LAPAROSCOPY DISPOSABLE STERILE
11239 | 4223160200700 | SUCTION/ IRRIGATION FOR LAPAROSCOPIC 5MM TIP X 35 CM LENGTH WITH OPTION OF INTERCHANGEABLE WITH 10 MM PROBE DISPOSABLE STERILE
11240 | 4223160300200 | TUBE FEEDING JEJUNOSTOMY MEDICAL GRADE SILICONE CONSTRUCTION INFLATABLE SUTURE WINGS RADIOPAQUE STRIP 9 FRENCH INTERNAL DIAMETER DISPOSABLE STERILE
11241 | 4223160300300 | TUBE FEEDING NASO ENTERAL GRADUATED SINGLE LUMEN RADIO OPAQUE SIZE: 10 FRENCH/ 100-150 CM NON-LUER LOCK DISPOSABLE STERILE
11242 | 4223160300400 | TUBE FEEDING NASO ENTERAL INFANT GRADUATED SINGLE LUMEN RADIO OPAQUE SIZE: 8 FR/48 CM NON - LUER LOCK DISPOSABLE STERILE
11243 | 4223160900000 | TUBE FEEDING NASOJEJUNAL LENGTH 120 CM TUBE TIP TUNGSTEN WEIGHTED TO MAINTAIN PLACEMENT RADIOPAQUE WITH STYLET SIZE: 12 FRENCH DISPOSABLE STERILE
11244 | 4223160900300 | TUBE FEEDING GASTROSTOMY MEDICAL GRADE SILICONE CONSTRUCTION SILICONE INTERNAL RETENTION BALLOON EXTERNAL RETENTION RING UNIVERSAL FEEDING PORT CONNECTOR MEDICATION PORT TAPERED DISTAL TIP DUAL EXIT PORTS RADIOPAQUE STRIP SIZE: 12 FRENCH STERILE
11245 | 4223160900400 | TUBE FEEDING GASTROSTOMY MEDICAL GRADE SILICONE CONSTRUCTION SILICONE INTERNAL RETENTION BALLOON EXTERNAL RETENTION RING UNIVERSAL FEEDING PORT CONNECTOR MEDICATION PORT TAPERED DISTAL TIP DUAL EXIT PORTS RADIOPAQUE STRIP SIZE: 18 FRENCH STERILE
11246 | 4223160900500 | TUBE FEEDING GASTROSTOMY MEDICAL GRADE SILICONE CONSTRUCTION SILICONE INTERNAL RETENTION BALLOON EXTERNAL RETENTION RING UNIVERSAL FEEDING PORT CONNECTOR MEDICATION PORT TAPERED DISTAL TIP DUAL EXIT PORTS RADIOPAQUE STRIP SIZE: 24 FRENCH STERILE
11247 | 4223160905900 | TUBE FEEDING GASTROSTOMY MEDICAL GRADE SILICONE CONSTRUCTION SILICONE INTERNAL RETENTION BALLOON EXTERNAL RETENTION RING UNIVERSAL FEEDING PORT CONNECTOR MEDICATION PORT TAPERED DISTAL TIP DUAL EXIT PORTS RADIOPAQUE STRIP SIZE: 14 FRENCH STERILE
11248 | 4223160906000 | "TUBE NASOGASTIRC FEEDING ENFIT POLYURETHANE RADIOPAQUE SIZE: 04 FRENCH LENGTH 40-45 CM DISPOSABLE STERILE"
11249 | 4223160906500 | "TUBE NASOGASTIRC FEEDING ENFIT POLYURETHANE RADIOPAQUE SIZE: 12 FRENCH LENGTH 110-120 CM DISPOSABLE STERILE"
11250 | 4223160906600 | "TUBE NASOGASTIRC FEEDING ENFIT POLYURETHANE RADIOPAQUE SIZE: 14 FRENCH LENGTH 110-120 CM DISPOSABLE STERILE"
11251 | 4223160906700 | "TUBE NASOGASTIRC FEEDING ENFIT POLYURETHANE RADIOPAQUE SIZE: 16 FRENCH LENGTH 110-120 CM DISPOSABLE STERILE"
11252 | 4223160906800 | "TUBE NASOGASTIRC FEEDING ENFIT POLYURETHANE RADIOPAQUE SIZE: 18 FRENCH LENGTH 110-120 CM DISPOSABLE STERILE"
11253 | 4223160907000 | GASTROJEJUNOSTOMY INTRODUCER KIT ASSORTED SIZE
11254 | 4223160908200 | ARGON PLASMA COAGULATION (APC) PROBE(CIRCUMFERENTIAL FIRE) WITH INTEGRATED FILTER ASSORTED SIZES OF DIAMETER AND WORKING LENGTH
11255 | 4223160908400 | ARGON PLASMA COAGULATION (APC) PROBE (STRAIGHT FIRE) WITH INTEGRATED FILTER ASSORTED SIZES OF DIAMETER AND WORKING LENGTH
11256 | 4223160908800 | TUBE INLET NON-VENTED HIGH VOLUME TUBE FOR CONNECTION FROM BAG OR VENTED BOTTLE TO SELECTOR VALVE STERILE
11257 | 4223160908900 | TUBE INLET VENTED HIGH VOLUME TUBE FOR CONNECTION FROM NON-VENTED BOTTLE TO SELECTOR VALVE
11258 | 4223160909000 | TUBE INLET VENTED MICRO VOLUME TPN STERILE
11259 | 4223160909100 | TUBE K WILL OR EQUIVALENT PLASTIC WITH MOLDED LUER FITTING STERILE
11260 | 4223160909200 | TUBE NASOGASTRIC FEEDING PVC FG 8.0 40 CM WITH LUER FITTING DISPOSABLE STERILE
11261 | 4223160909300 | TUBE RECTAL / FLATUS PLASTIC SIZE: FG 24 40 - 60 CM LONG DISPOSABLE STERILE
11262 | 4223160909400 | "TUBE FEEDING REPLACEMENT KIT GASTROSTOMY 14 FRENCH X 1.5 CM DISPOSABLE STERILE"
11263 | 4223160909500 | TUBE FEEDING ENTERAL GRADUATED SINGLE LUMEN RADIOPAQUE NON-LUER LOCK SIZE: 6 FRENCH 50 CM (+/- 5 CM) DISPOSABLE STERILE
11264 | 4223160909600 | TUBE FEEDING FULLY RADIOPAQUE POLYURETHANE WITH ENFIT MALE CONNECTOR LENGTH 50-60 CM SIZE: 8 FRENCH FOR BOTH NEONATE AND PEDIATRIC COMPATIBLE WITH MRI DISPOSABLE STERILE
11265 | 4223160909800 | TUBE FEEDING PVC FG8 1.8 MM/2.7 MM INFANT FEMALE MOUNT 500 MM X - RAY DETECTABLE RED DISPOSABLE STERILE
11266 | 4223160909900 | TUBE FEEDING REPLACEMENT KIT GASTROSTOMY 14 FRENCH X 2.0 CM DISPOSABLE STERILE
11267 | 4223160910000 | TUBE FEEDING REPLACEMENT KIT GASTROSTOMY 16 FRENCH X 1.5 CM DISPOSABLE STERILE
11268 | 4223160910100 | TUBE FEEDING REPLACEMENT KIT GASTROSTOMY 16 FRENCH X 2.0 CM DISPOSABLE STERILE
11269 | 4223160910200 | TUBE FEEDING REPLACEMENT KIT GASTROSTOMY 18 FRENCH X 2.0 CM DISPOSABLE STERILE
11270 | 4223160910300 | TUBE FEEDING REPLACEMENT KIT GASTROSTOMY 24 FRENCH X 2.5 CM DISPOSABLE STERILE
11271 | 4223160910500 | "TUBE NASOGASTIRC FEEDING ENFIT POLYURETHANE RADIOPAQUE SIZE: 05 FRENCH LENGTH 50-55 CM DISPOSABLE STERILE"
11272 | 4223160910700 | "TUBING CONNECTING NON - CONDUCTIVE 7-7.5 MM X 3.5-4 M NON - COLLAPSIBLE STERILE"
11273 | 4223160911100 | "TUBE INFANT TUBE FEEDING SIZE: FR 10 50-90 CM LONG RADIO-OPAQUE WITH NUMERICAL GRADUATION AT LEAST INTERVAL EVERY 5 CM LONG DEHP FREE LATEX FREE DISPOSABLE STERILE"
11274 | 4223160911600 | "TUBE INFANT TUBE FEEDING SIZE: FR 8 40-60 CM LONG RADIO-OPAQUE WITH NUMERICAL GRADUATION AT LEAST INTERVAL EVERY 5 CM LONG DEHP FREE LATEX FREE DISPOSABLE STERILE"
11275 | 4223160911700 | "TUBE INFANT TUBE FEEDING SIZE: FR 6 40-60 CM LONG RADIO-OPAQUE WITH NUMERICAL GRADUATION AT LEAST INTERVAL EVERY 5 CM LONG DEHP FREE LATEX FREE DISPOSABLE STERILE"
11276 | 4223160911900 | "TUBE NASOGASTIRC FEEDING ENFIT POLYURETHANE RADIOPAQUE SIZE: 08 FRENCH LENGTH 50-55 CM DISPOSABLE STERILE"
11277 | 4223160912000 | "TUBE INFANT TUBE FEEDING SIZE: FR 5 40-60 CM LONG RADIO-OPAQUE WITH NUMERICAL GRADUATION AT LEAST INTERVAL EVERY 5 CM LONG DEHP FREE LATEX FREE DISPOSABLE STERILE"
11278 | 4223160912100 | TUBE NASOGASTRIC FEEDING SILICONIZED SIZE: FG 12 X 91 CM WITH SIDE PORT DISPOSABLE STERILE
11279 | 4223160912200 | "TUBE FEEDING SILICONE RADIOPAQUE 12 FR LENGTH 110 (+/- 10 CM) DISPOSABLE STERILE"
11280 | 4223160912300 | "TUBE FEEDING SILICONE RADIOPAQUE 14 FR LENGTH 110 (+/- 10 CM) DISPOSABLE STERILE"
11281 | 4223160913400 | TUBE FEEDING GASTROSTOMY SIZE: 14 X 3.5 CM LOW PROFILE DISPOSABLE STERILE
11282 | 4223160913500 | TUBE FEEDING GASTROSTOMY SIZE: 14 X 4 CM LOW PROFILE DISPOSABLE STERILE
11283 | 4223160913600 | TUBE FEEDING GASTROSTOMY SIZE: 16 X 3 CM LOW PROFILE DISPOSABLE STERILE
11284 | 4223160913700 | TUBE FEEDING GASTROSTOMY SIZE: 16 X 3.5 CM LOW PROFILE DISPOSABLE STERILE
11285 | 4223160913800 | TUBE FEEDING GASTROSTOMY SIZE: 16 X 4 CM LOW PROFILE DISPOSABLE STERILE
11286 | 4223160913900 | TUBE FEEDING GASTROSTOMY SIZE: 16 X 4.5 CM LOW PROFILE DISPOSABLE STERILE
11287 | 4223160914000 | TUBE FEEDING GASTROSTOMY SIZE: 16 X 5 CM LOW PROFILE DISPOSABLE STERILE
11288 | 4223160914100 | TUBE FEEDING GASTROSTOMY SIZE: 18 X 2.5 CM LOW PROFILE DISPOSABLE STERILE
11289 | 4223160914200 | TUBE FEEDING GASTROSTOMY SIZE: 18 X 3 CM LOW PROFILE DISPOSABLE STERILE
11290 | 4223160914300 | TUBE FEEDING GASTROSTOMY SIZE: 18 X 3.5 CM LOW PROFILE DISPOSABLE STERILE
11291 | 4223160914400 | TUBE FEEDING GASTROSTOMY SIZE: 18 X 4 CM LOW PROFILE DISPOSABLE STERILE
11292 | 4223160914500 | TUBE FEEDING GASTROSTOMY SIZE: 18 X 4.5 CM LOW PROFILE DISPOSABLE STERILE
11293 | 4223160914600 | TUBE FEEDING GASTROSTOMY SIZE: 18 X 5 CM LOW PROFILE DISPOSABLE STERILE
11294 | 4223160914800 | TUBE FEEDING GASTROSTOMY SIZE: 24 X 3 CM LOW PROFILE DISPOSABLE STERILE
11295 | 4223160914900 | TUBE FEEDING GASTROSTOMY SIZE: 24 X 3.5 CM LOW PROFILE DISPOSABLE STERILE
11296 | 4223160915000 | TUBE FEEDING GASTROSTOMY SIZE: 24 X 4 CM LOW PROFILE DISPOSABLE STERILE
11297 | 4223160915100 | TUBE FEEDING GASTROSTOMY SIZE: 24 X 4.5 CM LOW PROFILE DISPOSABLE STERILE
11298 | 4223160915200 | TUBE FEEDING GASTROSTOMY SIZE: 24 X 5 CM LOW PROFILE DISPOSABLE STERILE
11299 | 4223160916400 | TUBE FEEDING GASTROSTOMY SIZE: 14 X 1.5 CM LOW PROFILE DISPOSABLE STERILE
11300 | 4223160916800 | TUBE FEEDING GASTROSTOMY MEDICAL GRADE SILICONE CONSTRUCTION SILICONE INTERNAL RETENTION BALLOON EXTERNAL RETENTION RING UNIVERSAL FEEDING PORT CONNECTOR MEDICATION PORT TAPERED DISTAL TIP DUAL EXIT PORTS RADIOPAQUE STRIP SIZE: 16 FRENCH STERILE
11301 | 4223160916900 | TUBE FEEDING GASTROSTOMY MEDICAL GRADE SILICONE CONSTRUCTION SILICONE INTERNAL RETENTION BALLOON EXTERNAL RETENTION RING UNIVERSAL FEEDING PORT CONNECTOR MEDICATION PORT TAPERED DISTAL TIP DUAL EXIT PORTS RADIOPAQUE STRIP SIZE: 22 FRENCH STERILE
11302 | 4223160917000 | TUBE FEEDING GASTROSTOMY SIZE: 12 X 1.2 CM LOW PROFILE DISPOSABLE STERILE
11303 | 4223160917200 | TUBE FEEDING GASTROSTOMY SIZE: 24 X 2.5 CM LOW PROFILE DISPOSABLE STERILE
11304 | 4223160917700 | TUBE FEEDING GASTROSTOMY SIZE: 12 X 1 CM LOW PROFILE DISPOSABLE STERILE
11305 | 4223160917900 | TUBE FEEDING GASTROSTOMY SIZE: 24 X 2 CM LOW PROFILE DISPOSABLE STERILE
11306 | 4223160918100 | TUBE FEEDING GASTROSTOMY MEDICAL GRADE SILICONE CONSTRUCTION SILICONE INTERNAL RETENTION BALLOON EXTERNAL RETENTION RING UNIVERSAL FEEDING PORT CONNECTOR MEDICATION PORT TAPERED DISTAL TIP DUAL EXIT PORTS RADIOPAQUE STRIP SIZE: 20 FRENCH STERILE
11307 | 4223160919400 | TUBE FEEDING GASTROSTOMY SIZE: 14 X 3 CM LOW PROFILE DISPOSABLE STERILE
11308 | 4223160920900 | TUBE FEEDING GASTROSTOMY SIZE: 14 X 1.2 CM LOW PROFILE DISPOSABLE STERILE
11309 | 4223160921000 | TUBE FEEDING GASTROSTOMY SIZE: 14 X 1.7 CM LOW PROFILE DISPOSABLE STERILE
11310 | 4223160921100 | TUBE FEEDING GASTROSTOMY SIZE: 14 X 4.5 CM LOW PROFILE DISPOSABLE STERILE
11311 | 4223160921200 | TUBE FEEDING GASTROSTOMY SIZE: 14 X 5 CM LOW PROFILE DISPOSABLE STERILE
11312 | 4223160921300 | TUBE FEEDING GASTROSTOMY SIZE: 16 X 1 CM LOW PROFILE DISPOSABLE STERILE
11313 | 4223160921400 | TUBE FEEDING GASTROSTOMY SIZE: 18 X 1.2 CM LOW PROFILE DISPOSABLE STERILE
11314 | 4223160921500 | TUBE FEEDING GASTROSTOMY SIZE: 18 X 1.5 CM LOW PROFILE DISPOSABLE STERILE
11315 | 4223160921600 | TUBE FEEDING GASTROSTOMY SIZE: 18 X 1.7 CM LOW PROFILE DISPOSABLE STERILE
11316 | 4223160921700 | TUBE FEEDING GASTROSTOMY SIZE: 18 X 1 CM LOW PROFILE DISPOSABLE STERILE
11317 | 4223160921800 | TUBE FEEDING GASTROSTOMY SIZE: 20 X 1.5 CM LOW PROFILE DISPOSABLE STERILE
11318 | 4223160921900 | TUBE FEEDING GASTROSTOMY SIZE: 20 X 1 CM LOW PROFILE DISPOSABLE STERILE
11319 | 4223160922000 | TUBE FEEDING GASTROSTOMY SIZE: 20 X 2.5 CM LOW PROFILE DISPOSABLE STERILE
11320 | 4223160922100 | TUBE FEEDING GASTROSTOMY SIZE: 20 X 2 CM LOW PROFILE DISPOSABLE STERILE
11321 | 4223160922200 | TUBE FEEDING GASTROSTOMY SIZE: 20 X 3.5 CM LOW PROFILE DISPOSABLE STERILE
11322 | 4223160922300 | TUBE FEEDING GASTROSTOMY SIZE: 20 X 3 CM LOW PROFILE DISPOSABLE STERILE
11323 | 4223160922400 | TUBE FEEDING GASTROSTOMY SIZE: 20 X 4.5 CM LOW PROFILE DISPOSABLE STERILE
11324 | 4223160922500 | TUBE FEEDING GASTROSTOMY SIZE: 20 X 4 CM LOW PROFILE DISPOSABLE STERILE
11325 | 4223160922600 | TUBE FEEDING GASTROSTOMY SIZE: 20 X 5 CM LOW PROFILE DISPOSABLE STERILE
11326 | 4223160922700 | TUBE FEEDING GASTROSTOMY SIZE: 24 X 1.5 CM LOW PROFILE DISPOSABLE STERILE
11327 | 4223160922900 | "TUBE CONNECTING MALE LUER LOCK AND DRAINAGE BAG CONNECTOR ONE WAY STOPCOCK ATTACHED LENGTH 15-30CM"
11328 | 4223160923200 | "TUBE FEEDING GASTROSTOMY SIZE: 16 X 1.5 CM LOW PROFILE DISPOSABLE STERILE"
11329 | 4223160923300 | "TUBE FEEDING GASTROSTOMY SIZE: 16 X 2 CM LOW PROFILE DISPOSABLE STERILE"
11330 | 4223160923400 | "TUBE FEEDING GASTROSTOMY SIZE: 18 X 2 CM LOW PROFILE DISPOSABLE STERILE"
11331 | 4223161100100 | BALLOON AIRWAY DILATION CATHETER ASSORTED SIZES
11332 | 4223161100200 | BALLOON WIREGUIDED CONTROLLED RADIUS EXPANSION ESOPHAGEAL ASSORTED SIZES AND LENGTHS
11333 | 4223161300000 | SET FOR GASTRIC LAVAGE TUBE 34 FRENCH CLOSED END 4 NON-OPPOSING EYE 150 CM DISPOSABLE STERILE
11334 | 4223161300100 | SET FOR GASTRIC LAVAGE TUBE 36 FRENCH CLOSED END 4 NON-OPPOSING EYE 150 CM DISPOSABLE STERILE
11335 | 4223170101200 | "TUBE NASOGASTRIC FEEDING RYLES PVC SIZE: FR 08 RADIO-OPAQUE 110-130 CM LONG GRADUATION 120 CM AT LEAST-INTERVAL EVERY 10 CM WITH SOFT END WITH FINGERTIP CLOSURE WITH STOPPER DISPOSABLE STERILE"
11336 | 4223170101300 | "TUBE NASOGASTRIC FEEDING RYLES PVC SIZE: FR10 RADIO-OPAQUE 110-130 CM LONG GRADUATION 120 CM AT LEAST-INTERVAL EVERY 10 CM WITH SOFT END WITH FINGERTIP CLOSURE WITH STOPPER DISPOSABLE STERILE"
11337 | 4223170101400 | "TUBE NASOGASTRIC FEEDING RYLES PVC SIZE: FR14 RADIO-OPAQUE 110-130 CM LONG GRADUATION 120 CM AT LEAST-INTERVAL EVERY 10 CM WITH SOFT END WITH FINGERTIP CLOSURE WITH STOPPER DISPOSABLE STERILE"
11338 | 4223170101500 | "TUBE NASOGASTRIC FEEDING RYLES PVC SIZE: FR16 RADIO-OPAQUE 110-130 CM LONG GRADUATION 120 CM AT LEAST-INTERVAL EVERY 10 CM WITH SOFT END WITH FINGERTIP CLOSURE WITH STOPPER DISPOSABLE STERILE"
11339 | 4223170101600 | "TUBE NASOGASTRIC FEEDING RYLES PVC SIZE: FR20 RADIO-OPAQUE 110-130 CM LONG GRADUATION 120 CM AT LEAST-INTERVAL EVERY 10 CM WITH SOFT END WITH FINGERTIP CLOSURE WITH STOPPER DISPOSABLE STERILE"
11340 | 4223170101700 | "TUBE NASOGASTRIC FEEDING RYLES PVC SIZE: FR18 RADIO-OPAQUE 110-130 CM LONG GRADUATION 120 CM AT LEAST-INTERVAL EVERY 10 CM WITH SOFT END WITH FINGERTIP CLOSURE WITH STOPPER DISPOSABLE STERILE"
11341 | 4223170101800 | "TUBE NASOGASTRIC FEEDING RYLES PVC SIZE: FR12 RADIO-OPAQUE 110-130 CM LONG GRADUATION 120 CM AT LEAST-INTERVAL EVERY 10 CM WITH SOFT END WITH FINGERTIP CLOSURE WITH STOPPER DISPOSABLE STERILE"
11342 | 4223170200000 | TUBE FEEDING JEJUNAL MEDICAL GRADE SILICONE CONSTRUCTION INFLATABLE SILICONE INTERNAL RETENTION BALLOON EXTERNAL RETENTION RING UN IVERSAL FEEDING PORT CONNECTOR MEDICATION PORT TRIM ABLE DISTAL TIP DUAL EXIT PORTS RADIOPAQUE STRIP SIZE 9 FRENCH DISPOSABLE STERILE
11343 | 4223170200200 | "NASAL FEEDING TUBE PVC RADIO-OPAQUE 10FR X 200-240 CM STERILE DISPOSABLE"
11344 | 4223170200300 | "NASAL FEEDING TUBE PVC RADIO-OPAQUE 8FR X 200-240 CM STERILE DISPOSABLE"
11345 | 4223180700000 | "NIPPLE NURSING BOTTLE CLEFT ASSEMBLY REUSABLE"
11346 | 4223180700100 | "NIPPLE FEEDING BOTTLE NON LATEX STERILE"
11347 | 4223180700400 | NIPPLE Y-CUT DESIGNED TO FIT ALL BOTTLES
11348 | 4223180801000 | FEEDING BOTTLE FOR SPECIAL NEEDS WITH A SPECIALLY DESIGNED VALVE AND SILICONE FEEDER ADJUST MILK FLOW TO SUIT BABY’S NEEDS. 60 ML BOTTLE + 3 SPEED FLOW TEAT
11349 | 4223180801100 | FEEDING BOTTLE PREEMI CHARACTERIZED BY THE ABILITY TO EVACUATE EXCESS AIR CONTAINS A PATENTED INTERNAL VENT TO ELIMINATE AIR BUBBLES DURING THE FEED. REDUCES COLIC BURPING AND. HELPS PRESERVE VITAMINS C A AND E BPA FREE (COMPATIBLE WITH ALL BOTTLES)
11350 | 4223190000100 | STARTER SUPPLEMENTAL NURSING SYSTEM (STERILE). MADE WITHOUT BPA AND DEHP DISPOSABLE
11351 | 4223190200000 | BREAST SHIELD FOR BREAST PUMP SIZE 27 MM IT SHOULD BE COMPATIBLE WITH HOSPITAL MACHINE
11352 | 4223190200100 | MEMBRANE CAP FOR BREAST PUMP IT SHOULD BE COMPATIBLE WITH HOSPITAL MACHINE
11353 | 4223190200200 | PROTECTIVE MEMBRANE FOR BREAST PUMP IT SHOULD BE COMPATIBLE WITH HOSPITAL MACHINE
11354 | 4223190500000 | BREAST MILK STORAGE AND FEEDING 60 ML BOTTLES: POLYPROPYLENE FREE BPA (BISPHENOL-A) DEAL FOR BREAST MILK STORAGE IN REFRIGERATOR OR FREEZER SINGLE-USE INDIVIDUALLY PACKED FITS UNIVERSAL NIPPLE MUST HAVE ACCURATE MEASUREMENT OF FEEDING ACTUALLY CONSUMED BY BABY GRADUATED BY 1 ML AND 5 ML INCREMENTS
11355 | 4223190501000 | SILICONE TUBING WITH ADAPTER FOR BREAST PUMP IT SHOULD BE COMPATIBLE WITH HOSPITAL MACHINE
11356 | 4223190501100 | VALVES AND MEMBRANES FOR BREAST PUMP IT SHOULD BE COMPATIBLE WITH HOSPITAL MACHINE
11357 | 4224150000500 | HOOK COTTLE SKIN 180 DEGREE STRONGLY CURVED 160 MM (6 1/4 INCH) 1 PRONG SHARP NON-STERILE REUSABLE
11358 | 4224150000900 | FABRIC FOR LAMINATION BLUE FOREST FABRIC BAG FOR REINFORCEMENT OF LAMINATION RESIN WIDTH 20 CM X LENGTH 150 CM APPROXIMATELY
11359 | 4224150001000 | "ACRYLIC VARNISH FOR PLASTER SPRAY NET CONTENTS 400 ML SPRAY CAN APPROXIMATELY"
11360 | 4224150001100 | SHEET DUR ALUMINUM 1000 X 500 MM 3 MM THICKNESS APPROXIMATELY
11361 | 4224150001400 | SPLINTING ACCESSORIES ELASTOMER PUTTY USED TO BUILD UP SURFACES OF GLOVES OR SPLINTS TO PUT PRESSURE ON AND BREAK UP SCAR TISSUE MORE THAN 800 GM WITH MEASURING SCOOP
11362 | 4224150001600 | SPLINT CLOCKSPRING/BUNNELL EXTENSION MADE WITH STAINLESS STEEL AND PADDED WITH FELT THIS SPLINT IS USED IN THE CASE OF FLEXION CONTRACTURES LATEX FREE. SIZE: SMALL
11363 | 4224150001700 | SPLINT CLOCKSPRING/BUNNELL EXTENSION MADE WITH STAINLESS STEEL AND PADDED WITH FELT THIS SPLINT IS USED IN THE CASE OF FLEXION CONTRACTURES LATEX FREE. SIZE: MEDIUM
11364 | 4224150001800 | SPLINT CLOCKSPRING/BUNNELL EXTENSION MADE WITH STAINLESS STEEL AND PADDED WITH FELT THIS SPLINT IS USED IN THE CASE OF FLEXION CONTRACTURES LATEX FREE. SIZE: LARGE
11365 | 4224150001900 | SPLINT FINGER SPLINTS OVAL-8 OR EQUIVALENT STABILIZE AND ALIGN THE DIP OR PIP JOINT TO ENHANCE HAND FUNCTION. FEATURES A WIDE FLAT BAND FOR COMFORTABLE PRESSURE DISTRIBUTION. FITS BOTH A FULL AND A HALF RING SIZE. SIZE: 2
11366 | 4224150002000 | SPLINT FINGER SPLINTS OVAL-8 OR EQUIVALENT STABILIZE AND ALIGN THE DIP OR PIP JOINT TO ENHANCE HAND FUNCTION. FEATURES A WIDE FLAT BAND FOR COMFORTABLE PRESSURE DISTRIBUTION. FITS BOTH A FULL AND A HALF RING SIZE. SIZE: 3
11367 | 4224150002100 | SPLINT FINGER SPLINTS OVAL-8 OR EQUIVALENT STABILIZE AND ALIGN THE DIP OR PIP JOINT TO ENHANCE HAND FUNCTION. FEATURES A WIDE FLAT BAND FOR COMFORTABLE PRESSURE DISTRIBUTION. FITS BOTH A FULL AND A HALF RING SIZE. SIZE: 4
11368 | 4224150002200 | SPLINT FINGER SPLINTS OVAL-8 OR EQUIVALENT STABILIZE AND ALIGN THE DIP OR PIP JOINT TO ENHANCE HAND FUNCTION. FEATURES A WIDE FLAT BAND FOR COMFORTABLE PRESSURE DISTRIBUTION. FITS BOTH A FULL AND A HALF RING SIZE. SIZE: 5
11369 | 4224150002300 | SPLINT FINGER SPLINTS OVAL-8 OR EQUIVALENT STABILIZE AND ALIGN THE DIP OR PIP JOINT TO ENHANCE HAND FUNCTION. FEATURES A WIDE FLAT BAND FOR COMFORTABLE PRESSURE DISTRIBUTION. FITS BOTH A FULL AND A HALF RING SIZE. SIZE: 6
11370 | 4224150002400 | SPLINT FINGER SPLINTS OVAL-8 OR EQUIVALENT STABILIZE AND ALIGN THE DIP OR PIP JOINT TO ENHANCE HAND FUNCTION. FEATURES A WIDE FLAT BAND FOR COMFORTABLE PRESSURE DISTRIBUTION. FITS BOTH A FULL AND A HALF RING SIZE. SIZE: 7
11371 | 4224150002500 | SPLINT FINGER SPLINTS OVAL-8 OR EQUIVALENT STABILIZE AND ALIGN THE DIP OR PIP JOINT TO ENHANCE HAND FUNCTION. FEATURES A WIDE FLAT BAND FOR COMFORTABLE PRESSURE DISTRIBUTION. FITS BOTH A FULL AND A HALF RING SIZE. SIZE: 8
11372 | 4224150002600 | SPLINT FINGER SPLINTS OVAL-8 OR EQUIVALENT STABILIZE AND ALIGN THE DIP OR PIP JOINT TO ENHANCE HAND FUNCTION. FEATURES A WIDE FLAT BAND FOR COMFORTABLE PRESSURE DISTRIBUTION. FITS BOTH A FULL AND A HALF RING SIZE. SIZE: 9
11373 | 4224150002700 | SPLINT FINGER SPLINTS OVAL-8 OR EQUIVALENT STABILIZE AND ALIGN THE DIP OR PIP JOINT TO ENHANCE HAND FUNCTION. FEATURES A WIDE FLAT BAND FOR COMFORTABLE PRESSURE DISTRIBUTION. FITS BOTH A FULL AND A HALF RING SIZE. SIZE: 10
11374 | 4224150002800 | SPLINT FINGER SPLINTS OVAL-8 OR EQUIVALENT STABILIZE AND ALIGN THE DIP OR PIP JOINT TO ENHANCE HAND FUNCTION. FEATURES A WIDE FLAT BAND FOR COMFORTABLE PRESSURE DISTRIBUTION. FITS BOTH A FULL AND A HALF RING SIZE. SIZE: 11
11375 | 4224150002900 | SPLINT FINGER SPLINTS OVAL-8 OR EQUIVALENT STABILIZE AND ALIGN THE DIP OR PIP JOINT TO ENHANCE HAND FUNCTION. FEATURES A WIDE FLAT BAND FOR COMFORTABLE PRESSURE DISTRIBUTION. FITS BOTH A FULL AND A HALF RING SIZE. SIZE: 12
11376 | 4224150003000 | SPLINT FINGER SPLINTS OVAL-8 OR EQUIVALENT STABILIZE AND ALIGN THE DIP OR PIP JOINT TO ENHANCE HAND FUNCTION. FEATURES A WIDE FLAT BAND FOR COMFORTABLE PRESSURE DISTRIBUTION. FITS BOTH A FULL AND A HALF RING SIZE. SIZE: 13
11377 | 4224150003100 | SPLINT FINGER SPLINTS OVAL-8 OR EQUIVALENT STABILIZE AND ALIGN THE DIP OR PIP JOINT TO ENHANCE HAND FUNCTION. FEATURES A WIDE FLAT BAND FOR COMFORTABLE PRESSURE DISTRIBUTION. FITS BOTH A FULL AND A HALF RING SIZE. SIZE: 14
11378 | 4224150003200 | SPLINT FINGER SPLINTS OVAL-8 OR EQUIVALENT STABILIZE AND ALIGN THE DIP OR PIP JOINT TO ENHANCE HAND FUNCTION. FEATURES A WIDE FLAT BAND FOR COMFORTABLE PRESSURE DISTRIBUTION. FITS BOTH A FULL AND A HALF RING SIZE. SIZE: 15
11379 | 4224150003300 | SPLINTS MALLET FINGER SPLINT SUPPORTS THE DIP IN EXTENSION WHILE PERMITTING UNRESTRICTED MOVEMENT OF THE PIP JOINTS NORMALLY USED WITHOUT PADDING STRAP ON THE MIDDLE PHALANX WITH A SMALL ADHESIVE STRIP OR STAX STRAPS TO ELEVATE THE DISTAL JOINT TO ITS PROPER EXTENDED POSITION. BOX OF ASSORTED SIZES
11380 | 4224150003400 | SPLINTS MALLET FINGER SPLINT SUPPORTS THE DIP IN EXTENSION WHILE PERMITTING UNRESTRICTED MOVEMENT OF THE PIP JOINTS NORMALLY USED WITHOUT PADDING STRAP ON THE MIDDLE PHALANX WITH A SMALL ADHESIVE STRIP OR STAX STRAPS TO ELEVATE THE DISTAL JOINT TO ITS PROPER EXTENDED POSITION. SIZE 1
11381 | 4224150003500 | SPLINTS MALLET FINGER SPLINT SUPPORTS THE DIP IN EXTENSION WHILE PERMITTING UNRESTRICTED MOVEMENT OF THE PIP JOINTS NORMALLY USED WITHOUT PADDING STRAP ON THE MIDDLE PHALANX WITH A SMALL ADHESIVE STRIP OR STAX STRAPS TO ELEVATE THE DISTAL JOINT TO ITS PROPER EXTENDED POSITION. SIZE 2
11382 | 4224150003600 | SPLINTS MALLET FINGER SPLINT SUPPORTS THE DIP IN EXTENSION WHILE PERMITTING UNRESTRICTED MOVEMENT OF THE PIP JOINTS NORMALLY USED WITHOUT PADDING STRAP ON THE MIDDLE PHALANX WITH A SMALL ADHESIVE STRIP OR STAX STRAPS TO ELEVATE THE DISTAL JOINT TO ITS PROPER EXTENDED POSITION. SIZE 3
11383 | 4224150003700 | SPLINTS MALLET FINGER SPLINT SUPPORTS THE DIP IN EXTENSION WHILE PERMITTING UNRESTRICTED MOVEMENT OF THE PIP JOINTS NORMALLY USED WITHOUT PADDING STRAP ON THE MIDDLE PHALANX WITH A SMALL ADHESIVE STRIP OR STAX STRAPS TO ELEVATE THE DISTAL JOINT TO ITS PROPER EXTENDED POSITION. SIZE 4
11384 | 4224150003800 | SPLINTS MALLET FINGER SPLINT SUPPORTS THE DIP IN EXTENSION WHILE PERMITTING UNRESTRICTED MOVEMENT OF THE PIP JOINTS NORMALLY USED WITHOUT PADDING STRAP ON THE MIDDLE PHALANX WITH A SMALL ADHESIVE STRIP OR STAX STRAPS TO ELEVATE THE DISTAL JOINT TO ITS PROPER EXTENDED POSITION. SIZE 5
11385 | 4224150003900 | SPLINTS MALLET FINGER SPLINT SUPPORTS THE DIP IN EXTENSION WHILE PERMITTING UNRESTRICTED MOVEMENT OF THE PIP JOINTS NORMALLY USED WITHOUT PADDING STRAP ON THE MIDDLE PHALANX WITH A SMALL ADHESIVE STRIP OR STAX STRAPS TO ELEVATE THE DISTAL JOINT TO ITS PROPER EXTENDED POSITION. SIZE 5 1/2
11386 | 4224150004000 | SPLINTS MALLET FINGER SPLINT SUPPORTS THE DIP IN EXTENSION WHILE PERMITTING UNRESTRICTED MOVEMENT OF THE PIP JOINTS NORMALLY USED WITHOUT PADDING STRAP ON THE MIDDLE PHALANX WITH A SMALL ADHESIVE STRIP OR STAX STRAPS TO ELEVATE THE DISTAL JOINT TO ITS PROPER EXTENDED POSITION. SIZE 6
11387 | 4224150004100 | SPLINTS MALLET FINGER SPLINT SUPPORTS THE DIP IN EXTENSION WHILE PERMITTING UNRESTRICTED MOVEMENT OF THE PIP JOINTS NORMALLY USED WITHOUT PADDING STRAP ON THE MIDDLE PHALANX WITH A SMALL ADHESIVE STRIP OR STAX STRAPS TO ELEVATE THE DISTAL JOINT TO ITS PROPER EXTENDED POSITION. SIZE 7
11388 | 4224150004400 | SPLINTING ACCESSORIES STRAPPING MATERIALS A SOFT PILE LOOP FABRIC LAMINATED TO BOTH SIDES OF 0.5 CM THICK FOAM PADDING NON-STRETCHING DURABLE 5 CM X 25 YARDS
11389 | 4224150004500 | SPLINTING ACCESSORIES ECONOMY STRAPPING MATERIALS A SOFT PILE LOOP FABRIC LAMINATED TO BOTH SIDES OF 1/5 INCHES THICK FOAM PADDING THE DOUBLE LAMINATING OVER 1 000 CLOSURES MAKING IT AN EXCELLENT CHOICE WHEN A SOFT NON-STRETCHING DURABLE STRAPPING MATERIAL IS DESIRED LATEX FREE 1 INCH X 10 YARDS
11390 | 4224150004600 | SPLINTING ACCESSORIES ECONOMY STRAPPING MATERIALS A SOFT PILE LOOP FABRIC LAMINATED TO BOTH SIDES OF 1/5 INCHES THICK FOAM PADDING THE DOUBLE LAMINATING OVER 1 000 CLOSURES MAKING IT AN EXCELLENT CHOICE WHEN A SOFT NON-STRETCHING DURABLE STRAPPING MATERIAL IS DESIRED LATEX FREE 2 INCHES X 10 YARDS
11391 | 4224150005000 | SPLINT BASEBALL FINGER SPLINT MALLEABLE ALUMINUM SPLINT CAN BE BE ADJUSTED FOR PROPER FIT AND RESHAPED TO HOLD FINGERS AT AN EXACT DEGREE OF FLEXION OR EXTENSION FOAM PADDING SIZE: SMALL
11392 | 4224150005100 | SPLINT BASEBALL FINGER SPLINT MALLEABLE ALUMINUM SPLINT CAN BE BE ADJUSTED FOR PROPER FIT AND RESHAPED TO HOLD FINGERS AT AN EXACT DEGREE OF FLEXION OR EXTENSION FOAM PADDING SIZE: MEDIUM
11393 | 4224150005200 | SPLINT BASEBALL FINGER SPLINT MALLEABLE ALUMINUM SPLINT CAN BE BE ADJUSTED FOR PROPER FIT AND RESHAPED TO HOLD FINGERS AT AN EXACT DEGREE OF FLEXION OR EXTENSION FOAM PADDING SIZE: LARGE
11394 | 4224150005300 | SPLINT BASEBALL FINGER SPLINT HELP STABILIZE THE PHALANGEAL JOINTS IN POSITION MALLEABLE ALUMINUM SPLINT CAN BE RESHAPED TO HOLD FINGERS AT AN EXACT DEGREE OF FLEXION OR EXTENSION PROVIDES FIRM SUPPORT WHILE INJURY HEALS SIZE: XLARGE LENGTH 13 CM APPROXIMATELY
11395 | 4224150005400 | SPLINT FINGER GUTTER SPLINT LIGHTWEIGHT ALUMINUM FOAM PADDING FOLDS OVER THE END OF FINGER PROVIDE PROTECTION AND STABILIZATION SIZE: SMALL
11396 | 4224150005500 | SPLINT FINGER GUTTER SPLINT LIGHTWEIGHT ALUMINUM FOAM PADDING FOLDS OVER THE END OF FINGER PROVIDE PROTECTION AND STABILIZATION SIZE: MEDIUM
11397 | 4224150005600 | SPLINT FINGER GUTTER SPLINT LIGHTWEIGHT ALUMINUM FOAM PADDING FOLDS OVER THE END OF FINGER PROVIDE PROTECTION AND STABILIZATION SIZE: LARGE
11398 | 4224150006000 | SPLINTING ACCESSORIES ELASTIC CORD WRAPPED ELASTIC CORD 1.6 MM DIAMETER 132 METER ROLL
11399 | 4224150006100 | SPLINTING ACCESSORIES ELASTIC THREAD STRETCHABILITY AT LEAST 200 % NO AGEING AFTER 6 WEEKS OF MAXIMUM STRETCHING SPOOL OF 10 M MAXIMUM RESISTANCE SPLINTING MATERIAL WHITE OR BEIGE SOFT FINGER LOOP ± 400 G FOR MOST DYNAMIC FINGER SPLINTS
11400 | 4224150006300 | SPLINTING ACCESSORIES NEOPRENE SHEET BREATHABLE FABRICATE SEMI-FLEXIBLE SPLINTS COOL AND COMFORTABLE THICKNESS 3.5 MM SIZE 45 X 60 CM APPROXIMATELY
11401 | 4224150006600 | SPLINTING ACCESSORIES LOOP SOFT PILE LAMINATED TO BOTH SIDES OF FOAM PACKING NON STRETCH PROVIDING OVER 1000 CLOSURES WHITE SIZE 3.8 CM X 9 M
11402 | 4224150006700 | SPLINTING ACCESSORIES LOOP SOFT FABRIC LAMINATED TO BOTH SIDES OF FOAM PACKING NON STRETCH PROVIDING OVER 1000 CLOSURES WHITE SIZE 5 CM X 9 M
11403 | 4224150007000 | SPLINTING ACCESSORIES LOOP STRETCHABLE FASTENING COLOR BEIGE SIZE: 2.5 CM X 9 M
11404 | 4224150007100 | SPLINTING ACCESSORIES LOOP STRETCHABLE WHITE SIZE 2.5 CM X 9 M
11405 | 4224150007200 | SPLINTING ACCESSORIES STRAP PERMANENTLY BONED BACK TO BACK STRAPPING OF WHITE HOOK AND BLUE LOOP SIZE: 2.5 CM X 9 M
11406 | 4224150007400 | SPLINTING ACCESSORIES VELCRO OR EQUIVALENT EASY STRAP PERMANENTLY BONED BACK TO BACK STRAPPING PULLS APART EASILY FOR DONNING AND DOFFING 25 YARDS ROLL
11407 | 4224150007500 | SPLINTING ACCESSORIES STRAP VELCRO PERMANENTLY BONED BACK TO BACK STRAPPING PULLS APART EASILY FOR DONNING AND DOFFING APPROXIMATELY 2.5 CM X 10 YARDS ROLL 2.5 CM X 9.14 M BLACK
11408 | 4224150007900 | SPLINTING ACCESSORIES STRAP WEBBING WOVEN POLYESTER STRAPPING MATERIAL SIZE: APPROXIMATELY 2.5 CM 25 YARDS
11409 | 4224150008000 | SPLINTING ACCESSORIES STRAP WEBBING WOVEN POLYESTER STRAPPING MATERIAL SIZE: APPROXIMATELY 5 CM 25 YARDS
11410 | 4224150008200 | SPLINTING ACCESSORIES KIT FOR DYNAMIC AND STATIC PROGRESSIVE SYSTEMS LIGHTWEIGHT OUTRIGGER ATTACHMENTS LOW PROFILE DESIGN LARGE CHOICE BETWEEN TUBE AND JOINT SPRING COILS AND FAST AND EASY FABRICATION
11411 | 4224150008800 | SPLINTING MATERIAL THERMOPLASTIC SHEET HIGH STRETCHING LOW MEMORY HIGH DRAPING NON STICK NON PERFORATED THICKNESS 2.4 MM SIZE 45 X 60 CM APPROXIMATELY WHITE OR BEIGE
11412 | 4224150008900 | SPLINTING MATERIAL THERMOPLASTIC SHEET LOW STRETCHING MODERATE MEMORY MODERATE DRAPING STICK RIGID NON PERFORATED THICKNESS 3.2 MM SIZE 60 X 90 CM APPROXIMATELY
11413 | 4224150009000 | SPLINTING MATERIAL THERMOPLASTIC SHEET HIGH STRETCHING HIGH MEMORY HIGH DRAPING 1% PERFORATED APPROXIMATELY THICKNESS 3.2 MM SIZE 60 X 90 CM APPROXIMATELY
11414 | 4224150009100 | SPLINTING MATERIAL THERMOPLASTIC SHEET HIGH STRETCHING HIGH MEMORY HIGH DRAPING RIGID STICK 1% PERFORATED APPROXIMATELY THICKNESS 4.2 MM SIZE 60 X 90 CM APPROXIMATELY
11415 | 4224150010300 | SPLINTING ACCESSORIES AIR SPLINT HAND PUMP PRESSURE GAUGE IS A COMBINATION OF GAUGE/HAND PUMP WHICH ALLOWS ONE TO INFLATE AND MONITOR THE PRESSURE OF THE SPLINT AT THE SAME TIME. THE USER IS ABLE TO ADD/RELEASE PRESSURE AND DETACH IT WITHOUT THE LOSS OF AIR FROM THE SPLINT WHEN DONE
11416 | 4224150100600 | "CAST SHOE OPEN TOE LARGE 11 INCHES - 12 INCHES APPROXIMATELY"
11417 | 4224150100700 | "CAST SHOE OPEN TOE MEDIUM 10 INCHES -10 1/2 INCHES APPROXIMATELY"
11418 | 4224150100800 | "CAST SHOE OPEN TOE EXTRA LARGE 12 INCHES - 13 INCHES APPROXIMATELY"
11419 | 4224150100900 | SOLE CAST NON SLIPPERY ROCKER SANDAL STYLE ADJUSTABLE WITH TWO OR THREE VELCRO STRAPS ASSORTED SIZES
11420 | 4224150201800 | "PADDING SHEET TECHNOGEL OR EQUIVALENT FOR PADDING FOS AFO AND KAFO HIGH SHOCK ABSORPTION WASHABLE LENGTH 50 CM WIDTH 50 CM THICKNESS 0.3 CM APPROXIMATELY BLUE COLOR"
11421 | 4224150201900 | "PADDING SHEET TECHNOGEL OR EQUIVALENT FOR PADDING FOS AFO AND KAFO HIGH SHOCK ABSORPTION WASHABLE LENGTH 50 CM WIDTH 50 CM THICKNESS 0.3 CM SKIN COLOR"
11422 | 4224150202000 | "MICRO HOOK STRIP SELF - ADHESIVE USED WITH TERRY CLOTH PADDING FABRIC WIDTH 50 MM APPROXIMATELY LENGTH 10 METER APPROXIMATELY WHITE COLOR"
11423 | 4224150202100 | "MINI NON - SLIP NORA LUNASOFT OR EQUIVALENT 840 X 530 MM APPROXIMATELY SHORE VALUE A 50 BLACK 10 MM APPROXIMATELY"
11424 | 4224150202200 | "MINI NON - SLIP NORA LUNASOFT OR EQUIVALENT 840 X 530 MM APPROXIMATELY SHORE VALUE A 50 BLACK 4 MM APPROXIMATELY"
11425 | 4224150202300 | "MINI NON - SLIP NORA LUNASOFT OR EQUIVALENT 840 X 530 MM APPROXIMATELY SHORE VALUE A 50 BLACK 6 MM APPROXIMATELY"
11426 | 4224150202400 | "MINI NON - SLIP NORA LUNASOFT OR EQUIVALENT 840 X 530 MM APPROXIMATELY SHORE VALUE A 50 BLACK 8 MM APPROXIMATELY"
11427 | 4224150202600 | SPLINTING MATERIAL THERMOPLASTIC SHEET MODERATE STRETCHING HIGH MEMORY HIGH DRAPING STICK 3/4 INCHES X 25 INCHES (1.9 CM X 7.6 CM) ROLL
11428 | 4224150202700 | SPLINTING MATERIAL THERMOPLASTIC SHEET MODERATE STRETCHING HIGH MEMORY STICK NON PERFORATED THICKNESS 3.2 MM SIZE 45 X 60 CM APPROXIMATELY BEIGE . 4/CASE
11429 | 4224150202800 | SPLINTING MATERIAL THERMOPLASTIC SHEET MODERATE STRETCHING HIGH MEMORY HIGH DRAPING STICK NON PERFORATED THICKNESS 1.6 MM SIZE 45 X 60 CM APPROXIMATELY WHITE
11430 | 4224150202900 | SPLINTING MATERIAL THERMOPLASTIC SHEET MODERATE STRETCHING HIGH MEMORY NON STICK 13% PERFORATED APPROXIMATELY THICKNESS 1.6 MM SIZE 45 X 60 CM APPROXIMATELY BEIGE
11431 | 4224150203300 | SPLINTING ACCESSORIES LOW-TACK POLY CUSHION PADDING WITH LESS AGGRESSIVE ADHESIVE IDEAL FOR SPLINTS THAT REQUIRE FREQUENT PADDING CHANGES LOW TACK PADDING PEELS OFF AFTER APPLICATION TO A SPLINT WITHOUT LEAVING A STICKY RESIDUE CLOSED CELL. SIZE: 6.4MM X 45CM X 61CM. CASE OF 4 COLOR BEIGE
11432 | 4224150203500 | SPLINTING ACCESSORIES GEL PADDING HELP DIFFUSE AND DISTRIBUTE PRESSURE HELPS DISPERSE ENERGY OF IMPACTS AND REDUCE SKIN SHEAR SIZE: 3.2MM X 250MM X 340MM SHEET
11433 | 4224150204300 | SPLINTING ACCESSORIES LOW-TACK POLYCUSHION PADDING WITH LESS AGGRESSIVE ADHESIVE IDEAL FOR SPLINTS THAT REQUIRE FREQUENT PADDING CHANGES LOW TACK PADDING PEELS OFF AFTER APPLICATION TO A SPLINT WITHOUT LEAVING A STICKY RESIDUE CLOSED CELL. SIZE: 3.2MM X 45CM X 61CM. CASE OF 4 COLOR BEIGE
11434 | 4224150205400 | DACRON FELT WHITE COLOR FILLING MATERIAL FOR LAMINATION WIDTH 1000 MM APPROXIMATELY
11435 | 4224150205600 | "BANDAGE UNDERCAST MATERIAL 10 CM X 3.5 - 4 M ROLL 100 % PURE COTTON ONLY DOUBLE WRAPPED PEEL PACK OR SINGLE THICK PLASTIC PEEL POUCH STERILE"
11436 | 4224150205700 | "BANDAGE UNDERCAST MATERIAL 15 CM X 3.5 - 4 M ROLL 100 % PURE COTTON ONLY DOUBLE WRAPPED PEEL PACK OR SINGLE THICK PLASTIC PEEL POUCH STERILE"
11437 | 4224150205800 | "BANDAGE UNDERCAST MATERIAL 7.5 X 3.5 - 4 M ROLL 100 % PURE COTTON ONLY DOUBLE WRAPPED PEEL PACK OR SINGLE THICK PLASTIC PEEL POUCH STERILE"
11438 | 4224150206300 | SPLINTING ACCESSORIES GEL PADDING HELP DIFFUSE AND DISTRIBUTE PRESSURE HELPS DISPERSE ENERGY OF IMPACTS AND REDUCE SKIN SHEAR SIZE: 4.8MM X 250MM X 340MM SHEET
11439 | 4224150206400 | SPLINTING ACCESSORIES GEL PADDING HELP DIFFUSE AND DISTRIBUTE PRESSURE HELPS DISPERSE ENERGY OF IMPACTS AND REDUCE SKIN SHEAR SIZE: 6.4MM X 250MM X 340MM SHEET
11440 | 4224150206500 | SPLINTING ACCESSORIES NEOPRENE ROLLS CONSISTS OF NYLON LINING ON ONE SIDE AND PILE MATERIAL ON THE OTHER OVER A RUBBER CORE EASY HOOK ATTACHMENT LIGHTWEIGHT AND NON BULKY 3.2 MM THICKNESS 3.8 CM X 3.2 MM
11441 | 4224150206600 | SPLINTING ACCESSORIES NEOPRENE ROLLS CONSISTS OF NYLON LINING ON ONE SIDE AND PILE MATERIAL ON THE OTHER OVER A RUBBER CORE EASY HOOK ATTACHMENT LIGHTWEIGHT AND NON BULKY 3.2 MM THICKNESS 5 CM X 3.2 MM
11442 | 4224150207300 | SPLINTING ACCESSORIES PADDING OPEN CELL PADDING MATERIAL SLOW RECOVERY SELF ADHESIVE PADDING SOFT DENSITY APPROXIMATELY 9.5 MM X 41 CM X 61 CM
11443 | 4224150207400 | SPLINTING ACCESSORIES PADDING MATERIAL SOFT SELF-ADHESIVE CLOSED-CELL PADDING SIZE: APPROXIMATELY 46 CM X 61 CM
11444 | 4224150207500 | SPLINTING ACCESSORIES PADDING FIRM SELF-ADHESIVE CLOSED-CELL SIZE: APPROXIMATELY 45 CM X 61 CM
11445 | 4224150207600 | SPLINTING ACCESSORIES PADDING MATERIAL EXTREMELY SOFT SELF ADHESIVE PADDING WITH SLIGHTLY RAISED FELT SURFACE MADE FROM 100% COTTON STRETCHABLE IN ONE DIRECTION
11446 | 4224150207700 | ORTHOPEDIC FELT SELF ADHESIVE 0.6 CM X 18.8 CM X 37.5 CM
11447 | 4224150207900 | SPLINTING ACCESSORIES PADDING SOFT ADHESIVE MOLESTICK OR EQUIVALENT APPROXIMATELY 15 CM X 5.5 M (+/- 2)
11448 | 4224150208100 | SPLINTING ACCESSORIES PADDING SOFT ADHESIVE MOLESTICK OR EQUIVALENT APPROXIMATELY 23 CM X 3.7 M (+/- 2)
11449 | 4224150210600 | PARTIAL LINING WITH FABRIC AROUND EDGES LINING AREA STARTING FROM THE REQUIRED AREA
11450 | 4224150300100 | NYLGLASS STOCKINETTE OFF - WHITE 50/50% BLEND OF NYLON AND FIBERGLASS WIDTH 150 MM LENGTH 23.8 METERS APPROXIMATELY
11451 | 4224150300200 | "CAST SHOE OPEN TOE SMALL 8 INCHES - 8.5 INCHES APPROXIMATELY"
11452 | 4224150300300 | "CAST SHOE PEDIATRIC OPEN TOE ASSORTED SIZE"
11453 | 4224150300400 | "CAST SHOE OPEN TOE FOREFOOT OFF-LOADING ASSORTED SIZE"
11454 | 4224150300700 | P.V.A. BAGS FOR LAMINATION 1000 X 300 X 50 MM APPROXIMATELY
11455 | 4224150301100 | "NIGHT SPLINT ANKLE FOOT ORTHOSIS (AFO) ADULT PROVIDES AN EFFECTIVE TREATMENT FOR PLANTAR FASCITIS AND ACHILLES TENDON ADJUSTABLE FROM 10 TO 90 DEGREE DORSI FLEXION WITH COOL FOAM LINER SIZE SMALL"
11456 | 4224150400400 | "STOCKINETTE POLYESTER AND FIBERGLASS MIX WIDTH 100 MM APPROXIMATELY LENGTH 32-35 METER APPROXIMATELY"
11457 | 4224150400500 | STOCKINETTE NYLON CAUCASIAN SKIN COLOR 120 MM X 38-40 METER LENGTH /ROLL APPROXIMATELY
11458 | 4224150400600 | WOVEN CARBON FIBER STOCKINETTE FOR FABRICATION OF RIGID FRAME STRUTS CLASPS AND CONNECTION WIDTH 20 MM LENGTH /ROLL 25 METER APPROXIMATELY
11459 | 4224150400700 | STOCKINETTE FIBERGLASS FOR FABRICATION OF THIN - WALLED (LIGHTWEIGHT DESIGN) WIDTH 100 MM APPROXIMATELY LENGTH /ROLL 5-7 METER
11460 | 4224150400800 | STOCKINETTE FIBERGLASS FOR FABRICATION OF THIN - WALLED (LIGHTWEIGHT DESIGN) WIDTH 80 MM APPROXIMATELY LENGTH /ROLL 8-10 METER
11461 | 4224150400900 | STOCKINETTE FIBERGLASS HIGH ELASTICITY TWO - WAY STRETCH WIDTH 200 MM APPROXIMATELY LENGTH /ROLL 7-10 METER
11462 | 4224150401000 | STOCKINETTE FIBERGLASS HIGH ELASTICITY TWO - WAY STRETCH WIDTH 250 MM APPROXIMATELY LENGTH /ROLL 5-6 METER
11463 | 4224150401100 | STOCKINETTE FIBERGLASS HIGH ELASTICITY TWO - WAY STRETCH WIDTH 300 MM APPROXIMATELY LENGTH /ROLL 4-5 METER
11464 | 4224150401200 | STOCKINETTE FIBERGLASS HIGH ELASTICITY TWO - WAY STRETCH WIDTH 60 MM APPROXIMATELY LENGTH /ROLL 28-30 METER
11465 | 4224150401300 | STOCKINETTE FIBERGLASS HIGH ELASTICITY TWO - WAY STRETCH WIDTH 80 MM APPROXIMATELY LENGTH /ROLL 17-20 METER
11466 | 4224150401400 | "CASTING STOCKINETTE COTTON WIDTH 80 MM APPROXIMATELY WEIGHT/ROLL 17-20 M"
11467 | 4224150401500 | "STOCKINETTE ELASTIC WIDTH 100 MM APPROXIMATELY WEIGHT/ROLL 75-80 M"
11468 | 4224150401600 | "STOCKINETTE ELASTIC WIDTH 150 MM APPROXIMATELY WEIGHT/ROLL 40-45 M"
11469 | 4224150401700 | "STOCKINETTE ELASTIC WIDTH 60 MM APPROXIMATELY WEIGHT/ROLL 45-50 M"
11470 | 4224150401800 | STOCKINETTE NYLON CAUCASIAN SKIN COLOR 150 MM X 32-35 METER LENGTH /ROLL APPROXIMATELY
11471 | 4224150401900 | STOCKINETTE NYLON CAUCASIAN SKIN COLOR 60 MM X 48-50 METER LENGTH /ROLL APPROXIMATELY
11472 | 4224150402000 | STOCKINETTE NYLON CAUCASIAN SKIN COLOR 90 MM X 35-37 METER LENGTH /ROLL APPROXIMATELY
11473 | 4224150402100 | "STOCKINETTE POLYESTER AND FIBERGLASS MIX WIDTH 300 MM APPROXIMATELY LENGTH 11-13 METER APPROXIMATELY"
11474 | 4224150402200 | STOCKINETTE NYLGLASS OFF - WHITE 50/50% BLEND OF NYLON AND FIBERGLASS WIDTH 40 MM LENGTH 36.4 METER APPROXIMATELY
11475 | 4224150402400 | NATURAL LINING HIDES 1.5 MM APPROXIMATELY
11476 | 4224150402700 | TUBULAR BANDAGE STOCKINETTE FOR LYMPHEDEMA 10 CM X 20 M (LYMPHEDEMA)
11477 | 4224150402800 | TUBULAR BANDAGE STOCKINETTE FOR LYMPHEDEMA 5 CM X 20 M (LYMPHEDEMA)
11478 | 4224150402900 | BEHIND KNEE LINING
11479 | 4224150403000 | LINING FULL ELBOW
11480 | 4224150403100 | LINING INSIDE ELBOW
11481 | 4224150600900 | BANDAGE PLASTER OF PARIS CAST MATERIAL 5 CM X 2.7 M ROLL
11482 | 4224150601400 | SOFT TEMPORARY SPLINT MATERIAL SHEETS FOR VACUUM FORMING SYSTEM 0.04 THICKNESS 50 /BOX
11483 | 4224150601600 | PLASTER OF PARIS POWDER ALABASTER MOULDING PLASTER 25 KG/PACK
11484 | 4224150601700 | BANDAGE PLASTER OF PARIS (P.O.P) SLOW SETTING 10 CM X 2 METER APPROXIMATELY
11485 | 4224150601800 | BANDAGE PLASTER OF PARIS (P.O.P) SLOW SETTING 12 CM X 2 METERS APPROXIMATELY
11486 | 4224150601900 | BANDAGE PLASTER OF PARIS (P.O.P) SLOW SETTING 15 CM X 2 METERS APPROXIMATELY
11487 | 4224150602000 | BANDAGE PLASTER OF PARIS (P.O.P) SLOW SETTING 20 CM X 2 METERS APPROXIMATELY
11488 | 4224150602200 | BANDAGE PLASTER OF PARIS (P.O.P) SLOW SETTING 8 CM X 2 METERS APPROXIMATELY
11489 | 4224150603600 | "STOCKINETTE POLYESTER AND FIBERGLASS MIX WIDTH 200 MM APPROXIMATELY LENGTH 18-20 METER"
11490 | 4224150603700 | "STOCKINETTE POLYESTER AND FIBERGLASS MIX WIDTH 120 MM APPROXIMATELY LENGTH 26-28 METER APPROXIMATELY"
11491 | 4224150603800 | "STOCKINETTE POLYESTER AND FIBERGLASS MIX WIDTH 250 MM APPROXIMATELY LENGTH 15-17 METER APPROXIMATELY"
11492 | 4224150604000 | CAST PROTECTOR LATEX FREE WITH WATERTIGHT GASKET RING LEG ADULT ABOVE KNEE
11493 | 4224150604100 | CAST PROTECTOR LATEX FREE WITH WATERTIGHT GASKET RING LEG ADULT BELOW KNEE
11494 | 4224150604200 | CAST PROTECTOR LATEX FREE WITH WATERTIGHT GASKET RING ADULT LONG ARM
11495 | 4224150604300 | CAST PROTECTOR LATEX FREE WITH WATERTIGHT GASKET RING PEDIATRIC MEDIUM ARM
11496 | 4224150604400 | CAST PROTECTOR LATEX FREE WITH WATERTIGHT GASKET RING PEDIATRIC LONG ARM
11497 | 4224150604500 | CAST PROTECTOR LATEX FREE WITH WATERTIGHT GASKET RING PEDIATRIC LARGE LEG
11498 | 4224150604700 | CAST PROTECTOR LATEX FREE WITH WATERTIGHT GASKET RING PEDIATRIC MEDIUM LEG
11499 | 4224150605100 | CATHETER AIR CHARGED ABDOMINAL SENSOR FOR URODYNAMIC
11500 | 4224150605200 | CATHETER AIR CHARGED DUAL SENSOR FOR URODYNAMIC
11501 | 4224150605300 | CATHETER AIR CHARGED SINGLE SENSOR FOR URODYNAMIC
11502 | 4224150605400 | "CAST PLASTER OF PARIS ORTHOPEDIC 10 CM X 20 M SLAB DISPENSER"
11503 | 4224150605500 | "CAST PLASTER OF PARIS ORTHOPEDIC 20 CM X 20 M SLAB DISPENSER"
11504 | 4224150605600 | "CAST PLASTER OF PARIS ORTHOPEDIC SIZE: 5 X 270 CM INDIVIDUALLY WRAPPED"
11505 | 4224150605700 | "CASTING PLASTER OF FIBERGLASS ( MADE OF PURE FIBERGLASS ) SIZE: 7.5 CM X 3.6-4 M PACKING: KNITTED/POLYURETHANE COMFORTABLE FOIL PACK"
11506 | 4224150605900 | "BANDAGE UNDERCAST MATERIAL 5CM X 3.5 - 4 M ROLL 100 % PURE COTTON ONLY DOUBLE WRAPPED PEEL PACK OR SINGLE THICK PLASTIC PEEL POUCH STERILE"
11507 | 4224150606100 | "CASTING PLASTER OF FIBERGLASS ( MADE OF PURE FIBERGLASS ) SIZE: 5 CM X 3.6-4 M PACKING: KNITTED/POLYURETHANE COMFORTABLE FOIL PACK"
11508 | 4224150606200 | "CAST PLASTER OF PARIS ORTHOPEDIC SIZE: 10 X 270CM INDIVIDUALLY WRAPPED"
11509 | 4224150606300 | "CAST PLASTER OF PARIS ORTHOPEDIC SIZE: 15 X 270CM INDIVIDUALLY WRAPPED"
11510 | 4224150606400 | "CAST PLASTER OF PARIS ORTHOPEDIC SIZE: 20 X 270CM INDIVIDUALLY WRAPPED"
11511 | 4224150606500 | "CAST PLASTER OF PARIS ORTHOPEDIC SIZE:7.5 X 270CM INDIVIDUALLY WRAPPED"
11512 | 4224150606600 | BANDAGE PLASTER OF PARIS (P.O.P) SLOW SETTING 6 CM X 2 METERS APPROXIMATELY
11513 | 4224150700500 | "HIP ABDUCTION BRACE PEDIATRIC ADJUSTABLE POLYPROPYLENE LIGHTWEIGHT WITH ALUMINUM ADJUSTMENT SCREW ALLOWS ABDUCTION 40 TO 180 DEGREE SOFT LINING SIZE EXTRA SMALL"
11514 | 4224150700600 | "HIP ABDUCTION BRACE PEDIATRIC ADJUSTABLE POLYPROPYLENE LIGHTWEIGHT WITH ALUMINUM ADJUSTMENT SCREW ALLOWS ABDUCTION 40 TO 180 DEGREE SOFT LINING SIZE LARGE"
11515 | 4224150700700 | "HIP ABDUCTION BRACE PEDIATRIC ADJUSTABLE POLYPROPYLENE LIGHTWEIGHT WITH ALUMINUM ADJUSTMENT SCREW ALLOWS ABDUCTION 40 TO 180 DEGREE SOFT LINING SIZE MEDIUM"
11516 | 4224150700800 | "HIP ABDUCTION BRACE PEDIATRIC ADJUSTABLE POLYPROPYLENE LIGHTWEIGHT WITH ALUMINUM ADJUSTMENT SCREW ALLOWS ABDUCTION 40 TO 180 DEGREE SOFT LINING SIZE SMALL"
11517 | 4224150700900 | "HIP ABDUCTION BRACE PEDIATRIC ADJUSTABLE POLYPROPYLENE LIGHTWEIGHT WITH ALUMINUM ADJUSTMENT SCREW ALLOWS ABDUCTION 40 TO 180 DEGREE SOFT LINING SIZE EXTRA LARGE"
11518 | 4224150702200 | SPLINT FUNCTIONAL WRIST-HAND SPLINT THERMOPLASTIC MATERIAL POSITIONS THE WRIST AND HAND IN APPROXIMATELY 30 DEGREES OF WRIST EXTENSION NO DEVIATION LEFT SIZE MEDIUM
11519 | 4224150702300 | SPLINT FUNCTIONAL WRIST-HAND SPLINT THERMOPLASTIC MATERIAL POSITIONS THE WRIST AND HAND IN APPROXIMATELY 30 DEGREES OF WRIST EXTENSION NO DEVIATION LEFT SIZE LARGE
11520 | 4224150702400 | SPLINT FUNCTIONAL WRIST-HAND SPLINT THERMOPLASTIC MATERIAL POSITIONS THE WRIST AND HAND IN APPROXIMATELY 30 DEGREES OF WRIST EXTENSION NO DEVIATION LEFT SIZE SMALL
11521 | 4224150702500 | SPLINT FUNCTIONAL WRIST-HAND SPLINT THERMOPLASTIC MATERIAL POSITIONS THE WRIST AND HAND IN APPROXIMATELY 30 DEGREES OF WRIST EXTENSION NO DEVIATION RIGHT SIZE LARGE
11522 | 4224150702600 | SPLINT FUNCTIONAL WRIST-HAND SPLINT THERMOPLASTIC MATERIAL POSITIONS THE WRIST AND HAND IN APPROXIMATELY 30 DEGREES OF WRIST EXTENSION NO DEVIATION RIGHT SIZE MEDIUM
11523 | 4224150702700 | SPLINT FUNCTIONAL WRIST-HAND SPLINT THERMOPLASTIC MATERIAL POSITIONS THE WRIST AND HAND IN APPROXIMATELY 30 DEGREES OF WRIST EXTENSION NO DEVIATION RIGHT SIZE SMALL
11524 | 4224150702800 | HIP ABDUCTION ORTHOSIS FOR CHILDREN FROM 6 TO 18 MONTHS OLD WHEN THE CHILD STARTS CRAWLING OR WALKING SIZE: UNIVERSAL
11525 | 4224150702900 | SPLINT KIT OVAL-8 OR EQUIVALENT STABILIZE AND ALIGN THE DIP OR PIP JOINT TO ENHANCE HAND FUNCTION FITS A FULL SIZE AND WHEN ROTATED 180 DEGREE AN ADDITIONAL HALF SIZE TO ACCOMMODATE FLUCTUATIONS IN EDEMA AND TEMPERATURE THAT CAN AFFECT FINGER SIZE 44 SPLINTS RANGING FROM SIZE 2 THROUGH 15 CARRYING CASE PEN LIGHT AND INSTRUCTION BOOKLET
11526 | 4224150703200 | SPLINT PRONATION OR SUPINATION GLOVE UPPER EXTREMITY WITH FULL HOOK-AND-LOOP SIDE OPENING IS EASY TO PUT ON AND LEAVES THE INDEX FINGER FREE FOR FUNCTIONAL HAND USE POSITIONS THE THUMB IN ABDUCTION PROVIDES CONSTANT LOW-LEVEL STRETCH IN PRONATION OR SUPINATION. NEOPRENE CAN BE TRIMMED FOR A MORE CUSTOM FIT. SIZE: RIGHT X-SMALL
11527 | 4224150703300 | SPLINT PRONATION OR SUPINATION GLOVE UPPER EXTREMITY WITH FULL HOOK-AND-LOOP SIDE OPENING IS EASY TO PUT ON AND LEAVES THE INDEX FINGER FREE FOR FUNCTIONAL HAND USE POSITIONS THE THUMB IN ABDUCTION PROVIDES CONSTANT LOW-LEVEL STRETCH IN PRONATION OR SUPINATION. NEOPRENE CAN BE TRIMMED FOR A MORE CUSTOM FIT. SIZE: LEFT X-SMALL
11528 | 4224150703400 | SPLINT PRONATION OR SUPINATION GLOVE UPPER EXTREMITY WITH FULL HOOK-AND-LOOP SIDE OPENING IS EASY TO PUT ON AND LEAVES THE INDEX FINGER FREE FOR FUNCTIONAL HAND USE POSITIONS THE THUMB IN ABDUCTION PROVIDES CONSTANT LOW-LEVEL STRETCH IN PRONATION OR SUPINATION. NEOPRENE CAN BE TRIMMED FOR A MORE CUSTOM FIT. SIZE: RIGHT SMALL
11529 | 4224150703500 | SPLINT PRONATION OR SUPINATION GLOVE UPPER EXTREMITY WITH FULL HOOK-AND-LOOP SIDE OPENING IS EASY TO PUT ON AND LEAVES THE INDEX FINGER FREE FOR FUNCTIONAL HAND USE POSITIONS THE THUMB IN ABDUCTION PROVIDES CONSTANT LOW-LEVEL STRETCH IN PRONATION OR SUPINATION. NEOPRENE CAN BE TRIMMED FOR A MORE CUSTOM FIT. SIZE: LEFT SMALL
11530 | 4224150703600 | SPLINT PRONATION OR SUPINATION GLOVE UPPER EXTREMITY WITH FULL HOOK-AND-LOOP SIDE OPENING IS EASY TO PUT ON AND LEAVES THE INDEX FINGER FREE FOR FUNCTIONAL HAND USE POSITIONS THE THUMB IN ABDUCTION PROVIDES CONSTANT LOW-LEVEL STRETCH IN PRONATION OR SUPINATION. NEOPRENE CAN BE TRIMMED FOR A MORE CUSTOM FIT. SIZE: RIGHT MEDIUM
11531 | 4224150703700 | SPLINT PRONATION OR SUPINATION GLOVE UPPER EXTREMITY WITH FULL HOOK-AND-LOOP SIDE OPENING IS EASY TO PUT ON AND LEAVES THE INDEX FINGER FREE FOR FUNCTIONAL HAND USE POSITIONS THE THUMB IN ABDUCTION PROVIDES CONSTANT LOW-LEVEL STRETCH IN PRONATION OR SUPINATION. NEOPRENE CAN BE TRIMMED FOR A MORE CUSTOM FIT. SIZE: LEFT MEDIUM
11532 | 4224150703800 | SPLINT PRONATION OR SUPINATION GLOVE UPPER EXTREMITY WITH FULL HOOK-AND-LOOP SIDE OPENING IS EASY TO PUT ON AND LEAVES THE INDEX FINGER FREE FOR FUNCTIONAL HAND USE POSITIONS THE THUMB IN ABDUCTION PROVIDES CONSTANT LOW-LEVEL STRETCH IN PRONATION OR SUPINATION. NEOPRENE CAN BE TRIMMED FOR A MORE CUSTOM FIT. SIZE: RIGHT LARGE
11533 | 4224150703900 | SPLINT PRONATION OR SUPINATION GLOVE UPPER EXTREMITY WITH FULL HOOK-AND-LOOP SIDE OPENING IS EASY TO PUT ON AND LEAVES THE INDEX FINGER FREE FOR FUNCTIONAL HAND USE POSITIONS THE THUMB IN ABDUCTION PROVIDES CONSTANT LOW-LEVEL STRETCH IN PRONATION OR SUPINATION. NEOPRENE CAN BE TRIMMED FOR A MORE CUSTOM FIT. SIZE: LEFT LARGE
11534 | 4224150704000 | SPLINT PRONATION OR SUPINATION GLOVE UPPER EXTREMITY WITH FULL HOOK-AND-LOOP SIDE OPENING IS EASY TO PUT ON AND LEAVES THE INDEX FINGER FREE FOR FUNCTIONAL HAND USE POSITIONS THE THUMB IN ABDUCTION PROVIDES CONSTANT LOW-LEVEL STRETCH IN PRONATION OR SUPINATION. NEOPRENE CAN BE TRIMMED FOR A MORE CUSTOM FIT. SIZE: RIGHT X-LARGE
11535 | 4224150704100 | SPLINT PRONATION OR SUPINATION GLOVE UPPER EXTREMITY WITH FULL HOOK-AND-LOOP SIDE OPENING IS EASY TO PUT ON AND LEAVES THE INDEX FINGER FREE FOR FUNCTIONAL HAND USE POSITIONS THE THUMB IN ABDUCTION PROVIDES CONSTANT LOW-LEVEL STRETCH IN PRONATION OR SUPINATION. NEOPRENE CAN BE TRIMMED FOR A MORE CUSTOM FIT. SIZE: LEFT X-LARGE
11536 | 4224150704300 | SPLINT PRE-FORMED ELBOW HINGE SPLINT MOLDED FROM POLYFORM SPLINTING MATERIAL AND PRE-PADDED WITH 1/4 INCHES (6.4 MM) POLYCUSHION PADDING. CUFFS CAN BE APPLIED TO EITHER ANTERIOR OR POSTERIOR SURFACE OF EXTREMITY FOR POSITIONING ELBOW IN FLEXION OR EXTENSION INCLUDES STRAPS AND REQUIRED ALLEN KEY FOR LENGTH ADJUSTMENTS INCLUDED A 7/16 INCHES RATCHET WRENCH LATEX FREE. SIZE: SMALL 8 INCHES
11537 | 4224150704400 | SPLINT PRE-FORMED ELBOW HINGE SPLINT MOLDED FROM POLYFORM SPLINTING MATERIAL AND PRE-PADDED WITH 1/4 INCHES (6.4 MM) POLYCUSHION PADDING. CUFFS CAN BE APPLIED TO EITHER ANTERIOR OR POSTERIOR SURFACE OF EXTREMITY FOR POSITIONING ELBOW IN FLEXION OR EXTENSION INCLUDES STRAPS AND REQUIRED ALLEN KEY FOR LENGTH ADJUSTMENTS INCLUDED A 7/16 INCHES RATCHET WRENCH LATEX FREE. SIZE: MEDIUM 10 1/2 INCHES
11538 | 4224150704500 | SPLINT PRE-FORMED ELBOW HINGE SPLINT MOLDED FROM POLYFORM SPLINTING MATERIAL AND PRE-PADDED WITH 1/4 INCHES (6.4 MM) POLYCUSHION PADDING. CUFFS CAN BE APPLIED TO EITHER ANTERIOR OR POSTERIOR SURFACE OF EXTREMITY FOR POSITIONING ELBOW IN FLEXION OR EXTENSION INCLUDES STRAPS AND REQUIRED ALLEN KEY FOR LENGTH ADJUSTMENTS INCLUDED A 7/16 INCHES RATCHET WRENCH LATEX FREE. SIZE: LARGE 13 1/2 INCHES
11539 | 4224150704700 | SPLINT ULNAR POLYCENTRIC HINGED DEVIATION RESTORES METACARPOPHALANGEAL (MP) JOINT ALIGNMENT PALM FREE AND THE JOINT ALLOWS FULL FLEXION AND EXTENSION PADDED FINGER STAYS ARE MALLEABLE FOR EASE OF APPLICATION AND TO PROVIDE OPTIMAL ALIGNMENT FIT FOR LEFT AND RIGHT SIZE: SMALL
11540 | 4224150704800 | SPLINT ULNAR POLYCENTRIC HINGED DEVIATION RESTORES METACARPOPHALANGEAL (MP) JOINT ALIGNMENT PALM FREE AND THE JOINT ALLOWS FULL FLEXION AND EXTENSION PADDED FINGER STAYS ARE MALLEABLE FOR EASE OF APPLICATION AND TO PROVIDE OPTIMAL ALIGNMENT FIT FOR LEFT AND RIGHT SIZE: MEDIUM
11541 | 4224150704900 | SPLINT ULNAR POLYCENTRIC HINGED DEVIATION RESTORES METACARPOPHALANGEAL (MP) JOINT ALIGNMENT PALM FREE AND THE JOINT ALLOWS FULL FLEXION AND EXTENSION PADDED FINGER STAYS ARE MALLEABLE FOR EASE OF APPLICATION AND TO PROVIDE OPTIMAL ALIGNMENT FIT FOR LEFT AND RIGHT SIZE: LARGE
11542 | 4224150705800 | SPLINT WRIST DYNAMIC SPLINT THERMOPLASTIC MATERIAL SPLINT IS IN DORSAL SIDE THE SPLINT INCLUDES 2 DURABLE HINGE SIZE SMALL
11543 | 4224150705900 | SPLINT WRIST DYNAMIC SPLINT THERMOPLASTIC MATERIAL SPLINT IS IN DORSAL SIDE THE SPLINT INCLUDES 2 DURABLE HINGE SIZE MEDIUM
11544 | 4224150706000 | SPLINT WRIST DYNAMIC SPLINT THERMOPLASTIC MATERIAL SPLINT IS IN DORSAL SIDE THE SPLINT INCLUDES 2 DURABLE HINGE SIZE LARGE
11545 | 4224150707100 | SPLINTING ACCESSORIES WRIST EXTENSION COIL SPRING TWO TYPES SUPPLIED COILED (LEFT OR RIGHT) TORQUE FORCE WHEN TIGHTENED OVER AN ANGLE OF 1300:5000 GRAM/CM
11546 | 4224150707200 | THOMAS SPLINT DYNAMIC ORTHOSIS MADE OF MOLDABLE LOW DENSITY THERMOPLASTIC DORSAL VALVE WITH THOMAS FITTING TOP MEDIAL PIECE FOR THUMB ABDUCTION REMOVABLE FASTENING TAPES THE ELASTIC REGULATES THE ACTIVE TENSION NECESSARY FOR THE PATIENT EXTENSION OF THE METACARPOPHALANGEAL JOINTS EXTENSION OF THE INTERPHALANGEAL JOINTS EXTENSION AND/OR CORRECTION OF LATERAL DEVIATION OF THE FINGERS THUMB ABDUCTION REHABILITATION OF THE TRAUMATIC HAND OR AFTER SURGERY PARESIS OF THE RADIAL NERVE RADIAL NERVE PALSY REHABILITATION OF THE TRAUMATIC OR POSTSURGICAL HAND COMPRESSION OR PROLONGED PRESSURE ON THE RADIAL NERVE
11547 | 4224150707300 | SPLINT FUNCTIONAL WRIST-HAND ORTHOSIS MALLEABLE ALUMINUM WITH SOFT LINER AND STRAPS ALLOWS DIFFERENT POSITIONING OF FINGERS HAND AND WRIST LARGE RIGHT
11548 | 4224150707400 | SPLINT FUNCTIONAL WRIST-HAND ORTHOSIS MALLEABLE ALUMINUM WITH SOFT LINER AND STRAPS ALLOWS DIFFERENT POSITIONING OF FINGERS HAND AND WRIST NO THUMB SUPPORT 3 DIFFERENT STRAP FINGERS WRIST AND FOREARM LARGE RIGHT
11549 | 4224150707500 | SPLINT FROG FINGER SPLINT MALLEABLE ALUMINUM SPLINT FOR IMMOBILIZATION OF FINGER FOAM PADDING MAINTAIN THE DIP JOINT IN HYPEREXTENSION ASSORTED SIZE
11550 | 4224150707700 | SPLINT CONGENITAL HIP LARGE 131/2 X 12 INCHES
11551 | 4224150707800 | SPLINT CONGENITAL HIP MEDIUM 27 X 23 CM (101/2 X 9 INCHES)
11552 | 4224150707900 | SPLINT CONGENITAL HIP SMALL 10 - 1/2 X 6 INCHES
11553 | 4224150708000 | "DENIS BROWNE KIT BILATERAL FOOT ORTHOSIS WITH ADJUSTABLE CONNECTING BAR AND MOBILE FOOT PLATES TO CONTROL FOOT ROTATION WITH STRAIGHT LAST BOOT FULL GRAIN COW/CALF SOFT LEATHER UPPER SOFT PADDING AROUND HEEL CUFFS FULL GRAIN COW LEATHER INSOLE REMOVABLE AND ADAPTABLE SOLE-UNIT REMOVABLE CORK INLAY SOFT TONGUE SIZE 11"
11554 | 4224150708100 | "DENIS BROWNE KIT BILATERAL FOOT ORTHOSIS WITH ADJUSTABLE CONNECTING BAR AND MOBILE FOOT PLATES TO CONTROL FOOT ROTATION WITH STRAIGHT LAST BOOT FULL GRAIN COW/CALF SOFT LEATHER UPPER SOFT PADDING AROUND HEEL CUFFS FULL GRAIN COW LEATHER INSOLE REMOVABLE AND ADAPTABLE SOLE-UNIT REMOVABLE CORK INLAY SOFT TONGUE SIZE 12"
11555 | 4224150708200 | "DENIS BROWNE KIT BILATERAL FOOT ORTHOSIS WITH ADJUSTABLE CONNECTING BAR AND MOBILE FOOT PLATES TO CONTROL FOOT ROTATION WITH STRAIGHT LAST BOOT FULL GRAIN COW/CALF SOFT LEATHER UPPER SOFT PADDING AROUND HEEL CUFFS FULL GRAIN COW LEATHER INSOLE REMOVABLE AND ADAPTABLE SOLE-UNIT REMOVABLE CORK INLAY SOFT TONGUE SIZE 13.5"
11556 | 4224150708300 | "DENIS BROWNE KIT BILATERAL FOOT ORTHOSIS WITH ADJUSTABLE CONNECTING BAR AND MOBILE FOOT PLATES TO CONTROL FOOT ROTATION WITH STRAIGHT LAST BOOT FULL GRAIN COW/CALF SOFT LEATHER UPPER SOFT PADDING AROUND HEEL CUFFS FULL GRAIN COW LEATHER INSOLE REMOVABLE AND ADAPTABLE SOLE-UNIT REMOVABLE CORK INLAY SOFT TONGUE SIZE 14.5"
11557 | 4224150708400 | "DENIS BROWNE KIT BILATERAL FOOT ORTHOSIS WITH ADJUSTABLE CONNECTING BAR AND MOBILE FOOT PLATES TO CONTROL FOOT ROTATION WITH STRAIGHT LAST BOOT FULL GRAIN COW/CALF SOFT LEATHER UPPER SOFT PADDING AROUND HEEL CUFFS FULL GRAIN COW LEATHER INSOLE REMOVABLE AND ADAPTABLE SOLE-UNIT REMOVABLE CORK INLAY SOFT TONGUE SIZE 15.5"
11558 | 4224150708500 | "DENIS BROWNE KIT BILATERAL FOOT ORTHOSIS WITH ADJUSTABLE CONNECTING BAR AND MOBILE FOOT PLATES TO CONTROL FOOT ROTATION WITH STRAIGHT LAST BOOT FULL GRAIN COW/CALF SOFT LEATHER UPPER SOFT PADDING AROUND HEEL CUFFS FULL GRAIN COW LEATHER INSOLE REMOVABLE AND ADAPTABLE SOLE-UNIT REMOVABLE CORK INLAY SOFT TONGUE SIZE 16"
11559 | 4224150708600 | "DENIS BROWNE KIT BILATERAL FOOT ORTHOSIS WITH ADJUSTABLE CONNECTING BAR AND MOBILE FOOT PLATES TO CONTROL FOOT ROTATION WITH STRAIGHT LAST BOOT FULL GRAIN COW/CALF SOFT LEATHER UPPER SOFT PADDING AROUND HEEL CUFFS FULL GRAIN COW LEATHER INSOLE REMOVABLE AND ADAPTABLE SOLE-UNIT REMOVABLE CORK INLAY SOFT TONGUE SIZE 17"
11560 | 4224150708700 | "DENIS BROWNE KIT BILATERAL FOOT ORTHOSIS WITH ADJUSTABLE CONNECTING BAR AND MOBILE FOOT PLATES TO CONTROL FOOT ROTATION WITH STRAIGHT LAST BOOT FULL GRAIN COW/CALF SOFT LEATHER UPPER SOFT PADDING AROUND HEEL CUFFS FULL GRAIN COW LEATHER INSOLE REMOVABLE AND ADAPTABLE SOLE-UNIT REMOVABLE CORK INLAY SOFT TONGUE SIZE 17.5"
11561 | 4224150708800 | "DENIS BROWNE KIT BILATERAL FOOT ORTHOSIS WITH ADJUSTABLE CONNECTING BAR AND MOBILE FOOT PLATES TO CONTROL FOOT ROTATION WITH STRAIGHT LAST BOOT FULL GRAIN COW/CALF SOFT LEATHER UPPER SOFT PADDING AROUND HEEL CUFFS FULL GRAIN COW LEATHER INSOLE REMOVABLE AND ADAPTABLE SOLE-UNIT REMOVABLE CORK INLAY SOFT TONGUE SIZE 18"
11562 | 4224150708900 | "DENIS BROWNE KIT BILATERAL FOOT ORTHOSIS WITH ADJUSTABLE CONNECTING BAR AND MOBILE FOOT PLATES TO CONTROL FOOT ROTATION WITH STRAIGHT LAST BOOT FULL GRAIN COW/CALF SOFT LEATHER UPPER SOFT PADDING AROUND HEEL CUFFS FULL GRAIN COW LEATHER INSOLE REMOVABLE AND ADAPTABLE SOLE-UNIT REMOVABLE CORK INLAY SOFT TONGUE SIZE 19.5"
11563 | 4224150709000 | "DENIS BROWNE KIT BILATERAL FOOT ORTHOSIS WITH ADJUSTABLE CONNECTING BAR AND MOBILE FOOT PLATES TO CONTROL FOOT ROTATION WITH STRAIGHT LAST BOOT FULL GRAIN COW/CALF SOFT LEATHER UPPER SOFT PADDING AROUND HEEL CUFFS FULL GRAIN COW LEATHER INSOLE REMOVABLE AND ADAPTABLE SOLE-UNIT REMOVABLE CORK INLAY SOFT TONGUE SIZE 20"
11564 | 4224150709100 | "DENIS BROWNE KIT BILATERAL FOOT ORTHOSIS WITH ADJUSTABLE CONNECTING BAR AND MOBILE FOOT PLATES TO CONTROL FOOT ROTATION WITH STRAIGHT LAST BOOT FULL GRAIN COW/CALF SOFT LEATHER UPPER SOFT PADDING AROUND HEEL CUFFS FULL GRAIN COW LEATHER INSOLE REMOVABLE AND ADAPTABLE SOLE-UNIT REMOVABLE CORK INLAY SOFT TONGUE SIZE 18.5"
11565 | 4224150710200 | WRIST SOFT BAND IS HELPFUL TO HEAL TRIANGULAR FIBROCARTILAGE COMPLEX (TFCC) IT IS A SINGLE SIZE THAT FITS FOR RIGHT AND LEFT WRIST MADE OF HIGH-QUALITY NON ELASTIC AND HYPO ALLERGENIC MATERIALS THE HOOK AND LOOPS WITH DUAL STRAPPING SYSTEM STABILIZES THE WRIST AND DECREASES THE PAIN EASY TO ADJUST VELCRO CLOSURE DOES NOT INTERFERE WITH WRIST MOTION AND HOLDS THE WRIST SECURELY IN PLACE WITHOUT IRRITATION TO THE SKIN OR WRIST JOINT BLACK OR TENTCOLOR
11566 | 4224150710300 | WRIST WRAP IS HELPFUL TO HEAL TRIANGULAR FIBROCARTILAGE COMPLEX (TFCC) IT IS MADE OF BREATHABLE NEOPRENE AND PATENTED SPACER FABRIC NO SMELL LATEX FREE HYPO-ALLERGENIC MADE BY 3D BREATHABLE SOFT TOUCH ELASTIC PATENTED SPACER FABRIC ONE SIZE FITS MOST WITH ADJUSTABLE DESIGN FITS BOTH RIGHT AND LEFT HANDS US FDA LISTED PRODUCT BLACK COLOR
11567 | 4224150712000 | AIR SPLINTS SET INCLUDING LONG ARMS SHORT ARM HALF ARM ELBOW HAND AND WRIST LONGER LEG AND FOOT DIFFERENT SIZES PEDIATRIC TO ADULT SIZED SPLINTS MADE FROM DOUBLE LAYER OF WASHABLE TRANSPARENT PVC SHEETING WITH PLASTIC ZIPPER CLOSURE MEASUREMENT X-RAY TRANSPARENT IS EASY TO APPLY AND REMOVE IT HAS A PUSH-PULL VALVE FOR HASSLE-FREE INFLATION 2 X INFLATION TUBES WITH INLET TAPS HIGH-FREQUENCY HEAT WELDED SEAMS LATEX-FREEING
11568 | 4224150712100 | SPLINT DYNAMIC HAND SPLINT (SAEBOSTRETCH OR EQUIVALENT) FOR INDIVIDUALS SUFFERING FROM NEUROLOGICAL INJURIES. THE SPLINT HELPS TO PREVENT JOINT DAMAGE WHILE IMPROVING AND MAINTAINING RANGE OF MOTION. IT HAS A DYNAMIC HAND PIECE THAT ALLOWS THE FINGERS TO MOVE THROUGH FLEXION CAUSED BY POSTURAL CHANGES IT INCLUDES THREE DIFFERENT HAND PIECES THAT OFFER VARIOUS GRADES OF RESISTANCE. SIZE LARGE LEFT
11569 | 4224150712200 | SPLINT DYNAMIC HAND SPLINT (SAEBOSTRETCH OR EQUIVALENT) FOR INDIVIDUALS SUFFERING FROM NEUROLOGICAL INJURIES. THE SPLINT HELPS TO PREVENT JOINT DAMAGE WHILE IMPROVING AND MAINTAINING RANGE OF MOTION. IT HAS A DYNAMIC HAND PIECE THAT ALLOWS THE FINGERS TO MOVE THROUGH FLEXION CAUSED BY POSTURAL CHANGES IT INCLUDES THREE DIFFERENT HAND PIECES THAT OFFER VARIOUS GRADES OF RESISTANCE. SIZE LARGE RIGHT
11570 | 4224150712300 | SPLINT DYNAMIC HAND SPLINT (SAEBOSTRETCH OR EQUIVALENT) FOR INDIVIDUALS SUFFERING FROM NEUROLOGICAL INJURIES. THE SPLINT HELPS TO PREVENT JOINT DAMAGE WHILE IMPROVING AND MAINTAINING RANGE OF MOTION. IT HAS A DYNAMIC HAND PIECE THAT ALLOWS THE FINGERS TO MOVE THROUGH FLEXION CAUSED BY POSTURAL CHANGES IT INCLUDES THREE DIFFERENT HAND PIECES THAT OFFER VARIOUS GRADES OF RESISTANCE. SIZE MEDIUM LEFT
11571 | 4224150712400 | SPLINT DYNAMIC HAND SPLINT (SAEBOSTRETCH OR EQUIVALENT) FOR INDIVIDUALS SUFFERING FROM NEUROLOGICAL INJURIES. THE SPLINT HELPS TO PREVENT JOINT DAMAGE WHILE IMPROVING AND MAINTAINING RANGE OF MOTION. IT HAS A DYNAMIC HAND PIECE THAT ALLOWS THE FINGERS TO MOVE THROUGH FLEXION CAUSED BY POSTURAL CHANGES IT INCLUDES THREE DIFFERENT HAND PIECES THAT OFFER VARIOUS GRADES OF RESISTANCE. SIZE MEDIUM RIGHT
11572 | 4224150712500 | SPLINT DYNAMIC HAND SPLINT (SAEBOSTRETCH OR EQUIVALENT) FOR INDIVIDUALS SUFFERING FROM NEUROLOGICAL INJURIES. THE SPLINT HELPS TO PREVENT JOINT DAMAGE WHILE IMPROVING AND MAINTAINING RANGE OF MOTION. IT HAS A DYNAMIC HAND PIECE THAT ALLOWS THE FINGERS TO MOVE THROUGH FLEXION CAUSED BY POSTURAL CHANGES IT INCLUDES THREE DIFFERENT HAND PIECES THAT OFFER VARIOUS GRADES OF RESISTANCE. SIZE SMALL RIGHT
11573 | 4224150712600 | SPLINT DYNAMIC HAND SPLINT(SAEBOSTRETCH OR EQUIVALENT) FOR INDIVIDUALS SUFFERING FROM NEUROLOGICAL INJURIES. THE SPLINT HELPS TO PREVENT JOINT DAMAGE WHILE IMPROVING AND MAINTAINING RANGE OF MOTION. IT HAS A DYNAMIC HAND PIECE THAT ALLOWS THE FINGERS TO MOVE THROUGH FLEXION CAUSED BY POSTURAL CHANGES IT INCLUDES THREE DIFFERENT HAND PIECES THAT OFFER VARIOUS GRADES OF RESISTANCE. SIZE SMALL LEFT
11574 | 4224150712700 | TENODESIS SPLINT TENODESIS THERMOPLASTIC SPLINT KIT OR C6 QUADRIPLEGIC PATIENTS OR ANYONE WITH WRIST EXTENSION STRENGTH KIT INCLUDES: THERMOPLASTIC PIECES: DORSAL FINGER COMPONENT THUMB COMPONENT CORD STOP PIECE AND WRIST COMPONENT BRAIDED STRING ADJUSTABLE CORD LOCK ADHESIVE D-RING STRAP ADHESIVE-BACK HOOK FASTENERS LOOP STRAP SIZE LARGE
11575 | 4224150901100 | "ANKLE FOOT ORTHOSIS (AFO) RIGID POLYPROPYLENE 4 MM FULL FOOT ANATOMICAL DESIGN PADDING IN CALF AREA ASSISTS DORSIFLEXION IN THE FOOT SIZE 35 - 37 LEFT"
11576 | 4224150901200 | "ANKLE FOOT ORTHOSIS (AFO) RIGID POLYPROPYLENE 4 MM FULL FOOT ANATOMICAL DESIGN PADDING IN CALF AREA ASSISTS DORSIFLEXION IN THE FOOT SIZE 37 - 39 LEFT"
11577 | 4224150901300 | "ANKLE FOOT ORTHOSIS (AFO) RIGID POLYPROPYLENE 4 MM FULL FOOT ANATOMICAL DESIGN PADDING IN CALF AREA ASSISTS DORSIFLEXION IN THE FOOT SIZE 37 - 39 RIGHT"
11578 | 4224150901400 | DORSIFLEXION ASSIST FLEXURE JOINT TAMARACK OR EQUIVALENT THE BIASED DESIGN PROVIDES MOTION ASSIST POWER SIMILAR TO TRADITIONAL METAL DORSI-ASSIST ANKLE JOINTS 75 DUROMETER LARGE SIZE
11579 | 4224150901500 | DORSIFLEXION ASSIST FLEXURE JOINT TAMARACK OR EQUIVALENT THE BIASED DESIGN PROVIDES MOTION ASSIST POWER SIMILAR TO TRADITIONAL METAL DORSI-ASSIST ANKLE JOINTS 75 DUROMETER MEDIUM SIZE
11580 | 4224150901600 | DORSIFLEXION ASSIST FLEXURE JOINT TAMARACK OR EQUIVALENT THE BIASED DESIGN PROVIDES MOTION ASSIST POWER SIMILAR TO TRADITIONAL METAL DORSI-ASSIST ANKLE JOINTS 85 DUROMETER LARGE SIZE
11581 | 4224150901700 | DORSIFLEXION ASSIST FLEXURE JOINT TAMARACK OR EQUIVALENT THE BIASED DESIGN PROVIDES MOTION ASSIST POWER SIMILAR TO TRADITIONAL METAL DORSI-ASSIST ANKLE JOINTS 85 DUROMETER MEDIUM SIZE
11582 | 4224150901800 | DORSIFLEXION ASSIST FLEXURE JOINT TAMARACK OR EQUIVALENT THE BIASED DESIGN PROVIDES MOTION ASSIST POWER SIMILAR TO TRADITIONAL METAL DORSI-ASSIST ANKLE JOINTS 85 DUROMETER SMALL SIZE
11583 | 4224150902000 | LIMITER MOTION CONTROL VARIABLE PLANTAR FLEXION STOP WITH SOME DAMPING CONSTRUCTED OF STAINLESS STEEL AND URETHANE EASY TO FABRICATE PLANTARFLEXION STOP MOTION LIMITING
11584 | 4224150902300 | "THERMOPLASTIC SHEET SOFT FOR FABRICATING FLEXIBLE INNER PROSTHETIC SOCKETS IN LOWER LIMB PROSTHETICS HIGH FLEXIBILITY HIGH SURFACE QUALITY CAN BE SUBSEQUENTLY THERMOFORMED COMFORTABLE TO WEAR WASHABLE LENGTH 400 MM WIDTH 400 MM THICKNESS 12 MM APPROXIMATELY"
11585 | 4224150902900 | THERMOPLASTIC TAPE THERAPEUTIC FABRICATION FABRIC LIKE SPLINTING MATERIAL 3M ROLL 3.0MMX15CM EXCELLENT ELASTICITY IN 2 DIRECTIONS AND EASY TO CUT WITH SELF-ADHESIVE CAPACITY ESPECIALLY WHEN DRY HEATED AND BREATHABLE MATERIAL PERFECT FOR TRAUMATIC AND ORTHOPEDIC CONDITIONS WHICH REQUIRE QUICK AND EASY ORTHOSIS BLUE.
11586 | 4224150903000 | THERMOPLASTIC TAPE THERAPEUTIC FABRICATION FABRIC LIKE SPLINTING MATERIAL 3M ROLL 3.0MMX15CM EXCELLENT ELASTICITY IN 2 DIRECTIONS AND EASY TO CUT WITH SELF-ADHESIVE CAPACITY ESPECIALLY WHEN DRY HEATED AND BREATHABLE MATERIAL PERFECT FOR TRAUMATIC AND ORTHOPEDIC CONDITIONS WHICH REQUIRE QUICK AND EASY ORTHOSIS BLACK.
11587 | 4224150903100 | THERMOPLASTIC TAPE THERAPEUTIC FABRICATION FABRIC LIKE SPLINTING MATERIAL 3M ROLL 3.0MMX15CM EXCELLENT ELASTICITY IN 2 DIRECTIONS AND EASY TO CUT WITH SELF-ADHESIVE CAPACITY ESPECIALLY WHEN DRY HEATED AND BREATHABLE MATERIAL PERFECT FOR TRAUMATIC AND ORTHOPEDIC CONDITIONS WHICH REQUIRE QUICK AND EASY ORTHOSIS ORANGE
11588 | 4224150903200 | THERMOPLASTIC TAPE THERAPEUTIC FABRICATION FABRIC LIKE SPLINTING MATERIAL 3M ROLL 3.0MMX30CM EXCELLENT ELASTICITY IN 2 DIRECTIONS AND EASY TO CUT WITH SELF-ADHESIVE CAPACITY ESPECIALLY WHEN DRY HEATED AND BREATHABLE MATERIAL PERFECT FOR TRAUMATIC AND ORTHOPEDIC CONDITIONS WHICH REQUIRE QUICK AND EASY ORTHOSIS BLUE
11589 | 4224151001500 | SPLINTING MATERIAL THERMOPLASTIC SHEET MODERATE STRETCHING LOW MEMORY RIGID NON STICK 1% PERFORATED APPROXIMATELY THICKNESS 2.4 MM SIZE 60 X 90 CM APPROXIMATELY WHITE OR BEIGE
11590 | 4224151001700 | "PADDING SHEET POLYETHYLENE FOAM BLACK VERY RIGID SIZE: 10 X 560 X 750 MM APPROXIMATELY"
11591 | 4224151001900 | "PADDING SHEET POLYETHYLENE FOAM CAUCASIAN COLOR SIZE 1000 X 750 X 3 MM THICKNESS APPROXIMATELY"
11592 | 4224151002100 | "PADDING SHEET POLYETHYLENE FOAM BLACK RIGID DENSITY NON - PERFORATED SIZE: 46 X 71 X 1 CM APPROXIMATELY"
11593 | 4224151002200 | POLYETHYLENE SHEET SIZE 2000 MM X 1000 MM THICKNESS 3 MM WHITE APPROXIMATELY
11594 | 4224151002300 | POLYETHYLENE SHEET SIZE 2000 MM X 1000 MM THICKNESS 4 MM WHITE APPROXIMATELY
11595 | 4224151002400 | POLYETHYLENE SHEET FLEXIBLE 1000 MM X 500 MM 1 MM THICK NATURAL APPROXIMATELY
11596 | 4224151002500 | POLYETHYLENE SHEET FLEXIBLE 1000 MM X 500 MM 2 MM THICK NATURAL APPROXIMATELY
11597 | 4224151002600 | "POLYFORM SHEET 2 MM THICK SKIN COLOR SIZE: 1 M X 1 M APPROXIMATELY"
11598 | 4224151002800 | "POLYFORM SHEET 5 MM THICK SKIN COLOR SIZE: 1 M X 1 M APPROXIMATELY"
11599 | 4224151002900 | "POLYFORM SHEET 6 MM THICK SKIN COLOR SIZE: 1 M X 1 M APPROXIMATELY"
11600 | 4224151003100 | "POLYPROPYLENE COPOLYMER SHEET NATURAL SIZE 2000 X 1000 X 3 MM APPROXIMATELY"
11601 | 4224151003200 | "POLYPROPYLENE COPOLYMER SHEET NATURAL SIZE 2000 X 1000 X 4 MM APPROXIMATELY"
11602 | 4224151003300 | SPLINT THUMB BRACE WITH ADJUSTABLE STRAP MADE OF THERMOPLASTIC SMALL RIGHT
11603 | 4224151003400 | SPLINT THUMB BRACE WITH ADJUSTABLE STRAP MADE OF THERMOPLASTIC MEDIUM RIGHT
11604 | 4224151003500 | SPLINT THUMB BRACE WITH ADJUSTABLE STRAP MADE OF THERMOPLASTIC LARGE RIGHT
11605 | 4224151003800 | SPLINT THUMB BRACE WITH ADJUSTABLE STRAP MADE OF THERMOPLASTIC SMALL LEFT
11606 | 4224151003900 | SPLINT THUMB BRACE WITH ADJUSTABLE STRAP MADE OF THERMOPLASTIC MEDIUM LEFT
11607 | 4224151004100 | SPLINT THUMB BRACE WITH ADJUSTABLE STRAP MADE OF THERMOPLASTIC LARGE LEFT
11608 | 4224151004500 | SPLINT ANTISPASTICITY HAND SPLINT THERMOPLASTIC RIGID MATERIAL GROOVE FOR FINGERS STRAP TO REST THE HAND ON THE SPLINT LEFT SIZE X-SMALL
11609 | 4224151004600 | SPLINT ANTISPASTICITY HAND SPLINT THERMOPLASTIC RIGID MATERIAL GROOVE FOR FINGERS STRAP TO REST THE HAND ON THE SPLINT LEFT ASSORTED SIZES
11610 | 4224151004700 | SPLINT ANTISPASTICITY HAND SPLINT THERMOPLASTIC RIGID MATERIAL GROOVE FOR FINGERS STRAP TO REST THE HAND ON THE SPLINT LEFT SIZE MEDIUM
11611 | 4224151004800 | SPLINT ANTISPASTICITY HAND SPLINT THERMOPLASTIC RIGID MATERIAL GROOVE FOR FINGERS STRAP TO REST THE HAND ON THE SPLINT LEFT SIZE SMALL
11612 | 4224151004900 | SPLINT ANTISPASTICITY HAND SPLINT THERMOPLASTIC RIGID MATERIAL GROOVE FOR FINGERS STRAP TO REST THE HAND ON THE SPLINT RIGHT SIZE X-SMALL
11613 | 4224151005100 | SPLINT ANTISPASTICITY HAND SPLINT THERMOPLASTIC RIGID MATERIAL GROOVE FOR FINGERS STRAP TO REST THE HAND ON THE SPLINT RIGHT ASSORTED SIZES
11614 | 4224151005200 | SPLINT ANTISPASTICITY HAND SPLINT THERMOPLASTIC RIGID MATERIAL GROOVE FOR FINGERS STRAP TO REST THE HAND ON THE SPLINT RIGHT SIZE MEDIUM
11615 | 4224151005300 | SPLINT ANTISPASTICITY HAND SPLINT THERMOPLASTIC RIGID MATERIAL GROOVE FOR FINGERS STRAP TO REST THE HAND ON THE SPLINT RIGHT SIZE SMALL
11616 | 4224151005900 | SPLINT FINGER DYNAMIC SPLINT THERMOPLASTIC MATERIAL SPLINT IS IN DORSAL SIDE THE SPLINT INCLUDES FIVE RUBBER BANDS AND FIVE SPRINGS LEFT SIZE X-SMALL
11617 | 4224151006000 | "POLYPROPYLENE COPOLYMER SHEET NATURAL SIZE 2000 X 1000 X 5 MM APPROXIMATELY"
11618 | 4224151006100 | SPLINT FINGER DYNAMIC SPLINT THERMOPLASTIC MATERIAL SPLINT IS IN DORSAL SIDE THE SPLINT INCLUDES FIVE RUBBER BANDS AND FIVE SPRINGS LEFT SIZE LARGE
11619 | 4224151006200 | SPLINT FINGER DYNAMIC SPLINT THERMOPLASTIC MATERIAL SPLINT IS IN DORSAL SIDE THE SPLINT INCLUDES FIVE RUBBER BANDS AND FIVE SPRINGS LEFT SIZE MEDIUM
11620 | 4224151006300 | SPLINT FINGER DYNAMIC SPLINT THERMOPLASTIC MATERIAL SPLINT IS IN DORSAL SIDE THE SPLINT INCLUDES FIVE RUBBER BANDS AND FIVE SPRINGS LEFT SIZE SMALL
11621 | 4224151006400 | SPLINT FINGER DYNAMIC SPLINT THERMOPLASTIC MATERIAL SPLINT IS IN DORSAL SIDE THE SPLINT INCLUDES FIVE RUBBER BANDS AND FIVE SPRINGS RIGHT SIZE LARGE
11622 | 4224151006500 | SPLINT FINGER DYNAMIC SPLINT THERMOPLASTIC MATERIAL SPLINT IS IN DORSAL SIDE THE SPLINT INCLUDES FIVE RUBBER BANDS AND FIVE SPRINGS RIGHT SIZE MEDIUM
11623 | 4224151006600 | SPLINT FINGER DYNAMIC SPLINT THERMOPLASTIC MATERIAL SPLINT IS IN DORSAL SIDE THE SPLINT INCLUDES FIVE RUBBER BANDS AND FIVE SPRINGS RIGHT SIZE SMALL
11624 | 4224151006700 | SPLINT FINGER DYNAMIC SPLINT THERMOPLASTIC MATERIAL SPLINT IS IN DORSAL SIDE THE SPLINT INCLUDES FIVE RUBBER BANDS AND FIVE SPRINGS RIGHT SIZE X-SMALL
11625 | 4224151006800 | "FLEXURE JOINT FOR AFO ALLOWS LIMITED MOVEMENT SIZE LARGE"
11626 | 4224151006900 | "FLEXURE JOINT FOR AFO ALLOWS LIMITED MOVEMENT SIZE MEDIUM"
11627 | 4224151007000 | "FLEXURE JOINT FOR AFO ALLOWS LIMITED MOVEMENT SIZE SMALL"
11628 | 4224151007100 | "THERMOFORMING SHEETS STREIFLEX COLOR ELASTIC THICKNESS 2 MM GOLDEN SIZE 1.115 X 900 MM APPROXIMATELY"
11629 | 4224151007200 | "THERMOFORMING SHEETS STREIFLEX COLOR ELASTIC THICKNESS 2 MM TRANSPARENT SIZE 1.115 X 900 MM APPROXIMATELY"
11630 | 4224151007300 | "THERMOFORMING SHEETS STREIFLEX COLOR ELASTIC THICKNESS 4 MM SILVER SIZE 1.115 X 900 MM APPROXIMATELY"
11631 | 4224151007400 | "THERMOFORMING SHEETS STREIFLEX COLOR ELASTIC THICKNESS 4 MM NEON GREEN SIZE 1.115 X 900 MM APPROXIMATELY"
11632 | 4224151007500 | "THERMOFORMING SHEETS STREIFLEX COLOR ELASTIC THICKNESS 4 MM LIGHT BLUE SIZE 1.115 X 900 MM APPROXIMATELY"
11633 | 4224151007600 | "THERMOPLASTIC SHEET CLEAR (ANTIBACTERIAL) FOR THE FABRICATION OF SELF - SUPPORTING CHECK SOCKETS SHEET LENGTH 400 MM WIDTH 400 MM THICKNESS 8 MM APPROXIMATELY"
11634 | 4224151007700 | "POLYETHYLENE SHEET SIZE 2000 MM X 1000 MM THICKNESS 2 MM WHITE APPROXIMATELY"
11635 | 4224151007800 | "PADDING SHEET POLYETHYLENE FOAM CAUCASIAN COLOR 1000 X 1000 2 MM THICKNESS APPROXIMATELY"
11636 | 4224151007900 | "PADDING SHEET POLYETHYLENE FOAM CAUCASIAN COLOR 1000 X 1000 3 MM THICKNESS APPROXIMATELY"
11637 | 4224151008000 | "PADDING SHEET POLYETHYLENE FOAM CAUCASIAN COLOR 1000 X 1000 4 MM THICKNESS APPROXIMATELY"
11638 | 4224151008200 | "PADDING SHEET POLYETHYLENE FOAM CAUCASIAN COLOR 1000 X 1000 6 MM THICKNESS APPROXIMATELY"
11639 | 4224151008300 | "THERMOPLASTIC MATERIAL HOMOGENEOUS WITH HIGH RIGIDITY WORKING TEMPERATURE 165 DEGREES CAUCASIAN COLOR 2000 X 1000 X 2 MM APPROXIMATELY"
11640 | 4224151008500 | SPLINTING MATERIAL THERMOPLASTIC SHEET MODERATE STRETCHING HIGH MEMORY NON STICK 1% PERFORATED APPROXIMATELY THICKNESS 3.2 MM SIZE 60 X 90 CM APPROXIMATELY WHITE OR BEIGE
11641 | 4224151008600 | "PADDING SHEET POLYETHYLENE FOAM WHITE SIZE: 150 MM X 100 MM X 3 MM APPROXIMATELY"
11642 | 4224151008700 | "ELASTIC THERMO - FORMING SHEET STREIFYFLEX COLOR NEON YELLOW THICKNESS 2 MM SIZE: 1.115 X 900 MM APPROXIMATELY"
11643 | 4224151008800 | "THERMOPLASTIC SHEET POLYPROPYLENE COPOLYMER POSSIBLE APPLICATIONS ANKLE - FOOT - ORTHOSIS KNEE - ANKLE - FOOT - ORTHOSIS FOS TLSOS LENGTH 2000 MM WIDTH 1000 MM THICKNESS 2 MM APPROXIMATELY"
11644 | 4224151008900 | "THERMOPLASTIC SHEET POLYPROPYLENE COPOLYMER POSSIBLE APPLICATIONS ANKLE - FOOT - ORTHOSIS KNEE - ANKLE - FOOT - ORTHOSIS FOS TLSOS LENGTH 2000 MM WIDTH 1000 MM THICKNESS 3 MM APPROXIMATELY"
11645 | 4224151009000 | "THERMOPLASTIC SHEET POLYPROPYLENE COPOLYMER POSSIBLE APPLICATIONS ANKLE - FOOT - ORTHOSIS KNEE - ANKLE - FOOT - ORTHOSIS FOS TLSOS LENGTH 2000 MM WIDTH 1000 MM THICKNESS 4 MM APPROXIMATELY"
11646 | 4224151009100 | "THERMOPLASTIC SHEET POLYPROPYLENE COPOLYMER POSSIBLE APPLICATIONS ANKLE - FOOT - ORTHOSIS KNEE - ANKLE - FOOT - ORTHOSIS FOS TLSOS LENGTH 2000 MM WIDTH 1000 MM THICKNESS 5 MM APPROXIMATELY"
11647 | 4224151009200 | SPLINTING MATERIAL THERMOPLASTIC SHEET HIGH STRETCHING HIGH MEMORY NON STICK NON PERFORATED THICKNESS 1.6 MM SIZE 45 X 60 CM APPROXIMATELY WHITE OR BEIGE
11648 | 4224151009300 | SPLINTING MATERIAL THERMOPLASTIC SHEET HIGH STRETCHING HIGH MEMORY NON STICK NON PERFORATED THICKNESS 2.2 MM SIZE 45 X 60 CM APPROXIMATELY BEIGE
11649 | 4224151009400 | SPLINTING MATERIAL THERMOPLASTIC SHEET HIGH STRETCHING HIGH MEMORY NON STICK NON PERFORATED THICKNESS 3.2 MM SIZE 60 X 90 CM APPROXIMATELY WHITE OR BEIGE
11650 | 4224151009500 | SPLINTING MATERIAL THERMOPLASTIC SHEET LOW STRETCHING LOW MEMORY NON STICK SOFT NON PERFORATED THICKNESS 3.2 MM SIZE 60 X 90 CM APPROXIMATELY WHITE OR BEIGE
11651 | 4224151009600 | SPLINTING MATERIAL THERMOPLASTIC SHEET LOW STRETCHING LOW MEMORY NON STICK RIGID 1% PERFORATED APPROXIMATELY THICKNESS 3.2 MM SIZE 60 X 90 CM APPROXIMATELY WHITE OR BEIGE
11652 | 4224151009700 | SPLINTING MATERIAL THERMOPLASTIC SHEET LOW STRETCHING LOW MEMORY NON STICK RIGID 1% PERFORATED APPROXIMATELY THICKNESS 4.2 MM SIZE 60 X 90 CM APPROXIMATELY WHITE OR BEIGE
11653 | 4224151009800 | SPLINTING MATERIAL THERMOPLASTIC SHEET LOW STRETCHING LOW MEMORY NON STICK RIGID NON PERFORATED THICKNESS 3.2 MM SIZE 60 X 90 CM APPROXIMATELY WHITE OR BEIGE
11654 | 4224151010100 | SPLINTING MATERIAL THERMOPLASTIC SHEET LOW STRETCHING LOW MEMORY STICK RIGID NON PERFORATED THICKNESS 2.4 MM SIZE 45 X 60 CM APPROXIMATELY
11655 | 4224151010200 | SPLINTING MATERIAL THERMOPLASTIC SHEET LOW STRETCHING LOW MEMORY STICK RIGID 19% PERFORATED THICKNESS 2.4 MM SIZE 45 X 60 CM APPROXIMATELY
11656 | 4224151010300 | SPLINTING MATERIAL THERMOPLASTIC SHEET LOW STRETCHING LOW MEMORY STICK RIGID NON PERFORATED THICKNESS 3.2 MM SIZE 45 X 60 CM APPROXIMATELY
11657 | 4224151010400 | SPLINTING MATERIAL THERMOPLASTIC SHEET LOW STRETCHING LOW MEMORY STICK RIGID 1% PERFORATED THICKNESS 3.2 MM SIZE 45 X 60 CM APPROXIMATELY WHITE OR BEIGE
11658 | 4224151010500 | SPLINTING ACCESSORIES STRIPS PRE-CUT NON-STICK SMOOTH EDGES CUT THICKNESS 3.4MM SIZE: 45 X 2 CM BLUE
11659 | 4224151010600 | SPLINTING ACCESSORIES STRIPS PRE-CUT NON-STICK THICKNESS 2.0 MM SIZE: 45 X 0.5 CM GOLD AND SILVER
11660 | 4224151010700 | SPLINTING MATERIAL THERMOPLASTIC SHEET LOW STRETCHING HIGH MEMORY STICK NON PERFORATED APPROXIMATELY THICKNESS 1.6MM SIZE 30 X 45 CM APPROXIMATELY WHITE OR BEIGE
11661 | 4224151010800 | SPLINTING MATERIAL THERMOPLASTIC SHEET MODERATE STRETCHING MODERATE DRAPING MODERATE MEMORY STICK RIGID 1% PERFORATED APPROXIMATELY THICKNESS 3.2 MM SIZE 60 X 90 CM APPROXIMATELY WHITE
11662 | 4224151010900 | SPLINTING MATERIAL THERMOPLASTIC SHEET MODERATE STRETCHING HIGH MEMORY STICK RIGID NON PERFORATED THICKNESS 3.2 MM SIZE 45 X 60 CM APPROXIMATELY 4 SHEETS/CASE
11663 | 4224151011100 | SPLINTING MATERIAL THERMOPLASTIC SHEET LOW STRETCHING LOW DRAPING RIGID NON PERFORATED THICKNESS 3.2 MM SIZE 60 X 90 CM APPROXIMATELY WHITE
11664 | 4224151011200 | SPLINTING MATERIAL THERMOPLASTIC SHEET RUBBER BASE LOW STRETCHING LOW MEMORY RIGID NON PERFORATED THICKNESS 3.2 MM SIZE 60 X 90 CM APPROXIMATELY WHITE
11665 | 4224151011300 | SPLINTING MATERIAL THERMOPLASTIC SHEET RUBBER BASE LOW STRETCHING LOW MEMORY 1% PERFORATED APPROXIMATELY THICKNESS 3.2 MM SIZE 60 X 90 CM APPROXIMATELY WHITE OR BEIGE
11666 | 4224151011600 | SPLINTING MATERIAL THERMOPLASTIC SHEET LOW STRETCHING HIGH MEMORY NON STICK NON PERFORATED THICKNESS 3.2 MM SIZE 45 X 60 CM APPROXIMATELY WHITE OR BEIGE
11667 | 4224151011700 | SPLINTING MATERIAL THERMOPLASTIC SHEET LOW STRETCHING HIGH MEMORY NON STICK NON PERFORATED THICKNESS 1.6 MM SIZE 45 X 60 CM APPROXIMATELY WHITE OR BEIGE
11668 | 4224151011800 | SPLINTING MATERIAL THERMOPLASTIC SHEET LOW STRETCHING HIGH MEMORY NON STICK 13% PERFORATED APPROXIMATELY THICKNESS 1.6 MM SIZE 45 X 60 CM APPROXIMATELY WHITE OR BEIGE
11669 | 4224151011900 | SPLINTING MATERIAL THERMOPLASTIC SHEET MODERATE STRETCHING HIGH MEMORY NON STICK 19% PERFORATED APPROXIMATELY THICKNESS 1.6 MM SIZE 45 X 60 CM APPROXIMATELY WHITE OR BEIGE
11670 | 4224151012000 | SPLINTING MATERIAL THERMOPLASTIC SHEET MODERATE STRETCHING HIGH MEMORY NON STICK 19% PERFORATED APPROXIMATELY THICKNESS 2.4 MM SIZE 45 X 60 CM APPROXIMATELY WHITE OR BEIGE
11671 | 4224151012100 | SPLINTING MATERIAL THERMOPLASTIC SHEET MODERATE STRETCHING HIGH MEMORY NON STICK NON PERFORATED THICKNESS 2.4 MM SIZE 45 X 60 CM APPROXIMATELY WHITE OR BEIGE
11672 | 4224151012200 | SPLINTING MATERIAL THERMOPLASTIC SHEET MODERATE STRETCHING HIGH MEMORY NON STICK 38% PERFORATED APPROXIMATELY THICKNESS 2.4 MM SIZE 45 X 60 CM APPROXIMATELY WHITE OR BEIGE
11673 | 4224151012300 | SPLINTING MATERIAL THERMOPLASTIC SHEET MODERATE STRETCHING HIGH MEMORY NON STICK 19% PERFORATED APPROXIMATELY THICKNESS 3.2 MM SIZE 45 X 60 CM APPROXIMATELY WHITE OR BEIGE
11674 | 4224151012600 | SPLINTING MATERIAL THERMOPLASTIC SHEET MODERATE STRETCHING HIGH MEMORY NON STICK 19% PERFORATED APPROXIMATELY THICKNESS 2.4 MM SIZE 45 X 60 CM APPROXIMATELY PURPLE
11675 | 4224151012700 | SPLINTING MATERIAL THERMOPLASTIC SHEET LOW STRETCHING HIGH MEMORY NON STICK HIGH DRAPING NON PERFORATED THICKNESS 3.2 MM SIZE 45 X 60 CM APPROXIMATELY WHITE
11676 | 4224151013200 | SPLINTING MATERIAL THERMOPLASTIC SHEET LOW STRETCHING LOW MEMORY STICK RIGID 1% PERFORATED APPROXIMATELY THICKNESS 1.6 MM SIZE 30 X 45 CM APPROXIMATELY WHITE
11677 | 4224151013300 | SPLINTING MATERIAL THERMOPLASTIC SHEET LOW STRETCHING LOW MEMORY STICK RIGID NON PERFORATED THICKNESS 1.6 MM SIZE 30 X 45 CM APPROXIMATELY BEIGE
11678 | 4224151013400 | SPLINTING MATERIAL THERMOPLASTIC SHEET LOW STRETCHING LOW MEMORY LOW DRAPING RIGID STICK NON PERFORATED THICKNESS 3.2 MM SIZE 45 X 60 CM APPROXIMATELY WHITE
11679 | 4224151013500 | SPLINTING MATERIAL THERMOPLASTIC SHEET MODERATE DRAPING HIGH MEMORY STICK RIGID 1% PERFORATED APPROXIMATELY THICKNESS 3.2 MM SIZE 45 X 60 CM APPROXIMATELY WHITE
11680 | 4224151013800 | SPLINTING MATERIAL THERMOPLASTIC SHEET HIGH STRETCHING HIGH MEMORY NON STICK 38% PERFORATED APPROXIMATELY THICKNESS 2.0 MM SIZE 45 X 60 CM APPROXIMATELY GOLD
11681 | 4224151014000 | SPLINTING MATERIAL THERMOPLASTIC SHEET HIGH STRETCHING HIGH MEMORY NON STICK 38% PERFORATED APPROXIMATELY THICKNESS 2.0 MM SIZE 45 X 60 CM APPROXIMATELY BLUE
11682 | 4224151014200 | SPLINTING MATERIAL THERMOPLASTIC SHEET HIGH STRETCHING HIGH MEMORY RIGID NON PERFORATED THICKNESS 3.2 MM SIZE 45 X 60 CM APPROXIMATELY
11683 | 4224151014300 | SPLINTING MATERIAL THERMOPLASTIC SHEET HIGH STRETCHING HIGH MEMORY RIGID 1% PERFORATED APPROXIMATELY THICKNESS 3.2 MM SIZE 45 X 60 CM APPROXIMATELY
11684 | 4224151014400 | SPLINTING MATERIAL THERMOPLASTIC SHEET LOW STRETCHING MODERATE MEMORY LOW DRAPING RIGID NON PERFORATED THICKNESS 3.0 MM SIZE 60 X 90 CM APPROXIMATELY
11685 | 4224151014500 | SPLINTING MATERIAL THERMOPLASTIC SHEET LOW STRETCHING MODERATE MEMORY LOW DRAPING RIGID 38% PERFORATED APPROXIMATELY THICKNESS 3.0 MM SIZE 60 X 90 CM APPROXIMATELY
11686 | 4224151014600 | SPLINTING MATERIAL THERMOPLASTIC SHEET HIGH STRETCHING MODERATE MEMORY NON STICK 38% PERFORATED APPROXIMATELY THICKNESS 2.4 MM SIZE 45 X 60 CM APPROXIMATELY
11687 | 4224151014800 | "CAP FOR THERMOFORMABLE ANKLE JOINTS SELF ALIGN ALONG MEDIAL LATERAL AXES HIGH STRENGTH INNER FILAMENT CORE EASY TO FABRICATE DURABLE MEDIAL/LATERAL CONTROL MOTION LIMITING"
11688 | 4224151014900 | "PADDING SHEET POLYETHYLENE FOAM CAUCASIAN COLOR 1000 X 1000 X 8 MM THICKNESS APPROXIMATELY"
11689 | 4224151015000 | PEDILIN OR EQUIVALENT PERFORATED H3 CAUCASIAN COLOR 1000 X 1000 X 3 MM THICKNESS APPROXIMATELY
11690 | 4224151015100 | PEDILIN OR EQUIVALENT PERFORATED H4 CAUCASIAN COLOR 1000 X 1000 X 4 MM THICKNESS APPROXIMATELY
11691 | 4224151015200 | PEDILIN OR EQUIVALENT PERFORATED H5 CAUCASIAN COLOR 1000 X 1000 X 5 MM THICKNESS APPROXIMATELY
11692 | 4224151015300 | PEDILIN OR EQUIVALENT PERFORATED H6 CAUCASIAN COLOR 1000 X 1000 X 6 MM THICKNESS APPROXIMATELY
11693 | 4224151015400 | "THERMOPLASTIC SHEET POLYETHYLENE LENGTH 2000 MM APPROXIMATELY WIDTH 1000 MM APPROXIMATELY THICKNESS 3 MM"
11694 | 4224151015500 | "THERMOPLASTIC SHEET POLYETHYLENE LENGTH 2000 MM APPROXIMATELY WIDTH 1000 APPROXIMATELY MM THICKNESS 6 MM"
11695 | 4224151015600 | "THERMOPLASTIC SHEET ANTIBACTERIAL POLYETHYLENE TEREPHTHALATE GLYCOL (PETG) LENGTH 400 MM APPROXIMATELY WIDTH 400 MM APPROXIMATELY THICKNESS 3 MM"
11696 | 4224151015700 | "THERMOPLASTIC SHEET ANTIBACTERIAL POLYETHYLENE TEREPHTHALATE GLYCOL (PETG) LENGTH 400 MM APPROXIMATELY WIDTH 400 MM APPROXIMATELY THICKNESS 5 MM"
11697 | 4224151015800 | "THERMOPLASTIC SHEET ANTIBACTERIAL POLYPROPYLENE LENGTH 2000 MM APPROXIMATELY WIDTH 1000 MM APPROXIMATELY THICKNESS 4 MM"
11698 | 4224151015900 | "THERMOPLASTIC SHEET ANTIBACTERIAL OR EQUIVALENT POLYPROPYLENE LENGTH 2000 MM APPROXIMATELY WIDTH 1000 MM APPROXIMATELY THICKNESS 5 MM"
11699 | 4224151016000 | "THERMOPLASTIC SHEET ANTIBACTERIAL POLYPROPYLENE HOMOPOLYMER LENGTH 2000 MM APPROXIMATELY WIDTH 1000 MM APPROXIMATELY THICKNESS 6 MM"
11700 | 4224151016100 | SPLINTING MATERIAL THERMOPLASTIC SHEET MODERATE STRETCHING HIGH MEMORY NON STICK 38% PERFORATED APPROXIMATELY THICKNESS 3.2 MM SIZE 45 X 60 CM APPROXIMATELY
11701 | 4224151016800 | THERMOPLASTIC TAPE THERAPEUTIC FABRICATION FABRIC LIKE SPLINTING MATERIAL 3M ROLL 1.8MMX3CM EXCELLENT ELASTICITY IN 2 DIRECTIONS AND EASY TO CUT WITH SELF-ADHESIVE CAPACITY ESPECIALLY WHEN DRY HEATED AND BREATHABLE MATERIAL PERFECT FOR TRAUMATIC AND ORTHOPEDIC CONDITIONS WHICH REQUIRE QUICK AND EASY ORTHOSIS. BLUE.
11702 | 4224151016900 | THERMOPLASTIC TAPE THERAPEUTIC FABRICATION FABRIC LIKE SPLINTING MATERIAL 3M ROLL 1.8MMX3CM EXCELLENT ELASTICITY IN 2 DIRECTIONS AND EASY TO CUT WITH SELF-ADHESIVE CAPACITY ESPECIALLY WHEN DRY HEATED AND BREATHABLE MATERIAL PERFECT FOR TRAUMATIC AND ORTHOPEDIC CONDITIONS WHICH REQUIRE QUICK AND EASY ORTHOSIS. BLACK.
11703 | 4224151017000 | THERMOPLASTIC TAPE THERAPEUTIC FABRICATION FABRIC LIKE SPLINTING MATERIAL 3M ROLL 1.8MMX6CM EXCELLENT ELASTICITY IN 2 DIRECTIONS AND EASY TO CUT WITH SELF-ADHESIVE CAPACITY ESPECIALLY WHEN DRY HEATED AND BREATHABLE MATERIAL PERFECT FOR TRAUMATIC AND ORTHOPEDIC CONDITIONS WHICH REQUIRE QUICK AND EASY ORTHOSIS. BLUE.
11704 | 4224151017100 | THERMOPLASTIC TAPE THERAPEUTIC FABRICATION FABRIC LIKE SPLINTING MATERIAL 3M ROLL 3.0MMX6CM EXCELLENT ELASTICITY IN 2 DIRECTIONS AND EASY TO CUT WITH SELF-ADHESIVE CAPACITY ESPECIALLY WHEN DRY HEATED AND BREATHABLE MATERIAL PERFECT FOR TRAUMATIC AND ORTHOPEDIC CONDITIONS WHICH REQUIRE QUICK AND EASY ORTHOSIS. BLUE.
11705 | 4224151017200 | THERMOPLASTIC TAPE THERAPEUTIC FABRICATION FABRIC LIKE SPLINTING MATERIAL 3M ROLL 1.8MMX6CM EXCELLENT ELASTICITY IN 2 DIRECTIONS AND EASY TO CUT WITH SELF-ADHESIVE CAPACITY ESPECIALLY WHEN DRY HEATED AND BREATHABLE MATERIAL PERFECT FOR TRAUMATIC AND ORTHOPEDIC CONDITIONS WHICH REQUIRE QUICK AND EASY ORTHOSIS. BLACK.
11706 | 4224151017300 | THERMOPLASTIC TAPE THERAPEUTIC FABRICATION FABRIC LIKE SPLINTING MATERIAL 3M ROLL 3.0MMX6CM EXCELLENT ELASTICITY IN 2 DIRECTIONS AND EASY TO CUT WITH SELF-ADHESIVE CAPACITY ESPECIALLY WHEN DRY HEATED AND BREATHABLE MATERIAL PERFECT FOR TRAUMATIC AND ORTHOPEDIC CONDITIONS WHICH REQUIRE QUICK AND EASY ORTHOSIS. BLACK.
11707 | 4224151017400 | THERMOPLASTIC TAPE THERAPEUTIC FABRICATION FABRIC LIKE SPLINTING MATERIAL 3M ROLL 1.8MMX6CM EXCELLENT ELASTICITY IN 2 DIRECTIONS AND EASY TO CUT WITH SELF-ADHESIVE CAPACITY ESPECIALLY WHEN DRY HEATED AND BREATHABLE MATERIAL PERFECT FOR TRAUMATIC AND ORTHOPEDIC CONDITIONS WHICH REQUIRE QUICK AND EASY ORTHOSIS. ORANGE.
11708 | 4224151017500 | THERMOPLASTIC TAPE THERAPEUTIC FABRICATION FABRIC LIKE SPLINTING MATERIAL 3M ROLL 3.0MMX6CM EXCELLENT ELASTICITY IN 2 DIRECTIONS AND EASY TO CUT WITH SELF-ADHESIVE CAPACITY ESPECIALLY WHEN DRY HEATED AND BREATHABLE MATERIAL PERFECT FOR TRAUMATIC AND ORTHOPEDIC CONDITIONS WHICH REQUIRE QUICK AND EASY ORTHOSIS. ORANGE.
11709 | 4224151017600 | THERMOPLASTIC TAPE THERAPEUTIC FABRICATION FABRIC LIKE SPLINTING MATERIAL 3M ROLL 3.0MMX12CM EXCELLENT ELASTICITY IN 2 DIRECTIONS AND EASY TO CUT WITH SELF-ADHESIVE CAPACITY ESPECIALLY WHEN DRY HEATED AND BREATHABLE MATERIAL PERFECT FOR TRAUMATIC AND ORTHOPEDIC CONDITIONS WHICH REQUIRE QUICK AND EASY ORTHOSIS. BLUE.
11710 | 4224151017700 | THERMOPLASTIC TAPE THERAPEUTIC FABRICATION FABRIC LIKE SPLINTING MATERIAL 3M ROLL 3.0MMX12CM EXCELLENT ELASTICITY IN 2 DIRECTIONS AND EASY TO CUT WITH SELF-ADHESIVE CAPACITY ESPECIALLY WHEN DRY HEATED AND BREATHABLE MATERIAL PERFECT FOR TRAUMATIC AND ORTHOPEDIC CONDITIONS WHICH REQUIRE QUICK AND EASY ORTHOSIS. BLACK.
11711 | 4224151020300 | "THERMOPLASTIC SHEET CLEAR FOR THE FABRICATION OF SELF-SUPPORTING CHECK SOCKETS SHEET TRANSPARENCY OF THE CHECK SOCKET TO FACILITATES PRECISE VERIFICATION OF THE FIT AND SKIN LENGTH 400 MM WIDTH 400 MM THICKNESS 10 MM APPROXIMATELY"
11712 | 4224151020400 | "THERMOPLASTIC SHEET CLEAR FOR THE FABRICATION OF SELF-SUPPORTING CHECK SOCKETS SHEET TRANSPARENCY OF THE CHECK SOCKET TO FACILITATES PRECISE VERIFICATION OF THE FIT AND SKIN LENGTH 400 MM WIDTH 400 MM THICKNESS 12 MM APPROXIMATELY"
11713 | 4224151020500 | "THERMOPLASTIC SHEET CLEAR FOR THE FABRICATION OF SELF-SUPPORTING CHECK SOCKETS SHEET TRANSPARENCY OF THE CHECK SOCKET TO FACILITATES PRECISE VERIFICATION OF THE FIT AND SKIN LENGTH 400 MM WIDTH 400 MM THICKNESS 15 MM APPROXIMATELY"
11714 | 4224151020600 | "THERMOPLASTIC SHEET CLEAR FOR THE FABRICATION OF SELF-SUPPORTING CHECK SOCKETS SHEET TRANSPARENCY OF THE CHECK SOCKET TO FACILITATES PRECISE VERIFICATION OF THE FIT AND SKIN LENGTH 400 MM WIDTH 400 MM THICKNESS 20 MM APPROXIMATELY"
11715 | 4224151020700 | "THERMOPLASTIC SHEET RIGID FOR FABRICATING SELF-SUPPORTING CHECK SOCKETS FOR TT TF AND HD WITH GOOD FRACTURE RESISTANCE HIGH STIFFNESS HIGH THERMOPLASTIC DIMENSIONAL STABILITY HIGH RESISTANCE AGAINST THE FORMATION OF STRESS CRACKS LENGTH 400 MM WIDTH 400 MM THICKNESS 8 MM APPROXIMATELY"
11716 | 4224151020800 | "THERMOPLASTIC SHEET SILVERSHIELD FOR FABRICATING FLEXIBLE INNER SOCKETS IN LOWER LIMB PROSTHETICS ANTIBACTERIAL EFFECT VERY HIGH FLEXIBILITY LENGTH 400 MM WIDTH 400 MM THICKNESS 9 MM APPROXIMATELY"
11717 | 4224151020900 | "THERMOPLASTIC SHEET SILVERSHIELD FOR FABRICATING FLEXIBLE INNER SOCKETS IN LOWER LIMB PROSTHETICS ANTIBACTERIAL EFFECT VERY HIGH FLEXIBILITY LENGTH 400 MM WIDTH 400 MM THICKNESS 12 MM APPROXIMATELY"
11718 | 4224151021000 | "THERMOPLASTIC SHEET SILVERSHIELD FOR FABRICATING FLEXIBLE INNER SOCKETS IN LOWER LIMB PROSTHETICS ANTIBACTERIAL EFFECT VERY HIGH FLEXIBILITY LENGTH 400 MM WIDTH 400 MM THICKNESS 16 MM APPROXIMATELY"
11719 | 4224151021100 | "THERMOPLASTIC SHEET SOFT FOR FABRICATING FLEXIBLE INNER PROSTHETIC SOCKETS IN LOWER LIMB PROSTHETICS HIGH FLEXIBILITY HIGH SURFACE QUALITY CAN BE SUBSEQUENTLY THERMOFORMED COMFORTABLE TO WEAR WASHABLE LENGTH 400 MM WIDTH 400 MM THICKNESS 10 MM APPROXIMATELY"
11720 | 4224151021200 | "THERMOPLASTIC SHEET SOFT FOR FABRICATING FLEXIBLE INNER PROSTHETIC SOCKETS IN LOWER LIMB PROSTHETICS HIGH FLEXIBILITY HIGH SURFACE QUALITY CAN BE SUBSEQUENTLY THERMOFORMED COMFORTABLE TO WEAR WASHABLE LENGTH 400 MM WIDTH 400 MM THICKNESS 15 MM APPROXIMATELY"
11721 | 4224151021300 | "THERMOPLASTIC SHEET SUPRA SOFT FOR FABRICATING HIGHLY FLEXIBLE SOFT-WALLED INNER SOCKETS FOR THE THIGH VERY HIGH FLEXIBILITY AND MORE COMFORTABLE SOCKET BRIMS HIGH SURFACE QUALITY COMFORTABLE TO WEAR WASHABLE LENGTH 400 MM WIDTH 400 MM THICKNESS 10 MM APPROXIMATELY"
11722 | 4224151021400 | "THERMOPLASTIC SHEET SUPRA SOFT FOR FABRICATING HIGHLY FLEXIBLE SOFT-WALLED INNER SOCKETS FOR THE THIGH VERY HIGH FLEXIBILITY AND MORE COMFORTABLE SOCKET BRIMS HIGH SURFACE QUALITY COMFORTABLE TO WEAR WASHABLE LENGTH 400 MM WIDTH 400 MM THICKNESS 12 MM APPROXIMATELY"
11723 | 4224151021500 | "THERMOPLASTIC SHEET SUPRA SOFT FOR FABRICATING HIGHLY FLEXIBLE SOFT-WALLED INNER SOCKETS FOR THE THIGH VERY HIGH FLEXIBILITY AND MORE COMFORTABLE SOCKET BRIMS HIGH SURFACE QUALITY COMFORTABLE TO WEAR WASHABLE LENGTH 400 MM WIDTH 400 MM THICKNESS 15 MM APPROXIMATELY"
11724 | 4224151021600 | "THERMOPLASTIC SHEET SUPRA SOFT WITH SILICONE FOR FABRICATING HIGHLY FLEXIBLE SOFT-WALLED INNER SOCKETS FOR THE THIGH VERY HIGH FLEXIBILITY COMFORTABLE SOCKET BRIMS HIGH SURFACE QUALITY COMFORTABLE TO WEAR EASY TO SAND WASHABLE LENGTH 400 MM WIDTH 400 MM THICKNESS 9 MM APPROXIMATELY"
11725 | 4224151021700 | "THERMOPLASTIC SHEET SUPRA SOFT WITH SILICONE FOR FABRICATING HIGHLY FLEXIBLE SOFT-WALLED INNER SOCKETS FOR THE THIGH VERY HIGH FLEXIBILITY COMFORTABLE SOCKET BRIMS HIGH SURFACE QUALITY COMFORTABLE TO WEAR EASY TO SAND WASHABLE LENGTH 400 MM WIDTH 400 MM THICKNESS 12 MM APPROXIMATELY"
11726 | 4224151021800 | "THERMOPLASTIC SHEET CLEAR FOR THE FABRICATION OF SELF-SUPPORTING CHECK SOCKETS SHEET TRANSPARENCY OF THE CHECK SOCKET TO FACILITATES PRECISE VERIFICATION OF THE FIT AND SKIN LENGTH 400 MM WIDTH 400 MM THICKNESS 8 MM APPROXIMATELY"
11727 | 4224151021900 | "THERMOPLASTIC SHEET RIGID FOR FABRICATING SELF-SUPPORTING CHECK SOCKETS FOR TT TF AND HD WITH GOOD FRACTURE RESISTANCE HIGH STIFFNESS HIGH THERMOPLASTIC DIMENSIONAL STABILITY HIGH RESISTANCE AGAINST THE FORMATION OF STRESS CRACKS LENGTH 400 MM WIDTH 400 MM THICKNESS 10 MM APPROXIMATELY"
11728 | 4224151022000 | "THERMOPLASTIC SHEET RIGID FOR FABRICATING SELF-SUPPORTING CHECK SOCKETS FOR TT TF AND HD WITH GOOD FRACTURE RESISTANCE HIGH STIFFNESS HIGH THERMOPLASTIC DIMENSIONAL STABILITY HIGH RESISTANCE AGAINST THE FORMATION OF STRESS CRACKS LENGTH 400 MM WIDTH 400 MM THICKNESS 12 MM APPROXIMATELY"
11729 | 4224151022100 | "THERMOPLASTIC SHEET RIGID FOR FABRICATING SELF-SUPPORTING CHECK SOCKETS FOR TT TF AND HD WITH GOOD FRACTURE RESISTANCE HIGH STIFFNESS HIGH THERMOPLASTIC DIMENSIONAL STABILITY HIGH RESISTANCE AGAINST THE FORMATION OF STRESS CRACKS LENGTH 400 MM WIDTH 400 MM THICKNESS 15 MM APPROXIMATELY"
11730 | 4224151100000 | KIT TRACTION KIT SKIN HYPOALLERGENIC NON-ADHESIVE FOR CHILDREN
11731 | 4224151100100 | KIT TRACTION KIT SKIN HYPOALLERGENIC NON-ADHESIVE FOR ADULT
11732 | 4224151100600 | TRANS-VAGINAL MID-URETHRAL SLING TAPE KIT POLYPROPYLENE MESH 5 MM WITH DELIVERY DEVICE STERILE
11733 | 4224151100700 | KIT TURN OVER AND CLEAN UP
11734 | 4224151100800 | KIT VAGINAL EXAMINATION 1 - BOWL RECEIVER 500 ML 10 COTTON WOOL BALLS 1 SANITARY TOWEL 1 PAPER HAND TOWEL 1 SHEET FOLDED 80 X 90 CM 1 OUTER WRAP STERILE
11735 | 4224151101400 | KNIFE FOR URETHRAL COLD SICKLE SHAPE DISPOSABLE STERILE
11736 | 4224151101500 | KNIFE NAKAGAWA SERRATED L4.3 INCHES (11.0 CM) DISPOSABLE STERILE
11737 | 4224151101600 | KNIFE SONIC CONTROL SERRATED L4.3 INCHES (11.0 CM) DISPOSABLE STERILE
11738 | 4224151300200 | CAST MANAGEMENT BOX INCLUDING 3 CAST CUTTERS (SMALL MEDIUM LARGE) 2 CAST SPREADERS (SMALL LARGE) 3 CAST SCISSORS (MEDIUM LARGE) 3 HAND CAST KNIFE 10 LISTER BANDAGE SCISSORS (SMALL AND LARGE) ORTHOPEDIC
11739 | 4224151800000 | "PROSTHETIC KNEE PNEUMATIC SWING PHASE CONTROL 4-BAR GEOMETRY TRANSFEMORAL AND KNEE DISARTICULATION AMPUTEES STANCE PHASE STABILITY HIGHER DEGREE OF FLEXION AND EXTENSION ADJUSTABLE STANCE SETTINGS FOR INDIVIDUAL SMOOTH AND COMFORTABLE SWING PHASE FOR VARIABLE WALKING SPEEDS MODERATE TO HIGH IMPACT LEVEL MAX USER WEIGHT 125KG K-LEVEL: K2 AND K3"
11740 | 4224151800100 | "PROSTHETIC MODULAR POLYCENTRIC KNEE JOINT WITH PNEUMATIC SWING PHASE CONTROL ""PYRAMID ADAPTER (10 DEGREE INCLINED)"" WIDE FLEXION ANGLE OF 170 DEGREE AND THE LIGHT WEIGHT AND HIGH COMFORT STANCE PHASE IS SECURED DUE TO THE 4-AXIS JOINT DESIGN POWER DUAL-CHAMBER PNEUMATICS WITH INTEGRATED EXTENSION ASSIST SPRING ENSURE HARMONIOUS PENDULUM MOVEMENTS OF THE PROSTHETIC LOWER LEG EVEN AT HIGHER WALKING SPEEDS MODERN POLYCENTRIC STRUCTURE RELIABLY STABILIZES THE KNEE JOINT DURING STANCE PHASE AND PROVIDES FOR INCREASED GROUND CLEARANCE DURING THE SWING PHASE EASY INITIATION OF THE SWING PHASE HARMONIOUS EXTENSION STOP FLEXION AND EXTENSION DAMPING ARE INDIVIDUALLY ADJUSTABLE INCLINED PYRAMID ADAPTER ROTATABLE SOCKET ADAPTER WITH PYRAMID RECEIVER TUBE ADAPTER AND COSMETIC FOAM MAXIMUM WEIGHT OF THE KNEE JOINT: 795 GRAMS APPROXIMATELY"
11741 | 4224151800200 | "PROSTHETIC MODULAR POLYCENTRIC KNEE JOINT WITH PNEUMATIC SWING PHASE CONTROL ""PYRAMID ADAPTER (10 DEGREE INCLINED)"" WIDE FLEXION ANGLE OF 170 DEGREE AND THE LIGHT WEIGHT AND HIGH COMFORT STANCE PHASE IS SECURED DUE TO THE 4-AXIS JOINT DESIGN POWER DUAL-CHAMBER PNEUMATICS WITH INTEGRATED EXTENSION ASSIST SPRING ENSURE HARMONIOUS PENDULUM MOVEMENTS OF THE PROSTHETIC LOWER LEG EVEN AT HIGHER WALKING SPEEDS MODERN POLYCENTRIC STRUCTURE RELIABLY STABILIZES THE KNEE JOINT DURING STANCE PHASE AND PROVIDES FOR INCREASED GROUND CLEARANCE DURING THE SWING PHASE EASY INITIATION OF THE SWING PHASE HARMONIOUS EXTENSION STOP FLEXION AND EXTENSION DAMPING ARE INDIVIDUALLY ADJUSTABLE INCLINED PYRAMID ADAPTER ROTATABLE SOCKET ADAPTER WITH PYRAMID RECEIVER TUBE ADAPTER AND COSMETIC FOAM MAXIMUM WEIGHT OF THE KNEE JOINT: 750 GRAMS APPROXIMATELY"
11742 | 4224151800300 | "PROSTHETIC MODULAR POLYCENTRIC KNEE JOINT WITH PNEUMATIC SWING PHASE CONTROL ""PYRAMID ADAPTER (10 DEGREE INCLINED)"" WIDE FLEXION ANGLE OF 170 DEGREE AND THE LIGHT WEIGHT AND HIGH COMFORT STANCE PHASE IS SECURED DUE TO THE 4-AXIS JOINT DESIGN POWER DUAL-CHAMBER PNEUMATICS WITH INTEGRATED EXTENSION ASSIST SPRING ENSURE HARMONIOUS PENDULUM MOVEMENTS OF THE PROSTHETIC LOWER LEG EVEN AT HIGHER WALKING SPEEDS MODERN POLYCENTRIC STRUCTURE RELIABLY STABILIZES THE KNEE JOINT DURING STANCE PHASE AND PROVIDES FOR INCREASED GROUND CLEARANCE DURING THE SWING PHASE EASY INITIATION OF THE SWING PHASE HARMONIOUS EXTENSION STOP FLEXION AND EXTENSION DAMPING ARE INDIVIDUALLY ADJUSTABLE INCLINED PYRAMID ADAPTER ROTATABLE SOCKET ADAPTER WITH PYRAMID RECEIVER TUBE ADAPTER AND COSMETIC FOAM MAXIMUM WEIGHT OF THE KNEE JOINT: 765 GRAMS APPROXIMATELY"
11743 | 4224151800400 | "PROSTHETIC MODULAR POLYCENTRIC KNEE JOINT WITH PNEUMATIC SWING PHASE CONTROL ""PYRAMID ADAPTER (10 DEGREE INCLINED)"" WIDE FLEXION ANGLE OF 170 DEGREE AND THE LIGHT WEIGHT AND HIGH COMFORT STANCE PHASE IS SECURED DUE TO THE 4-AXIS JOINT DESIGN POWER DUAL-CHAMBER PNEUMATICS WITH INTEGRATED EXTENSION ASSIST SPRING ENSURE HARMONIOUS PENDULUM MOVEMENTS OF THE PROSTHETIC LOWER LEG EVEN AT HIGHER WALKING SPEEDS MODERN POLYCENTRIC STRUCTURE RELIABLY STABILIZES THE KNEE JOINT DURING STANCE PHASE AND PROVIDES FOR INCREASED GROUND CLEARANCE DURING THE SWING PHASE EASY INITIATION OF THE SWING PHASE HARMONIOUS EXTENSION STOP FLEXION AND EXTENSION DAMPING ARE INDIVIDUALLY ADJUSTABLE INCLINED PYRAMID ADAPTER ROTATABLE SOCKET ADAPTER WITH PYRAMID RECEIVER TUBE ADAPTER AND COSMETIC FOAM MAXIMUM WEIGHT OF THE KNEE JOINT: 770 GRAMS APPROXIMATELY"
11744 | 4224151800600 | "TRANSFEMORAL PROSTHESIS CARBON FOOT FOOTSHELL WITH COSMESIS CONNECTION CAP AND FOOT MODULAR POLYCENTRIC KNEE JOINT ""ALUMINUM"" WITH PNEUMATIC SWING PHASE CONTROL KNEE FLEXION ANGLE 170 DEGREE AND THE LIGHT WEIGHT AND HIGH COMFORT STANCE PHASE IS SECURED DUE TO THE 4-AXIS JOINT DESIGN TUBE ADAPTER AND COSMETIC FOAM KNEE JOINT WEIGHT:UP TO 800 GRAMS APPROXIMATELY FOR BODY WEIGHT UP TO 100 KG LAMINATION ANCHOR WITH PYRAMID RECEIVER ROTATABLE FOAM COVER COSMETIC STOCKINGS SEALING LINER WITH TWO SEALING RING HEIGHTS WITHOUT DISTAL CONNECTION ANTI-BACTERIAL AND SKIN-FRIENDLY SIZE AND SIDE WILL BE SPECIFY WHEN ORDERED FOR EACH PATIENT INDIVIDUAL"
11745 | 4224151800700 | "CUSTOM MADE TRANSFEMORAL PROSTHESIS CARBON FOOT FOOTSHELL WITH COSMESIS CONNECTION CAP AND FOOT MODULAR POLYCENTRIC KNEE JOINT ""ALUMINUM"" WITH PNEUMATIC SWING PHASE CONTROL KNEE FLEXION ANGLE 170 DEGREE AND THE LIGHT WEIGHT AND HIGH COMFORT STANCE PHASE IS SECURED DUE TO THE 4-AXIS JOINT DESIGN TUBE ADAPTER AND COSMETIC FOAM WEIGHT OF THE KNEE JOINT UP TO 800 GRAMS FOR BODY WEIGHT UP TO 100 KG LAMINATION ANCHOR WITH PYRAMID RECEIVER ROTATABLE FOAM COVER COSMETIC STOCKINGS SEALING LINER WITH TWO SEALING RING HEIGHTS WITHOUT DISTAL CONNECTION ANTIBACTERIAL AND SKIN-FRIENDLY SIZE AND SIDE WILL BE SPECIFY WHEN ORDERED FOR EACH PATIENT INDIVIDUAL INCLUDES - PATIENT ASSESSMENT AT CUSTOMERS PREMISES MEASURING INCLUDES ALL REQUIRED MATERIALS/COMPONENTS TO FABRICATE PROSTHESIS DELIVERY FITTING BY CERTIFIED ORTHOTIST IN MULTIPLE CLINICS AND DIFFERENT REGIONS WITH FOLLOW UP (APPENDIX C)"
11746 | 4224151800800 | "TRANSFEMORAL PROSTHESIS KIT MULTIAXIAL FOOT WITH PYRAMID DIVIDED HEEL SPACER SMOOTH TRANSITION FROM STANCE PHASE TO SWING PHASE MODULAR POLYCENTRIC KNEE JOINT ""ALUMINUM"" WITH PNEUMATIC SWING PHASE CONTROL KNEE FLEXION ANGLE 170 DEGREE AND THE LIGHT WEIGHT AND HIGH COMFORT STANCE PHASE IS SECURED DUE TO THE 4-AXIS JOINT DESIGN TUBE ADAPTER AND COSMETIC FOAM. WEIGHT OF KNEE JOINT: 790 GRAMS APPROXIMATELY FOR BODY WEIGHT UP TO 100 KG. LAMINATION ANCHOR WITH PYRAMID RECEIVER ROTATABLE FOAM COVER PERLON COSMETIC STOCKINGS OR EQUIVALENT SEALING LINER WITH TWO SEALING RING HEIGHTS WITHOUT DISTAL CONNECTION ANTI-BACTERIAL AND SKIN-FRIENDLY LINER SIZE AND SIDE WILL BE SPECIFY WHEN ORDERED FOR EACH PATIENT INDIVIDUAL"
11747 | 4224151800900 | "CUSTOM MADE TRANSFEMORAL PROSTHESIS MULTIAXIAL FOOT WITH PYRAMID DIVIDED HEEL SPACER SMOOTH TRANSITION FROM STANCE PHASE TO SWING PHASE MODULAR POLYCENTRIC KNEE JOINT ""ALUMINUM"" WITH PNEUMATIC SWING PHASE CONTROL KNEE FLEXION ANGLE 170 DEGREE AND THE LIGHT WEIGHT AND HIGH COMFORT STANCE PHASE IS SECURED DUE TO THE 4-AXIS JOINT DESIGN TUBE ADAPTER AND COSMETIC FOAM. WEIGHT OF KNEE JOINT: 790 GRAMS APPROXIMATELY FOR BODY WEIGHT UP TO 100 KG. LAMINATION ANCHOR WITH PYRAMID RECEIVER ROTATABLE FOAM COVER PERLON COSMETIC STOCKINGS OR EQUIVALENT SEALING LINER WITH TWO SEALING RING HEIGHTS WITHOUT DISTAL CONNECTION ANTI-BACTERIAL AND SKIN-FRIENDLY LINER SIZE AND SIDE WILL BE SPECIFY WHEN ORDERED FOR EACH PATIENT INDIVIDUAL. INCLUDES - PATIENT ASSESSMENT AT CUSTOMERS PREMISES MEASURING INCLUDES ALL REQUIRED MATERIALS/COMPONENTS TO FABRICATE PROSTHESIS DELIVERY FITTING BY CERTIFIED ORTHOTIST IN MULTIPLE CLINICS AND DIFFERENT REGIONS WITH FOLLOW UP (APPENDIX C)"
11748 | 4224152002100 | "WEBBING ELASTIC WIDTH 21 MM APPROXIMATELY GRAY WITH WHITE STRIPES ROLL OF 25 METERS APPROXIMATELY"
11749 | 4224152002400 | "HOOK AND PILE CLOSURE WIDTH 30 MM APPROXIMATELY SALMON (VELCRO OR EQUIVALENT) ROLL 25 METERS APPROXIMATELY"
11750 | 4224152002500 | "HOOK AND PILE CLOSURE WIDTH 30 MM APPROXIMATELY WHITE (VELCRO OR EQUIVALENT) ROLL 25 METERS APPROXIMATELY"
11751 | 4224152002600 | "HOOK AND PILE CLOSURE W=50 MM APPROXIMATELY SALMON (VELCRO) ROLL 25 M APPROXIMATELY"
11752 | 4224152002700 | "HOOK AND PILE CLOSURE WIDTH 50 MM APPROXIMATELY WHITE (VELCRO OR EQUIVALENT) ROLL 25 METERS APPROXIMATELY"
11753 | 4224152002800 | "WEBBING NON ELASTIC WIDTH 30 MM APPROXIMATELY WHITE ROLL OF 50 METERS APPROXIMATELY"
11754 | 4224152003000 | "DOUBLE TUBULAR RIVET (SPEED RIVET) CAP AND LOWER PART CLOSED IRON NICKEL PLATED 13 MM X 12 MM APPROXIMATELY"
11755 | 4224152003100 | "DOUBLE TUBULAR RIVET (SPEED RIVET) CAP AND LOWER PART CLOSED IRON NICKEL PLATED 11 MM X 9 MM APPROXIMATELY"
11756 | 4224152003200 | "DOUBLE TUBULAR RIVET (SPEED RIVET) CAP AND LOWER PART CLOSED IRON NICKEL PLATED 9 MM X 9 MM APPROXIMATELY"
11757 | 4224152003800 | "WEBBING ELASTIC WIDTH 30 MM APPROXIMATELY GRAY WITH WHITE STRIPES ROLL OF 25 METERS APPROXIMATELY"
11758 | 4224152003900 | "WEBBING ELASTIC WIDTH 35 MM APPROXIMATELY GRAY WITH WHITE STRIPES ROLL OF 25 METERS APPROXIMATELY"
11759 | 4224152004000 | "WEBBING ELASTIC WIDTH 45 MM APPROXIMATELY GRAY WITH WHITE STRIPES ROLL OF 25 METERS APPROXIMATELY"
11760 | 4224152004100 | SPLINTING ACCESSORY STRAP SELF ADHESIVE HOOK + LOOP (VELCRO OR EQUIVALENT) ROLL 25M 25 MM APPROXIMATELY WHITE
11761 | 4224152004200 | "WEBBING NON - ELASTIC WIDTH 25 MM APPROXIMATELY WHITE ROLL OF 50 METERS APPROXIMATELY"
11762 | 4224152004400 | RIVET HEADER 3 MM CHROME VANADIUM STEEL OCTAGONAL SHAFT LENGTH 100 MM APPROXIMATELY
11763 | 4224152004500 | RIVET HEADER 4 MM CHROME VANADIUM STEEL OCTAGONAL SHAFT LENGTH 100 MM APPROXIMATELY
11764 | 4224152004600 | "WEBBING ELASTIC WIDTH 20 MM APPROXIMATELY BEIGE WITH WHITE STRIPES ROLL OF 25 METERS APPROXIMATELY"
11765 | 4224152004700 | "WEBBING ELASTIC WIDTH 35 MM APPROXIMATELY BEIGE WITH WHITE STRIPES ROLL OF 25 METERS APPROXIMATELY"
11766 | 4224152004800 | "WEBBING ELASTIC WIDTH 45 MM APPROXIMATELY BEIGE WITH WHITE STRIPES ROLL OF 25 METERS APPROXIMATELY"
11767 | 4224152007100 | SPLINTING ACCESSORIES HEAT PAN LINER PREVENTS MATERIALS FROM ADHERING TO HEAT PAN BOTTOM AND FROM STRETCHING DURING REMOVAL FROM HEAT PAN PLASTIC SPLINTING ACCESSORIES 15X24IN NON-STICK
11768 | 4224152007200 | SPLINTING ACCESSORIES HEAT PAN LINER PREVENTS MATERIALS FROM ADHERING TO HEAT PAN BOTTOM AND FROM STRETCHING DURING REMOVAL FROM HEAT PAN PLASTIC SPLINTING ACCESSORIES 30X45IN NON-STICK
11769 | 4224152007300 | SPLINTING ACCESSORIES HEAT PAN LINER PREVENTS MATERIALS FROM ADHERING TO HEAT PAN BOTTOM AND FROM STRETCHING DURING REMOVAL FROM HEAT PAN PLASTIC SPLINTING ACCESSORIES 9X15IN NON-STICK
11770 | 4224152008600 | SPLINTING ACCESSORIES STRAP SELF ADHESIVE D-RING FASTENING SYSTEM CUSHION 2.5X30 CM NOT STRETCHABLE (PER PACK)
11771 | 4224152008700 | SPLINTING ACCESSORIES STRAP SELF ADHESIVE D-RING FASTENING SYSTEM CUSHION 2.5X38 CM DO NOT STRETCH HAND WASH (PER PACK)
11772 | 4224152008800 | SPLINTING ACCESSORIES STRAP SELF ADHESIVE D-RING FASTENING SYSTEM CUSHION 2.5X45 CM NOT STRETCHABLE (PER PACK)
11773 | 4224152008900 | SPLINTING ACCESSORIES STRAP SELF ADHESIVE D-RING FASTENING SYSTEM CUSHION 5X30 CM NOT STRETCHABLE (PER PACK)
11774 | 4224152009000 | SPLINTING ACCESSORIES STRAP SELF ADHESIVE D-RING FASTENING SYSTEM CUSHION 5X38 CM NOT STRETCHABLE (PER PACK)
11775 | 4224152009100 | SPLINTING ACCESSORIES STRAP SELF ADHESIVE D-RING FASTENING SYSTEM CUSHION 5X45 CM NOT STRETCHABLE (PER PACK)
11776 | 4224160001300 | "SANDING SLEEVES OUTER DIAMETER 73 MM APPROXIMATELY LENGTH 200 MM APPROXIMATELY GRIT 40"
11777 | 4224160001400 | "SANDING SLEEVES OUTER DIAMETER 73 MM APPROXIMATELY LENGTH 200 MM APPROXIMATELY GRIT 60"
11778 | 4224160001500 | "SANDING SLEEVES OUTER DIAMETER 73 MM APPROXIMATELY LENGTH 200 MM APPROXIMATELY GRIT 80"
11779 | 4224160001600 | "POROUS PLASTER FOR SMOOTH PLASTER CAST 500 GRAMS APPROXIMATELY"
11780 | 4224160001700 | "CONICAL PLASTIC DRILL DIAMETER 14 MM APPROXIMATELY"
11781 | 4224160001800 | "CONICAL SANDING DRUM THREAD 5/8 INCHES LENGTH 60 MM APPROXIMATELY DIAMETER 36/22 MM APPROXIMATELY"
11782 | 4224160001900 | "CONICAL SANDING DRUM THREAD M16 LENGTH 60 MM APPROXIMATELY DIAMETER 36/22 MM APPROXIMATELY"
11783 | 4224160002000 | BLADE JIG SAW FOR PLASTICS LENGTH 50 MM TEETH 2.0 MM APPROXIMATELY
11784 | 4224160002100 | BLADE JIG SAW FOR WOOD LENGTH 75 MM TEETH 3.0 MM APPROXIMATELY
11785 | 4224160002200 | "SAND PAPER WET - DRY 230 X 280 MM APPROXIMATELY GRIT 240"
11786 | 4224160002300 | SPLINTING ACCESSORIES TUBE BENDING TOOL FOR EASY BENDING OF THE STRONG TUBES WITHOUT STRESS ON THE THUMBS
11787 | 4224160200800 | CASTING RING TONGS HOLDER TYPE ANGULATED STAINLESS STEEL LENGTH 36 - 40 CM
11788 | 4224160200900 | CASTING RING HOLDER TYPE STRAIGHT STAINLESS STEEL LENGTH 50 - 55 CM
11789 | 4224160201000 | SAW BLADE FOR ELECTRIC CAST CUTTER DIAMETER 50 MM APPROXIMATELY
11790 | 4224160201100 | SAW BLADE FOR ELECTRIC CAST CUTTER DIAMETER 65 MM APPROXIMATELY
11791 | 4224160201200 | ASSISTIVE TOOLS REPLACEMENT BLADES OF UTILITY KNIVES
11792 | 4224160201300 | BLADE CAST CUTTER SEGMENT SAW BLADE COMPATIBLE WITH HOSPITAL DEVICE
11793 | 4224170000500 | PREFABRICATED LIGHT WEIGHT KNEE-ANKLE-FOOT-ORTHOSIS FOR HYPER EXTENDED KNEE JOINT LARGE LEFT ; SINGLE-JOINTED UPRIGHT ROM KNEE ORTHOSIS ; PRIMARILY DESIGNED FOR SAGITTAL PLANE MOTION CONTROL ; UNIQUE SINGLE POSTERIOR UPRIGHT DESIGN ALLOWS FOR A SIMPLIFIED FIT ; ADDRESSES UP TO FIVE DIFFERENT KNEE ORTHOSIS FUNCTIONS ; IDEAL FOR CONTRACTURE FRACTURE MOTOR AND SENSORY MANAGEMENT ; ADJUSTABLE MEDIAL AND LATERAL FEMORAL AND TIBIAL STABILIZING PANELS ; TELESCOPING THIGH AND CALF SEGMENTS FOR INCREASED COMFORT AND OPTIMAL JOINT PLACEMENT
11794 | 4224170000600 | PREFABRICATED LIGHT WEIGHT KNEE-ANKLE-FOOT-ORTHOSIS FOR HYPER EXTENDED KNEE JOINT LARGE RIGHT ; SINGLE-JOINTED UPRIGHT ROM KNEE ORTHOSIS ; PRIMARILY DESIGNED FOR SAGITTAL PLANE MOTION CONTROL ; UNIQUE SINGLE POSTERIOR UPRIGHT DESIGN ALLOWS FOR A SIMPLIFIED FIT ; ADDRESSES UP TO FIVE DIFFERENT KNEE ORTHOSIS FUNCTIONS ; IDEAL FOR CONTRACTURE FRACTURE MOTOR AND SENSORY MANAGEMENT ; ADJUSTABLE MEDIAL AND LATERAL FEMORAL AND TIBIAL STABILIZING PANELS ; TELESCOPING THIGH AND CALF SEGMENTS FOR INCREASED COMFORT AND OPTIMAL JOINT PLACEMENT
11795 | 4224170000700 | PREFABRICATED LIGHT WEIGHT KNEE-ANKLE-FOOT-ORTHOSIS FOR HYPER EXTENDED KNEE JOINT MEDIUM LEFT ; SINGLE-JOINTED UPRIGHT ROM KNEE ORTHOSIS ; PRIMARILY DESIGNED FOR SAGITTAL PLANE MOTION CONTROL ; UNIQUE SINGLE POSTERIOR UPRIGHT DESIGN ALLOWS FOR A SIMPLIFIED FIT ; ADDRESSES UP TO FIVE DIFFERENT KNEE ORTHOSIS FUNCTIONS ; IDEAL FOR CONTRACTURE FRACTURE MOTOR AND SENSORY MANAGEMENT ; ADJUSTABLE MEDIAL AND LATERAL FEMORAL AND TIBIAL STABILIZING PANELS ; TELESCOPING THIGH AND CALF SEGMENTS FOR INCREASED COMFORT AND OPTIMAL JOINT PLACEMENT
11796 | 4224170000800 | PREFABRICATED LIGHT WEIGHT KNEE-ANKLE-FOOT-ORTHOSIS FOR HYPER EXTENDED KNEE JOINT MEDIUM RIGHT ; SINGLE-JOINTED UPRIGHT ROM KNEE ORTHOSIS ; PRIMARILY DESIGNED FOR SAGITTAL PLANE MOTION CONTROL ; UNIQUE SINGLE POSTERIOR UPRIGHT DESIGN ALLOWS FOR A SIMPLIFIED FIT ; ADDRESSES UP TO FIVE DIFFERENT KNEE ORTHOSIS FUNCTIONS ; IDEAL FOR CONTRACTURE FRACTURE MOTOR AND SENSORY MANAGEMENT ; ADJUSTABLE MEDIAL AND LATERAL FEMORAL AND TIBIAL STABILIZING PANELS ; TELESCOPING THIGH AND CALF SEGMENTS FOR INCREASED COMFORT AND OPTIMAL JOINT PLACEMENT
11797 | 4224170000900 | PREFABRICATED LIGHT WEIGHT KNEE-ANKLE-FOOT-ORTHOSIS FOR HYPER EXTENDED KNEE JOINT SMALL LEFT ; SINGLE-JOINTED UPRIGHT ROM KNEE ORTHOSIS ; PRIMARILY DESIGNED FOR SAGITTAL PLANE MOTION CONTROL ; UNIQUE SINGLE POSTERIOR UPRIGHT DESIGN ALLOWS FOR A SIMPLIFIED FIT ; ADDRESSES UP TO FIVE DIFFERENT KNEE ORTHOSIS FUNCTIONS ; IDEAL FOR CONTRACTURE FRACTURE MOTOR AND SENSORY MANAGEMENT ; ADJUSTABLE MEDIAL AND LATERAL FEMORAL AND TIBIAL STABILIZING PANELS ; TELESCOPING THIGH AND CALF SEGMENTS FOR INCREASED COMFORT AND OPTIMAL JOINT PLACEMENT
11798 | 4224170001000 | PREFABRICATED LIGHT WEIGHT KNEE-ANKLE-FOOT-ORTHOSIS FOR HYPER EXTENDED KNEE JOINT SMALL RIGHT ; SINGLE-JOINTED UPRIGHT ROM KNEE ORTHOSIS ; PRIMARILY DESIGNED FOR SAGITTAL PLANE MOTION CONTROL ; UNIQUE SINGLE POSTERIOR UPRIGHT DESIGN ALLOWS FOR A SIMPLIFIED FIT ; ADDRESSES UP TO FIVE DIFFERENT KNEE ORTHOSIS FUNCTIONS ; IDEAL FOR CONTRACTURE FRACTURE MOTOR AND SENSORY MANAGEMENT ; ADJUSTABLE MEDIAL AND LATERAL FEMORAL AND TIBIAL STABILIZING PANELS ; TELESCOPING THIGH AND CALF SEGMENTS FOR INCREASED COMFORT AND OPTIMAL JOINT PLACEMENT
11799 | 4224170001100 | PREFABRICATED LIGHT WEIGHT KNEE-ANKLE-FOOT-ORTHOSIS FOR HYPER EXTENDED KNEE JOINT EXTRA LARGE LEFT ; SINGLE-JOINTED UPRIGHT ROM KNEE ORTHOSIS ; PRIMARILY DESIGNED FOR SAGITTAL PLANE MOTION CONTROL ; UNIQUE SINGLE POSTERIOR UPRIGHT DESIGN ALLOWS FOR A SIMPLIFIED FIT ; ADDRESSES UP TO FIVE DIFFERENT KNEE ORTHOSIS FUNCTIONS ; IDEAL FOR CONTRACTURE FRACTURE MOTOR AND SENSORY MANAGEMENT ; ADJUSTABLE MEDIAL AND LATERAL FEMORAL AND TIBIAL STABILIZING PANELS ; TELESCOPING THIGH AND CALF SEGMENTS FOR INCREASED COMFORT AND OPTIMAL JOINT PLACEMENT
11800 | 4224170001200 | PREFABRICATED LIGHT WEIGHT KNEE-ANKLE-FOOT-ORTHOSIS FOR HYPER EXTENDED KNEE JOINT EXTRA LARGE RIGHT ; SINGLE-JOINTED UPRIGHT ROM KNEE ORTHOSIS ; PRIMARILY DESIGNED FOR SAGITTAL PLANE MOTION CONTROL ; UNIQUE SINGLE POSTERIOR UPRIGHT DESIGN ALLOWS FOR A SIMPLIFIED FIT ; ADDRESSES UP TO FIVE DIFFERENT KNEE ORTHOSIS FUNCTIONS ; IDEAL FOR CONTRACTURE FRACTURE MOTOR AND SENSORY MANAGEMENT ; ADJUSTABLE MEDIAL AND LATERAL FEMORAL AND TIBIAL STABILIZING PANELS ; TELESCOPING THIGH AND CALF SEGMENTS FOR INCREASED COMFORT AND OPTIMAL JOINT PLACEMENT
11801 | 4224170001300 | "GENU - VALGUS / VARUS BRACE MERMAID TAIL PASSIVE CORRECTIVE ORTHOSIS COMPOSED OF TWO MEDIAL LEAFLETS JOINED TOGETHER AND THAT FIT ON THE PATIENT'S TWO LEGS THREE ADJUSTABLE FASTENING POINTS USING VELCRO AT THE LEVEL OF THIGH KNEE AND CALF MADE OF THERMOPLASTIC LINED WITH BREATHABLE FOAM MATERIAL NIGHT CORRECTION OF DEVIATIONS IN VARUS OR VALGUS OF THE KNEE CORRECTION OF ROTATIONAL ATTITUDES OF THE TIBIA COMFORTABLE BRACES AND LATEX FREE TIBIA ROD ASSORTED SIZE"
11802 | 4224170001800 | "SILICONE TOE CAP PROTECTION TUBE LIGHT AND FUNCTIONAL MADE OF EXTRA - SOFT MEDICAL SILICONE WASHABLE INTERDIGITAL SEPARATOR AND CUSHION FACILITATES TOES ALIGNMENT FOR FIRST TOE"
11803 | 4224170101400 | ANKLE SUPPORT MADE FROM LIGHTWEIGHT ELASTIC MATERIAL FOUR WAY STRETCH ELASTIC FITS FOR LEFT OR RIGHT SIZE: EXTRA LARGE
11804 | 4224170101600 | ANKLE SUPPORT MADE FROM LIGHTWEIGHT ELASTIC MATERIAL FOUR WAY STRETCH ELASTIC FITS FOR LEFT OR RIGHT SIZE: SMALL
11805 | 4224170105900 | "HALLUX VALGUS NIGHT SPLINT LEFT"
11806 | 4224170106000 | "HALLUX VALGUS NIGHT SPLINT RIGHT"
11807 | 4224170106100 | SHOES ORTHOPEDIC RED AND BLACK OR AS REQUESTED SIZE 22 ; SOFT PADDING AROUND THE COLLAR FOR A BETTER FIT ; A HIGH AND EXTRA LONG STIFFENER TO SUPPORT THE ANKLE ; FULL GRAIN LEATHER INSOLE ; EASILY REMOVABLE AND ADAPTABLE (HARD-WEARING) SOLE-UNIT ; SUFFICIENT TOE-SPRING FOR EASY ROLL-OFF ; REMOVABLE PROFILED CORK INLAY ; HIGH TOE-BOX AND STRONG TOE-CAP FOR PROTECTION OF THE TOES ; EXTENDED FACINGS FOR MAXIMUM ACCESSIBILITY ; EXTRA PADDING AROUND THE ANKLE FOR MORE COMFORT ; SOFT TONGUE PADDING TO MOULD THE SHOE ROUND THE FOOT ; FIRM HEEL COUNTER ; APPROXIMATELY 125MM IN HEIGHT
11808 | 4224170106200 | SHOES ORTHOPEDIC RED AND BLACK OR AS REQUESTED SIZE 23 ; SOFT PADDING AROUND THE COLLAR FOR A BETTER FIT ; A HIGH AND EXTRA LONG STIFFENER TO SUPPORT THE ANKLE ; FULL GRAIN LEATHER INSOLE ; EASILY REMOVABLE AND ADAPTABLE (HARD-WEARING) SOLE-UNIT ; SUFFICIENT TOE-SPRING FOR EASY ROLL-OFF ; REMOVABLE PROFILED CORK INLAY ; HIGH TOE-BOX AND STRONG TOE-CAP FOR PROTECTION OF THE TOES ; EXTENDED FACINGS FOR MAXIMUM ACCESSIBILITY ; EXTRA PADDING AROUND THE ANKLE FOR MORE COMFORT ; SOFT TONGUE PADDING TO MOULD THE SHOE ROUND THE FOOT ; FIRM HEEL COUNTER ; APPROXIMATELY 125MM IN HEIGHT
11809 | 4224170106300 | SHOES ORTHOPEDIC RED AND BLACK OR AS REQUESTED SIZE 24 ; SOFT PADDING AROUND THE COLLAR FOR A BETTER FIT ; A HIGH AND EXTRA LONG STIFFENER TO SUPPORT THE ANKLE ; FULL GRAIN LEATHER INSOLE ; EASILY REMOVABLE AND ADAPTABLE (HARD-WEARING) SOLE-UNIT ; SUFFICIENT TOE-SPRING FOR EASY ROLL-OFF ; REMOVABLE PROFILED CORK INLAY ; HIGH TOE-BOX AND STRONG TOE-CAP FOR PROTECTION OF THE TOES ; EXTENDED FACINGS FOR MAXIMUM ACCESSIBILITY ; EXTRA PADDING AROUND THE ANKLE FOR MORE COMFORT ; SOFT TONGUE PADDING TO MOULD THE SHOE ROUND THE FOOT ; FIRM HEEL COUNTER ; APPROXIMATELY 125MM IN HEIGHT
11810 | 4224170106400 | SHOES ORTHOPEDIC RED AND BLACK OR AS REQUESTED SIZE 25 ; SOFT PADDING AROUND THE COLLAR FOR A BETTER FIT ; A HIGH AND EXTRA LONG STIFFENER TO SUPPORT THE ANKLE ; FULL GRAIN LEATHER INSOLE ; EASILY REMOVABLE AND ADAPTABLE (HARD-WEARING) SOLE-UNIT ; SUFFICIENT TOE-SPRING FOR EASY ROLL-OFF ; REMOVABLE PROFILED CORK INLAY ; HIGH TOE-BOX AND STRONG TOE-CAP FOR PROTECTION OF THE TOES ; EXTENDED FACINGS FOR MAXIMUM ACCESSIBILITY ; EXTRA PADDING AROUND THE ANKLE FOR MORE COMFORT ; SOFT TONGUE PADDING TO MOULD THE SHOE ROUND THE FOOT ; FIRM HEEL COUNTER ; APPROXIMATELY 125MM IN HEIGHT
11811 | 4224170106500 | SHOES ORTHOPEDIC RED AND BLACK OR AS REQUESTED SIZE 26 ; SOFT PADDING AROUND THE COLLAR FOR A BETTER FIT ; A HIGH AND EXTRA LONG STIFFENER TO SUPPORT THE ANKLE ; FULL GRAIN LEATHER INSOLE ; EASILY REMOVABLE AND ADAPTABLE (HARD-WEARING) SOLE-UNIT ; SUFFICIENT TOE-SPRING FOR EASY ROLL-OFF ; REMOVABLE PROFILED CORK INLAY ; HIGH TOE-BOX AND STRONG TOE-CAP FOR PROTECTION OF THE TOES ; EXTENDED FACINGS FOR MAXIMUM ACCESSIBILITY ; EXTRA PADDING AROUND THE ANKLE FOR MORE COMFORT ; SOFT TONGUE PADDING TO MOULD THE SHOE ROUND THE FOOT ; FIRM HEEL COUNTER ; APPROXIMATELY 125MM IN HEIGHT
11812 | 4224170106600 | "BOOT ORTHOPEDIC PEDIATRIC FULL GRAIN COW/CALF LEATHER PLAIN FRONTED WITH SEAM FREE VAMPS PADDED COLLARS BOOT HEIGHT APPROXIMATELY 125 MM LACING; SOFT PADDING AROUND THE COLLAR FOR A BETTER FIT ; A HIGH AND EXTRA LONG STIFFENER TO SUPPORT THE ANKLE ; FULL GRAIN LEATHER INSOLE; EASILY REMOVABLE AND ADAPTABLE (HARD-WEARING) SOLE. SUFFICIENT TOE-SPRING FOR EASY ROLL-OFF ; REMOVABLE PROFILED CORK INLAY ; HIGH TOE-BOX AND STRONG TOE-CAP FOR PROTECTION OF THE TOES ; EXTENDED FACINGS FOR MAXIMUM ACCESSIBILITY; SOFT TONGUE PADDING; FIRM HEEL COUNTER BLACK SIZE 27"
11813 | 4224170106700 | SHOES ORTHOPEDIC RED AND BLACK OR AS REQUESTED SIZE 28 ; SOFT PADDING AROUND THE COLLAR FOR A BETTER FIT ; A HIGH AND EXTRA LONG STIFFENER TO SUPPORT THE ANKLE ; FULL GRAIN LEATHER INSOLE ; EASILY REMOVABLE AND ADAPTABLE (HARD-WEARING) SOLE-UNIT ; SUFFICIENT TOE-SPRING FOR EASY ROLL-OFF ; REMOVABLE PROFILED CORK INLAY ; HIGH TOE-BOX AND STRONG TOE-CAP FOR PROTECTION OF THE TOES ; EXTENDED FACINGS FOR MAXIMUM ACCESSIBILITY ; EXTRA PADDING AROUND THE ANKLE FOR MORE COMFORT ; SOFT TONGUE PADDING TO MOULD THE SHOE ROUND THE FOOT ; FIRM HEEL COUNTER ; APPROXIMATELY 125MM IN HEIGHT
11814 | 4224170106800 | SHOES ORTHOPEDIC RED AND BLACK OR AS REQUESTED SIZE 29 ; SOFT PADDING AROUND THE COLLAR FOR A BETTER FIT ; A HIGH AND EXTRA LONG STIFFENER TO SUPPORT THE ANKLE ; FULL GRAIN LEATHER INSOLE ; EASILY REMOVABLE AND ADAPTABLE (HARD-WEARING) SOLE-UNIT ; SUFFICIENT TOE-SPRING FOR EASY ROLL-OFF ; REMOVABLE PROFILED CORK INLAY ; HIGH TOE-BOX AND STRONG TOE-CAP FOR PROTECTION OF THE TOES ; EXTENDED FACINGS FOR MAXIMUM ACCESSIBILITY ; EXTRA PADDING AROUND THE ANKLE FOR MORE COMFORT ; SOFT TONGUE PADDING TO MOULD THE SHOE ROUND THE FOOT ; FIRM HEEL COUNTER ; APPROXIMATELY 125MM IN HEIGHT
11815 | 4224170107900 | "SHOES FOR ORTHOSIS MADE TO ACCOMMODATE ORTHOTIC DEVICES MADE FROM COW/CALF LEATHER ; SOFT PADDING ; EXTENDED HEEL STIFFENERS ; FULL LEATHER FLAT INSOLE ; LIGHTWEIGHT SOLE ; ANTI-SLIP FULL RUBBER SOLE ; HIGH TOE BOX ; STRONG TOE-CAP ; EXTENDED OPENINGS ; SOFT TONGUE SIZE 24"
11816 | 4224170108000 | "SHOES FOR ORTHOSIS MADE TO ACCOMMODATE ORTHOTIC DEVICES MADE FROM COW/CALF LEATHER ; SOFT PADDING ; EXTENDED HEEL STIFFENERS ; FULL LEATHER FLAT INSOLE ; LIGHTWEIGHT SOLE ; ANTI-SLIP FULL RUBBER SOLE ; HIGH TOE BOX ; STRONG TOE-CAP ; EXTENDED OPENINGS ; SOFT TONGUE SIZE 26"
11817 | 4224170108100 | "SHOES FOR ORTHOSIS MADE TO ACCOMMODATE ORTHOTIC DEVICES MADE FROM COW/CALF LEATHER ; SOFT PADDING ; EXTENDED HEEL STIFFENERS ; FULL LEATHER FLAT INSOLE ; LIGHTWEIGHT SOLE ; ANTI-SLIP FULL RUBBER SOLE ; HIGH TOE BOX ; STRONG TOE-CAP ; EXTENDED OPENINGS ; SOFT TONGUE SIZE 28"
11818 | 4224170108200 | "SHOES FOR ORTHOSIS MADE TO ACCOMMODATE ORTHOTIC DEVICES MADE FROM COW/CALF LEATHER ; SOFT PADDING ; EXTENDED HEEL STIFFENERS ; FULL LEATHER FLAT INSOLE ; LIGHTWEIGHT SOLE ; ANTI-SLIP FULL RUBBER SOLE ; HIGH TOE BOX ; STRONG TOE-CAP ; EXTENDED OPENINGS ; SOFT TONGUE SIZE 30"
11819 | 4224170108300 | "SHOES FOR ORTHOSIS MADE TO ACCOMMODATE ORTHOTIC DEVICES MADE FROM COW/CALF LEATHER ; SOFT PADDING ; EXTENDED HEEL STIFFENERS ; FULL LEATHER FLAT INSOLE ; LIGHTWEIGHT SOLE ; ANTI-SLIP FULL RUBBER SOLE ; HIGH TOE BOX ; STRONG TOE-CAP ; EXTENDED OPENINGS ; SOFT TONGUE SIZE 32"
11820 | 4224170108400 | "SHOES FOR ORTHOSIS MADE TO ACCOMMODATE ORTHOTIC DEVICES MADE FROM COW/CALF LEATHER ; SOFT PADDING ; EXTENDED HEEL STIFFENERS ; FULL LEATHER FLAT INSOLE ; LIGHTWEIGHT SOLE ; ANTI-SLIP FULL RUBBER SOLE ; HIGH TOE BOX ; STRONG TOE-CAP ; EXTENDED OPENINGS ; SOFT TONGUE SIZE 34"
11821 | 4224170108500 | "SHOES FOR ORTHOSIS MADE TO ACCOMMODATE ORTHOTIC DEVICES MADE FROM COW/CALF LEATHER ; SOFT PADDING ; EXTENDED HEEL STIFFENERS ; FULL LEATHER FLAT INSOLE ; LIGHTWEIGHT SOLE ; ANTI-SLIP FULL RUBBER SOLE ; HIGH TOE BOX ; STRONG TOE-CAP ; EXTENDED OPENINGS ; SOFT TONGUE SIZE 36"
11822 | 4224170108600 | "SHOES FOR ORTHOSIS MADE TO ACCOMMODATE ORTHOTIC DEVICES MADE FROM COW/CALF LEATHER ; SOFT PADDING ; EXTENDED HEEL STIFFENERS ; FULL LEATHER FLAT INSOLE ; LIGHTWEIGHT SOLE ; ANTI-SLIP FULL RUBBER SOLE ; HIGH TOE BOX ; STRONG TOE-CAP ; EXTENDED OPENINGS ; SOFT TONGUE SIZE 38"
11823 | 4224170109000 | ANKLE SUPPORT MADE FROM LIGHTWEIGHT ELASTIC MATERIAL FOUR WAY STRETCH ELASTIC FITS FOR LEFT OR RIGHT SIZE: LARGE
11824 | 4224170110800 | ANKLE SUPPORT MADE FROM LIGHTWEIGHT ELASTIC MATERIAL FOUR WAY STRETCH ELASTIC FITS FOR LEFT OR RIGHT SIZE: MEDIUM
11825 | 4224170111500 | "SHOES FOR ORTHOSIS MADE TO ACCOMMODATE ORTHOTIC DEVICES MADE FROM COW/CALF LEATHER ; SOFT PADDING ; EXTENDED HEEL STIFFENERS ; FULL LEATHER FLAT INSOLE ; LIGHTWEIGHT SOLE ; ANTI-SLIP FULL RUBBER SOLE ; HIGH TOE BOX ; STRONG TOE-CAP ; EXTENDED OPENINGS ; SOFT TONGUE SIZE 40"
11826 | 4224170111600 | "SHOES FOR ORTHOSIS MADE TO ACCOMMODATE ORTHOTIC DEVICES MADE FROM COW/CALF LEATHER ; SOFT PADDING ; EXTENDED HEEL STIFFENERS ; FULL LEATHER FLAT INSOLE ; LIGHTWEIGHT SOLE ; ANTI-SLIP FULL RUBBER SOLE ; HIGH TOE BOX ; STRONG TOE-CAP ; EXTENDED OPENINGS ; SOFT TONGUE SIZE 42"
11827 | 4224170111700 | "BOOT ORTHOPEDIC FEMALE FULL GRAIN COW/CALF LEATHER PLAIN FRONTED WITH SEAM FREE VAMPS PADDED COLLARS BOOT HEIGHT APPROXIMATELY 125 MM LACE CLOSURE SOFT PADDING AROUND THE COLLAR FOR A BETTER FIT ; A HIGH AND EXTRA LONG STIFFENER TO SUPPORT THE ANKLE ; FULL GRAIN LEATHER INSOLE; EASILY REMOVABLE AND ADAPTABLE (HARD-WEARING) SOLE. SUFFICIENT TOE-SPRING FOR EASY ROLL-OFF REMOVABLE PROFILED CORK INLAY ; HIGH TOE-BOX AND STRONG TOE-CAP FOR PROTECTION OF THE TOES ; EXTENDED FACINGS FOR MAXIMUM ACCESSIBILITY; SOFT TONGUE PADDING; FIRM HEEL COUNTER BLACK SIZE 36"
11828 | 4224170111800 | "BOOT ORTHOPEDIC FEMALE FULL GRAIN COW/CALF LEATHER PLAIN FRONTED WITH SEAM FREE VAMPS PADDED COLLARS BOOT HEIGHT APPROXIMATELY 125 MM LACE CLOSURE SOFT PADDING AROUND THE COLLAR FOR A BETTER FIT ; A HIGH AND EXTRA LONG STIFFENER TO SUPPORT THE ANKLE ; FULL GRAIN LEATHER INSOLE; EASILY REMOVABLE AND ADAPTABLE (HARD-WEARING) SOLE. SUFFICIENT TOE-SPRING FOR EASY ROLL-OFF REMOVABLE PROFILED CORK INLAY ; HIGH TOE-BOX AND STRONG TOE-CAP FOR PROTECTION OF THE TOES ; EXTENDED FACINGS FOR MAXIMUM ACCESSIBILITY; SOFT TONGUE PADDING; FIRM HEEL COUNTER BLACK SIZE 37"
11829 | 4224170111900 | "BOOT ORTHOPEDIC FEMALE FULL GRAIN COW/CALF LEATHER PLAIN FRONTED WITH SEAM FREE VAMPS PADDED COLLARS BOOT HEIGHT APPROXIMATELY 125 MM LACE CLOSURE SOFT PADDING AROUND THE COLLAR FOR A BETTER FIT ; A HIGH AND EXTRA LONG STIFFENER TO SUPPORT THE ANKLE ; FULL GRAIN LEATHER INSOLE; EASILY REMOVABLE AND ADAPTABLE (HARD-WEARING) SOLE. SUFFICIENT TOE-SPRING FOR EASY ROLL-OFF REMOVABLE PROFILED CORK INLAY ; HIGH TOE-BOX AND STRONG TOE-CAP FOR PROTECTION OF THE TOES ; EXTENDED FACINGS FOR MAXIMUM ACCESSIBILITY; SOFT TONGUE PADDING; FIRM HEEL COUNTER BLACK SIZE 37.5"
11830 | 4224170112000 | "BOOT ORTHOPEDIC FEMALE FULL GRAIN COW/CALF LEATHER PLAIN FRONTED WITH SEAM FREE VAMPS PADDED COLLARS BOOT HEIGHT APPROXIMATELY 125 MM LACE CLOSURE SOFT PADDING AROUND THE COLLAR FOR A BETTER FIT ; A HIGH AND EXTRA LONG STIFFENER TO SUPPORT THE ANKLE ; FULL GRAIN LEATHER INSOLE; EASILY REMOVABLE AND ADAPTABLE (HARD-WEARING) SOLE. SUFFICIENT TOE-SPRING FOR EASY ROLL-OFF REMOVABLE PROFILED CORK INLAY ; HIGH TOE-BOX AND STRONG TOE-CAP FOR PROTECTION OF THE TOES ; EXTENDED FACINGS FOR MAXIMUM ACCESSIBILITY; SOFT TONGUE PADDING; FIRM HEEL COUNTER BLACK SIZE 38.5"
11831 | 4224170112100 | "BOOT ORTHOPEDIC FEMALE FULL GRAIN COW/CALF LEATHER PLAIN FRONTED WITH SEAM FREE VAMPS PADDED COLLARS BOOT HEIGHT APPROXIMATELY 125 MM LACE CLOSURE SOFT PADDING AROUND THE COLLAR FOR A BETTER FIT ; A HIGH AND EXTRA LONG STIFFENER TO SUPPORT THE ANKLE ; FULL GRAIN LEATHER INSOLE; EASILY REMOVABLE AND ADAPTABLE (HARD-WEARING) SOLE. SUFFICIENT TOE-SPRING FOR EASY ROLL-OFF REMOVABLE PROFILED CORK INLAY ; HIGH TOE-BOX AND STRONG TOE-CAP FOR PROTECTION OF THE TOES ; EXTENDED FACINGS FOR MAXIMUM ACCESSIBILITY; SOFT TONGUE PADDING; FIRM HEEL COUNTER BLACK SIZE 39"
11832 | 4224170112200 | "BOOT ORTHOPEDIC FEMALE FULL GRAIN COW/CALF LEATHER PLAIN FRONTED WITH SEAM FREE VAMPS PADDED COLLARS BOOT HEIGHT APPROXIMATELY 125 MM LACE CLOSURE SOFT PADDING AROUND THE COLLAR FOR A BETTER FIT ; A HIGH AND EXTRA LONG STIFFENER TO SUPPORT THE ANKLE ; FULL GRAIN LEATHER INSOLE; EASILY REMOVABLE AND ADAPTABLE (HARD-WEARING) SOLE. SUFFICIENT TOE-SPRING FOR EASY ROLL-OFF REMOVABLE PROFILED CORK INLAY ; HIGH TOE-BOX AND STRONG TOE-CAP FOR PROTECTION OF THE TOES ; EXTENDED FACINGS FOR MAXIMUM ACCESSIBILITY; SOFT TONGUE PADDING; FIRM HEEL COUNTER BLACK SIZE 39.5"
11833 | 4224170112300 | "BOOT ORTHOPEDIC FEMALE FULL GRAIN COW/CALF LEATHER PLAIN FRONTED WITH SEAM FREE VAMPS PADDED COLLARS BOOT HEIGHT APPROXIMATELY 125 MM LACE CLOSURE SOFT PADDING AROUND THE COLLAR FOR A BETTER FIT ; A HIGH AND EXTRA LONG STIFFENER TO SUPPORT THE ANKLE ; FULL GRAIN LEATHER INSOLE; EASILY REMOVABLE AND ADAPTABLE (HARD-WEARING) SOLE. SUFFICIENT TOE-SPRING FOR EASY ROLL-OFF REMOVABLE PROFILED CORK INLAY ; HIGH TOE-BOX AND STRONG TOE-CAP FOR PROTECTION OF THE TOES ; EXTENDED FACINGS FOR MAXIMUM ACCESSIBILITY; SOFT TONGUE PADDING; FIRM HEEL COUNTER BLACK SIZE 40"
11834 | 4224170112400 | "BOOT ORTHOPEDIC FEMALE FULL GRAIN COW/CALF LEATHER PLAIN FRONTED WITH SEAM FREE VAMPS PADDED COLLARS BOOT HEIGHT APPROXIMATELY 125 MM LACE CLOSURE SOFT PADDING AROUND THE COLLAR FOR A BETTER FIT ; A HIGH AND EXTRA LONG STIFFENER TO SUPPORT THE ANKLE ; FULL GRAIN LEATHER INSOLE; EASILY REMOVABLE AND ADAPTABLE (HARD-WEARING) SOLE. SUFFICIENT TOE-SPRING FOR EASY ROLL-OFF REMOVABLE PROFILED CORK INLAY ; HIGH TOE-BOX AND STRONG TOE-CAP FOR PROTECTION OF THE TOES ; EXTENDED FACINGS FOR MAXIMUM ACCESSIBILITY; SOFT TONGUE PADDING; FIRM HEEL COUNTER BLACK SIZE 40.5"
11835 | 4224170112500 | "BOOT ORTHOPEDIC FEMALE FULL GRAIN COW/CALF LEATHER PLAIN FRONTED WITH SEAM FREE VAMPS PADDED COLLARS BOOT HEIGHT APPROXIMATELY 125 MM LACE CLOSURE SOFT PADDING AROUND THE COLLAR FOR A BETTER FIT ; A HIGH AND EXTRA LONG STIFFENER TO SUPPORT THE ANKLE ; FULL GRAIN LEATHER INSOLE; EASILY REMOVABLE AND ADAPTABLE (HARD-WEARING) SOLE. SUFFICIENT TOE-SPRING FOR EASY ROLL-OFF REMOVABLE PROFILED CORK INLAY ; HIGH TOE-BOX AND STRONG TOE-CAP FOR PROTECTION OF THE TOES ; EXTENDED FACINGS FOR MAXIMUM ACCESSIBILITY; SOFT TONGUE PADDING; FIRM HEEL COUNTER BLACK SIZE 41"
11836 | 4224170112600 | "BOOT ORTHOPEDIC FEMALE FULL GRAIN COW/CALF LEATHER PLAIN FRONTED WITH SEAM FREE VAMPS PADDED COLLARS BOOT HEIGHT APPROXIMATELY 125 MM LACE CLOSURE SOFT PADDING AROUND THE COLLAR FOR A BETTER FIT ; A HIGH AND EXTRA LONG STIFFENER TO SUPPORT THE ANKLE ; FULL GRAIN LEATHER INSOLE; EASILY REMOVABLE AND ADAPTABLE (HARD-WEARING) SOLE. SUFFICIENT TOE-SPRING FOR EASY ROLL-OFF REMOVABLE PROFILED CORK INLAY ; HIGH TOE-BOX AND STRONG TOE-CAP FOR PROTECTION OF THE TOES ; EXTENDED FACINGS FOR MAXIMUM ACCESSIBILITY; SOFT TONGUE PADDING; FIRM HEEL COUNTER BLACK SIZE 42"
11837 | 4224170112700 | "BOOT ORTHOPEDIC FEMALE FULL GRAIN COW/CALF LEATHER PLAIN FRONTED WITH SEAM FREE VAMPS PADDED COLLARS BOOT HEIGHT APPROXIMATELY 125 MM LACE CLOSURE SOFT PADDING AROUND THE COLLAR FOR A BETTER FIT ; A HIGH AND EXTRA LONG STIFFENER TO SUPPORT THE ANKLE ; FULL GRAIN LEATHER INSOLE; EASILY REMOVABLE AND ADAPTABLE (HARD-WEARING) SOLE. SUFFICIENT TOE-SPRING FOR EASY ROLL-OFF REMOVABLE PROFILED CORK INLAY ; HIGH TOE-BOX AND STRONG TOE-CAP FOR PROTECTION OF THE TOES ; EXTENDED FACINGS FOR MAXIMUM ACCESSIBILITY; SOFT TONGUE PADDING; FIRM HEEL COUNTER BLACK SIZE 43"
11838 | 4224170112800 | "BOOT ORTHOPEDIC FEMALE FULL GRAIN COW/CALF LEATHER PLAIN FRONTED WITH SEAM FREE VAMPS PADDED COLLARS BOOT HEIGHT APPROXIMATELY 125 MM LACE CLOSURE SOFT PADDING AROUND THE COLLAR FOR A BETTER FIT ; A HIGH AND EXTRA LONG STIFFENER TO SUPPORT THE ANKLE ; FULL GRAIN LEATHER INSOLE; EASILY REMOVABLE AND ADAPTABLE (HARD-WEARING) SOLE. SUFFICIENT TOE-SPRING FOR EASY ROLL-OFF REMOVABLE PROFILED CORK INLAY ; HIGH TOE-BOX AND STRONG TOE-CAP FOR PROTECTION OF THE TOES ; EXTENDED FACINGS FOR MAXIMUM ACCESSIBILITY; SOFT TONGUE PADDING; FIRM HEEL COUNTER BLACK SIZE 38"
11839 | 4224170112900 | "BOOT ORTHOPEDIC MALE FULL GRAIN COW/CALF LEATHER PLAIN FRONTED WITH SEAM FREE VAMPS PADDED COLLARS BOOT HEIGHT APPROXIMATELY 125 MM LACE CLOSURE SOFT PADDING AROUND THE COLLAR FOR A BETTER FIT ; A HIGH AND EXTRA LONG STIFFENER TO SUPPORT THE ANKLE ; FULL GRAIN LEATHER INSOLE; EASILY REMOVABLE AND ADAPTABLE (HARD-WEARING) SOLE. SUFFICIENT TOE-SPRING FOR EASY ROLL-OFF ; REMOVABLE PROFILED CORK INLAY ; HIGH TOE-BOX AND STRONG TOE-CAP FOR PROTECTION OF THE TOES ; EXTENDED FACINGS FOR MAXIMUM ACCESSIBILITY; SOFT TONGUE PADDING; FIRM HEEL COUNTER BLACK SIZE 47"
11840 | 4224170113000 | "BOOT ORTHOPEDIC FEMALE FULL GRAIN COW/CALF LEATHER PLAIN FRONTED WITH SEAM FREE VAMPS PADDED COLLARS BOOT HEIGHT APPROXIMATELY 125 MM LACE CLOSURE SOFT PADDING AROUND THE COLLAR FOR A BETTER FIT ; A HIGH AND EXTRA LONG STIFFENER TO SUPPORT THE ANKLE ; FULL GRAIN LEATHER INSOLE; EASILY REMOVABLE AND ADAPTABLE (HARD-WEARING) SOLE. SUFFICIENT TOE-SPRING FOR EASY ROLL-OFF REMOVABLE PROFILED CORK INLAY ; HIGH TOE-BOX AND STRONG TOE-CAP FOR PROTECTION OF THE TOES ; EXTENDED FACINGS FOR MAXIMUM ACCESSIBILITY; SOFT TONGUE PADDING; FIRM HEEL COUNTER BLACK SIZE 44"
11841 | 4224170113100 | "BOOT ORTHOPEDIC FEMALE FULL GRAIN COW/CALF LEATHER PLAIN FRONTED WITH SEAM FREE VAMPS PADDED COLLARS BOOT HEIGHT APPROXIMATELY 125 MM LACE CLOSURE SOFT PADDING AROUND THE COLLAR FOR A BETTER FIT ; A HIGH AND EXTRA LONG STIFFENER TO SUPPORT THE ANKLE ; FULL GRAIN LEATHER INSOLE; EASILY REMOVABLE AND ADAPTABLE (HARD-WEARING) SOLE. SUFFICIENT TOE-SPRING FOR EASY ROLL-OFF REMOVABLE PROFILED CORK INLAY ; HIGH TOE-BOX AND STRONG TOE-CAP FOR PROTECTION OF THE TOES ; EXTENDED FACINGS FOR MAXIMUM ACCESSIBILITY; SOFT TONGUE PADDING; FIRM HEEL COUNTER BLACK SIZE 45"
11842 | 4224170113200 | "BOOT ORTHOPEDIC FEMALE FULL GRAIN COW/CALF LEATHER PLAIN FRONTED WITH SEAM FREE VAMPS PADDED COLLARS BOOT HEIGHT APPROXIMATELY 125 MM LACE CLOSURE SOFT PADDING AROUND THE COLLAR FOR A BETTER FIT ; A HIGH AND EXTRA LONG STIFFENER TO SUPPORT THE ANKLE ; FULL GRAIN LEATHER INSOLE; EASILY REMOVABLE AND ADAPTABLE (HARD-WEARING) SOLE. SUFFICIENT TOE-SPRING FOR EASY ROLL-OFF REMOVABLE PROFILED CORK INLAY ; HIGH TOE-BOX AND STRONG TOE-CAP FOR PROTECTION OF THE TOES ; EXTENDED FACINGS FOR MAXIMUM ACCESSIBILITY; SOFT TONGUE PADDING; FIRM HEEL COUNTER BLACK SIZE 46"
11843 | 4224170113300 | "BOOT ORTHOPEDIC FEMALE FULL GRAIN COW/CALF LEATHER PLAIN FRONTED WITH SEAM FREE VAMPS PADDED COLLARS BOOT HEIGHT APPROXIMATELY 125 MM LACE CLOSURE SOFT PADDING AROUND THE COLLAR FOR A BETTER FIT ; A HIGH AND EXTRA LONG STIFFENER TO SUPPORT THE ANKLE ; FULL GRAIN LEATHER INSOLE; EASILY REMOVABLE AND ADAPTABLE (HARD-WEARING) SOLE. SUFFICIENT TOE-SPRING FOR EASY ROLL-OFF REMOVABLE PROFILED CORK INLAY ; HIGH TOE-BOX AND STRONG TOE-CAP FOR PROTECTION OF THE TOES ; EXTENDED FACINGS FOR MAXIMUM ACCESSIBILITY; SOFT TONGUE PADDING; FIRM HEEL COUNTER BLACK SIZE 47"
11844 | 4224170113400 | "BOOT ORTHOPEDIC MALE FULL GRAIN COW/CALF LEATHER PLAIN FRONTED WITH SEAM FREE VAMPS PADDED COLLARS BOOT HEIGHT APPROXIMATELY 125 MM LACE CLOSURE SOFT PADDING AROUND THE COLLAR FOR A BETTER FIT ; A HIGH AND EXTRA LONG STIFFENER TO SUPPORT THE ANKLE ; FULL GRAIN LEATHER INSOLE; EASILY REMOVABLE AND ADAPTABLE (HARD-WEARING) SOLE. SUFFICIENT TOE-SPRING FOR EASY ROLL-OFF ; REMOVABLE PROFILED CORK INLAY ; HIGH TOE-BOX AND STRONG TOE-CAP FOR PROTECTION OF THE TOES ; EXTENDED FACINGS FOR MAXIMUM ACCESSIBILITY; SOFT TONGUE PADDING; FIRM HEEL COUNTER BLACK SIZE 37"
11845 | 4224170113500 | "BOOT ORTHOPEDIC MALE FULL GRAIN COW/CALF LEATHER PLAIN FRONTED WITH SEAM FREE VAMPS PADDED COLLARS BOOT HEIGHT APPROXIMATELY 125 MM LACE CLOSURE SOFT PADDING AROUND THE COLLAR FOR A BETTER FIT ; A HIGH AND EXTRA LONG STIFFENER TO SUPPORT THE ANKLE ; FULL GRAIN LEATHER INSOLE; EASILY REMOVABLE AND ADAPTABLE (HARD-WEARING) SOLE. SUFFICIENT TOE-SPRING FOR EASY ROLL-OFF ; REMOVABLE PROFILED CORK INLAY ; HIGH TOE-BOX AND STRONG TOE-CAP FOR PROTECTION OF THE TOES ; EXTENDED FACINGS FOR MAXIMUM ACCESSIBILITY; SOFT TONGUE PADDING; FIRM HEEL COUNTER BLACK SIZE 38"
11846 | 4224170113600 | "BOOT ORTHOPEDIC MALE FULL GRAIN COW/CALF LEATHER PLAIN FRONTED WITH SEAM FREE VAMPS PADDED COLLARS BOOT HEIGHT APPROXIMATELY 125 MM LACE CLOSURE SOFT PADDING AROUND THE COLLAR FOR A BETTER FIT ; A HIGH AND EXTRA LONG STIFFENER TO SUPPORT THE ANKLE ; FULL GRAIN LEATHER INSOLE; EASILY REMOVABLE AND ADAPTABLE (HARD-WEARING) SOLE. SUFFICIENT TOE-SPRING FOR EASY ROLL-OFF ; REMOVABLE PROFILED CORK INLAY ; HIGH TOE-BOX AND STRONG TOE-CAP FOR PROTECTION OF THE TOES ; EXTENDED FACINGS FOR MAXIMUM ACCESSIBILITY; SOFT TONGUE PADDING; FIRM HEEL COUNTER BLACK SIZE 39"
11847 | 4224170113700 | "BOOT ORTHOPEDIC MALE FULL GRAIN COW/CALF LEATHER PLAIN FRONTED WITH SEAM FREE VAMPS PADDED COLLARS BOOT HEIGHT APPROXIMATELY 125 MM LACE CLOSURE SOFT PADDING AROUND THE COLLAR FOR A BETTER FIT ; A HIGH AND EXTRA LONG STIFFENER TO SUPPORT THE ANKLE ; FULL GRAIN LEATHER INSOLE; EASILY REMOVABLE AND ADAPTABLE (HARD-WEARING) SOLE. SUFFICIENT TOE-SPRING FOR EASY ROLL-OFF ; REMOVABLE PROFILED CORK INLAY ; HIGH TOE-BOX AND STRONG TOE-CAP FOR PROTECTION OF THE TOES ; EXTENDED FACINGS FOR MAXIMUM ACCESSIBILITY; SOFT TONGUE PADDING; FIRM HEEL COUNTER BLACK SIZE 40"
11848 | 4224170113800 | "BOOT ORTHOPEDIC MALE FULL GRAIN COW/CALF LEATHER PLAIN FRONTED WITH SEAM FREE VAMPS PADDED COLLARS BOOT HEIGHT APPROXIMATELY 125 MM LACE CLOSURE SOFT PADDING AROUND THE COLLAR FOR A BETTER FIT ; A HIGH AND EXTRA LONG STIFFENER TO SUPPORT THE ANKLE ; FULL GRAIN LEATHER INSOLE; EASILY REMOVABLE AND ADAPTABLE (HARD-WEARING) SOLE. SUFFICIENT TOE-SPRING FOR EASY ROLL-OFF ; REMOVABLE PROFILED CORK INLAY ; HIGH TOE-BOX AND STRONG TOE-CAP FOR PROTECTION OF THE TOES ; EXTENDED FACINGS FOR MAXIMUM ACCESSIBILITY; SOFT TONGUE PADDING; FIRM HEEL COUNTER BLACK SIZE 41"
11849 | 4224170113900 | "BOOT ORTHOPEDIC MALE FULL GRAIN COW/CALF LEATHER PLAIN FRONTED WITH SEAM FREE VAMPS PADDED COLLARS BOOT HEIGHT APPROXIMATELY 125 MM LACE CLOSURE SOFT PADDING AROUND THE COLLAR FOR A BETTER FIT ; A HIGH AND EXTRA LONG STIFFENER TO SUPPORT THE ANKLE ; FULL GRAIN LEATHER INSOLE; EASILY REMOVABLE AND ADAPTABLE (HARD-WEARING) SOLE. SUFFICIENT TOE-SPRING FOR EASY ROLL-OFF ; REMOVABLE PROFILED CORK INLAY ; HIGH TOE-BOX AND STRONG TOE-CAP FOR PROTECTION OF THE TOES ; EXTENDED FACINGS FOR MAXIMUM ACCESSIBILITY; SOFT TONGUE PADDING; FIRM HEEL COUNTER BLACK SIZE 42"
11850 | 4224170114000 | "BOOT ORTHOPEDIC MALE FULL GRAIN COW/CALF LEATHER PLAIN FRONTED WITH SEAM FREE VAMPS PADDED COLLARS BOOT HEIGHT APPROXIMATELY 125 MM LACE CLOSURE SOFT PADDING AROUND THE COLLAR FOR A BETTER FIT ; A HIGH AND EXTRA LONG STIFFENER TO SUPPORT THE ANKLE ; FULL GRAIN LEATHER INSOLE; EASILY REMOVABLE AND ADAPTABLE (HARD-WEARING) SOLE. SUFFICIENT TOE-SPRING FOR EASY ROLL-OFF ; REMOVABLE PROFILED CORK INLAY ; HIGH TOE-BOX AND STRONG TOE-CAP FOR PROTECTION OF THE TOES ; EXTENDED FACINGS FOR MAXIMUM ACCESSIBILITY; SOFT TONGUE PADDING; FIRM HEEL COUNTER BLACK SIZE 43"
11851 | 4224170114100 | "BOOT ORTHOPEDIC MALE FULL GRAIN COW/CALF LEATHER PLAIN FRONTED WITH SEAM FREE VAMPS PADDED COLLARS BOOT HEIGHT APPROXIMATELY 125 MM LACE CLOSURE SOFT PADDING AROUND THE COLLAR FOR A BETTER FIT ; A HIGH AND EXTRA LONG STIFFENER TO SUPPORT THE ANKLE ; FULL GRAIN LEATHER INSOLE; EASILY REMOVABLE AND ADAPTABLE (HARD-WEARING) SOLE. SUFFICIENT TOE-SPRING FOR EASY ROLL-OFF ; REMOVABLE PROFILED CORK INLAY ; HIGH TOE-BOX AND STRONG TOE-CAP FOR PROTECTION OF THE TOES ; EXTENDED FACINGS FOR MAXIMUM ACCESSIBILITY; SOFT TONGUE PADDING; FIRM HEEL COUNTER BLACK SIZE 44"
11852 | 4224170114200 | "BOOT ORTHOPEDIC MALE FULL GRAIN COW/CALF LEATHER PLAIN FRONTED WITH SEAM FREE VAMPS PADDED COLLARS BOOT HEIGHT APPROXIMATELY 125 MM LACE CLOSURE SOFT PADDING AROUND THE COLLAR FOR A BETTER FIT ; A HIGH AND EXTRA LONG STIFFENER TO SUPPORT THE ANKLE ; FULL GRAIN LEATHER INSOLE; EASILY REMOVABLE AND ADAPTABLE (HARD-WEARING) SOLE. SUFFICIENT TOE-SPRING FOR EASY ROLL-OFF ; REMOVABLE PROFILED CORK INLAY ; HIGH TOE-BOX AND STRONG TOE-CAP FOR PROTECTION OF THE TOES ; EXTENDED FACINGS FOR MAXIMUM ACCESSIBILITY; SOFT TONGUE PADDING; FIRM HEEL COUNTER BLACK SIZE 45"
11853 | 4224170114300 | "BOOT ORTHOPEDIC MALE FULL GRAIN COW/CALF LEATHER PLAIN FRONTED WITH SEAM FREE VAMPS PADDED COLLARS BOOT HEIGHT APPROXIMATELY 125 MM LACE CLOSURE SOFT PADDING AROUND THE COLLAR FOR A BETTER FIT ; A HIGH AND EXTRA LONG STIFFENER TO SUPPORT THE ANKLE ; FULL GRAIN LEATHER INSOLE; EASILY REMOVABLE AND ADAPTABLE (HARD-WEARING) SOLE. SUFFICIENT TOE-SPRING FOR EASY ROLL-OFF ; REMOVABLE PROFILED CORK INLAY ; HIGH TOE-BOX AND STRONG TOE-CAP FOR PROTECTION OF THE TOES ; EXTENDED FACINGS FOR MAXIMUM ACCESSIBILITY; SOFT TONGUE PADDING; FIRM HEEL COUNTER BLACK SIZE 46"
11854 | 4224170114500 | TUBES SILICONE PROTECTION TUBE LIGHT AND FUNCTIONAL MADE OF EXTRA - SOFT MEDICAL SILICONE IT FITS TO BODY TEMPERATURE WASHABLE INTERDIGITAL SEPARATOR AND CUSHION FACILITATES TOES ALIGNMENT PREVENTS THE FORMATION OF INTERDIGITAL CALLOSITIES TOES CALLOSITIES INTERDIGITAL CALLOSITIES
11855 | 4224170114600 | "TOE TUBE GEL PROTECTIVE TUBE WITH ELASTIC FABRIC THE ELASTIC FABRIC COVERS THE PROTECTIVE GEL IT CAN BE CUT AND SHORTENED IN ORDER TO FIT YOUR TOE WASHABLE AND REUSABLE LENGTH IS 7.5 CM CONTAINS 2 UNITS PROTECTS HYDRATES SOFTENS CALLUSES REDUCES FRICTION AND PRESSURE ON THE SKIN RELIEVES PAIN SCRATCHES CALLUSES HELOMAS ASSORTED SIZE"
11856 | 4224170114700 | "TOE CAP GEL PROTECTIVE TUBE CLOSED WITH ELASTIC FABRIC OFFERS PROTECTION AGAINST INJURIES ON THE SURFACE OF THE TOE SPECIALLY IN THE NAIL AREA LENGTH IS 60 MM IT IS WASHABLE AND REUSABLE CONTAINS 1 UNIT PROTECTS HYDRATES RELIEVES PRESSURE AND FRICTION BETWEEN TOES PROTECTION FOR PARTIALLY AMPUTATED TOES PROTECTION OF TOE SURFACE LESIONS INTERDIGITAL CALLUSES HAMMER TOES SUPERIMPOSED OR INFRAIMPOSED KERATOTIC LESIONS PARTIALLY AMPUTATED TOES CUTANEOUS OR UNREGULAR PROBLEMS DUE TO DRYNESS INGROWN NAILS ASSORTED SIZE"
11857 | 4224170114800 | "METATARSAL PAD GEL PROTECTIVE ELASTIC BAND WITH ELASTIC FABRIC EASY TO USE IN ALL TYPES OF FOOTWEAR ITS HEART - SHAPED GEL DESIGN ENSURES CUSHIONING THE METATARSAL PART CLOSEST TO THE TOES THE STITCHING BETWEEN THE FIRST AND SECOND TOE CAN BE UNSEEN DAMPING AND UNLOADING OF THE METATARSAL HEADS PREVENTS FRICTION AND CHAFING RELIEVES THE IMPACT ON THE METATARSALS CAUSED BY WALKING AND IMMEDIATELY REDUCES PAIN PROVIDES A CONSTANT MASSAGE ON SOFT TISSUES AND JOINTS RELIEF OF THE METATARSAL ZONE METATARSAL OVERLOADS METATARSAL CALLUSES ASSORTED SIZE"
11858 | 4224170114900 | "BUNION PROTECTOR WITH METATARSAL PAD GEL WITH ELASTIC FABRIC THIS IS MADE OF AN HYPOALLERGENIC FABRIC WHICH IS VERY ELASTIC AND SOFT IF INCORPORATES A LARGE PROTECTIVE GEL PAD THAT COVERS THE BUNION AND THE METATARSAL AREA DAMPING AND UPLOADING OF THE METATARSAL HEADS PREVENTS FRICTION AND CHAFING PROVIDES A CONSTANT MASSAGE ON SOFT TISSUES AND JOINTS LATERAL DISCHARGE OF HALLUX VALGUS PROTECTS THE BUNION FORM FRICTION AND LATERAL PRESSURES HALLUX VALGUS BUNION WITH RELIEF OF THE METATARSAL ZONE METATARSAL OVERLOADS METATARSAL CALLUSES ASSORTED SIZE"
11859 | 4224170115000 | GEL PROTECTIVE ELASTIC TUBE WITH LATERAL GEL PAD WITH ELASTIC FABRIC GEL SEPARATOR THAT PREVENTS THE OVERLAPPING OF THE FIRST AND SECOND TOES RELIEVING PAIN AND ALIGNING THE TOES CORRECTLY THE TUBULAR KEEPS THE SEPARATOR IN ITS CORRECT POSITION ALLOWING DAY AND/OR NIGHT USE ALIGNS THE TOES REDUCES FRICTION AND IRRITATION BETWEEN ADJACENT OR OVERLAPPING TOES PROTECTS AMORTIGUE HYDRATES SUPERIMPOSITION OF THE 1ST FINGER AND THE 2ND FINGER HALLUX VALGUS POSTOPERATIVE
11860 | 4224170119300 | "BUNION PROTECTOR GEL WITH ELASTIC FABRIC THE GEL GLOVE IS MADE OF AN ELASTIC FABRIC WITH AN INNER CUSHION PROTECTING THE HALLUX VALGUS AREA DISCHARGE OF THE LATERAL HALLUX VALGUS PROTECTION OF BUNION FRICTION AND LATERAL PRESSURES LATERAL PROTECTOR OF HALLUS VALGUS (BUNION) HALLUX VALGUS BURSITIS GOUT IN FOOT"
11861 | 4224170119400 | "BUNION ALIGNER HALLUX VALGUS SPLINT SIZE LARGE LEFT"
11862 | 4224170119500 | "BUNION ALIGNER HALLUX VALGUS SPLINT SIZE MEDIUM LEFT"
11863 | 4224170119600 | "BUNION ALIGNER HALLUX VALGUS SPLINT SIZE SMALL RIGHT"
11864 | 4224170119700 | "BUNION ALIGNER HALLUX VALGUS SPLINT SIZE LARGE RIGHT"
11865 | 4224170119800 | "BUNION ALIGNER HALLUX VALGUS SPLINT SIZE MEDIUM RIGHT"
11866 | 4224170119900 | "BUNION ALIGNER HALLUX VALGUS SPLINT SIZE SMALL LEFT"
11867 | 4224170201000 | HARNESS PAVLIK WITH SOFT INNER LINING AND HOOK - AND - LOOP FASTENERS FOR SECURE ADJUSTMENT SIZE MEDIUM
11868 | 4224170201100 | HARNESS PAVLIK WITH SOFT INNER LINING AND HOOK - AND - LOOP FASTENERS FOR SECURE ADJUSTMENT SIZE SMALL
11869 | 4224170201300 | "HIP BRACE JOINT STABILIZER ADULT ADJUSTABLE HIP ROM RESTRICTS MOVEMENT PREVENTION AND TREATMENT OF TEP LOOSENING INSTABILITY OF THE HIP JOINT SIZE SMALL LEFT"
11870 | 4224170201400 | "HIP BRACE JOINT STABILIZER ADULT ADJUSTABLE HIP ROM RESTRICTS MOVEMENT PREVENTION AND TREATMENT OF TEP LOOSENING INSTABILITY OF THE HIP JOINT SIZE LARGE LEFT"
11871 | 4224170201500 | "HIP BRACE JOINT STABILIZER ADULT ADJUSTABLE HIP ROM RESTRICTS MOVEMENT PREVENTION AND TREATMENT OF TEP LOOSENING INSTABILITY OF THE HIP JOINT SIZE LARGE RIGHT"
11872 | 4224170201600 | "HIP BRACE JOINT STABILIZER ADULT ADJUSTABLE HIP ROM RESTRICTS MOVEMENT PREVENTION AND TREATMENT OF TEP LOOSENING INSTABILITY OF THE HIP JOINT SIZE MEDIUM RIGHT"
11873 | 4224170201700 | "HIP BRACE JOINT STABILIZER ADULT ADJUSTABLE HIP ROM RESTRICTS MOVEMENT PREVENTION AND TREATMENT OF TEP LOOSENING INSTABILITY OF THE HIP JOINT SIZE SMALL RIGHT"
11874 | 4224170201800 | "HIP BRACE JOINT STABILIZER ADULT ADJUSTABLE HIP ROM RESTRICTS MOVEMENT PREVENTION AND TREATMENT OF TEP LOOSENING INSTABILITY OF THE HIP JOINT SIZE MEDIUM LEFT"
11875 | 4224170201900 | "DYNAMIC HIP ALIGNMENT ORTHOSIS SWASH STEADY PELVIC UNIQUE DESIGN ALLOWS BIOMECHANICALLY APPROPRIATE MOTION CONTROLLED VARIABLE ABDUCTION TRANSFERS ADDUCTOR TONE PROXIMALLY TO ACHIEVE MORE POSTURAL POSITIONING TRI - PLANAR FUNCTION FOR PROPER CLOSED CHAIN MUSCLE FUNCTION CONTROLS AMOUNT OF ADDUCTION FOR IMPROVED SITTING STANDING AND IF AMBULATORY ALSO WALKING FUNCTIONS ENCOURAGES GREATER TRUNK EXTENSION FOR IMPROVED POSTURAL POSITIONING IMPROVED SITTING POSTURE OPENS UP THORAX STABLE SEATING ALLOWS FOR PARTICIPATION WITH HANDS IN ACTIVITY ELIMINATES SCISSORING IN STANDING AND WALKING REDUCES STRESS ON THE HIPS PROPRIOCEPTIVE RESPONSE HELPS ENHANCE POSITION IN SPACE WHEN WALKING GUIDANCE FOR PROPER HIP ALIGNMENT CHILDREN WITH CP GMFCS II - V OR EQUIVALEN ASSORTED SIZE"
11876 | 4224170202000 | "HIP ABDUCTION PILLOW PEDIATRIC FREJKA MODEL 480 OR EQUIVALENT ADJUSTABLE AND LONG SHOULDER STRAPS WITH CLICK CLIPS REMOVABLE PADDING AND HARD ABDUCTION SUPPORT WASHABLE MATERIAL SIZE 12"
11877 | 4224170202100 | "HIP ABDUCTION PILLOW PEDIATRIC FREJKA MODEL 480 OR EQUIVALENT ADJUSTABLE AND LONG SHOULDER STRAPS WITH CLICK CLIPS REMOVABLE PADDING AND HARD ABDUCTION SUPPORT WASHABLE MATERIAL SIZE 14-15"
11878 | 4224170202200 | "HIP ABDUCTION PILLOW PEDIATRIC FREJKA MODEL 480 OR EQUIVALENT ADJUSTABLE AND LONG SHOULDER STRAPS WITH CLICK CLIPS REMOVABLE PADDING AND HARD ABDUCTION SUPPORT WASHABLE MATERIAL SIZE 16-17"
11879 | 4224170202300 | "HIP ABDUCTION PILLOW PEDIATRIC FREJKA MODEL 480 OR EQUIVALENT ADJUSTABLE AND LONG SHOULDER STRAPS WITH CLICK CLIPS REMOVABLE PADDING AND HARD ABDUCTION SUPPORT WASHABLE MATERIAL SIZE 18-19"
11880 | 4224170202400 | "HIP ABDUCTION PILLOW PEDIATRIC FREJKA MODEL 480 OR EQUIVALENT ADJUSTABLE AND LONG SHOULDER STRAPS WITH CLICK CLIPS REMOVABLE PADDING AND HARD ABDUCTION SUPPORT WASHABLE MATERIAL SIZE 20-21"
11881 | 4224170301900 | KNEE SUPPORT MADE FROM LIGHTWEIGHT ELASTIC TWO WAY STRETCH SIZE: LARGE
11882 | 4224170302000 | KNEE SUPPORT MADE FROM LIGHTWEIGHT ELASTIC TWO WAY STRETCH SIZE: MEDIUM
11883 | 4224170302100 | KNEE SUPPORT MADE FROM LIGHTWEIGHT ELASTIC TWO WAY STRETCH SIZE: SMALL
11884 | 4224170302200 | KNEE SUPPORT MADE FROM LIGHTWEIGHT ELASTIC TWO WAY STRETCH SIZE: EXTRA LARGE
11885 | 4224170302300 | KNEE SUPPORT MADE FROM LIGHTWEIGHT ELASTIC TWO WAY STRETCH SIZE: DOUBLE EXTRA LARGE
11886 | 4224170306400 | SLEEVE TRANSFEMORAL NEOPRENE SUSPENSION SIZE MEDIUM RIGHT
11887 | 4224170306500 | SLEEVE TRANSFEMORAL NEOPRENE SUSPENSION SIZE LARGE LEFT
11888 | 4224170306600 | SLEEVE TRANSFEMORAL NEOPRENE SUSPENSION SIZE LARGE RIGHT
11889 | 4224170306700 | SLEEVE TRANSFEMORAL NEOPRENE SUSPENSION SIZE EXTRA-LARGE LEFT
11890 | 4224170306800 | "PROSTHETIC SUSPENSION BELT TRANSFEMORAL NEOPRENE ADHESIVE STRIP SIZE HIP CIRCUMFERENCE 58 - 65 CM APPROXIMATELY RIGHT"
11891 | 4224170306900 | SLEEVE TRANSFEMORAL NEOPRENE SUSPENSION SIZE XX-LARGE LEFT
11892 | 4224170307000 | "PROSTHETIC SUSPENSION BELT TRANSFEMORAL NEOPRENE ADHESIVE STRIP SIZE HIP CIRCUMFERENCE 58 - 65 CM APPROXIMATELY LEFT"
11893 | 4224170308600 | NEOPRENE TRANSFEMORAL SUSPENSION SLEEVE SIZE MEDIUM LEFT
11894 | 4224170309000 | SPONGE BODY NO RINSE ONE STEP CLEANSING DISPOSABLE STERILE
11895 | 4224170309100 | BRUSH/SCRUB WITH 4% CHLORHEXIDINE GLUCONATE STERILE NOTE: MSDS SHOULD BE PROVIDED IN SOFT COPY
11896 | 4224170309200 | SPONGE DRAIN PRECUT 6 PLY FOLDED SIZE: 10 X 10 CM PACKING: 2 PIECES / PACKET DISPOSABLE STERILE
11897 | 4224170309300 | KNEE HINGED BRACE WITH TWO RIGID STAY MADE OF NEOPRENE POPLITEAL AREA OPEN VELCRO STRAPS BEIGE COLOR SIZE EXTRA LARGE
11898 | 4224170309400 | KNEE HINGED BRACE WITH TWO RIGID STAY MADE OF NEOPRENE POPLITEAL AREA OPEN VELCRO STRAPS BEIGE COLOR SIZE LARGE
11899 | 4224170309500 | KNEE HINGED BRACE WITH TWO RIGID STAY MADE OF NEOPRENE POPLITEAL AREA OPEN VELCRO STRAPS BEIGE COLOR SIZE MEDIUM
11900 | 4224170309600 | KNEE HINGED BRACE WITH TWO RIGID STAY MADE OF NEOPRENE POPLITEAL AREA OPEN VELCRO STRAPS BEIGE COLOR SIZE DOUBLE EXTRA LARGE
11901 | 4224170309900 | KNEE HINGED BRACE WITH TWO RIGID STAY MADE OF NEOPRENE POPLITEAL AREA OPEN VELCRO STRAPS BEIGE COLOR SIZE SMALL
11902 | 4224170310000 | KNEE HINGE BRACE POPLITEAL AREA OPEN CONTROL KNEE JOINT ANGLE FOR ANTERIOR/POSTERIOR CRUCIATE LIGAMENTS INJURY SIZE SMALL
11903 | 4224170310100 | KNEE HINGE BRACE POPLITEAL AREA OPEN CONTROL KNEE JOINT ANGLE FOR ANTERIOR/POSTERIOR CRUCIATE LIGAMENTS INJURY SIZE MEDIUM
11904 | 4224170310200 | KNEE HINGE BRACE POPLITEAL AREA OPEN CONTROL KNEE JOINT ANGLE FOR ANTERIOR/POSTERIOR CRUCIATE LIGAMENTS INJURY SIZE LARGE
11905 | 4224170310300 | KNEE HINGE BRACE POPLITEAL AREA OPEN CONTROL KNEE JOINT ANGLE FOR ANTERIOR/POSTERIOR CRUCIATE LIGAMENTS INJURY SIZE EXTRA-LARGE
11906 | 4224170310400 | KNEE HINGE BRACE POPLITEAL AREA OPEN CONTROL KNEE JOINT ANGLE FOR ANTERIOR/POSTERIOR CRUCIATE LIGAMENTS INJURY SIZE DOUBLE EXTRA-LARGE
11907 | 4224170310500 | KNEE HINGE BRACE POPLITEAL AREA OPEN WRAP AROUND SHORT SIZE SMALL
11908 | 4224170310700 | KNEE HINGE BRACE POPLITEAL AREA OPEN WRAP AROUND SHORT SIZE MEDIUM
11909 | 4224170310900 | KNEE HINGE BRACE POPLITEAL AREA OPEN WRAP AROUND SHORT SIZE LARGE
11910 | 4224170311100 | KNEE HINGE BRACE POPLITEAL AREA OPEN WRAP AROUND SHORT SIZE EXTRA-LARGE
11911 | 4224170311300 | KNEE HINGE BRACE POPLITEAL AREA OPEN WRAP AROUND SHORT SIZE DOUBLE EXTRA-LARGE
11912 | 4224170311500 | KNEE BRACE FOR MILD TO MODERATE MCL LCL AND/OR ACL PCL INSTABILITIES SIZE EXTRA SMALL
11913 | 4224170311600 | KNEE LIGAMENT HINGED BRACE WITH TWO RIGID STAY CROSSING STRAPS CONTROL PATELLA MOVEMENT MADE OF NEOPRENE POPLITEAL AREA OPEN FOR MILD LIGAMENT INSTABILITIES SIZE LARGE
11914 | 4224170311700 | KNEE LIGAMENT HINGED BRACE WITH TWO RIGID STAY CROSSING STRAPS CONTROL PATELLA MOVEMENT MADE OF NEOPRENE POPLITEAL AREA OPEN FOR MILD LIGAMENT INSTABILITIES SIZE MEDIUM
11915 | 4224170311800 | KNEE LIGAMENT HINGED BRACE WITH TWO RIGID STAY CROSSING STRAPS CONTROL PATELLA MOVEMENT MADE OF NEOPRENE POPLITEAL AREA OPEN FOR MILD LIGAMENT INSTABILITIES SIZE SMALL
11916 | 4224170311900 | KNEE LIGAMENT HINGED BRACE WITH TWO RIGID STAY CROSSING STRAPS CONTROL PATELLA MOVEMENT MADE OF NEOPRENE POPLITEAL AREA OPEN FOR MILD LIGAMENT INSTABILITIES SIZE EXTRA LARGE
11917 | 4224170312000 | KNEE LIGAMENT HINGED BRACE WITH TWO RIGID STAY CROSSING STRAPS CONTROL PATELLA MOVEMENT MADE OF NEOPRENE POPLITEAL AREA OPEN FOR MILD LIGAMENT INSTABILITIES SIZE DOUBLE EXTRA LARGE
11918 | 4224170312100 | FUNCTIONAL KNEE HINGE BRACE STABILIZER POLYCENTRIC HINGE PREFORMED ANATOMICAL ALUMINUM FRAME EXTENSION CONTROL (0° TO 40°) AND FLEXION (0° TO 90°) WITH LENGTH HEIGHT ADJUSTMENT OPEN TEXTILE STRUCTURE FORMED BY 4 BANDS FOUR POINT SYSTEM OF LEVERAGE INCORPORATES CONDYLAR PADS CONTROL OF THE DEGREE OF FLEXION-EXTENSION OF THE JOINT IMMOBILIZATION OF THE ARTICULATION OR CONTROL OF RANGE OF MOVEMENT SIZE: EXTRA SMALL
11919 | 4224170312300 | FUNCTIONAL KNEE HINGE BRACE STABILIZER POLYCENTRIC HINGE PREFORMED ANATOMICAL ALUMINUM FRAME EXTENSION CONTROL (0° TO 40°) AND FLEXION (0° TO 90°) WITH LENGTH HEIGHT ADJUSTMENT OPEN TEXTILE STRUCTURE FORMED BY 4 BANDS FOUR POINT SYSTEM OF LEVERAGE INCORPORATES CONDYLAR PADS CONTROL OF THE DEGREE OF FLEXION-EXTENSION OF THE JOINT IMMOBILIZATION OF THE ARTICULATION OR CONTROL OF RANGE OF MOVEMENT SIZE: MEDIUM
11920 | 4224170312400 | FUNCTIONAL KNEE HINGE BRACE STABILIZER POLYCENTRIC HINGE PREFORMED ANATOMICAL ALUMINUM FRAME EXTENSION CONTROL (0° TO 40°) AND FLEXION (0° TO 90°) WITH LENGTH HEIGHT ADJUSTMENT OPEN TEXTILE STRUCTURE FORMED BY 4 BANDS FOUR POINT SYSTEM OF LEVERAGE INCORPORATES CONDYLAR PADS CONTROL OF THE DEGREE OF FLEXION-EXTENSION OF THE JOINT IMMOBILIZATION OF THE ARTICULATION OR CONTROL OF RANGE OF MOVEMENT SIZE: SMALL
11921 | 4224170312800 | FUNCTIONAL KNEE HINGE BRACE STABILIZER POLYCENTRIC HINGE PREFORMED ANATOMICAL ALUMINUM FRAME EXTENSION CONTROL (0° TO 40°) AND FLEXION (0° TO 90°) WITH LENGTH HEIGHT ADJUSTMENT OPEN TEXTILE STRUCTURE FORMED BY 4 BANDS FOUR POINT SYSTEM OF LEVERAGE INCORPORATES CONDYLAR PADS CONTROL OF THE DEGREE OF FLEXION-EXTENSION OF THE JOINT IMMOBILIZATION OF THE ARTICULATION OR CONTROL OF RANGE OF MOVEMENT SIZE: DOUBLE EXTRA LARGE
11922 | 4224170312900 | FUNCTIONAL KNEE HINGE BRACE STABILIZER POLYCENTRIC HINGE PREFORMED ANATOMICAL ALUMINUM FRAME EXTENSION CONTROL (0° TO 40°) AND FLEXION (0° TO 90°) WITH LENGTH HEIGHT ADJUSTMENT OPEN TEXTILE STRUCTURE FORMED BY 4 BANDS FOUR POINT SYSTEM OF LEVERAGE INCORPORATES CONDYLAR PADS CONTROL OF THE DEGREE OF FLEXION-EXTENSION OF THE JOINT IMMOBILIZATION OF THE ARTICULATION OR CONTROL OF RANGE OF MOVEMENT SIZE: EXTRA LARGE
11923 | 4224170313000 | FUNCTIONAL KNEE HINGE BRACE STABILIZER POLYCENTRIC HINGE PREFORMED ANATOMICAL ALUMINUM FRAME EXTENSION CONTROL (0° TO 40°) AND FLEXION (0° TO 90°) WITH LENGTH HEIGHT ADJUSTMENT OPEN TEXTILE STRUCTURE FORMED BY 4 BANDS FOUR POINT SYSTEM OF LEVERAGE INCORPORATES CONDYLAR PADS CONTROL OF THE DEGREE OF FLEXION-EXTENSION OF THE JOINT IMMOBILIZATION OF THE ARTICULATION OR CONTROL OF RANGE OF MOVEMENT SIZE: LARGE
11924 | 4224170313100 | KNEE SUPPORT ELASTIC WITH PAD AROUND PATELLA FOUR WAY STRETCH SIZE LARGE
11925 | 4224170313300 | KNEE SUPPORT ELASTIC WITH PAD AROUND PATELLA FOUR WAY STRETCH SIZE MEDIUM
11926 | 4224170313500 | KNEE SUPPORT ELASTIC WITH PAD AROUND PATELLA FOUR WAY STRETCH SIZE SMALL
11927 | 4224170313700 | KNEE SUPPORT ELASTIC WITH PAD AROUND PATELLA FOUR WAY STRETCH SIZE EXTRA LARGE
11928 | 4224170314800 | "KNEE IMMOBILIZER BIVALVE THERMOPLASTIC LARGE"
11929 | 4224170315100 | ORTHOSIS POST OPERATIVE KNEE POLYACTION OR EQUIVALENT LARGE LEFT
11930 | 4224170315200 | ORTHOSIS POST OPERATIVE KNEE POLYACTION OR EQUIVALENT LARGE RIGHT
11931 | 4224170315300 | ORTHOSIS POST OPERATIVE KNEE POLYACTION OR EQUIVALENT MEDIUM RIGHT
11932 | 4224170315400 | ORTHOSIS POST OPERATIVE KNEE POLYACTION OR EQUIVALENT MEDIUM LEFT
11933 | 4224170315500 | ORTHOSIS POST OPERATIVE KNEE POLYACTION OR EQUIVALENT SMALL RIGHT
11934 | 4224170315600 | KNEE SUPPORT MADE FROM LIGHTWEIGHT ELASTIC FOUR WAY STRETCH SIZE: SMALL
11935 | 4224170315700 | KNEE SUPPORT MADE FROM LIGHTWEIGHT ELASTIC FOUR WAY STRETCH SIZE: MEDIUM
11936 | 4224170315800 | KNEE SUPPORT MADE FROM LIGHTWEIGHT ELASTIC FOUR WAY STRETCH SIZE: LARGE
11937 | 4224170315900 | KNEE SUPPORT MADE FROM LIGHTWEIGHT ELASTIC FOUR WAY STRETCH SIZE: EXTRA LARGE
11938 | 4224170316000 | KNEE SUPPORT MADE FROM LIGHTWEIGHT ELASTIC FOUR WAY STRETCH SIZE: DOUBLE EXTRA LARGE
11939 | 4224170316100 | KNEE IMMOBILIZER MADE OF TWO PIECES OF THERMOPLASTIC JOINT POSITION IN LIGHT FLEXION OF 10 º ASSORTED SIZE
11940 | 4224170316200 | PATELLAR TENDONITIS BAND INELASTIC VELCRO ADJUSTMENT IT INCORPORATES VISCOELASTIC MATERIAL PAD THAT PUTS PRESSURE ON THE PATELLAR TENDON UNIVERSAL SIZE
11941 | 4224170316300 | KNEE BRACE PEDIATRIC WRAP AROUND SIDE STAYS THAT PROVIDE STABILIZATION POPLITEAL AREA OPEN EASY PLACEMENT CONTROL AND REVIEW OF THE AREA COMFORTABLE BRACES BREATHABLE FABRIC AND LATEX FREE ASSORTED SIZE
11942 | 4224170316400 | IMMOBILIZER KNEE CHILDREN IT INCORPORATES THREE LATERAL AND REAR CONFORMABLE STAYS THEY CAN BE ADAPTED TO ACHIEVE THE DESIRED DEGREE OF FLEXION RELEASE THE KNEE CAP PERFECT ADAPTATION TO ALL THE PERIMETERS OF THE LEG THANKS TO ITS TWO SIDE PANELS VELCRO CLOSURE OR EQUIVALENT IMMOBILIZATION AND PROTECTION OF THE JOINT OF KNEE COMFORTABLE BRACES BREATHABLE AND LATEX FREE TRAUMA CONSERVATIVE TREATMENT OF KNEE CAP FRACTURES SPRAIN OF LIGAMENTS PRE - SURGICAL AND POST - SURGICAL IMMOBILIZATION
11943 | 4224170316500 | UNLOAD THE MEDIAL OR LATERAL COMPARTMENT OF THE KNEE ALLOWS FOR ADJUSTMENT AND CONTROL IN SAGITTAL CORONAL AND TRANSVERSE PLANES OF THE KNEE INTEGRAL ADHESION LAYERS DESIGNED TO PREVENT MIGRATION OF THE ORTHOSIS COST - EFFECTIVE RELIEVES PAIN OF OSTEOARTHRITIS PREVENTS FURTHER PROGRESSION OF OSTEOARTHRITIS MILD TO MODERATE UNI - COMPARTMENTAL OSTEOARTHRITIS OF THE KNEE. SIZE S WILL BE ON DEMAND
11944 | 4224170317100 | KNEE IMMOBILIZER 3-PANEL WITH RIGID STAY WRAP AROUND DESIGN SIZE LARGE LONG
11945 | 4224170317200 | KNEE IMMOBILIZER 3-PANEL WITH RIGID STAY WRAP AROUND DESIGN SIZE MEDIUM
11946 | 4224170317300 | SWEDISH KNEE CAGE SMALL
11947 | 4224170317400 | SWEDISH KNEE CAGE MEDIUM
11948 | 4224170317500 | SWEDISH KNEE CAGE LARGE
11949 | 4224170317600 | SWEDISH KNEE CAGE EXTRA-LARGE
11950 | 4224170317700 | KNEE HINGED BRACE MADE OF NEOPRENE WRAP AROUND DESIGN WITH ADJUSTABLE STRUTS AND ADJUSTABLE ROM UNIVERSAL SIZE
11951 | 4224170500400 | "STRETCH NIGHT SPLINT WITH ADJUSTABLE DORSIFLEXION STRAPS NON-SKID BOTTOM FOR INCREASED SAFETY TOE WEDGE INCLUDED ANTIMICROBIAL MATERIAL SIZE LARGE"
11952 | 4224170500500 | "STRETCH NIGHT SPLINT WITH ADJUSTABLE DORSIFLEXION STRAPS NON-SKID BOTTOM FOR INCREASED SAFETY TOE WEDGE INCLUDED ANTIMICROBIAL MATERIAL SIZE MEDIUM"
11953 | 4224170500600 | "STRETCH NIGHT SPLINT WITH ADJUSTABLE DORSIFLEXION STRAPS NON-SKID BOTTOM FOR INCREASED SAFETY TOE WEDGE INCLUDED ANTIMICROBIAL MATERIAL SIZE SMALL"
11954 | 4224170500800 | "NIGHT SPLINT ANKLE FOOT ORTHOSIS (AFO) ADULT PROVIDES AN EFFECTIVE TREATMENT FOR PLANTAR FASCITIS AND ACHILLES TENDON ADJUSTABLE FROM 10 TO 90 DEGREE DORSI FLEXION WITH COOL FOAM LINER SIZE LARGE"
11955 | 4224170500900 | "NIGHT SPLINT ANKLE FOOT ORTHOSIS (AFO) ADULT PROVIDES AN EFFECTIVE TREATMENT FOR PLANTAR FASCITIS AND ACHILLES TENDON ADJUSTABLE FROM 10 TO 90 DEGREE DORSI FLEXION WITH COOL FOAM LINER SIZE MEDIUM"
11956 | 4224170501000 | "PRESSURE RELIEF ANKLE-FOOT ORTHOSIS (PRAFO) FLEECE WITH EXTENSION STRAP ELIMINATES HEEL PRESSURE AND TREATS FOOT AND ANKLE CONTRACTURES SIZE LARGE 9-10 INCHES APPROXIMATELY"
11957 | 4224170501100 | "PRESSURE RELIEF ANKLE-FOOT ORTHOSIS (PRAFO) FLEECE WITH EXTENSION STRAP ELIMINATES HEEL PRESSURE AND TREATS FOOT AND ANKLE CONTRACTURES SIZE MEDIUM 7.5-9 INCHES APPROXIMATELY"
11958 | 4224170501200 | "PRESSURE RELIEF ANKLE-FOOT ORTHOSIS (PRAFO) FLEECE WITH EXTENSION STRAP ELIMINATES HEEL PRESSURE AND TREATS FOOT AND ANKLE CONTRACTURES SIZE SMALL 6-7.5 INCHES APPROXIMATELY"
11959 | 4224170501300 | "PRESSURE RELIEF ANKLE-FOOT ORTHOSIS (PRAFO) FLEECE WITH EXTENSION STRAP ELIMINATES HEEL PRESSURE AND TREATS FOOT AND ANKLE CONTRACTURES SIZE EXTRA LARGE 10-11 INCHES APPROXIMATELY"
11960 | 4224170601700 | "HEEL PAD SILICONE COMFORT NON-COMPRESSIBLE DUAL DENSITY WASHABLE TRANSFERABLE HYPOALLERGENIC NON-TOXIC NON-FLAMMABLE ODOR FREE SIZE LARGE"
11961 | 4224170601800 | "HEEL PAD SILICONE COMFORT NON-COMPRESSIBLE DUAL DENSITY WASHABLE TRANSFERABLE HYPOALLERGENIC NON-TOXIC NON-FLAMMABLE ODOR FREE SIZE MEDIUM"
11962 | 4224170601900 | "HEEL PAD SILICONE COMFORT NON-COMPRESSIBLE DUAL DENSITY WASHABLE TRANSFERABLE HYPOALLERGENIC NON-TOXIC NON-FLAMMABLE ODOR FREE SIZE EXTRA LARGE"
11963 | 4224170602000 | INSOLE SHOE SIZE 10 - 11 MEN GREEN DOT SOFT SILICONE COMFORT NON-COMPRESSIBLE DUAL DENSITY WASHABLE TRANSFERABLE HYPOALLERGENIC NON-TOXIC NON-FLAMMABLE ODOR FREE
11964 | 4224170602100 | INSOLE SHOE SIZE 12 - 13 MEN GREEN DOT SOFT SILICONE COMFORT NON-COMPRESSIBLE DUAL DENSITY WASHABLE TRANSFERABLE HYPOALLERGENIC NON-TOXIC NON-FLAMMABLE ODOR FREE
11965 | 4224170602200 | INSOLE SHOE SIZE 14 - 15 MEN GREEN DOT SOFT SILICONE COMFORT NON-COMPRESSIBLE DUAL DENSITY WASHABLE TRANSFERABLE HYPOALLERGENIC NON-TOXIC NON-FLAMMABLE ODOR FREE
11966 | 4224170602300 | INSOLE SHOE SIZE 6 - 7 MEN GREEN DOT SOFT SILICONE COMFORT NON-COMPRESSIBLE DUAL DENSITY WASHABLE TRANSFERABLE HYPOALLERGENIC NON- TOXIC NON-FLAMMABLE ODOR FREE
11967 | 4224170602400 | INSOLE SHOE SIZE 8 - 9 MEN GREEN DOT SOFT SILICONE COMFORT NON-COMPRESSIBLE DUAL DENSITY WASHABLE TRANSFERABLE HYPOALLERGENIC NON- TOXIC NON-FLAMMABLE ODOR FREE
11968 | 4224170602500 | INSOLE SHOE SIZE 10 - 11 WOMEN GREEN DOT SOFT SILICONE COMFORT NON-COMPRESSIBLE DUAL DENSITY WASHABLE TRANSFERABLE HYPOALLERGENIC NON-TOXIC NON-FLAMMABLE ODOR FREE
11969 | 4224170602600 | INSOLE SHOE SIZE 4 - 5 WOMEN GREEN DOT SOFT SILICONE COMFORT NON-COMPRESSIBLE DUAL DENSITY WASHABLE TRANSFERABLE HYPOALLERGENIC NON-TOXIC NON-FLAMMABLE ODOR FREE
11970 | 4224170602700 | INSOLE SHOE SIZE 6 - 7 WOMEN GREEN DOT SOFT SILICONE COMFORT NON-COMPRESSIBLE DUAL DENSITY WASHABLE TRANSFERABLE HYPOALLERGENIC NON-TOXIC NON-FLAMMABLE ODOR FREE
11971 | 4224170602800 | INSOLE SHOE SIZE 8 - 9 WOMEN GREEN DOT SOFT SILICONE COMFORT NON-COMPRESSIBLE DUAL DENSITY WASHABLE TRANSFERABLE HYPOALLERGENIC NON-TOXIC NON-FLAMMABLE ODOR FREE
11972 | 4224170603000 | SHOES ANTI-VARUS FEATURES: FULL GRAIN COW/CALF LEATHER UPPER SPLIT COW LEATHER LINING NON-SLIP RUBBER OUTSOLE HIGH ANKLE HARD HEEL DESIGNED TO BE USED TO HELP MAINTAIN CORRECTION IN BABIES WITH CLUBFOOT AND METATARSUS ADDUCTUS TWO VELCRO STRAP OR EQUIVALENT DARK BLUE COLOR SIZE: 19 ; MADE ON ANTI VARUS LASTS ; SOFT PADDING AROUND THE COLLAR FOR A BETTER FIT ; SPECIAL EXTENDED STIFFENER WITH CURVED WALL TO CORRECT THE FOOT SHAPE ; FULL GRAIN LEATHER INSOLE ; EASILY REMOVABLE AND ADAPTABLE (HARD-WEARING) SOLE-UNIT ; SUFFICIENT TOE-SPRING FOR EASY ROLL-OFF ; REMOVABLE PROFILED CORK INLAY ; HIGH TOE-BOX AND STRONG TOE-CAP FOR PROTECTION OF THE TOES ; EXTENDED FACINGS FOR MAXIMUM ACCESSIBILITY ; EXTRA PADDING AROUND THE ANKLE FOR MORE COMFORT ; SOFT TONGUE PADDING TO MOULD THE SHOE ROUND THE FOOT
11973 | 4224170603100 | SHOES ANTI-VARUS FEATURES: FULL GRAIN COW/CALF LEATHER UPPER SPLIT COW LEATHER LINING NON-SLIP RUBBER OUTSOLE HIGH ANKLE HARD HEEL DESIGNED TO BE USED TO HELP MAINTAIN CORRECTION IN BABIES WITH CLUBFOOT AND METATARSUS ADDUCTUS TWO VELCRO STRAP OR EQUIVALENT DARK BLUE COLOR SIZE: 28 ; MADE ON ANTI VARUS LASTS ; SOFT PADDING AROUND THE COLLAR FOR A BETTER FIT ; SPECIAL EXTENDED STIFFENER WITH CURVED WALL TO CORRECT THE FOOT SHAPE ; FULL GRAIN LEATHER INSOLE ; EASILY REMOVABLE AND ADAPTABLE (HARD-WEARING) SOLE-UNIT ; SUFFICIENT TOE-SPRING FOR EASY ROLL-OFF ; REMOVABLE PROFILED CORK INLAY ; HIGH TOE-BOX AND STRONG TOE-CAP FOR PROTECTION OF THE TOES ; EXTENDED FACINGS FOR MAXIMUM ACCESSIBILITY ; EXTRA PADDING AROUND THE ANKLE FOR MORE COMFORT ; SOFT TONGUE PADDING TO MOULD THE SHOE ROUND THE FOOT
11974 | 4224170603200 | SHOES ANTI-VARUS FEATURES: FULL GRAIN COW/CALF LEATHER UPPER SPLIT COW LEATHER LINING NON-SLIP RUBBER OUTSOLE HIGH ANKLE HARD HEEL DESIGNED TO BE USED TO HELP MAINTAIN CORRECTION IN BABIES WITH CLUBFOOT AND METATARSUS ADDUCTUS TWO VELCRO STRAP OR EQUIVALENT DARK BLUE COLOR SIZE: 29 ; MADE ON ANTI VARUS LASTS ; SOFT PADDING AROUND THE COLLAR FOR A BETTER FIT ; SPECIAL EXTENDED STIFFENER WITH CURVED WALL TO CORRECT THE FOOT SHAPE ; FULL GRAIN LEATHER INSOLE ; EASILY REMOVABLE AND ADAPTABLE (HARD-WEARING) SOLE-UNIT ; SUFFICIENT TOE-SPRING FOR EASY ROLL-OFF ; REMOVABLE PROFILED CORK INLAY ; HIGH TOE-BOX AND STRONG TOE-CAP FOR PROTECTION OF THE TOES ; EXTENDED FACINGS FOR MAXIMUM ACCESSIBILITY ; EXTRA PADDING AROUND THE ANKLE FOR MORE COMFORT ; SOFT TONGUE PADDING TO MOULD THE SHOE ROUND THE FOOT
11975 | 4224170603300 | SHOES ANTI-VARUS FEATURES: FULL GRAIN COW/CALF LEATHER UPPER SPLIT COW LEATHER LINING NON-SLIP RUBBER OUTSOLE HIGH ANKLE HARD HEEL DESIGNED TO BE USED TO HELP MAINTAIN CORRECTION IN BABIES WITH CLUBFOOT AND METATARSUS ADDUCTUS TWO VELCRO STRAP OR EQUIVALENT DARK BLUE COLOR SIZE: 30 ; MADE ON ANTI VARUS LASTS ; SOFT PADDING AROUND THE COLLAR FOR A BETTER FIT ; SPECIAL EXTENDED STIFFENER WITH CURVED WALL TO CORRECT THE FOOT SHAPE ; FULL GRAIN LEATHER INSOLE ; EASILY REMOVABLE AND ADAPTABLE (HARD-WEARING) SOLE-UNIT ; SUFFICIENT TOE-SPRING FOR EASY ROLL-OFF ; REMOVABLE PROFILED CORK INLAY ; HIGH TOE-BOX AND STRONG TOE-CAP FOR PROTECTION OF THE TOES ; EXTENDED FACINGS FOR MAXIMUM ACCESSIBILITY ; EXTRA PADDING AROUND THE ANKLE FOR MORE COMFORT ; SOFT TONGUE PADDING TO MOULD THE SHOE ROUND THE FOOT
11976 | 4224170606300 | "RIGID INSOLES PEDIATRIC FULL LENGTH FLEXIBLE AT THE TOE SIDE PAIR SIZE 33"
11977 | 4224170606400 | "RIGID INSOLES PEDIATRIC FULL LENGTH FLEXIBLE AT THE TOE SIDE PAIR SIZE 29"
11978 | 4224170606600 | "RIGID INSOLES PEDIATRIC FULL LENGTH FLEXIBLE AT THE TOE SIDE PAIR SIZE 23"
11979 | 4224170610700 | "POLYETHYLENE SHEET BLACK RIGID DENSITY NON - PERFORATED SIZE: 46 X 71 X 2 CM APPROXIMATELY"
11980 | 4224170610900 | "RIGID INSOLES PEDIATRIC FULL LENGTH FLEXIBLE AT THE TOE SIDE PAIR SIZE 28"
11981 | 4224170611000 | "RIGID INSOLES PEDIATRIC FULL LENGTH FLEXIBLE AT THE TOE SIDE PAIR SIZE 30"
11982 | 4224170611100 | "RIGID INSOLES PEDIATRIC FULL LENGTH FLEXIBLE AT THE TOE SIDE PAIR SIZE 26"
11983 | 4224170611200 | "RIGID INSOLES PEDIATRIC FULL LENGTH FLEXIBLE AT THE TOE SIDE PAIR SIZE 34"
11984 | 4224170611300 | DIABETIC SHOES WIDE FITTING FULL GRAIN COW/CALF SOFT LEATHER UPPER VELCRO CLOSURE SOFT HIGH-QUALITY ANTIBACTERIAL BREATHABLE DIABETIC LINING WITHOUT SEAMS. SOFT HEEL COUNTER LIGHT WEIGHT REMOVABLE INSOLES WITH AN ERGONOMIC DESIGN SIZE 37 ; PROTECTIVE INTERIOR THAT IS MADE FROM SOFT MATERIAL AND STITCHING THAT DOESN’T PROTRUDE SO AS NOT TO CAUSE IRRITATION ; NON-BINDING UPPERS THAT ENSURE THAT THERE IS NO PRESSURE ON THE FOOT ; EXTRA DEPTH DESIGN THAT PROVIDES A PRESSURE-FREE FIT AND CAN ACCOMMODATE THICK ORTHOTIC INSERTS ; A DEEP TOE BOX THAT PROVIDES EXTRA ROOM FOR TOE MOVEMENT AND AVOIDS PRESSURE ON THE TOES ; LIGHTWEIGHT CUSHIONING SOLES THAT FACILITATE MOBILITY AND STABILITY AND REDUCE IMPACTS ON THE FOOT ; STRETCHABLE UPPERS ; STRETCHABLE SHOES CONFORM TO THE CONTOURS OF THE FOOT AND HELP ELIMINATE PRESSURE POINTS
11985 | 4224170611400 | DIABETIC SHOES WIDE FITTING FULL GRAIN COW/CALF SOFT LEATHER UPPER VELCRO CLOSURE SOFT HIGH-QUALITY ANTIBACTERIAL BREATHABLE DIABETIC LINING WITHOUT SEAMS. SOFT HEEL COUNTER LIGHT WEIGHT REMOVABLE INSOLES WITH AN ERGONOMIC DESIGN SIZE 38 ; PROTECTIVE INTERIOR THAT IS MADE FROM SOFT MATERIAL AND STITCHING THAT DOESN’T PROTRUDE SO AS NOT TO CAUSE IRRITATION ; NON-BINDING UPPERS THAT ENSURE THAT THERE IS NO PRESSURE ON THE FOOT ; EXTRA DEPTH DESIGN THAT PROVIDES A PRESSURE-FREE FIT AND CAN ACCOMMODATE THICK ORTHOTIC INSERTS ; A DEEP TOE BOX THAT PROVIDES EXTRA ROOM FOR TOE MOVEMENT AND AVOIDS PRESSURE ON THE TOES ; LIGHTWEIGHT CUSHIONING SOLES THAT FACILITATE MOBILITY AND STABILITY AND REDUCE IMPACTS ON THE FOOT ; STRETCHABLE UPPERS ; STRETCHABLE SHOES CONFORM TO THE CONTOURS OF THE FOOT AND HELP ELIMINATE PRESSURE POINTS
11986 | 4224170611500 | DIABETIC SHOES WIDE FITTING FULL GRAIN COW/CALF SOFT LEATHER UPPER VELCRO CLOSURE SOFT HIGH-QUALITY ANTIBACTERIAL BREATHABLE DIABETIC LINING WITHOUT SEAMS. SOFT HEEL COUNTER LIGHT WEIGHT REMOVABLE INSOLES WITH AN ERGONOMIC DESIGN SIZE 39 ; PROTECTIVE INTERIOR THAT IS MADE FROM SOFT MATERIAL AND STITCHING THAT DOESN’T PROTRUDE SO AS NOT TO CAUSE IRRITATION ; NON-BINDING UPPERS THAT ENSURE THAT THERE IS NO PRESSURE ON THE FOOT ; EXTRA DEPTH DESIGN THAT PROVIDES A PRESSURE-FREE FIT AND CAN ACCOMMODATE THICK ORTHOTIC INSERTS ; A DEEP TOE BOX THAT PROVIDES EXTRA ROOM FOR TOE MOVEMENT AND AVOIDS PRESSURE ON THE TOES ; LIGHTWEIGHT CUSHIONING SOLES THAT FACILITATE MOBILITY AND STABILITY AND REDUCE IMPACTS ON THE FOOT ; STRETCHABLE UPPERS ; STRETCHABLE SHOES CONFORM TO THE CONTOURS OF THE FOOT AND HELP ELIMINATE PRESSURE POINTS
11987 | 4224170611600 | DIABETIC SHOES WIDE FITTING FULL GRAIN COW/CALF SOFT LEATHER UPPER VELCRO CLOSURE SOFT HIGH-QUALITY ANTIBACTERIAL BREATHABLE DIABETIC LINING WITHOUT SEAMS. SOFT HEEL COUNTER LIGHT WEIGHT REMOVABLE INSOLES WITH AN ERGONOMIC DESIGN SIZE 40 ; PROTECTIVE INTERIOR THAT IS MADE FROM SOFT MATERIAL AND STITCHING THAT DOESN’T PROTRUDE SO AS NOT TO CAUSE IRRITATION ; NON-BINDING UPPERS THAT ENSURE THAT THERE IS NO PRESSURE ON THE FOOT ; EXTRA DEPTH DESIGN THAT PROVIDES A PRESSURE-FREE FIT AND CAN ACCOMMODATE THICK ORTHOTIC INSERTS ; A DEEP TOE BOX THAT PROVIDES EXTRA ROOM FOR TOE MOVEMENT AND AVOIDS PRESSURE ON THE TOES ; LIGHTWEIGHT CUSHIONING SOLES THAT FACILITATE MOBILITY AND STABILITY AND REDUCE IMPACTS ON THE FOOT ; STRETCHABLE UPPERS ; STRETCHABLE SHOES CONFORM TO THE CONTOURS OF THE FOOT AND HELP ELIMINATE PRESSURE POINTS
11988 | 4224170611700 | DIABETIC SHOES WIDE FITTING FULL GRAIN COW/CALF SOFT LEATHER UPPER VELCRO CLOSURE SOFT HIGH-QUALITY ANTIBACTERIAL BREATHABLE DIABETIC LINING WITHOUT SEAMS. SOFT HEEL COUNTER LIGHT WEIGHT REMOVABLE INSOLES WITH AN ERGONOMIC DESIGN SIZE 41 ; PROTECTIVE INTERIOR THAT IS MADE FROM SOFT MATERIAL AND STITCHING THAT DOESN’T PROTRUDE SO AS NOT TO CAUSE IRRITATION ; NON-BINDING UPPERS THAT ENSURE THAT THERE IS NO PRESSURE ON THE FOOT ; EXTRA DEPTH DESIGN THAT PROVIDES A PRESSURE-FREE FIT AND CAN ACCOMMODATE THICK ORTHOTIC INSERTS ; A DEEP TOE BOX THAT PROVIDES EXTRA ROOM FOR TOE MOVEMENT AND AVOIDS PRESSURE ON THE TOES ; LIGHTWEIGHT CUSHIONING SOLES THAT FACILITATE MOBILITY AND STABILITY AND REDUCE IMPACTS ON THE FOOT ; STRETCHABLE UPPERS ; STRETCHABLE SHOES CONFORM TO THE CONTOURS OF THE FOOT AND HELP ELIMINATE PRESSURE POINTS
11989 | 4224170611800 | DIABETIC SHOES WIDE FITTING FULL GRAIN COW/CALF SOFT LEATHER UPPER VELCRO CLOSURE SOFT HIGH-QUALITY ANTIBACTERIAL BREATHABLE DIABETIC LINING WITHOUT SEAMS. SOFT HEEL COUNTER LIGHT WEIGHT REMOVABLE INSOLES WITH AN ERGONOMIC DESIGN SIZE 42 ; PROTECTIVE INTERIOR THAT IS MADE FROM SOFT MATERIAL AND STITCHING THAT DOESN’T PROTRUDE SO AS NOT TO CAUSE IRRITATION ; NON-BINDING UPPERS THAT ENSURE THAT THERE IS NO PRESSURE ON THE FOOT ; EXTRA DEPTH DESIGN THAT PROVIDES A PRESSURE-FREE FIT AND CAN ACCOMMODATE THICK ORTHOTIC INSERTS ; A DEEP TOE BOX THAT PROVIDES EXTRA ROOM FOR TOE MOVEMENT AND AVOIDS PRESSURE ON THE TOES ; LIGHTWEIGHT CUSHIONING SOLES THAT FACILITATE MOBILITY AND STABILITY AND REDUCE IMPACTS ON THE FOOT ; STRETCHABLE UPPERS ; STRETCHABLE SHOES CONFORM TO THE CONTOURS OF THE FOOT AND HELP ELIMINATE PRESSURE POINTS
11990 | 4224170611900 | DIABETIC SHOES WIDE FITTING FULL GRAIN COW/CALF SOFT LEATHER UPPER VELCRO CLOSURE SOFT HIGH-QUALITY ANTIBACTERIAL BREATHABLE DIABETIC LINING WITHOUT SEAMS. SOFT HEEL COUNTER LIGHT WEIGHT REMOVABLE INSOLES WITH AN ERGONOMIC DESIGN SIZE 43 ; PROTECTIVE INTERIOR THAT IS MADE FROM SOFT MATERIAL AND STITCHING THAT DOESN’T PROTRUDE SO AS NOT TO CAUSE IRRITATION ; NON-BINDING UPPERS THAT ENSURE THAT THERE IS NO PRESSURE ON THE FOOT ; EXTRA DEPTH DESIGN THAT PROVIDES A PRESSURE-FREE FIT AND CAN ACCOMMODATE THICK ORTHOTIC INSERTS ; A DEEP TOE BOX THAT PROVIDES EXTRA ROOM FOR TOE MOVEMENT AND AVOIDS PRESSURE ON THE TOES ; LIGHTWEIGHT CUSHIONING SOLES THAT FACILITATE MOBILITY AND STABILITY AND REDUCE IMPACTS ON THE FOOT ; STRETCHABLE UPPERS ; STRETCHABLE SHOES CONFORM TO THE CONTOURS OF THE FOOT AND HELP ELIMINATE PRESSURE POINTS
11991 | 4224170612000 | DIABETIC SHOES WIDE FITTING FULL GRAIN COW/CALF SOFT LEATHER UPPER VELCRO CLOSURE SOFT HIGH-QUALITY ANTIBACTERIAL BREATHABLE DIABETIC LINING WITHOUT SEAMS. SOFT HEEL COUNTER LIGHT WEIGHT REMOVABLE INSOLES WITH AN ERGONOMIC DESIGN SIZE 44 ; PROTECTIVE INTERIOR THAT IS MADE FROM SOFT MATERIAL AND STITCHING THAT DOESN’T PROTRUDE SO AS NOT TO CAUSE IRRITATION ; NON-BINDING UPPERS THAT ENSURE THAT THERE IS NO PRESSURE ON THE FOOT ; EXTRA DEPTH DESIGN THAT PROVIDES A PRESSURE-FREE FIT AND CAN ACCOMMODATE THICK ORTHOTIC INSERTS ; A DEEP TOE BOX THAT PROVIDES EXTRA ROOM FOR TOE MOVEMENT AND AVOIDS PRESSURE ON THE TOES ; LIGHTWEIGHT CUSHIONING SOLES THAT FACILITATE MOBILITY AND STABILITY AND REDUCE IMPACTS ON THE FOOT ; STRETCHABLE UPPERS ; STRETCHABLE SHOES CONFORM TO THE CONTOURS OF THE FOOT AND HELP ELIMINATE PRESSURE POINTS
11992 | 4224170612100 | DIABETIC SHOES WIDE FITTING FULL GRAIN COW/CALF SOFT LEATHER UPPER VELCRO CLOSURE SOFT HIGH-QUALITY ANTIBACTERIAL BREATHABLE DIABETIC LINING WITHOUT SEAMS. SOFT HEEL COUNTER LIGHT WEIGHT REMOVABLE INSOLES WITH AN ERGONOMIC DESIGN SIZE 45 ; PROTECTIVE INTERIOR THAT IS MADE FROM SOFT MATERIAL AND STITCHING THAT DOESN’T PROTRUDE SO AS NOT TO CAUSE IRRITATION ; NON-BINDING UPPERS THAT ENSURE THAT THERE IS NO PRESSURE ON THE FOOT ; EXTRA DEPTH DESIGN THAT PROVIDES A PRESSURE-FREE FIT AND CAN ACCOMMODATE THICK ORTHOTIC INSERTS ; A DEEP TOE BOX THAT PROVIDES EXTRA ROOM FOR TOE MOVEMENT AND AVOIDS PRESSURE ON THE TOES ; LIGHTWEIGHT CUSHIONING SOLES THAT FACILITATE MOBILITY AND STABILITY AND REDUCE IMPACTS ON THE FOOT ; STRETCHABLE UPPERS ; STRETCHABLE SHOES CONFORM TO THE CONTOURS OF THE FOOT AND HELP ELIMINATE PRESSURE POINTS
11993 | 4224170612200 | DIABETIC SHOES WIDE FITTING FULL GRAIN COW/CALF SOFT LEATHER UPPER VELCRO CLOSURE SOFT HIGH-QUALITY ANTIBACTERIAL BREATHABLE DIABETIC LINING WITHOUT SEAMS. SOFT HEEL COUNTER LIGHT WEIGHT REMOVABLE INSOLES WITH AN ERGONOMIC DESIGN SIZE 46 ; PROTECTIVE INTERIOR THAT IS MADE FROM SOFT MATERIAL AND STITCHING THAT DOESN’T PROTRUDE SO AS NOT TO CAUSE IRRITATION ; NON-BINDING UPPERS THAT ENSURE THAT THERE IS NO PRESSURE ON THE FOOT ; EXTRA DEPTH DESIGN THAT PROVIDES A PRESSURE-FREE FIT AND CAN ACCOMMODATE THICK ORTHOTIC INSERTS ; A DEEP TOE BOX THAT PROVIDES EXTRA ROOM FOR TOE MOVEMENT AND AVOIDS PRESSURE ON THE TOES ; LIGHTWEIGHT CUSHIONING SOLES THAT FACILITATE MOBILITY AND STABILITY AND REDUCE IMPACTS ON THE FOOT ; STRETCHABLE UPPERS ; STRETCHABLE SHOES CONFORM TO THE CONTOURS OF THE FOOT AND HELP ELIMINATE PRESSURE POINTS
11994 | 4224170612300 | SHOES ANTI-VARUS FEATURES: FULL GRAIN COW/CALF LEATHER UPPER SPLIT COW LEATHER LINING NON-SLIP RUBBER OUTSOLE HIGH ANKLE HARD HEEL DESIGNED TO BE USED TO HELP MAINTAIN CORRECTION IN BABIES WITH CLUBFOOT AND METATARSUS ADDUCTUS TWO VELCRO STRAP OR EQUIVALENT DARK BLUE COLOR SIZE: 18 ; MADE ON ANTI VARUS LASTS ; SOFT PADDING AROUND THE COLLAR FOR A BETTER FIT ; SPECIAL EXTENDED STIFFENER WITH CURVED WALL TO CORRECT THE FOOT SHAPE ; FULL GRAIN LEATHER INSOLE ; EASILY REMOVABLE AND ADAPTABLE (HARD-WEARING) SOLE-UNIT ; SUFFICIENT TOE-SPRING FOR EASY ROLL-OFF ; REMOVABLE PROFILED CORK INLAY ; HIGH TOE-BOX AND STRONG TOE-CAP FOR PROTECTION OF THE TOES ; EXTENDED FACINGS FOR MAXIMUM ACCESSIBILITY ; EXTRA PADDING AROUND THE ANKLE FOR MORE COMFORT ; SOFT TONGUE PADDING TO MOULD THE SHOE ROUND THE FOOT
11995 | 4224170612400 | SHOES ANTI-VARUS FEATURES: FULL GRAIN COW/CALF LEATHER UPPER SPLIT COW LEATHER LINING NON-SLIP RUBBER OUTSOLE HIGH ANKLE HARD HEEL DESIGNED TO BE USED TO HELP MAINTAIN CORRECTION IN BABIES WITH CLUBFOOT AND METATARSUS ADDUCTUS TWO VELCRO STRAP OR EQUIVALENT DARK BLUE COLOR SIZE: 20 ; MADE ON ANTI VARUS LASTS ; SOFT PADDING AROUND THE COLLAR FOR A BETTER FIT ; SPECIAL EXTENDED STIFFENER WITH CURVED WALL TO CORRECT THE FOOT SHAPE ; FULL GRAIN LEATHER INSOLE ; EASILY REMOVABLE AND ADAPTABLE (HARD-WEARING) SOLE-UNIT ; SUFFICIENT TOE-SPRING FOR EASY ROLL-OFF ; REMOVABLE PROFILED CORK INLAY ; HIGH TOE-BOX AND STRONG TOE-CAP FOR PROTECTION OF THE TOES ; EXTENDED FACINGS FOR MAXIMUM ACCESSIBILITY ; EXTRA PADDING AROUND THE ANKLE FOR MORE COMFORT ; SOFT TONGUE PADDING TO MOULD THE SHOE ROUND THE FOOT
11996 | 4224170612500 | SHOES ANTI-VARUS FEATURES: FULL GRAIN COW/CALF LEATHER UPPER SPLIT COW LEATHER LINING NON-SLIP RUBBER OUTSOLE HIGH ANKLE HARD HEEL DESIGNED TO BE USED TO HELP MAINTAIN CORRECTION IN BABIES WITH CLUBFOOT AND METATARSUS ADDUCTUS TWO VELCRO STRAP OR EQUIVALENT DARK BLUE COLOR SIZE: 21 ; MADE ON ANTI VARUS LASTS ; SOFT PADDING AROUND THE COLLAR FOR A BETTER FIT ; SPECIAL EXTENDED STIFFENER WITH CURVED WALL TO CORRECT THE FOOT SHAPE ; FULL GRAIN LEATHER INSOLE ; EASILY REMOVABLE AND ADAPTABLE (HARD-WEARING) SOLE-UNIT ; SUFFICIENT TOE-SPRING FOR EASY ROLL-OFF ; REMOVABLE PROFILED CORK INLAY ; HIGH TOE-BOX AND STRONG TOE-CAP FOR PROTECTION OF THE TOES ; EXTENDED FACINGS FOR MAXIMUM ACCESSIBILITY ; EXTRA PADDING AROUND THE ANKLE FOR MORE COMFORT ; SOFT TONGUE PADDING TO MOULD THE SHOE ROUND THE FOOT
11997 | 4224170612600 | SHOES ANTI-VARUS FEATURES: FULL GRAIN COW/CALF LEATHER UPPER SPLIT COW LEATHER LINING NON-SLIP RUBBER OUTSOLE HIGH ANKLE HARD HEEL DESIGNED TO BE USED TO HELP MAINTAIN CORRECTION IN BABIES WITH CLUBFOOT AND METATARSUS ADDUCTUS TWO VELCRO STRAP OR EQUIVALENT DARK BLUE COLOR SIZE: 22 ; MADE ON ANTI VARUS LASTS ; SOFT PADDING AROUND THE COLLAR FOR A BETTER FIT ; SPECIAL EXTENDED STIFFENER WITH CURVED WALL TO CORRECT THE FOOT SHAPE ; FULL GRAIN LEATHER INSOLE ; EASILY REMOVABLE AND ADAPTABLE (HARD-WEARING) SOLE-UNIT ; SUFFICIENT TOE-SPRING FOR EASY ROLL-OFF ; REMOVABLE PROFILED CORK INLAY ; HIGH TOE-BOX AND STRONG TOE-CAP FOR PROTECTION OF THE TOES ; EXTENDED FACINGS FOR MAXIMUM ACCESSIBILITY ; EXTRA PADDING AROUND THE ANKLE FOR MORE COMFORT ; SOFT TONGUE PADDING TO MOULD THE SHOE ROUND THE FOOT
11998 | 4224170612700 | SHOES ANTI-VARUS FEATURES: FULL GRAIN COW/CALF LEATHER UPPER SPLIT COW LEATHER LINING NON-SLIP RUBBER OUTSOLE HIGH ANKLE HARD HEEL DESIGNED TO BE USED TO HELP MAINTAIN CORRECTION IN BABIES WITH CLUBFOOT AND METATARSUS ADDUCTUS TWO VELCRO STRAP OR EQUIVALENT DARK BLUE COLOR SIZE: 23 ; MADE ON ANTI VARUS LASTS ; SOFT PADDING AROUND THE COLLAR FOR A BETTER FIT ; SPECIAL EXTENDED STIFFENER WITH CURVED WALL TO CORRECT THE FOOT SHAPE ; FULL GRAIN LEATHER INSOLE ; EASILY REMOVABLE AND ADAPTABLE (HARD-WEARING) SOLE-UNIT ; SUFFICIENT TOE-SPRING FOR EASY ROLL-OFF ; REMOVABLE PROFILED CORK INLAY ; HIGH TOE-BOX AND STRONG TOE-CAP FOR PROTECTION OF THE TOES ; EXTENDED FACINGS FOR MAXIMUM ACCESSIBILITY ; EXTRA PADDING AROUND THE ANKLE FOR MORE COMFORT ; SOFT TONGUE PADDING TO MOULD THE SHOE ROUND THE FOOT
11999 | 4224170612800 | SHOES ANTI-VARUS FEATURES: FULL GRAIN COW/CALF LEATHER UPPER SPLIT COW LEATHER LINING NON-SLIP RUBBER OUTSOLE HIGH ANKLE HARD HEEL DESIGNED TO BE USED TO HELP MAINTAIN CORRECTION IN BABIES WITH CLUBFOOT AND METATARSUS ADDUCTUS TWO VELCRO STRAP OR EQUIVALENT DARK BLUE COLOR SIZE: 24 ; MADE ON ANTI VARUS LASTS ; SOFT PADDING AROUND THE COLLAR FOR A BETTER FIT ; SPECIAL EXTENDED STIFFENER WITH CURVED WALL TO CORRECT THE FOOT SHAPE ; FULL GRAIN LEATHER INSOLE ; EASILY REMOVABLE AND ADAPTABLE (HARD-WEARING) SOLE-UNIT ; SUFFICIENT TOE-SPRING FOR EASY ROLL-OFF ; REMOVABLE PROFILED CORK INLAY ; HIGH TOE-BOX AND STRONG TOE-CAP FOR PROTECTION OF THE TOES ; EXTENDED FACINGS FOR MAXIMUM ACCESSIBILITY ; EXTRA PADDING AROUND THE ANKLE FOR MORE COMFORT ; SOFT TONGUE PADDING TO MOULD THE SHOE ROUND THE FOOT
12000 | 4224170612900 | SHOES ANTI-VARUS FEATURES: FULL GRAIN COW/CALF LEATHER UPPER SPLIT COW LEATHER LINING NON-SLIP RUBBER OUTSOLE HIGH ANKLE HARD HEEL DESIGNED TO BE USED TO HELP MAINTAIN CORRECTION IN BABIES WITH CLUBFOOT AND METATARSUS ADDUCTUS TWO VELCRO STRAP OR EQUIVALENT DARK BLUE COLOR SIZE: 25 ; MADE ON ANTI VARUS LASTS ; SOFT PADDING AROUND THE COLLAR FOR A BETTER FIT ; SPECIAL EXTENDED STIFFENER WITH CURVED WALL TO CORRECT THE FOOT SHAPE ; FULL GRAIN LEATHER INSOLE ; EASILY REMOVABLE AND ADAPTABLE (HARD-WEARING) SOLE-UNIT ; SUFFICIENT TOE-SPRING FOR EASY ROLL-OFF ; REMOVABLE PROFILED CORK INLAY ; HIGH TOE-BOX AND STRONG TOE-CAP FOR PROTECTION OF THE TOES ; EXTENDED FACINGS FOR MAXIMUM ACCESSIBILITY ; EXTRA PADDING AROUND THE ANKLE FOR MORE COMFORT ; SOFT TONGUE PADDING TO MOULD THE SHOE ROUND THE FOOT
12001 | 4224170613000 | SHOES ANTI-VARUS FEATURES: FULL GRAIN COW/CALF LEATHER UPPER SPLIT COW LEATHER LINING NON-SLIP RUBBER OUTSOLE HIGH ANKLE HARD HEEL DESIGNED TO BE USED TO HELP MAINTAIN CORRECTION IN BABIES WITH CLUBFOOT AND METATARSUS ADDUCTUS TWO VELCRO STRAP OR EQUIVALENT DARK BLUE COLOR SIZE: 26 ; MADE ON ANTI VARUS LASTS ; SOFT PADDING AROUND THE COLLAR FOR A BETTER FIT ; SPECIAL EXTENDED STIFFENER WITH CURVED WALL TO CORRECT THE FOOT SHAPE ; FULL GRAIN LEATHER INSOLE ; EASILY REMOVABLE AND ADAPTABLE (HARD-WEARING) SOLE-UNIT ; SUFFICIENT TOE-SPRING FOR EASY ROLL-OFF ; REMOVABLE PROFILED CORK INLAY ; HIGH TOE-BOX AND STRONG TOE-CAP FOR PROTECTION OF THE TOES ; EXTENDED FACINGS FOR MAXIMUM ACCESSIBILITY ; EXTRA PADDING AROUND THE ANKLE FOR MORE COMFORT ; SOFT TONGUE PADDING TO MOULD THE SHOE ROUND THE FOOT
12002 | 4224170613100 | SHOES ANTI-VARUS FEATURES: FULL GRAIN COW/CALF LEATHER UPPER SPLIT COW LEATHER LINING NON-SLIP RUBBER OUTSOLE HIGH ANKLE HARD HEEL DESIGNED TO BE USED TO HELP MAINTAIN CORRECTION IN BABIES WITH CLUBFOOT AND METATARSUS ADDUCTUS TWO VELCRO STRAP OR EQUIVALENT DARK BLUE COLOR SIZE: 27 ; MADE ON ANTI VARUS LASTS ; SOFT PADDING AROUND THE COLLAR FOR A BETTER FIT ; SPECIAL EXTENDED STIFFENER WITH CURVED WALL TO CORRECT THE FOOT SHAPE ; FULL GRAIN LEATHER INSOLE ; EASILY REMOVABLE AND ADAPTABLE (HARD-WEARING) SOLE-UNIT ; SUFFICIENT TOE-SPRING FOR EASY ROLL-OFF ; REMOVABLE PROFILED CORK INLAY ; HIGH TOE-BOX AND STRONG TOE-CAP FOR PROTECTION OF THE TOES ; EXTENDED FACINGS FOR MAXIMUM ACCESSIBILITY ; EXTRA PADDING AROUND THE ANKLE FOR MORE COMFORT ; SOFT TONGUE PADDING TO MOULD THE SHOE ROUND THE FOOT
12003 | 4224170613200 | SHOES ANTI-VARUS FEATURES: FULL GRAIN COW/CALF LEATHER UPPER SPLIT COW LEATHER LINING NON-SLIP RUBBER OUTSOLE HIGH ANKLE HARD HEEL DESIGNED TO BE USED TO HELP MAINTAIN CORRECTION IN BABIES WITH CLUBFOOT AND METATARSUS ADDUCTUS TWO VELCRO STRAP OR EQUIVALENT DARK BLUE COLOR SIZE: 31 ; MADE ON ANTI VARUS LASTS ; SOFT PADDING AROUND THE COLLAR FOR A BETTER FIT ; SPECIAL EXTENDED STIFFENER WITH CURVED WALL TO CORRECT THE FOOT SHAPE ; FULL GRAIN LEATHER INSOLE ; EASILY REMOVABLE AND ADAPTABLE (HARD-WEARING) SOLE-UNIT ; SUFFICIENT TOE-SPRING FOR EASY ROLL-OFF ; REMOVABLE PROFILED CORK INLAY ; HIGH TOE-BOX AND STRONG TOE-CAP FOR PROTECTION OF THE TOES ; EXTENDED FACINGS FOR MAXIMUM ACCESSIBILITY ; EXTRA PADDING AROUND THE ANKLE FOR MORE COMFORT ; SOFT TONGUE PADDING TO MOULD THE SHOE ROUND THE FOOT
12004 | 4224170613300 | SHOES ANTI-VARUS FEATURES: FULL GRAIN COW/CALF LEATHER UPPER SPLIT COW LEATHER LINING NON-SLIP RUBBER OUTSOLE HIGH ANKLE HARD HEEL DESIGNED TO BE USED TO HELP MAINTAIN CORRECTION IN BABIES WITH CLUBFOOT AND METATARSUS ADDUCTUS TWO VELCRO STRAP OR EQUIVALENT DARK BLUE COLOR SIZE: 32 ; MADE ON ANTI VARUS LASTS ; SOFT PADDING AROUND THE COLLAR FOR A BETTER FIT ; SPECIAL EXTENDED STIFFENER WITH CURVED WALL TO CORRECT THE FOOT SHAPE ; FULL GRAIN LEATHER INSOLE ; EASILY REMOVABLE AND ADAPTABLE (HARD-WEARING) SOLE-UNIT ; SUFFICIENT TOE-SPRING FOR EASY ROLL-OFF ; REMOVABLE PROFILED CORK INLAY ; HIGH TOE-BOX AND STRONG TOE-CAP FOR PROTECTION OF THE TOES ; EXTENDED FACINGS FOR MAXIMUM ACCESSIBILITY ; EXTRA PADDING AROUND THE ANKLE FOR MORE COMFORT ; SOFT TONGUE PADDING TO MOULD THE SHOE ROUND THE FOOT
12005 | 4224170613400 | SHOES ANTI-VARUS FEATURES: FULL GRAIN COW/CALF LEATHER UPPER SPLIT COW LEATHER LINING NON-SLIP RUBBER OUTSOLE HIGH ANKLE HARD HEEL DESIGNED TO BE USED TO HELP MAINTAIN CORRECTION IN BABIES WITH CLUBFOOT AND METATARSUS ADDUCTUS TWO VELCRO STRAP OR EQUIVALENT DARK BLUE COLOR SIZE: 33 ; MADE ON ANTI VARUS LASTS ; SOFT PADDING AROUND THE COLLAR FOR A BETTER FIT ; SPECIAL EXTENDED STIFFENER WITH CURVED WALL TO CORRECT THE FOOT SHAPE ; FULL GRAIN LEATHER INSOLE ; EASILY REMOVABLE AND ADAPTABLE (HARD-WEARING) SOLE-UNIT ; SUFFICIENT TOE-SPRING FOR EASY ROLL-OFF ; REMOVABLE PROFILED CORK INLAY ; HIGH TOE-BOX AND STRONG TOE-CAP FOR PROTECTION OF THE TOES ; EXTENDED FACINGS FOR MAXIMUM ACCESSIBILITY ; EXTRA PADDING AROUND THE ANKLE FOR MORE COMFORT ; SOFT TONGUE PADDING TO MOULD THE SHOE ROUND THE FOOT
12006 | 4224170613500 | SHOES ANTI-VARUS FEATURES: FULL GRAIN COW/CALF LEATHER UPPER SPLIT COW LEATHER LINING NON-SLIP RUBBER OUTSOLE HIGH ANKLE HARD HEEL DESIGNED TO BE USED TO HELP MAINTAIN CORRECTION IN BABIES WITH CLUBFOOT AND METATARSUS ADDUCTUS TWO VELCRO STRAP OR EQUIVALENT DARK BLUE COLOR SIZE: 34 ; MADE ON ANTI VARUS LASTS ; SOFT PADDING AROUND THE COLLAR FOR A BETTER FIT ; SPECIAL EXTENDED STIFFENER WITH CURVED WALL TO CORRECT THE FOOT SHAPE ; FULL GRAIN LEATHER INSOLE ; EASILY REMOVABLE AND ADAPTABLE (HARD-WEARING) SOLE-UNIT ; SUFFICIENT TOE-SPRING FOR EASY ROLL-OFF ; REMOVABLE PROFILED CORK INLAY ; HIGH TOE-BOX AND STRONG TOE-CAP FOR PROTECTION OF THE TOES ; EXTENDED FACINGS FOR MAXIMUM ACCESSIBILITY ; EXTRA PADDING AROUND THE ANKLE FOR MORE COMFORT ; SOFT TONGUE PADDING TO MOULD THE SHOE ROUND THE FOOT
12007 | 4224170613600 | SHOES ANTI-VARUS FEATURES: FULL GRAIN COW/CALF LEATHER UPPER SPLIT COW LEATHER LINING NON-SLIP RUBBER OUTSOLE HIGH ANKLE HARD HEEL DESIGNED TO BE USED TO HELP MAINTAIN CORRECTION IN BABIES WITH CLUBFOOT AND METATARSUS ADDUCTUS TWO VELCRO STRAP OR EQUIVALENT DARK BLUE COLOR SIZE: 35 ; MADE ON ANTI VARUS LASTS ; SOFT PADDING AROUND THE COLLAR FOR A BETTER FIT ; SPECIAL EXTENDED STIFFENER WITH CURVED WALL TO CORRECT THE FOOT SHAPE ; FULL GRAIN LEATHER INSOLE ; EASILY REMOVABLE AND ADAPTABLE (HARD-WEARING) SOLE-UNIT ; SUFFICIENT TOE-SPRING FOR EASY ROLL-OFF ; REMOVABLE PROFILED CORK INLAY ; HIGH TOE-BOX AND STRONG TOE-CAP FOR PROTECTION OF THE TOES ; EXTENDED FACINGS FOR MAXIMUM ACCESSIBILITY ; EXTRA PADDING AROUND THE ANKLE FOR MORE COMFORT ; SOFT TONGUE PADDING TO MOULD THE SHOE ROUND THE FOOT
12008 | 4224170613700 | DIABETIC LADIES SANDAL THERMO COMFORT WITH FLEXIBLE LINING REDUCE PRESSURE OPEN TOE COLOR BLACK/BEIGE SIZE 35 REMOVABLE INSOLES WEIGHTLESS BREATHABLE ANKLE BACK STRAP BIG OPENING DIABETIC RHEUMATISM SENSITIVE FEET PAINFUL OF HALLUX VALGUS BUNION HAMMER AND CLAW TOES SIZE 35 ; PROTECTIVE INTERIOR THAT IS MADE FROM SOFT MATERIAL AND STITCHING THAT DOESN’T PROTRUDE SO AS NOT TO CAUSE IRRITATION ; NON-BINDING UPPERS THAT ENSURE THAT THERE IS NO PRESSURE ON THE FOOT ; LIGHTWEIGHT CUSHIONING SOLES THAT FACILITATE MOBILITY AND STABILITY AND REDUCE IMPACTS ON THE FOOT ; STRETCHABLE SHOES CONFORM TO THE CONTOURS OF THE FOOT AND HELP ELIMINATE PRESSURE POINTS
12009 | 4224170613800 | DIABETIC SANDALS FEMALE THERMO COMFORT WITH FLEXIBLE LINING REDUCE PRESSURE OPEN TOE REMOVABLE INSOLES ANKLE BACK STRAP BIG OPENING; PROTECTIVE INTERIOR THAT IS MADE FROM SOFT MATERIAL INSIDE SEAMLESS NON-BINDING UPPERS; LIGHTWEIGHT CUSHIONING SOLES STRETCHABLE SHOES CONFORM TO THE CONTOURS OF THE FOOT AND HELP ELIMINATE PRESSURE POINTS BLACK/BEIGE SIZE 36
12010 | 4224170613900 | DIABETIC SANDALS FEMALE THERMO COMFORT WITH FLEXIBLE LINING REDUCE PRESSURE OPEN TOE REMOVABLE INSOLES ANKLE BACK STRAP BIG OPENING; PROTECTIVE INTERIOR THAT IS MADE FROM SOFT MATERIAL INSIDE SEAMLESS NON-BINDING UPPERS; LIGHTWEIGHT CUSHIONING SOLES STRETCHABLE SHOES CONFORM TO THE CONTOURS OF THE FOOT AND HELP ELIMINATE PRESSURE POINTS BLACK/BEIGE SIZE 37
12011 | 4224170614000 | DIABETIC SANDALS FEMALE THERMO COMFORT WITH FLEXIBLE LINING REDUCE PRESSURE OPEN TOE REMOVABLE INSOLES ANKLE BACK STRAP BIG OPENING; PROTECTIVE INTERIOR THAT IS MADE FROM SOFT MATERIAL INSIDE SEAMLESS NON-BINDING UPPERS; LIGHTWEIGHT CUSHIONING SOLES STRETCHABLE SHOES CONFORM TO THE CONTOURS OF THE FOOT AND HELP ELIMINATE PRESSURE POINTS BLACK/BEIGE SIZE 38
12012 | 4224170614100 | DIABETIC SANDALS FEMALE THERMO COMFORT WITH FLEXIBLE LINING REDUCE PRESSURE OPEN TOE REMOVABLE INSOLES ANKLE BACK STRAP BIG OPENING; PROTECTIVE INTERIOR THAT IS MADE FROM SOFT MATERIAL INSIDE SEAMLESS NON-BINDING UPPERS; LIGHTWEIGHT CUSHIONING SOLES STRETCHABLE SHOES CONFORM TO THE CONTOURS OF THE FOOT AND HELP ELIMINATE PRESSURE POINTS BLACK/BEIGE SIZE 39
12013 | 4224170614200 | DIABETIC SANDALS FEMALE THERMO COMFORT WITH FLEXIBLE LINING REDUCE PRESSURE OPEN TOE REMOVABLE INSOLES ANKLE BACK STRAP BIG OPENING; PROTECTIVE INTERIOR THAT IS MADE FROM SOFT MATERIAL INSIDE SEAMLESS NON-BINDING UPPERS; LIGHTWEIGHT CUSHIONING SOLES STRETCHABLE SHOES CONFORM TO THE CONTOURS OF THE FOOT AND HELP ELIMINATE PRESSURE POINTS BLACK/BEIGE SIZE 40
12014 | 4224170614300 | DIABETIC SANDALS FEMALE THERMO COMFORT WITH FLEXIBLE LINING REDUCE PRESSURE OPEN TOE REMOVABLE INSOLES ANKLE BACK STRAP BIG OPENING; PROTECTIVE INTERIOR THAT IS MADE FROM SOFT MATERIAL INSIDE SEAMLESS NON-BINDING UPPERS; LIGHTWEIGHT CUSHIONING SOLES STRETCHABLE SHOES CONFORM TO THE CONTOURS OF THE FOOT AND HELP ELIMINATE PRESSURE POINTS BLACK/BEIGE SIZE 41
12015 | 4224170615000 | DIABETIC SPECIFICATION SANDALS FOR WOMEN FULL GRAIN LEATHER UPPER VELCRO FASTENINGS OR EQUIVALENT STIFF BOAT-SHAPED OUTSOLE EXTRA DEEP FIT FOR ACCOMMODATION OF MOULDED INSOLES BLACK SIZE EU 35 (PAIR) REMOVABLE INSOLES WEIGHTLESS BREATHABLE ANKLE BACK STRAP BIG OPENING DIABETIC RHEUMATISM SENSITIVE FEET PAINFUL OF HALLUX VALGUS BUNION HAMMER AND CLAW TOES ; PROTECTIVE INTERIOR THAT IS MADE FROM SOFT MATERIAL AND STITCHING THAT DOESN’T PROTRUDE SO AS NOT TO CAUSE IRRITATION ; NON-BINDING UPPERS THAT ENSURE THAT THERE IS NO PRESSURE ON THE FOOT ; LIGHTWEIGHT CUSHIONING SOLES THAT FACILITATE MOBILITY AND STABILITY AND REDUCE IMPACTS ON THE FOOT ; STRETCHABLE SHOES CONFORM TO THE CONTOURS OF THE FOOT AND HELP ELIMINATE PRESSURE POINTS
12016 | 4224170615100 | "DIABETIC SANDALS FEMALE FULL LEATHER UPPER VELCRO CLOSURE STIFF BOAT-SHAPED OUTSOLE EXTRA DEEP FIT FOR ACCOMMODATION OF MOLDED INSOLES REMOVABLE INSOLES ANKLE BACK STRAP BIG OPENING; PROTECTIVE INTERIOR THAT IS MADE FROM SOFT MATERIAL INSIDE SEAMLESS NON-BINDING UPPERS; LIGHTWEIGHT CUSHIONING SOLES STRETCHABLE SHOES CONFORM TO THE CONTOURS OF THE FOOT AND HELP ELIMINATE PRESSURE POINTS BLACK SIZE 36"
12017 | 4224170615200 | "DIABETIC SANDALS FEMALE FULL LEATHER UPPER VELCRO CLOSURE STIFF BOAT-SHAPED OUTSOLE EXTRA DEEP FIT FOR ACCOMMODATION OF MOLDED INSOLES REMOVABLE INSOLES ANKLE BACK STRAP BIG OPENING; PROTECTIVE INTERIOR THAT IS MADE FROM SOFT MATERIAL INSIDE SEAMLESS NON-BINDING UPPERS; LIGHTWEIGHT CUSHIONING SOLES STRETCHABLE SHOES CONFORM TO THE CONTOURS OF THE FOOT AND HELP ELIMINATE PRESSURE POINTS BLACK SIZE 37"
12018 | 4224170615300 | "DIABETIC SANDALS FEMALE FULL LEATHER UPPER VELCRO CLOSURE STIFF BOAT-SHAPED OUTSOLE EXTRA DEEP FIT FOR ACCOMMODATION OF MOLDED INSOLES REMOVABLE INSOLES ANKLE BACK STRAP BIG OPENING; PROTECTIVE INTERIOR THAT IS MADE FROM SOFT MATERIAL INSIDE SEAMLESS NON-BINDING UPPERS; LIGHTWEIGHT CUSHIONING SOLES STRETCHABLE SHOES CONFORM TO THE CONTOURS OF THE FOOT AND HELP ELIMINATE PRESSURE POINTS BLACK SIZE 38"
12019 | 4224170615400 | "DIABETIC SANDALS FEMALE FULL LEATHER UPPER VELCRO CLOSURE STIFF BOAT-SHAPED OUTSOLE EXTRA DEEP FIT FOR ACCOMMODATION OF MOLDED INSOLES REMOVABLE INSOLES ANKLE BACK STRAP BIG OPENING; PROTECTIVE INTERIOR THAT IS MADE FROM SOFT MATERIAL INSIDE SEAMLESS NON-BINDING UPPERS; LIGHTWEIGHT CUSHIONING SOLES STRETCHABLE SHOES CONFORM TO THE CONTOURS OF THE FOOT AND HELP ELIMINATE PRESSURE POINTS BLACK SIZE 39"
12020 | 4224170615500 | "DIABETIC SANDALS FEMALE FULL LEATHER UPPER VELCRO CLOSURE STIFF BOAT-SHAPED OUTSOLE EXTRA DEEP FIT FOR ACCOMMODATION OF MOLDED INSOLES REMOVABLE INSOLES ANKLE BACK STRAP BIG OPENING; PROTECTIVE INTERIOR THAT IS MADE FROM SOFT MATERIAL INSIDE SEAMLESS NON-BINDING UPPERS; LIGHTWEIGHT CUSHIONING SOLES STRETCHABLE SHOES CONFORM TO THE CONTOURS OF THE FOOT AND HELP ELIMINATE PRESSURE POINTS BLACK SIZE 40"
12021 | 4224170615600 | "DIABETIC SANDALS FEMALE FULL LEATHER UPPER VELCRO CLOSURE STIFF BOAT-SHAPED OUTSOLE EXTRA DEEP FIT FOR ACCOMMODATION OF MOLDED INSOLES REMOVABLE INSOLES ANKLE BACK STRAP BIG OPENING; PROTECTIVE INTERIOR THAT IS MADE FROM SOFT MATERIAL INSIDE SEAMLESS NON-BINDING UPPERS; LIGHTWEIGHT CUSHIONING SOLES STRETCHABLE SHOES CONFORM TO THE CONTOURS OF THE FOOT AND HELP ELIMINATE PRESSURE POINTS BLACK SIZE 41"
12022 | 4224170615700 | DIABETIC SPECIFICATION SANDALS FOR WOMEN FULL GRAIN LEATHER UPPER VELCRO FASTENINGS OR EQUIVALENT STIFF BOAT-SHAPED OUTSOLE EXTRA DEEP FIT FOR ACCOMMODATION OF MOULDED INSOLES BLACK SIZE EU 42 (PAIR) REMOVABLE INSOLES WEIGHTLESS BREATHABLE ANKLE BACK STRAP BIG OPENING DIABETIC RHEUMATISM SENSITIVE FEET PAINFUL OF HALLUX VALGUS BUNION HAMMER AND CLAW TOES ; PROTECTIVE INTERIOR THAT IS MADE FROM SOFT MATERIAL AND STITCHING THAT DOESN’T PROTRUDE SO AS NOT TO CAUSE IRRITATION ; NON-BINDING UPPERS THAT ENSURE THAT THERE IS NO PRESSURE ON THE FOOT ; LIGHTWEIGHT CUSHIONING SOLES THAT FACILITATE MOBILITY AND STABILITY AND REDUCE IMPACTS ON THE FOOT ; STRETCHABLE SHOES CONFORM TO THE CONTOURS OF THE FOOT AND HELP ELIMINATE PRESSURE POINTS
12023 | 4224170615900 | "AFO WITH HEEL RELIEF USED TO DYNAMICALLY CORRECT AND PREVENT FOOT AND ANKLE CONTRACTURES SHOE SIZE 37 - 40 RIGHT"
12024 | 4224170616100 | "AFO WITH HEEL RELIEF USED TO DYNAMICALLY CORRECT AND PREVENT FOOT AND ANKLE CONTRACTURES SHOE SIZE 40 - 43 RIGHT"
12025 | 4224170616300 | "AFO WITH HEEL RELIEF USED TO DYNAMICALLY CORRECT AND PREVENT FOOT AND ANKLE CONTRACTURES SHOE SIZE 43 - 46 RIGHT"
12026 | 4224170616400 | PRESSURE RELIEF ANKLE-FOOT ORTHOSIS USED TO DYNAMICALLY CORRECT AND PREVENT FOOT AND ANKLE CONTRACTURES SOFT PADDED WITH EXTENSION STRAP ALSO PROVIDES HEEL AND TOE CLEARANCE TO PREVENT PRESSURE ULCERS. APPROXIMATELY 9 - 10CM ; EARLY INTERVENTION FOR THE EVOLVING REHAB PATIENT CVA TBI SCI AND DIABETIC NEUROPATHY ; FACILITATION OF FUNCTIONAL KNEE AND ANKLE JOINT POSITION ; ALLOWS FOR OPTIMAL DORSI/PLANTAR FLEXION ANKLE POSITIONING TO PROVIDE ADEQUATE CLEARANCE DURING SWING PHASE AND KNEE STABILITY IN STANCE PHASE. ; POST MUSCULOSKELETAL INJURY OF THE FOOT AND ANKLE ; POST TAL IMMOBILIZATION ; POST BOTOX OR SERIAL CASTING ; STABLE FRACTURES OF THE FOOT AND ANKLE TENDON OR LIGAMENTOUS TEAR/RUPTURE ; CLINICALLY PROVEN FOR EFFECTIVE AMBULATION ; CONTROLS DORSI-PLANTAR FLEXION ; CUSTOM-CONTOURED MALLEABLE ALUMINUM HEEL CONNECTOR MALLEABLE ALUMINUM ANTI-ROTATION BAR
12027 | 4224170616500 | PRESSURE RELIEF ANKLE-FOOT ORTHOSIS USED TO DYNAMICALLY CORRECT AND PREVENT FOOT AND ANKLE CONTRACTURES SOFT PADDED WITH EXTENSION STRAP ALSO PROVIDES HEEL AND TOE CLEARANCE TO PREVENT PRESSURE ULCERS. APPROXIMATELY 7.5 - 9CM ; EARLY INTERVENTION FOR THE EVOLVING REHAB PATIENT CVA TBI SCI AND DIABETIC NEUROPATHY ; FACILITATION OF FUNCTIONAL KNEE AND ANKLE JOINT POSITION ; ALLOWS FOR OPTIMAL DORSI/PLANTAR FLEXION ANKLE POSITIONING TO PROVIDE ADEQUATE CLEARANCE DURING SWING PHASE AND KNEE STABILITY IN STANCE PHASE. ; POST MUSCULOSKELETAL INJURY OF THE FOOT AND ANKLE ; POST TAL IMMOBILIZATION ; POST BOTOX OR SERIAL CASTING ; STABLE FRACTURES OF THE FOOT AND ANKLE TENDON OR LIGAMENTOUS TEAR/RUPTURE ; CLINICALLY PROVEN FOR EFFECTIVE AMBULATION ; CONTROLS DORSI-PLANTAR FLEXION ; CUSTOM-CONTOURED MALLEABLE ALUMINUM HEEL CONNECTOR MALLEABLE ALUMINUM ANTI-ROTATION BAR
12028 | 4224170616600 | PRESSURE RELIEF ANKLE-FOOT ORTHOSIS USED TO DYNAMICALLY CORRECT AND PREVENT FOOT AND ANKLE CONTRACTURES SOFT PADDED WITH EXTENSION STRAP ALSO PROVIDES HEEL AND TOE CLEARANCE TO PREVENT PRESSURE ULCERS. APPROXIMATELY 6 - 7.5CM ; EARLY INTERVENTION FOR THE EVOLVING REHAB PATIENT CVA TBI SCI AND DIABETIC NEUROPATHY ; FACILITATION OF FUNCTIONAL KNEE AND ANKLE JOINT POSITION ; ALLOWS FOR OPTIMAL DORSI/PLANTAR FLEXION ANKLE POSITIONING TO PROVIDE ADEQUATE CLEARANCE DURING SWING PHASE AND KNEE STABILITY IN STANCE PHASE. ; POST MUSCULOSKELETAL INJURY OF THE FOOT AND ANKLE ; POST TAL IMMOBILIZATION ; POST BOTOX OR SERIAL CASTING ; STABLE FRACTURES OF THE FOOT AND ANKLE TENDON OR LIGAMENTOUS TEAR/RUPTURE ; CLINICALLY PROVEN FOR EFFECTIVE AMBULATION ; CONTROLS DORSI-PLANTAR FLEXION ; CUSTOM-CONTOURED MALLEABLE ALUMINUM HEEL CONNECTOR MALLEABLE ALUMINUM ANTI-ROTATION BAR
12029 | 4224170616700 | PRESSURE RELIEF ANKLE-FOOT ORTHOSIS USED TO DYNAMICALLY CORRECT AND PREVENT FOOT AND ANKLE CONTRACTURES SOFT PADDED WITH EXTENSION STRAP ALSO PROVIDES HEEL AND TOE CLEARANCE TO PREVENT PRESSURE ULCERS. APPROXIMATELY 10 - 11CM ; EARLY INTERVENTION FOR THE EVOLVING REHAB PATIENT CVA TBI SCI AND DIABETIC NEUROPATHY ; FACILITATION OF FUNCTIONAL KNEE AND ANKLE JOINT POSITION ; ALLOWS FOR OPTIMAL DORSI/PLANTAR FLEXION ANKLE POSITIONING TO PROVIDE ADEQUATE CLEARANCE DURING SWING PHASE AND KNEE STABILITY IN STANCE PHASE. ; POST MUSCULOSKELETAL INJURY OF THE FOOT AND ANKLE ; POST TAL IMMOBILIZATION ; POST BOTOX OR SERIAL CASTING ; STABLE FRACTURES OF THE FOOT AND ANKLE TENDON OR LIGAMENTOUS TEAR/RUPTURE ; CLINICALLY PROVEN FOR EFFECTIVE AMBULATION ; CONTROLS DORSI-PLANTAR FLEXION ; CUSTOM-CONTOURED MALLEABLE ALUMINUM HEEL CONNECTOR MALLEABLE ALUMINUM ANTI-ROTATION BAR
12030 | 4224170616800 | PRESSURE RELIEF ANKLE-FOOT ORTHOSIS USED TO DYNAMICALLY CORRECT AND PREVENT FOOT AND ANKLE CONTRACTURES SOFT PADDED WITH EXTENSION STRAP ALSO PROVIDES HEEL AND TOE CLEARANCE TO PREVENT PRESSURE ULCERS. APPROXIMATELY 11 - 15CM ; EARLY INTERVENTION FOR THE EVOLVING REHAB PATIENT CVA TBI SCI AND DIABETIC NEUROPATHY ; FACILITATION OF FUNCTIONAL KNEE AND ANKLE JOINT POSITION ; ALLOWS FOR OPTIMAL DORSI/PLANTAR FLEXION ANKLE POSITIONING TO PROVIDE ADEQUATE CLEARANCE DURING SWING PHASE AND KNEE STABILITY IN STANCE PHASE. ; POST MUSCULOSKELETAL INJURY OF THE FOOT AND ANKLE ; POST TAL IMMOBILIZATION ; POST BOTOX OR SERIAL CASTING ; STABLE FRACTURES OF THE FOOT AND ANKLE TENDON OR LIGAMENTOUS TEAR/RUPTURE ; CLINICALLY PROVEN FOR EFFECTIVE AMBULATION ; CONTROLS DORSI-PLANTAR FLEXION ; CUSTOM-CONTOURED MALLEABLE ALUMINUM HEEL CONNECTOR MALLEABLE ALUMINUM ANTI-ROTATION BAR
12031 | 4224170616900 | PRESSURE RELIEF ANKLE-FOOT ORTHOSIS USED TO DYNAMICALLY CORRECT AND PREVENT FOOT AND ANKLE CONTRACTURES SOFT PADDED WITH EXTENSION STRAP ALSO PROVIDES HEEL AND TOE CLEARANCE TO PREVENT PRESSURE ULCERS. APPROXIMATELY 15-17CM ; EARLY INTERVENTION FOR THE EVOLVING REHAB PATIENT CVA TBI SCI AND DIABETIC NEUROPATHY ; FACILITATION OF FUNCTIONAL KNEE AND ANKLE JOINT POSITION ; ALLOWS FOR OPTIMAL DORSI/PLANTAR FLEXION ANKLE POSITIONING TO PROVIDE ADEQUATE CLEARANCE DURING SWING PHASE AND KNEE STABILITY IN STANCE PHASE. ; POST MUSCULOSKELETAL INJURY OF THE FOOT AND ANKLE ; POST TAL IMMOBILIZATION ; POST BOTOX OR SERIAL CASTING ; STABLE FRACTURES OF THE FOOT AND ANKLE TENDON OR LIGAMENTOUS TEAR/RUPTURE ; CLINICALLY PROVEN FOR EFFECTIVE AMBULATION ; CONTROLS DORSI-PLANTAR FLEXION ; CUSTOM-CONTOURED MALLEABLE ALUMINUM HEEL CONNECTOR MALLEABLE ALUMINUM ANTI-ROTATION BAR
12032 | 4224170617000 | PRESSURE RELIEF ANKLE-FOOT ORTHOSIS USED TO DYNAMICALLY CORRECT AND PREVENT FOOT AND ANKLE CONTRACTURES SOFT PADDED WITH EXTENSION STRAP ALSO PROVIDES HEEL AND TOE CLEARANCE TO PREVENT PRESSURE ULCERS. APPROXIMATELY 17 TO 20 CM ; EARLY INTERVENTION FOR THE EVOLVING REHAB PATIENT CVA TBI SCI AND DIABETIC NEUROPATHY ; FACILITATION OF FUNCTIONAL KNEE AND ANKLE JOINT POSITION ; ALLOWS FOR OPTIMAL DORSI/PLANTAR FLEXION ANKLE POSITIONING TO PROVIDE ADEQUATE CLEARANCE DURING SWING PHASE AND KNEE STABILITY IN STANCE PHASE. ; POST MUSCULOSKELETAL INJURY OF THE FOOT AND ANKLE ; POST TAL IMMOBILIZATION ; POST BOTOX OR SERIAL CASTING ; STABLE FRACTURES OF THE FOOT AND ANKLE TENDON OR LIGAMENTOUS TEAR/RUPTURE ; CLINICALLY PROVEN FOR EFFECTIVE AMBULATION ; CONTROLS DORSI-PLANTAR FLEXION ; CUSTOM-CONTOURED MALLEABLE ALUMINUM HEEL CONNECTOR MALLEABLE ALUMINUM ANTI-ROTATION BAR
12033 | 4224170617100 | "STATIC ANKLE-FOOT ORTHOSIS (AFO) PRESSURE RELIEF TO CORRECT AND PREVENT FOOT AND ANKLE CONTRACTURES SOFT PADDED WITH EXTENSION STRAP ALSO PROVIDES HEEL AND TOE CLEARANCE HEEL CONNECTOR ANTI-ROTATION BAR 20 TO 22 CM APPROXIMATELY"
12034 | 4224170617200 | "STATIC ANKLE-FOOT ORTHOSIS (AFO) PRESSURE RELIEF TO CORRECT AND PREVENT FOOT AND ANKLE CONTRACTURES SOFT PADDED WITH EXTENSION STRAP ALSO PROVIDES HEEL AND TOE CLEARANCE HEEL CONNECTOR ANTI-ROTATION BAR 22 TO 25 CM APPROXIMATELY"
12035 | 4224170617300 | "STATIC ANKLE-FOOT ORTHOSIS (AFO) PRESSURE RELIEF TO CORRECT AND PREVENT FOOT AND ANKLE CONTRACTURES SOFT PADDED WITH EXTENSION STRAP ALSO PROVIDES HEEL AND TOE CLEARANCE HEEL CONNECTOR ANTI-ROTATION BAR 27 TO 31 CM APPROXIMATELY"
12036 | 4224170617700 | REHAB KNEE MODULAR FULLY ADJUSTABLE KNEE-ANKLE-FOOT-ORTHOSIS. PROVIDES KNEE STABILITY AND CONTROL HANDHELD SWITCH FOR UNLOCKING KNEE JOINTINCLUDES - PATIENT ASSESSMENT AT CUSTOMERS PREMISES MEASURING INCLUDES ALL REQUIRED MATERIALS/COMPONENTS TO FABRICATE PROSTHESIS DELIVERY FITTING BY CERTIFIED ORTHOTIST IN MULTIPLE CLINICS AND DIFFERENT REGIONS WITH FOLLOW UP
12037 | 4224170617800 | SPACETEX FOR PADDING OF ORTHOTICS VERY COMFORTABLE AIR PERMEABLE HEAT AND MOISTURE IS TRANSFERRED AWAY FROM THE BODY LENGTH 5 METER THICKNESS 3 MM COLOR BLACK
12038 | 4224170617900 | "PADDING FOR ORTHOTICS FABRIC BREATHABLE STRETCHABLE WATERPROOF MOISTURE WICKING VERY COMFORTABLE AIR PERMEABLE WIDTH 1400 MM APPROXIMATELY LENGTH 5 METER APPROXIMATELY THICKNESS 3 MM ASSORTED COLORS."
12039 | 4224170618000 | "ANTI-VARUS SHOES PEDIATRIC FULL COW/CALF LEATHER UPPER SPLIT COW LEATHER LINING HIGH ANKLE HARD HEEL TWO VELCRO STRAP MADE ON ANTI VARUS LASTS ; SOFT PADDING AROUND THE COLLAR; SPECIAL EXTENDED STIFFENER WITH CURVED WALL TO CORRECT THE FOOT SHAPE ; FULL LEATHER INSOLE; ADAPTABLE (HARD-WEARING) SOLE-UNIT ; SUFFICIENT TOE-SPRING FOR EASY ROLL-OFF; HIGH TOE-BOX AND STRONG TOE-CAP; EXTENDED FACINGS; EXTRA PADDING AROUND THE ANKLE; SOFT TONGUE PADDING TO MOULD THE SHOE ROUND THE FOOT PINK SIZE: 18"
12040 | 4224170618100 | "ANTI-VARUS SHOES PEDIATRIC FULL COW/CALF LEATHER UPPER SPLIT COW LEATHER LINING HIGH ANKLE HARD HEEL TWO VELCRO STRAP MADE ON ANTI VARUS LASTS ; SOFT PADDING AROUND THE COLLAR; SPECIAL EXTENDED STIFFENER WITH CURVED WALL TO CORRECT THE FOOT SHAPE ; FULL LEATHER INSOLE; ADAPTABLE (HARD-WEARING) SOLE-UNIT ; SUFFICIENT TOE-SPRING FOR EASY ROLL-OFF; HIGH TOE-BOX AND STRONG TOE-CAP; EXTENDED FACINGS; EXTRA PADDING AROUND THE ANKLE; SOFT TONGUE PADDING TO MOULD THE SHOE ROUND THE FOOT PINK SIZE: 20"
12041 | 4224170618200 | "ANTI-VARUS SHOES PEDIATRIC FULL COW/CALF LEATHER UPPER SPLIT COW LEATHER LINING HIGH ANKLE HARD HEEL TWO VELCRO STRAP MADE ON ANTI VARUS LASTS ; SOFT PADDING AROUND THE COLLAR; SPECIAL EXTENDED STIFFENER WITH CURVED WALL TO CORRECT THE FOOT SHAPE ; FULL LEATHER INSOLE; ADAPTABLE (HARD-WEARING) SOLE-UNIT ; SUFFICIENT TOE-SPRING FOR EASY ROLL-OFF; HIGH TOE-BOX AND STRONG TOE-CAP; EXTENDED FACINGS; EXTRA PADDING AROUND THE ANKLE; SOFT TONGUE PADDING TO MOULD THE SHOE ROUND THE FOOT PINK SIZE: 21"
12042 | 4224170618300 | "ANTI-VARUS SHOES PEDIATRIC FULL COW/CALF LEATHER UPPER SPLIT COW LEATHER LINING HIGH ANKLE HARD HEEL TWO VELCRO STRAP MADE ON ANTI VARUS LASTS ; SOFT PADDING AROUND THE COLLAR; SPECIAL EXTENDED STIFFENER WITH CURVED WALL TO CORRECT THE FOOT SHAPE ; FULL LEATHER INSOLE; ADAPTABLE (HARD-WEARING) SOLE-UNIT ; SUFFICIENT TOE-SPRING FOR EASY ROLL-OFF; HIGH TOE-BOX AND STRONG TOE-CAP; EXTENDED FACINGS; EXTRA PADDING AROUND THE ANKLE; SOFT TONGUE PADDING TO MOULD THE SHOE ROUND THE FOOT PINK SIZE: 25"
12043 | 4224170618400 | "ANTI-VARUS SHOES PEDIATRIC FULL COW/CALF LEATHER UPPER SPLIT COW LEATHER LINING HIGH ANKLE HARD HEEL TWO VELCRO STRAP MADE ON ANTI VARUS LASTS ; SOFT PADDING AROUND THE COLLAR; SPECIAL EXTENDED STIFFENER WITH CURVED WALL TO CORRECT THE FOOT SHAPE ; FULL LEATHER INSOLE; ADAPTABLE (HARD-WEARING) SOLE-UNIT ; SUFFICIENT TOE-SPRING FOR EASY ROLL-OFF; HIGH TOE-BOX AND STRONG TOE-CAP; EXTENDED FACINGS; EXTRA PADDING AROUND THE ANKLE; SOFT TONGUE PADDING TO MOULD THE SHOE ROUND THE FOOT PINK SIZE: 26"
12044 | 4224170618500 | "ANTI-VARUS SHOES PEDIATRIC FULL COW/CALF LEATHER UPPER SPLIT COW LEATHER LINING HIGH ANKLE HARD HEEL TWO VELCRO STRAP MADE ON ANTI VARUS LASTS ; SOFT PADDING AROUND THE COLLAR; SPECIAL EXTENDED STIFFENER WITH CURVED WALL TO CORRECT THE FOOT SHAPE ; FULL LEATHER INSOLE; ADAPTABLE (HARD-WEARING) SOLE-UNIT ; SUFFICIENT TOE-SPRING FOR EASY ROLL-OFF; HIGH TOE-BOX AND STRONG TOE-CAP; EXTENDED FACINGS; EXTRA PADDING AROUND THE ANKLE; SOFT TONGUE PADDING TO MOULD THE SHOE ROUND THE FOOT PINK SIZE: 27"
12045 | 4224170618600 | "ANTI-VARUS SHOES PEDIATRIC FULL COW/CALF LEATHER UPPER SPLIT COW LEATHER LINING HIGH ANKLE HARD HEEL TWO VELCRO STRAP MADE ON ANTI VARUS LASTS ; SOFT PADDING AROUND THE COLLAR; SPECIAL EXTENDED STIFFENER WITH CURVED WALL TO CORRECT THE FOOT SHAPE ; FULL LEATHER INSOLE; ADAPTABLE (HARD-WEARING) SOLE-UNIT ; SUFFICIENT TOE-SPRING FOR EASY ROLL-OFF; HIGH TOE-BOX AND STRONG TOE-CAP; EXTENDED FACINGS; EXTRA PADDING AROUND THE ANKLE; SOFT TONGUE PADDING TO MOULD THE SHOE ROUND THE FOOT PINK SIZE: 24"
12046 | 4224170618700 | "ANTI-VARUS SHOES PEDIATRIC FULL COW/CALF LEATHER UPPER SPLIT COW LEATHER LINING HIGH ANKLE HARD HEEL TWO VELCRO STRAP MADE ON ANTI VARUS LASTS ; SOFT PADDING AROUND THE COLLAR; SPECIAL EXTENDED STIFFENER WITH CURVED WALL TO CORRECT THE FOOT SHAPE ; FULL LEATHER INSOLE; ADAPTABLE (HARD-WEARING) SOLE-UNIT ; SUFFICIENT TOE-SPRING FOR EASY ROLL-OFF; HIGH TOE-BOX AND STRONG TOE-CAP; EXTENDED FACINGS; EXTRA PADDING AROUND THE ANKLE; SOFT TONGUE PADDING TO MOULD THE SHOE ROUND THE FOOT BLUE SIZE: 24"
12047 | 4224170618800 | "ANTI-VARUS SHOES PEDIATRIC FULL COW/CALF LEATHER UPPER SPLIT COW LEATHER LINING HIGH ANKLE HARD HEEL TWO VELCRO STRAP MADE ON ANTI VARUS LASTS ; SOFT PADDING AROUND THE COLLAR; SPECIAL EXTENDED STIFFENER WITH CURVED WALL TO CORRECT THE FOOT SHAPE ; FULL LEATHER INSOLE; ADAPTABLE (HARD-WEARING) SOLE-UNIT ; SUFFICIENT TOE-SPRING FOR EASY ROLL-OFF; HIGH TOE-BOX AND STRONG TOE-CAP; EXTENDED FACINGS; EXTRA PADDING AROUND THE ANKLE; SOFT TONGUE PADDING TO MOULD THE SHOE ROUND THE FOOT BLUE SIZE: 25"
12048 | 4224170618900 | "ANTI-VARUS SHOES PEDIATRIC FULL COW/CALF LEATHER UPPER SPLIT COW LEATHER LINING HIGH ANKLE HARD HEEL TWO VELCRO STRAP MADE ON ANTI VARUS LASTS ; SOFT PADDING AROUND THE COLLAR; SPECIAL EXTENDED STIFFENER WITH CURVED WALL TO CORRECT THE FOOT SHAPE ; FULL LEATHER INSOLE; ADAPTABLE (HARD-WEARING) SOLE-UNIT ; SUFFICIENT TOE-SPRING FOR EASY ROLL-OFF; HIGH TOE-BOX AND STRONG TOE-CAP; EXTENDED FACINGS; EXTRA PADDING AROUND THE ANKLE; SOFT TONGUE PADDING TO MOULD THE SHOE ROUND THE FOOT BLUE SIZE: 26"
12049 | 4224170619000 | "ANTI-VARUS SHOES PEDIATRIC FULL COW/CALF LEATHER UPPER SPLIT COW LEATHER LINING HIGH ANKLE HARD HEEL TWO VELCRO STRAP MADE ON ANTI VARUS LASTS ; SOFT PADDING AROUND THE COLLAR; SPECIAL EXTENDED STIFFENER WITH CURVED WALL TO CORRECT THE FOOT SHAPE ; FULL LEATHER INSOLE; ADAPTABLE (HARD-WEARING) SOLE-UNIT ; SUFFICIENT TOE-SPRING FOR EASY ROLL-OFF; HIGH TOE-BOX AND STRONG TOE-CAP; EXTENDED FACINGS; EXTRA PADDING AROUND THE ANKLE; SOFT TONGUE PADDING TO MOULD THE SHOE ROUND THE FOOT BLUE SIZE: 27"
12050 | 4224170619100 | "ANTI-VARUS SHOES PEDIATRIC FULL COW/CALF LEATHER UPPER SPLIT COW LEATHER LINING HIGH ANKLE HARD HEEL TWO VELCRO STRAP MADE ON ANTI VARUS LASTS ; SOFT PADDING AROUND THE COLLAR; SPECIAL EXTENDED STIFFENER WITH CURVED WALL TO CORRECT THE FOOT SHAPE ; FULL LEATHER INSOLE; ADAPTABLE (HARD-WEARING) SOLE-UNIT ; SUFFICIENT TOE-SPRING FOR EASY ROLL-OFF; HIGH TOE-BOX AND STRONG TOE-CAP; EXTENDED FACINGS; EXTRA PADDING AROUND THE ANKLE; SOFT TONGUE PADDING TO MOULD THE SHOE ROUND THE FOOT BLUE SIZE: 28"
12051 | 4224170619200 | "ANTI-VARUS SHOES PEDIATRIC FULL COW/CALF LEATHER UPPER SPLIT COW LEATHER LINING HIGH ANKLE HARD HEEL TWO VELCRO STRAP MADE ON ANTI VARUS LASTS ; SOFT PADDING AROUND THE COLLAR; SPECIAL EXTENDED STIFFENER WITH CURVED WALL TO CORRECT THE FOOT SHAPE ; FULL LEATHER INSOLE; ADAPTABLE (HARD-WEARING) SOLE-UNIT ; SUFFICIENT TOE-SPRING FOR EASY ROLL-OFF; HIGH TOE-BOX AND STRONG TOE-CAP; EXTENDED FACINGS; EXTRA PADDING AROUND THE ANKLE; SOFT TONGUE PADDING TO MOULD THE SHOE ROUND THE FOOT BLUE SIZE: 19"
12052 | 4224170619300 | "ANTI-VARUS SHOES PEDIATRIC FULL COW/CALF LEATHER UPPER SPLIT COW LEATHER LINING HIGH ANKLE HARD HEEL TWO VELCRO STRAP MADE ON ANTI VARUS LASTS ; SOFT PADDING AROUND THE COLLAR; SPECIAL EXTENDED STIFFENER WITH CURVED WALL TO CORRECT THE FOOT SHAPE ; FULL LEATHER INSOLE; ADAPTABLE (HARD-WEARING) SOLE-UNIT ; SUFFICIENT TOE-SPRING FOR EASY ROLL-OFF; HIGH TOE-BOX AND STRONG TOE-CAP; EXTENDED FACINGS; EXTRA PADDING AROUND THE ANKLE; SOFT TONGUE PADDING TO MOULD THE SHOE ROUND THE FOOT BLUE SIZE: 20"
12053 | 4224170619400 | "ANTI-VARUS SHOES PEDIATRIC FULL COW/CALF LEATHER UPPER SPLIT COW LEATHER LINING HIGH ANKLE HARD HEEL TWO VELCRO STRAP MADE ON ANTI VARUS LASTS ; SOFT PADDING AROUND THE COLLAR; SPECIAL EXTENDED STIFFENER WITH CURVED WALL TO CORRECT THE FOOT SHAPE ; FULL LEATHER INSOLE; ADAPTABLE (HARD-WEARING) SOLE-UNIT ; SUFFICIENT TOE-SPRING FOR EASY ROLL-OFF; HIGH TOE-BOX AND STRONG TOE-CAP; EXTENDED FACINGS; EXTRA PADDING AROUND THE ANKLE; SOFT TONGUE PADDING TO MOULD THE SHOE ROUND THE FOOT BLUE SIZE: 21"
12054 | 4224170619500 | "ANTI-VARUS SHOES PEDIATRIC FULL COW/CALF LEATHER UPPER SPLIT COW LEATHER LINING HIGH ANKLE HARD HEEL TWO VELCRO STRAP MADE ON ANTI VARUS LASTS ; SOFT PADDING AROUND THE COLLAR; SPECIAL EXTENDED STIFFENER WITH CURVED WALL TO CORRECT THE FOOT SHAPE ; FULL LEATHER INSOLE; ADAPTABLE (HARD-WEARING) SOLE-UNIT ; SUFFICIENT TOE-SPRING FOR EASY ROLL-OFF; HIGH TOE-BOX AND STRONG TOE-CAP; EXTENDED FACINGS; EXTRA PADDING AROUND THE ANKLE; SOFT TONGUE PADDING TO MOULD THE SHOE ROUND THE FOOT BLUE SIZE: 22"
12055 | 4224170619600 | "ANTI-VARUS SHOES PEDIATRIC FULL COW/CALF LEATHER UPPER SPLIT COW LEATHER LINING HIGH ANKLE HARD HEEL TWO VELCRO STRAP MADE ON ANTI VARUS LASTS ; SOFT PADDING AROUND THE COLLAR; SPECIAL EXTENDED STIFFENER WITH CURVED WALL TO CORRECT THE FOOT SHAPE ; FULL LEATHER INSOLE; ADAPTABLE (HARD-WEARING) SOLE-UNIT ; SUFFICIENT TOE-SPRING FOR EASY ROLL-OFF; HIGH TOE-BOX AND STRONG TOE-CAP; EXTENDED FACINGS; EXTRA PADDING AROUND THE ANKLE; SOFT TONGUE PADDING TO MOULD THE SHOE ROUND THE FOOT BLUE SIZE: 23"
12056 | 4224170619700 | "ANTI-VARUS SHOES PEDIATRIC FULL COW/CALF LEATHER UPPER SPLIT COW LEATHER LINING HIGH ANKLE HARD HEEL TWO VELCRO STRAP MADE ON ANTI VARUS LASTS ; SOFT PADDING AROUND THE COLLAR; SPECIAL EXTENDED STIFFENER WITH CURVED WALL TO CORRECT THE FOOT SHAPE ; FULL LEATHER INSOLE; ADAPTABLE (HARD-WEARING) SOLE-UNIT ; SUFFICIENT TOE-SPRING FOR EASY ROLL-OFF; HIGH TOE-BOX AND STRONG TOE-CAP; EXTENDED FACINGS; EXTRA PADDING AROUND THE ANKLE; SOFT TONGUE PADDING TO MOULD THE SHOE ROUND THE FOOT BLUE SIZE: 18"
12057 | 4224170619800 | "ANTI-VARUS SHOES PEDIATRIC FULL COW/CALF LEATHER UPPER SPLIT COW LEATHER LINING HIGH ANKLE HARD HEEL TWO VELCRO STRAP MADE ON ANTI VARUS LASTS ; SOFT PADDING AROUND THE COLLAR; SPECIAL EXTENDED STIFFENER WITH CURVED WALL TO CORRECT THE FOOT SHAPE ; FULL LEATHER INSOLE; ADAPTABLE (HARD-WEARING) SOLE-UNIT ; SUFFICIENT TOE-SPRING FOR EASY ROLL-OFF; HIGH TOE-BOX AND STRONG TOE-CAP; EXTENDED FACINGS; EXTRA PADDING AROUND THE ANKLE; SOFT TONGUE PADDING TO MOULD THE SHOE ROUND THE FOOT PINK SIZE: 19"
12058 | 4224170619900 | "ANTI-VARUS SHOES PEDIATRIC FULL COW/CALF LEATHER UPPER SPLIT COW LEATHER LINING HIGH ANKLE HARD HEEL TWO VELCRO STRAP MADE ON ANTI VARUS LASTS ; SOFT PADDING AROUND THE COLLAR; SPECIAL EXTENDED STIFFENER WITH CURVED WALL TO CORRECT THE FOOT SHAPE ; FULL LEATHER INSOLE; ADAPTABLE (HARD-WEARING) SOLE-UNIT ; SUFFICIENT TOE-SPRING FOR EASY ROLL-OFF; HIGH TOE-BOX AND STRONG TOE-CAP; EXTENDED FACINGS; EXTRA PADDING AROUND THE ANKLE; SOFT TONGUE PADDING TO MOULD THE SHOE ROUND THE FOOT PINK SIZE: 23"
12059 | 4224170620000 | "ANTI-VARUS SHOES PEDIATRIC FULL COW/CALF LEATHER UPPER SPLIT COW LEATHER LINING HIGH ANKLE HARD HEEL TWO VELCRO STRAP MADE ON ANTI VARUS LASTS ; SOFT PADDING AROUND THE COLLAR; SPECIAL EXTENDED STIFFENER WITH CURVED WALL TO CORRECT THE FOOT SHAPE ; FULL LEATHER INSOLE; ADAPTABLE (HARD-WEARING) SOLE-UNIT ; SUFFICIENT TOE-SPRING FOR EASY ROLL-OFF; HIGH TOE-BOX AND STRONG TOE-CAP; EXTENDED FACINGS; EXTRA PADDING AROUND THE ANKLE; SOFT TONGUE PADDING TO MOULD THE SHOE ROUND THE FOOT PINK SIZE: 22"
12060 | 4224170620100 | "ANTI-VARUS SHOES PEDIATRIC FULL COW/CALF LEATHER UPPER SPLIT COW LEATHER LINING HIGH ANKLE HARD HEEL TWO VELCRO STRAP MADE ON ANTI VARUS LASTS ; SOFT PADDING AROUND THE COLLAR; SPECIAL EXTENDED STIFFENER WITH CURVED WALL TO CORRECT THE FOOT SHAPE ; FULL LEATHER INSOLE; ADAPTABLE (HARD-WEARING) SOLE-UNIT ; SUFFICIENT TOE-SPRING FOR EASY ROLL-OFF; HIGH TOE-BOX AND STRONG TOE-CAP; EXTENDED FACINGS; EXTRA PADDING AROUND THE ANKLE; SOFT TONGUE PADDING TO MOULD THE SHOE ROUND THE FOOT PINK SIZE: 28"
12061 | 4224170620200 | "DIABETIC SHOES WIDE/EXTRA-WIDE TOE BOX COMBINATION OF SOFT COW/CALF LEATHER AND NEOPRENE VELCRO CLOSURE FLEXIBLE LINING PROTECTIVE INTERIOR THAT IS MADE FROM SOFT MATERIAL AND STITCHING THAT DOESN#T PROTRUDE NON-BINDING UPPERS EXTRA DEPTH DESIGN CAN ACCOMMODATE THICK ORTHOTIC INSERTS ; A DEEP TOE BOX THAT PROVIDES EXTRA ROOM FOR TOE MOVEMENT LIGHTWEIGHT CUSHIONING SOLES THAT FACILITATE MOBILITY AND STABILITY; STRETCHABLE SHOES CONFORM TO THE CONTOURS OF THE FOOT BLACK SIZE 34"
12062 | 4224170620300 | "DIABETIC SHOES WIDE/EXTRA-WIDE TOE BOX COMBINATION OF SOFT COW/CALF LEATHER AND NEOPRENE VELCRO CLOSURE FLEXIBLE LINING PROTECTIVE INTERIOR THAT IS MADE FROM SOFT MATERIAL AND STITCHING THAT DOESN#T PROTRUDE NON-BINDING UPPERS EXTRA DEPTH DESIGN CAN ACCOMMODATE THICK ORTHOTIC INSERTS ; A DEEP TOE BOX THAT PROVIDES EXTRA ROOM FOR TOE MOVEMENT LIGHTWEIGHT CUSHIONING SOLES THAT FACILITATE MOBILITY AND STABILITY; STRETCHABLE SHOES CONFORM TO THE CONTOURS OF THE FOOT BLACK SIZE 35"
12063 | 4224170620400 | "DIABETIC SHOES WIDE/EXTRA-WIDE TOE BOX COMBINATION OF SOFT COW/CALF LEATHER AND NEOPRENE VELCRO CLOSURE FLEXIBLE LINING PROTECTIVE INTERIOR THAT IS MADE FROM SOFT MATERIAL AND STITCHING THAT DOESN#T PROTRUDE NON-BINDING UPPERS EXTRA DEPTH DESIGN CAN ACCOMMODATE THICK ORTHOTIC INSERTS ; A DEEP TOE BOX THAT PROVIDES EXTRA ROOM FOR TOE MOVEMENT LIGHTWEIGHT CUSHIONING SOLES THAT FACILITATE MOBILITY AND STABILITY; STRETCHABLE SHOES CONFORM TO THE CONTOURS OF THE FOOT BLACK SIZE 36"
12064 | 4224170620500 | "DIABETIC SHOES WIDE/EXTRA-WIDE TOE BOX COMBINATION OF SOFT COW/CALF LEATHER AND NEOPRENE VELCRO CLOSURE FLEXIBLE LINING PROTECTIVE INTERIOR THAT IS MADE FROM SOFT MATERIAL AND STITCHING THAT DOESN#T PROTRUDE NON-BINDING UPPERS EXTRA DEPTH DESIGN CAN ACCOMMODATE THICK ORTHOTIC INSERTS ; A DEEP TOE BOX THAT PROVIDES EXTRA ROOM FOR TOE MOVEMENT LIGHTWEIGHT CUSHIONING SOLES THAT FACILITATE MOBILITY AND STABILITY; STRETCHABLE SHOES CONFORM TO THE CONTOURS OF THE FOOT BLACK SIZE 37"
12065 | 4224170620600 | "DIABETIC SHOES WIDE/EXTRA-WIDE TOE BOX COMBINATION OF SOFT COW/CALF LEATHER AND NEOPRENE VELCRO CLOSURE FLEXIBLE LINING PROTECTIVE INTERIOR THAT IS MADE FROM SOFT MATERIAL AND STITCHING THAT DOESN#T PROTRUDE NON-BINDING UPPERS EXTRA DEPTH DESIGN CAN ACCOMMODATE THICK ORTHOTIC INSERTS ; A DEEP TOE BOX THAT PROVIDES EXTRA ROOM FOR TOE MOVEMENT LIGHTWEIGHT CUSHIONING SOLES THAT FACILITATE MOBILITY AND STABILITY; STRETCHABLE SHOES CONFORM TO THE CONTOURS OF THE FOOT BLACK SIZE 38"
12066 | 4224170620700 | "DIABETIC SHOES WIDE/EXTRA-WIDE TOE BOX COMBINATION OF SOFT COW/CALF LEATHER AND NEOPRENE VELCRO CLOSURE FLEXIBLE LINING PROTECTIVE INTERIOR THAT IS MADE FROM SOFT MATERIAL AND STITCHING THAT DOESN#T PROTRUDE NON-BINDING UPPERS EXTRA DEPTH DESIGN CAN ACCOMMODATE THICK ORTHOTIC INSERTS ; A DEEP TOE BOX THAT PROVIDES EXTRA ROOM FOR TOE MOVEMENT LIGHTWEIGHT CUSHIONING SOLES THAT FACILITATE MOBILITY AND STABILITY; STRETCHABLE SHOES CONFORM TO THE CONTOURS OF THE FOOT BLACK SIZE 39"
12067 | 4224170620800 | "DIABETIC SHOES WIDE/EXTRA-WIDE TOE BOX COMBINATION OF SOFT COW/CALF LEATHER AND NEOPRENE VELCRO CLOSURE FLEXIBLE LINING PROTECTIVE INTERIOR THAT IS MADE FROM SOFT MATERIAL AND STITCHING THAT DOESN#T PROTRUDE NON-BINDING UPPERS EXTRA DEPTH DESIGN CAN ACCOMMODATE THICK ORTHOTIC INSERTS ; A DEEP TOE BOX THAT PROVIDES EXTRA ROOM FOR TOE MOVEMENT LIGHTWEIGHT CUSHIONING SOLES THAT FACILITATE MOBILITY AND STABILITY; STRETCHABLE SHOES CONFORM TO THE CONTOURS OF THE FOOT BLACK SIZE 40"
12068 | 4224170620900 | "DIABETIC SHOES WIDE/EXTRA-WIDE TOE BOX COMBINATION OF SOFT COW/CALF LEATHER AND NEOPRENE VELCRO CLOSURE FLEXIBLE LINING PROTECTIVE INTERIOR THAT IS MADE FROM SOFT MATERIAL AND STITCHING THAT DOESN#T PROTRUDE NON-BINDING UPPERS EXTRA DEPTH DESIGN CAN ACCOMMODATE THICK ORTHOTIC INSERTS ; A DEEP TOE BOX THAT PROVIDES EXTRA ROOM FOR TOE MOVEMENT LIGHTWEIGHT CUSHIONING SOLES THAT FACILITATE MOBILITY AND STABILITY; STRETCHABLE SHOES CONFORM TO THE CONTOURS OF THE FOOT BLACK SIZE 41"
12069 | 4224170621000 | "DIABETIC SHOES WIDE/EXTRA-WIDE TOE BOX COMBINATION OF SOFT COW/CALF LEATHER AND NEOPRENE VELCRO CLOSURE FLEXIBLE LINING PROTECTIVE INTERIOR THAT IS MADE FROM SOFT MATERIAL AND STITCHING THAT DOESN#T PROTRUDE NON-BINDING UPPERS EXTRA DEPTH DESIGN CAN ACCOMMODATE THICK ORTHOTIC INSERTS ; A DEEP TOE BOX THAT PROVIDES EXTRA ROOM FOR TOE MOVEMENT LIGHTWEIGHT CUSHIONING SOLES THAT FACILITATE MOBILITY AND STABILITY; STRETCHABLE SHOES CONFORM TO THE CONTOURS OF THE FOOT BLACK SIZE 42"
12070 | 4224170621100 | SHOE DIABETIC WITH THERMOCOMFORT REMOVABLE INSOLES VELCRO LIGHT SOLE OR EQUIVALENT SHOCK ABSORBING OUTSOLE WEIGHTLESS BREATHABLE ELASTIC PRESSURE FREE AT BIG AND SMALL TOES AVOIDS NEW WOUNDS DIABETIC RHEUMATISM SENSITIVE FEET PAINFUL OF HALLUX VALGUS BUNION HAMMER AND TOES BLACK SIZE 34 ; ONLY COW/CALF LEATHER TO BE USED IN THE CONSTRUCTION OF ALL PARTS OF THE SHOE WHERE THIS MATERIAL IS USED. ; PROTECTIVE INTERIOR THAT IS MADE FROM SOFT MATERIAL AND STITCHING THAT DOESN’T PROTRUDE SO AS NOT TO CAUSE IRRITATION ; NON-BINDING UPPERS THAT ENSURE THAT THERE IS NO PRESSURE ON THE FOOT ; EXTRA DEPTH DESIGN THAT PROVIDES A PRESSURE-FREE FIT AND CAN ACCOMMODATE THICK ORTHOTIC INSERTS ; A DEEP TOE BOX THAT PROVIDES EXTRA ROOM FOR TOE MOVEMENT AND AVOIDS PRESSURE ON THE TOES ; LIGHTWEIGHT CUSHIONING SOLES THAT FACILITATE MOBILITY AND STABILITY AND REDUCE IMPACTS ON THE FOOT ; STRETCHABLE UPPERS ; STRETCHABLE SHOES CONFORM TO THE CONTOURS OF THE FOOT AND HELP ELIMINATE PRE
12071 | 4224170621200 | SHOE DIABETIC WITH THERMOCOMFORT REMOVABLE INSOLES VELCRO LIGHT SOLE OR EQUIVALENT SHOCK ABSORBING OUTSOLE WEIGHTLESS BREATHABLE ELASTIC PRESSURE FREE AT BIG AND SMALL TOES AVOIDS NEW WOUNDS DIABETIC RHEUMATISM SENSITIVE FEET PAINFUL OF HALLUX VALGUS BUNION HAMMER AND TOES BLACK SIZE 35 ; ONLY COW/CALF LEATHER TO BE USED IN THE CONSTRUCTION OF ALL PARTS OF THE SHOE WHERE THIS MATERIAL IS USED. ; PROTECTIVE INTERIOR THAT IS MADE FROM SOFT MATERIAL AND STITCHING THAT DOESN’T PROTRUDE SO AS NOT TO CAUSE IRRITATION ; NON-BINDING UPPERS THAT ENSURE THAT THERE IS NO PRESSURE ON THE FOOT ; EXTRA DEPTH DESIGN THAT PROVIDES A PRESSURE-FREE FIT AND CAN ACCOMMODATE THICK ORTHOTIC INSERTS ; A DEEP TOE BOX THAT PROVIDES EXTRA ROOM FOR TOE MOVEMENT AND AVOIDS PRESSURE ON THE TOES ; LIGHTWEIGHT CUSHIONING SOLES THAT FACILITATE MOBILITY AND STABILITY AND REDUCE IMPACTS ON THE FOOT ; STRETCHABLE UPPERS ; STRETCHABLE SHOES CONFORM TO THE CONTOURS OF THE FOOT AND HELP ELIMINATE PRE
12072 | 4224170621300 | SHOE DIABETIC WITH THERMOCOMFORT REMOVABLE INSOLES VELCRO LIGHT SOLE OR EQUIVALENT SHOCK ABSORBING OUTSOLE WEIGHTLESS BREATHABLE ELASTIC PRESSURE FREE AT BIG AND SMALL TOES AVOIDS NEW WOUNDS DIABETIC RHEUMATISM SENSITIVE FEET PAINFUL OF HALLUX VALGUS BUNION HAMMER AND TOES BLACK SIZE 36 ; ONLY COW/CALF LEATHER TO BE USED IN THE CONSTRUCTION OF ALL PARTS OF THE SHOE WHERE THIS MATERIAL IS USED. ; PROTECTIVE INTERIOR THAT IS MADE FROM SOFT MATERIAL AND STITCHING THAT DOESN’T PROTRUDE SO AS NOT TO CAUSE IRRITATION ; NON-BINDING UPPERS THAT ENSURE THAT THERE IS NO PRESSURE ON THE FOOT ; EXTRA DEPTH DESIGN THAT PROVIDES A PRESSURE-FREE FIT AND CAN ACCOMMODATE THICK ORTHOTIC INSERTS ; A DEEP TOE BOX THAT PROVIDES EXTRA ROOM FOR TOE MOVEMENT AND AVOIDS PRESSURE ON THE TOES ; LIGHTWEIGHT CUSHIONING SOLES THAT FACILITATE MOBILITY AND STABILITY AND REDUCE IMPACTS ON THE FOOT ; STRETCHABLE UPPERS ; STRETCHABLE SHOES CONFORM TO THE CONTOURS OF THE FOOT AND HELP ELIMINATE PRE
12073 | 4224170621400 | SHOE DIABETIC WITH THERMOCOMFORT REMOVABLE INSOLES VELCRO LIGHT SOLE OR EQUIVALENT SHOCK ABSORBING OUTSOLE WEIGHTLESS BREATHABLE ELASTIC PRESSURE FREE AT BIG AND SMALL TOES AVOIDS NEW WOUNDS DIABETIC RHEUMATISM SENSITIVE FEET PAINFUL OF HALLUX VALGUS BUNION HAMMER AND TOES BLACK SIZE 37 ; ONLY COW/CALF LEATHER TO BE USED IN THE CONSTRUCTION OF ALL PARTS OF THE SHOE WHERE THIS MATERIAL IS USED. ; PROTECTIVE INTERIOR THAT IS MADE FROM SOFT MATERIAL AND STITCHING THAT DOESN’T PROTRUDE SO AS NOT TO CAUSE IRRITATION ; NON-BINDING UPPERS THAT ENSURE THAT THERE IS NO PRESSURE ON THE FOOT ; EXTRA DEPTH DESIGN THAT PROVIDES A PRESSURE-FREE FIT AND CAN ACCOMMODATE THICK ORTHOTIC INSERTS ; A DEEP TOE BOX THAT PROVIDES EXTRA ROOM FOR TOE MOVEMENT AND AVOIDS PRESSURE ON THE TOES ; LIGHTWEIGHT CUSHIONING SOLES THAT FACILITATE MOBILITY AND STABILITY AND REDUCE IMPACTS ON THE FOOT ; STRETCHABLE UPPERS ; STRETCHABLE SHOES CONFORM TO THE CONTOURS OF THE FOOT AND HELP ELIMINATE PRE
12074 | 4224170621500 | SHOE DIABETIC WITH THERMOCOMFORT REMOVABLE INSOLES VELCRO LIGHT SOLE OR EQUIVALENT SHOCK ABSORBING OUTSOLE WEIGHTLESS BREATHABLE ELASTIC PRESSURE FREE AT BIG AND SMALL TOES AVOIDS NEW WOUNDS DIABETIC RHEUMATISM SENSITIVE FEET PAINFUL OF HALLUX VALGUS BUNION HAMMER AND TOES BLACK SIZE 38 ; ONLY COW/CALF LEATHER TO BE USED IN THE CONSTRUCTION OF ALL PARTS OF THE SHOE WHERE THIS MATERIAL IS USED. ; PROTECTIVE INTERIOR THAT IS MADE FROM SOFT MATERIAL AND STITCHING THAT DOESN’T PROTRUDE SO AS NOT TO CAUSE IRRITATION ; NON-BINDING UPPERS THAT ENSURE THAT THERE IS NO PRESSURE ON THE FOOT ; EXTRA DEPTH DESIGN THAT PROVIDES A PRESSURE-FREE FIT AND CAN ACCOMMODATE THICK ORTHOTIC INSERTS ; A DEEP TOE BOX THAT PROVIDES EXTRA ROOM FOR TOE MOVEMENT AND AVOIDS PRESSURE ON THE TOES ; LIGHTWEIGHT CUSHIONING SOLES THAT FACILITATE MOBILITY AND STABILITY AND REDUCE IMPACTS ON THE FOOT ; STRETCHABLE UPPERS ; STRETCHABLE SHOES CONFORM TO THE CONTOURS OF THE FOOT AND HELP ELIMINATE PRE
12075 | 4224170621600 | SHOE DIABETIC WITH THERMOCOMFORT REMOVABLE INSOLES VELCRO LIGHT SOLE OR EQUIVALENT SHOCK ABSORBING OUTSOLE WEIGHTLESS BREATHABLE ELASTIC PRESSURE FREE AT BIG AND SMALL TOES AVOIDS NEW WOUNDS DIABETIC RHEUMATISM SENSITIVE FEET PAINFUL OF HALLUX VALGUS BUNION HAMMER AND TOES BLACK SIZE 39 ; ONLY COW/CALF LEATHER TO BE USED IN THE CONSTRUCTION OF ALL PARTS OF THE SHOE WHERE THIS MATERIAL IS USED. ; PROTECTIVE INTERIOR THAT IS MADE FROM SOFT MATERIAL AND STITCHING THAT DOESN’T PROTRUDE SO AS NOT TO CAUSE IRRITATION ; NON-BINDING UPPERS THAT ENSURE THAT THERE IS NO PRESSURE ON THE FOOT ; EXTRA DEPTH DESIGN THAT PROVIDES A PRESSURE-FREE FIT AND CAN ACCOMMODATE THICK ORTHOTIC INSERTS ; A DEEP TOE BOX THAT PROVIDES EXTRA ROOM FOR TOE MOVEMENT AND AVOIDS PRESSURE ON THE TOES ; LIGHTWEIGHT CUSHIONING SOLES THAT FACILITATE MOBILITY AND STABILITY AND REDUCE IMPACTS ON THE FOOT ; STRETCHABLE UPPERS ; STRETCHABLE SHOES CONFORM TO THE CONTOURS OF THE FOOT AND HELP ELIMINATE PRE
12076 | 4224170621700 | SHOE DIABETIC WITH THERMOCOMFORT REMOVABLE INSOLES VELCRO LIGHT SOLE OR EQUIVALENT SHOCK ABSORBING OUTSOLE WEIGHTLESS BREATHABLE ELASTIC PRESSURE FREE AT BIG AND SMALL TOES AVOIDS NEW WOUNDS DIABETIC RHEUMATISM SENSITIVE FEET PAINFUL OF HALLUX VALGUS BUNION HAMMER AND TOES BLACK SIZE 40 ; ONLY COW/CALF LEATHER TO BE USED IN THE CONSTRUCTION OF ALL PARTS OF THE SHOE WHERE THIS MATERIAL IS USED. ; PROTECTIVE INTERIOR THAT IS MADE FROM SOFT MATERIAL AND STITCHING THAT DOESN’T PROTRUDE SO AS NOT TO CAUSE IRRITATION ; NON-BINDING UPPERS THAT ENSURE THAT THERE IS NO PRESSURE ON THE FOOT ; EXTRA DEPTH DESIGN THAT PROVIDES A PRESSURE-FREE FIT AND CAN ACCOMMODATE THICK ORTHOTIC INSERTS ; A DEEP TOE BOX THAT PROVIDES EXTRA ROOM FOR TOE MOVEMENT AND AVOIDS PRESSURE ON THE TOES ; LIGHTWEIGHT CUSHIONING SOLES THAT FACILITATE MOBILITY AND STABILITY AND REDUCE IMPACTS ON THE FOOT ; STRETCHABLE UPPERS ; STRETCHABLE SHOES CONFORM TO THE CONTOURS OF THE FOOT AND HELP ELIMINATE PRE
12077 | 4224170621800 | SHOE DIABETIC WITH THERMOCOMFORT REMOVABLE INSOLES VELCRO LIGHT SOLE OR EQUIVALENT SHOCK ABSORBING OUTSOLE WEIGHTLESS BREATHABLE ELASTIC PRESSURE FREE AT BIG AND SMALL TOES AVOIDS NEW WOUNDS DIABETIC RHEUMATISM SENSITIVE FEET PAINFUL OF HALLUX VALGUS BUNION HAMMER AND TOES BLACK SIZE 41 ; ONLY COW/CALF LEATHER TO BE USED IN THE CONSTRUCTION OF ALL PARTS OF THE SHOE WHERE THIS MATERIAL IS USED. ; PROTECTIVE INTERIOR THAT IS MADE FROM SOFT MATERIAL AND STITCHING THAT DOESN’T PROTRUDE SO AS NOT TO CAUSE IRRITATION ; NON-BINDING UPPERS THAT ENSURE THAT THERE IS NO PRESSURE ON THE FOOT ; EXTRA DEPTH DESIGN THAT PROVIDES A PRESSURE-FREE FIT AND CAN ACCOMMODATE THICK ORTHOTIC INSERTS ; A DEEP TOE BOX THAT PROVIDES EXTRA ROOM FOR TOE MOVEMENT AND AVOIDS PRESSURE ON THE TOES ; LIGHTWEIGHT CUSHIONING SOLES THAT FACILITATE MOBILITY AND STABILITY AND REDUCE IMPACTS ON THE FOOT ; STRETCHABLE UPPERS ; STRETCHABLE SHOES CONFORM TO THE CONTOURS OF THE FOOT AND HELP ELIMINATE PRE
12078 | 4224170621900 | SHOE DIABETIC WITH THERMOCOMFORT REMOVABLE INSOLES VELCRO LIGHT SOLE OR EQUIVALENT SHOCK ABSORBING OUTSOLE WEIGHTLESS BREATHABLE ELASTIC PRESSURE FREE AT BIG AND SMALL TOES AVOIDS NEW WOUNDS DIABETIC RHEUMATISM SENSITIVE FEET PAINFUL OF HALLUX VALGUS BUNION HAMMER AND TOES BLACK SIZE 42 ; ONLY COW/CALF LEATHER TO BE USED IN THE CONSTRUCTION OF ALL PARTS OF THE SHOE WHERE THIS MATERIAL IS USED. ; PROTECTIVE INTERIOR THAT IS MADE FROM SOFT MATERIAL AND STITCHING THAT DOESN’T PROTRUDE SO AS NOT TO CAUSE IRRITATION ; NON-BINDING UPPERS THAT ENSURE THAT THERE IS NO PRESSURE ON THE FOOT ; EXTRA DEPTH DESIGN THAT PROVIDES A PRESSURE-FREE FIT AND CAN ACCOMMODATE THICK ORTHOTIC INSERTS ; A DEEP TOE BOX THAT PROVIDES EXTRA ROOM FOR TOE MOVEMENT AND AVOIDS PRESSURE ON THE TOES ; LIGHTWEIGHT CUSHIONING SOLES THAT FACILITATE MOBILITY AND STABILITY AND REDUCE IMPACTS ON THE FOOT ; STRETCHABLE UPPERS ; STRETCHABLE SHOES CONFORM TO THE CONTOURS OF THE FOOT AND HELP ELIMINATE PRE
12079 | 4224170622800 | "DIABETIC SHOES FEMALE WIDE/EXTRA-WIDE TOE BOX SOFT COW/CALF LEATHER NEOPRENE VAMP PADDED COLLARS THROUGH WEDGE SOLE VELCRO CLOSURE; PROTECTIVE INTERIOR THAT IS MADE FROM SOFT MATERIAL AND STITCHING THAT DOESN#T PROTRUDE SO AS NOT TO CAUSE IRRITATION ; NON-BINDING UPPERS THAT ENSURE THAT THERE IS NO PRESSURE ON THE FOOT ; EXTRA DEPTH DESIGN CAN ACCOMMODATE THICK ORTHOTIC INSERTS ; A DEEP TOE BOX THAT PROVIDES EXTRA ROOM FOR TOE MOVEMENT LIGHTWEIGHT CUSHIONING SOLES THAT FACILITATE MOBILITY AND STABILITY; STRETCHABLE SHOES CONFORM TO THE CONTOURS OF THE FOOT BLACK SIZE 37"
12080 | 4224170622900 | DIABETIC SHOES SPECIFICATION SOFT COW/CALF LEATHER WITH SEAMLESS CHAMOIS LEATHER OR MOLESKIN LINING NEOPRENE VAMP PADDED COLLARS THROUGH WEDGE SOLE UNIT BLACK VELCRO OR EQUIVALENT FEMALE LAST SIZE UK 4.5 ; ONLY COW LEATHER TO BE USED IN THE CONSTRUCTION OF ALL PARTS OF THE SHOE WHERE THIS MATERIAL IS USED. ; PROTECTIVE INTERIOR THAT IS MADE FROM SOFT MATERIAL AND STITCHING THAT DOESN’T PROTRUDE SO AS NOT TO CAUSE IRRITATION ; NON-BINDING UPPERS THAT ENSURE THAT THERE IS NO PRESSURE ON THE FOOT ; EXTRA DEPTH DESIGN THAT PROVIDES A PRESSURE-FREE FIT AND CAN ACCOMMODATE THICK ORTHOTIC INSERTS ; A DEEP TOE BOX THAT PROVIDES EXTRA ROOM FOR TOE MOVEMENT AND AVOIDS PRESSURE ON THE TOES ; LIGHTWEIGHT CUSHIONING SOLES THAT FACILITATE MOBILITY AND STABILITY AND REDUCE IMPACTS ON THE FOOT ; STRETCHABLE UPPERS ; STRETCHABLE SHOES CONFORM TO THE CONTOURS OF THE FOOT AND HELP ELIMINATE PRESSURE POINTS
12081 | 4224170623000 | "DIABETIC SHOES FEMALE WIDE/EXTRA-WIDE TOE BOX SOFT COW/CALF LEATHER NEOPRENE VAMP PADDED COLLARS THROUGH WEDGE SOLE VELCRO CLOSURE; PROTECTIVE INTERIOR THAT IS MADE FROM SOFT MATERIAL AND STITCHING THAT DOESN#T PROTRUDE SO AS NOT TO CAUSE IRRITATION ; NON-BINDING UPPERS THAT ENSURE THAT THERE IS NO PRESSURE ON THE FOOT ; EXTRA DEPTH DESIGN CAN ACCOMMODATE THICK ORTHOTIC INSERTS ; A DEEP TOE BOX THAT PROVIDES EXTRA ROOM FOR TOE MOVEMENT LIGHTWEIGHT CUSHIONING SOLES THAT FACILITATE MOBILITY AND STABILITY; STRETCHABLE SHOES CONFORM TO THE CONTOURS OF THE FOOT BLACK SIZE 38"
12082 | 4224170623100 | DIABETIC SHOES SPECIFICATION SOFT COW/CALF LEATHER WITH SEAMLESS CHAMOIS LEATHER OR MOLESKIN LINING NEOPRENE VAMP PADDED COLLARS THROUGH WEDGE SOLE UNIT BLACK VELCRO OR EQUIVALENT FEMALE LAST SIZE UK 5.5 ; ONLY COW LEATHER TO BE USED IN THE CONSTRUCTION OF ALL PARTS OF THE SHOE WHERE THIS MATERIAL IS USED. ; PROTECTIVE INTERIOR THAT IS MADE FROM SOFT MATERIAL AND STITCHING THAT DOESN’T PROTRUDE SO AS NOT TO CAUSE IRRITATION ; NON-BINDING UPPERS THAT ENSURE THAT THERE IS NO PRESSURE ON THE FOOT ; EXTRA DEPTH DESIGN THAT PROVIDES A PRESSURE-FREE FIT AND CAN ACCOMMODATE THICK ORTHOTIC INSERTS ; A DEEP TOE BOX THAT PROVIDES EXTRA ROOM FOR TOE MOVEMENT AND AVOIDS PRESSURE ON THE TOES ; LIGHTWEIGHT CUSHIONING SOLES THAT FACILITATE MOBILITY AND STABILITY AND REDUCE IMPACTS ON THE FOOT ; STRETCHABLE UPPERS ; STRETCHABLE SHOES CONFORM TO THE CONTOURS OF THE FOOT AND HELP ELIMINATE PRESSURE POINTS
12083 | 4224170623200 | "DIABETIC SHOES FEMALE WIDE/EXTRA-WIDE TOE BOX SOFT COW/CALF LEATHER NEOPRENE VAMP PADDED COLLARS THROUGH WEDGE SOLE VELCRO CLOSURE; PROTECTIVE INTERIOR THAT IS MADE FROM SOFT MATERIAL AND STITCHING THAT DOESN#T PROTRUDE SO AS NOT TO CAUSE IRRITATION ; NON-BINDING UPPERS THAT ENSURE THAT THERE IS NO PRESSURE ON THE FOOT ; EXTRA DEPTH DESIGN CAN ACCOMMODATE THICK ORTHOTIC INSERTS ; A DEEP TOE BOX THAT PROVIDES EXTRA ROOM FOR TOE MOVEMENT LIGHTWEIGHT CUSHIONING SOLES THAT FACILITATE MOBILITY AND STABILITY; STRETCHABLE SHOES CONFORM TO THE CONTOURS OF THE FOOT BLACK SIZE 39"
12084 | 4224170623300 | DIABETIC SHOES SPECIFICATION SOFT COW/CALF LEATHER WITH SEAMLESS CHAMOIS LEATHER OR MOLESKIN LINING NEOPRENE VAMP PADDED COLLARS THROUGH WEDGE SOLE UNIT BLACK VELCRO OR EQUIVALENT FEMALE LAST SIZE UK 6.5 ; ONLY COW LEATHER TO BE USED IN THE CONSTRUCTION OF ALL PARTS OF THE SHOE WHERE THIS MATERIAL IS USED. ; PROTECTIVE INTERIOR THAT IS MADE FROM SOFT MATERIAL AND STITCHING THAT DOESN’T PROTRUDE SO AS NOT TO CAUSE IRRITATION ; NON-BINDING UPPERS THAT ENSURE THAT THERE IS NO PRESSURE ON THE FOOT ; EXTRA DEPTH DESIGN THAT PROVIDES A PRESSURE-FREE FIT AND CAN ACCOMMODATE THICK ORTHOTIC INSERTS ; A DEEP TOE BOX THAT PROVIDES EXTRA ROOM FOR TOE MOVEMENT AND AVOIDS PRESSURE ON THE TOES ; LIGHTWEIGHT CUSHIONING SOLES THAT FACILITATE MOBILITY AND STABILITY AND REDUCE IMPACTS ON THE FOOT ; STRETCHABLE UPPERS ; STRETCHABLE SHOES CONFORM TO THE CONTOURS OF THE FOOT AND HELP ELIMINATE PRESSURE POINTS
12085 | 4224170623400 | "DIABETIC SHOES FEMALE WIDE/EXTRA-WIDE TOE BOX SOFT COW/CALF LEATHER NEOPRENE VAMP PADDED COLLARS THROUGH WEDGE SOLE VELCRO CLOSURE; PROTECTIVE INTERIOR THAT IS MADE FROM SOFT MATERIAL AND STITCHING THAT DOESN#T PROTRUDE SO AS NOT TO CAUSE IRRITATION ; NON-BINDING UPPERS THAT ENSURE THAT THERE IS NO PRESSURE ON THE FOOT ; EXTRA DEPTH DESIGN CAN ACCOMMODATE THICK ORTHOTIC INSERTS ; A DEEP TOE BOX THAT PROVIDES EXTRA ROOM FOR TOE MOVEMENT LIGHTWEIGHT CUSHIONING SOLES THAT FACILITATE MOBILITY AND STABILITY; STRETCHABLE SHOES CONFORM TO THE CONTOURS OF THE FOOT BLACK SIZE 40"
12086 | 4224170623500 | DIABETIC SHOES SPECIFICATION SOFT COW/CALF LEATHER WITH SEAMLESS CHAMOIS LEATHER OR MOLESKIN LINING NEOPRENE VAMP PADDED COLLARS THROUGH WEDGE SOLE UNIT BLACK VELCRO OR EQUIVALENT FEMALE LAST SIZE UK 7.5 ; ONLY COW LEATHER TO BE USED IN THE CONSTRUCTION OF ALL PARTS OF THE SHOE WHERE THIS MATERIAL IS USED. ; PROTECTIVE INTERIOR THAT IS MADE FROM SOFT MATERIAL AND STITCHING THAT DOESN’T PROTRUDE SO AS NOT TO CAUSE IRRITATION ; NON-BINDING UPPERS THAT ENSURE THAT THERE IS NO PRESSURE ON THE FOOT ; EXTRA DEPTH DESIGN THAT PROVIDES A PRESSURE-FREE FIT AND CAN ACCOMMODATE THICK ORTHOTIC INSERTS ; A DEEP TOE BOX THAT PROVIDES EXTRA ROOM FOR TOE MOVEMENT AND AVOIDS PRESSURE ON THE TOES ; LIGHTWEIGHT CUSHIONING SOLES THAT FACILITATE MOBILITY AND STABILITY AND REDUCE IMPACTS ON THE FOOT ; STRETCHABLE UPPERS ; STRETCHABLE SHOES CONFORM TO THE CONTOURS OF THE FOOT AND HELP ELIMINATE PRESSURE POINTS
12087 | 4224170623600 | "DIABETIC SHOES FEMALE WIDE/EXTRA-WIDE TOE BOX SOFT COW/CALF LEATHER NEOPRENE VAMP PADDED COLLARS THROUGH WEDGE SOLE VELCRO CLOSURE; PROTECTIVE INTERIOR THAT IS MADE FROM SOFT MATERIAL AND STITCHING THAT DOESN#T PROTRUDE SO AS NOT TO CAUSE IRRITATION ; NON-BINDING UPPERS THAT ENSURE THAT THERE IS NO PRESSURE ON THE FOOT ; EXTRA DEPTH DESIGN CAN ACCOMMODATE THICK ORTHOTIC INSERTS ; A DEEP TOE BOX THAT PROVIDES EXTRA ROOM FOR TOE MOVEMENT LIGHTWEIGHT CUSHIONING SOLES THAT FACILITATE MOBILITY AND STABILITY; STRETCHABLE SHOES CONFORM TO THE CONTOURS OF THE FOOT BLACK SIZE 41"
12088 | 4224170623700 | DIABETIC SHOES SPECIFICATION SOFT COW/CALF LEATHER WITH SEAMLESS CHAMOIS LEATHER OR MOLESKIN LINING NEOPRENE VAMP PADDED COLLARS THROUGH WEDGE SOLE UNIT BLACK VELCRO OR EQUIVALENT FEMALE LAST SIZE UK 8.5 ; ONLY COW LEATHER TO BE USED IN THE CONSTRUCTION OF ALL PARTS OF THE SHOE WHERE THIS MATERIAL IS USED. ; PROTECTIVE INTERIOR THAT IS MADE FROM SOFT MATERIAL AND STITCHING THAT DOESN’T PROTRUDE SO AS NOT TO CAUSE IRRITATION ; NON-BINDING UPPERS THAT ENSURE THAT THERE IS NO PRESSURE ON THE FOOT ; EXTRA DEPTH DESIGN THAT PROVIDES A PRESSURE-FREE FIT AND CAN ACCOMMODATE THICK ORTHOTIC INSERTS ; A DEEP TOE BOX THAT PROVIDES EXTRA ROOM FOR TOE MOVEMENT AND AVOIDS PRESSURE ON THE TOES ; LIGHTWEIGHT CUSHIONING SOLES THAT FACILITATE MOBILITY AND STABILITY AND REDUCE IMPACTS ON THE FOOT ; STRETCHABLE UPPERS ; STRETCHABLE SHOES CONFORM TO THE CONTOURS OF THE FOOT AND HELP ELIMINATE PRESSURE POINTS
12089 | 4224170623800 | "DIABETIC SHOES FEMALE WIDE/EXTRA-WIDE TOE BOX SOFT COW/CALF LEATHER NEOPRENE VAMP PADDED COLLARS THROUGH WEDGE SOLE VELCRO CLOSURE; PROTECTIVE INTERIOR THAT IS MADE FROM SOFT MATERIAL AND STITCHING THAT DOESN#T PROTRUDE SO AS NOT TO CAUSE IRRITATION ; NON-BINDING UPPERS THAT ENSURE THAT THERE IS NO PRESSURE ON THE FOOT ; EXTRA DEPTH DESIGN CAN ACCOMMODATE THICK ORTHOTIC INSERTS ; A DEEP TOE BOX THAT PROVIDES EXTRA ROOM FOR TOE MOVEMENT LIGHTWEIGHT CUSHIONING SOLES THAT FACILITATE MOBILITY AND STABILITY; STRETCHABLE SHOES CONFORM TO THE CONTOURS OF THE FOOT BLACK SIZE 42"
12090 | 4224170623900 | "DIABETIC SHOES MALE WIDE/EXTRA-WIDE TOE BOX SOFT COW/CALF LEATHER NEOPRENE VAMP PADDED COLLARS THROUGH WEDGE SOLE VELCRO CLOSURE; PROTECTIVE INTERIOR THAT IS MADE FROM SOFT MATERIAL AND STITCHING THAT DOESN#T PROTRUDE SO AS NOT TO CAUSE IRRITATION ; NON-BINDING UPPERS THAT ENSURE THAT THERE IS NO PRESSURE ON THE FOOT ; EXTRA DEPTH DESIGN CAN ACCOMMODATE THICK ORTHOTIC INSERTS ; A DEEP TOE BOX THAT PROVIDES EXTRA ROOM FOR TOE MOVEMENT LIGHTWEIGHT CUSHIONING SOLES THAT FACILITATE MOBILITY AND STABILITY; STRETCHABLE SHOES CONFORM TO THE CONTOURS OF THE FOOT BLACK SIZE 43"
12091 | 4224170624000 | "DIABETIC SHOES MALE WIDE/EXTRA-WIDE TOE BOX SOFT COW/CALF LEATHER NEOPRENE VAMP PADDED COLLARS THROUGH WEDGE SOLE VELCRO CLOSURE; PROTECTIVE INTERIOR THAT IS MADE FROM SOFT MATERIAL AND STITCHING THAT DOESN#T PROTRUDE SO AS NOT TO CAUSE IRRITATION ; NON-BINDING UPPERS THAT ENSURE THAT THERE IS NO PRESSURE ON THE FOOT ; EXTRA DEPTH DESIGN CAN ACCOMMODATE THICK ORTHOTIC INSERTS ; A DEEP TOE BOX THAT PROVIDES EXTRA ROOM FOR TOE MOVEMENT LIGHTWEIGHT CUSHIONING SOLES THAT FACILITATE MOBILITY AND STABILITY; STRETCHABLE SHOES CONFORM TO THE CONTOURS OF THE FOOT BLACK SIZE 44"
12092 | 4224170624100 | "DIABETIC SHOES MALE WIDE/EXTRA-WIDE TOE BOX SOFT COW/CALF LEATHER NEOPRENE VAMP PADDED COLLARS THROUGH WEDGE SOLE VELCRO CLOSURE; PROTECTIVE INTERIOR THAT IS MADE FROM SOFT MATERIAL AND STITCHING THAT DOESN#T PROTRUDE SO AS NOT TO CAUSE IRRITATION ; NON-BINDING UPPERS THAT ENSURE THAT THERE IS NO PRESSURE ON THE FOOT ; EXTRA DEPTH DESIGN CAN ACCOMMODATE THICK ORTHOTIC INSERTS ; A DEEP TOE BOX THAT PROVIDES EXTRA ROOM FOR TOE MOVEMENT LIGHTWEIGHT CUSHIONING SOLES THAT FACILITATE MOBILITY AND STABILITY; STRETCHABLE SHOES CONFORM TO THE CONTOURS OF THE FOOT BLACK SIZE 45"
12093 | 4224170624200 | "DIABETIC SHOES MALE WIDE/EXTRA-WIDE TOE BOX SOFT COW/CALF LEATHER NEOPRENE VAMP PADDED COLLARS THROUGH WEDGE SOLE VELCRO CLOSURE; PROTECTIVE INTERIOR THAT IS MADE FROM SOFT MATERIAL AND STITCHING THAT DOESN#T PROTRUDE SO AS NOT TO CAUSE IRRITATION ; NON-BINDING UPPERS THAT ENSURE THAT THERE IS NO PRESSURE ON THE FOOT ; EXTRA DEPTH DESIGN CAN ACCOMMODATE THICK ORTHOTIC INSERTS ; A DEEP TOE BOX THAT PROVIDES EXTRA ROOM FOR TOE MOVEMENT LIGHTWEIGHT CUSHIONING SOLES THAT FACILITATE MOBILITY AND STABILITY; STRETCHABLE SHOES CONFORM TO THE CONTOURS OF THE FOOT BLACK SIZE 46"
12094 | 4224170624300 | "DIABETIC SHOES MALE WIDE/EXTRA-WIDE TOE BOX SOFT COW/CALF LEATHER NEOPRENE VAMP PADDED COLLARS THROUGH WEDGE SOLE VELCRO CLOSURE; PROTECTIVE INTERIOR THAT IS MADE FROM SOFT MATERIAL AND STITCHING THAT DOESN#T PROTRUDE SO AS NOT TO CAUSE IRRITATION ; NON-BINDING UPPERS THAT ENSURE THAT THERE IS NO PRESSURE ON THE FOOT ; EXTRA DEPTH DESIGN CAN ACCOMMODATE THICK ORTHOTIC INSERTS ; A DEEP TOE BOX THAT PROVIDES EXTRA ROOM FOR TOE MOVEMENT LIGHTWEIGHT CUSHIONING SOLES THAT FACILITATE MOBILITY AND STABILITY; STRETCHABLE SHOES CONFORM TO THE CONTOURS OF THE FOOT BLACK SIZE 47"
12095 | 4224170624400 | "DIABETIC SHOES MALE WIDE/EXTRA-WIDE TOE BOX SOFT COW/CALF LEATHER NEOPRENE VAMP PADDED COLLARS THROUGH WEDGE SOLE VELCRO CLOSURE; PROTECTIVE INTERIOR THAT IS MADE FROM SOFT MATERIAL AND STITCHING THAT DOESN#T PROTRUDE SO AS NOT TO CAUSE IRRITATION ; NON-BINDING UPPERS THAT ENSURE THAT THERE IS NO PRESSURE ON THE FOOT ; EXTRA DEPTH DESIGN CAN ACCOMMODATE THICK ORTHOTIC INSERTS ; A DEEP TOE BOX THAT PROVIDES EXTRA ROOM FOR TOE MOVEMENT LIGHTWEIGHT CUSHIONING SOLES THAT FACILITATE MOBILITY AND STABILITY; STRETCHABLE SHOES CONFORM TO THE CONTOURS OF THE FOOT BLACK SIZE 38"
12096 | 4224170624500 | "DIABETIC SHOES MALE WIDE/EXTRA-WIDE TOE BOX SOFT COW/CALF LEATHER NEOPRENE VAMP PADDED COLLARS THROUGH WEDGE SOLE VELCRO CLOSURE; PROTECTIVE INTERIOR THAT IS MADE FROM SOFT MATERIAL AND STITCHING THAT DOESN#T PROTRUDE SO AS NOT TO CAUSE IRRITATION ; NON-BINDING UPPERS THAT ENSURE THAT THERE IS NO PRESSURE ON THE FOOT ; EXTRA DEPTH DESIGN CAN ACCOMMODATE THICK ORTHOTIC INSERTS ; A DEEP TOE BOX THAT PROVIDES EXTRA ROOM FOR TOE MOVEMENT LIGHTWEIGHT CUSHIONING SOLES THAT FACILITATE MOBILITY AND STABILITY; STRETCHABLE SHOES CONFORM TO THE CONTOURS OF THE FOOT BLACK SIZE 39"
12097 | 4224170624600 | "DIABETIC SHOES MALE WIDE/EXTRA-WIDE TOE BOX SOFT COW/CALF LEATHER NEOPRENE VAMP PADDED COLLARS THROUGH WEDGE SOLE VELCRO CLOSURE; PROTECTIVE INTERIOR THAT IS MADE FROM SOFT MATERIAL AND STITCHING THAT DOESN#T PROTRUDE SO AS NOT TO CAUSE IRRITATION ; NON-BINDING UPPERS THAT ENSURE THAT THERE IS NO PRESSURE ON THE FOOT ; EXTRA DEPTH DESIGN CAN ACCOMMODATE THICK ORTHOTIC INSERTS ; A DEEP TOE BOX THAT PROVIDES EXTRA ROOM FOR TOE MOVEMENT LIGHTWEIGHT CUSHIONING SOLES THAT FACILITATE MOBILITY AND STABILITY; STRETCHABLE SHOES CONFORM TO THE CONTOURS OF THE FOOT BLACK SIZE 39.5"
12098 | 4224170624700 | "DIABETIC SHOES MALE WIDE/EXTRA-WIDE TOE BOX SOFT COW/CALF LEATHER NEOPRENE VAMP PADDED COLLARS THROUGH WEDGE SOLE VELCRO CLOSURE; PROTECTIVE INTERIOR THAT IS MADE FROM SOFT MATERIAL AND STITCHING THAT DOESN#T PROTRUDE SO AS NOT TO CAUSE IRRITATION ; NON-BINDING UPPERS THAT ENSURE THAT THERE IS NO PRESSURE ON THE FOOT ; EXTRA DEPTH DESIGN CAN ACCOMMODATE THICK ORTHOTIC INSERTS ; A DEEP TOE BOX THAT PROVIDES EXTRA ROOM FOR TOE MOVEMENT LIGHTWEIGHT CUSHIONING SOLES THAT FACILITATE MOBILITY AND STABILITY; STRETCHABLE SHOES CONFORM TO THE CONTOURS OF THE FOOT BLACK SIZE 40"
12099 | 4224170624800 | "DIABETIC SHOES MALE WIDE/EXTRA-WIDE TOE BOX SOFT COW/CALF LEATHER NEOPRENE VAMP PADDED COLLARS THROUGH WEDGE SOLE VELCRO CLOSURE; PROTECTIVE INTERIOR THAT IS MADE FROM SOFT MATERIAL AND STITCHING THAT DOESN#T PROTRUDE SO AS NOT TO CAUSE IRRITATION ; NON-BINDING UPPERS THAT ENSURE THAT THERE IS NO PRESSURE ON THE FOOT ; EXTRA DEPTH DESIGN CAN ACCOMMODATE THICK ORTHOTIC INSERTS ; A DEEP TOE BOX THAT PROVIDES EXTRA ROOM FOR TOE MOVEMENT LIGHTWEIGHT CUSHIONING SOLES THAT FACILITATE MOBILITY AND STABILITY; STRETCHABLE SHOES CONFORM TO THE CONTOURS OF THE FOOT BLACK SIZE 40.5"
12100 | 4224170624900 | "DIABETIC SHOES MALE WIDE/EXTRA-WIDE TOE BOX SOFT COW/CALF LEATHER NEOPRENE VAMP PADDED COLLARS THROUGH WEDGE SOLE VELCRO CLOSURE; PROTECTIVE INTERIOR THAT IS MADE FROM SOFT MATERIAL AND STITCHING THAT DOESN#T PROTRUDE SO AS NOT TO CAUSE IRRITATION ; NON-BINDING UPPERS THAT ENSURE THAT THERE IS NO PRESSURE ON THE FOOT ; EXTRA DEPTH DESIGN CAN ACCOMMODATE THICK ORTHOTIC INSERTS ; A DEEP TOE BOX THAT PROVIDES EXTRA ROOM FOR TOE MOVEMENT LIGHTWEIGHT CUSHIONING SOLES THAT FACILITATE MOBILITY AND STABILITY; STRETCHABLE SHOES CONFORM TO THE CONTOURS OF THE FOOT BLACK SIZE 41"
12101 | 4224170625000 | "DIABETIC SHOES MALE WIDE/EXTRA-WIDE TOE BOX SOFT COW/CALF LEATHER NEOPRENE VAMP PADDED COLLARS THROUGH WEDGE SOLE VELCRO CLOSURE; PROTECTIVE INTERIOR THAT IS MADE FROM SOFT MATERIAL AND STITCHING THAT DOESN#T PROTRUDE SO AS NOT TO CAUSE IRRITATION ; NON-BINDING UPPERS THAT ENSURE THAT THERE IS NO PRESSURE ON THE FOOT ; EXTRA DEPTH DESIGN CAN ACCOMMODATE THICK ORTHOTIC INSERTS ; A DEEP TOE BOX THAT PROVIDES EXTRA ROOM FOR TOE MOVEMENT LIGHTWEIGHT CUSHIONING SOLES THAT FACILITATE MOBILITY AND STABILITY; STRETCHABLE SHOES CONFORM TO THE CONTOURS OF THE FOOT BLACK SIZE 41.5"
12102 | 4224170625100 | "DIABETIC SHOES MALE WIDE/EXTRA-WIDE TOE BOX SOFT COW/CALF LEATHER NEOPRENE VAMP PADDED COLLARS THROUGH WEDGE SOLE VELCRO CLOSURE; PROTECTIVE INTERIOR THAT IS MADE FROM SOFT MATERIAL AND STITCHING THAT DOESN#T PROTRUDE SO AS NOT TO CAUSE IRRITATION ; NON-BINDING UPPERS THAT ENSURE THAT THERE IS NO PRESSURE ON THE FOOT ; EXTRA DEPTH DESIGN CAN ACCOMMODATE THICK ORTHOTIC INSERTS ; A DEEP TOE BOX THAT PROVIDES EXTRA ROOM FOR TOE MOVEMENT LIGHTWEIGHT CUSHIONING SOLES THAT FACILITATE MOBILITY AND STABILITY; STRETCHABLE SHOES CONFORM TO THE CONTOURS OF THE FOOT BLACK SIZE 42"
12103 | 4224170625200 | "DIABETIC SHOES MALE WIDE/EXTRA-WIDE TOE BOX SOFT COW/CALF LEATHER NEOPRENE VAMP PADDED COLLARS THROUGH WEDGE SOLE VELCRO CLOSURE; PROTECTIVE INTERIOR THAT IS MADE FROM SOFT MATERIAL AND STITCHING THAT DOESN#T PROTRUDE SO AS NOT TO CAUSE IRRITATION ; NON-BINDING UPPERS THAT ENSURE THAT THERE IS NO PRESSURE ON THE FOOT ; EXTRA DEPTH DESIGN CAN ACCOMMODATE THICK ORTHOTIC INSERTS ; A DEEP TOE BOX THAT PROVIDES EXTRA ROOM FOR TOE MOVEMENT LIGHTWEIGHT CUSHIONING SOLES THAT FACILITATE MOBILITY AND STABILITY; STRETCHABLE SHOES CONFORM TO THE CONTOURS OF THE FOOT BLACK SIZE 42.5"
12104 | 4224170625300 | "DIABETIC SHOES FEMALE WIDE/EXTRA-WIDE TOE BOX SOFT COW/CALF LEATHER NEOPRENE VAMP PADDED COLLARS THROUGH WEDGE SOLE VELCRO CLOSURE; PROTECTIVE INTERIOR THAT IS MADE FROM SOFT MATERIAL AND STITCHING THAT DOESN#T PROTRUDE SO AS NOT TO CAUSE IRRITATION ; NON-BINDING UPPERS THAT ENSURE THAT THERE IS NO PRESSURE ON THE FOOT ; EXTRA DEPTH DESIGN CAN ACCOMMODATE THICK ORTHOTIC INSERTS ; A DEEP TOE BOX THAT PROVIDES EXTRA ROOM FOR TOE MOVEMENT LIGHTWEIGHT CUSHIONING SOLES THAT FACILITATE MOBILITY AND STABILITY; STRETCHABLE SHOES CONFORM TO THE CONTOURS OF THE FOOT BLACK SIZE 36"
12105 | 4224170625400 | "DIABETIC SHOES FEMALE WIDE/EXTRA-WIDE TOE BOX SOFT COW/CALF LEATHER NEOPRENE VAMP PADDED COLLARS THROUGH WEDGE SOLE LACE CLOSING PROTECTIVE INTERIOR THAT IS MADE FROM SOFT MATERIAL AND STITCHING THAT DOESN#T PROTRUDE SO AS NOT TO CAUSE IRRITATION ; NON-BINDING UPPERS THAT ENSURE THAT THERE IS NO PRESSURE ON THE FOOT ; EXTRA DEPTH DESIGN CAN ACCOMMODATE THICK ORTHOTIC INSERTS ; A DEEP TOE BOX THAT PROVIDES EXTRA ROOM FOR TOE MOVEMENT LIGHTWEIGHT CUSHIONING SOLES THAT FACILITATE MOBILITY AND STABILITY; STRETCHABLE SHOES CONFORM TO THE CONTOURS OF THE FOOT BLACK SIZE 36"
12106 | 4224170625500 | "DIABETIC SHOES FEMALE WIDE/EXTRA-WIDE TOE BOX SOFT COW/CALF LEATHER NEOPRENE VAMP PADDED COLLARS THROUGH WEDGE SOLE LACE CLOSING PROTECTIVE INTERIOR THAT IS MADE FROM SOFT MATERIAL AND STITCHING THAT DOESN#T PROTRUDE SO AS NOT TO CAUSE IRRITATION ; NON-BINDING UPPERS THAT ENSURE THAT THERE IS NO PRESSURE ON THE FOOT ; EXTRA DEPTH DESIGN CAN ACCOMMODATE THICK ORTHOTIC INSERTS ; A DEEP TOE BOX THAT PROVIDES EXTRA ROOM FOR TOE MOVEMENT LIGHTWEIGHT CUSHIONING SOLES THAT FACILITATE MOBILITY AND STABILITY; STRETCHABLE SHOES CONFORM TO THE CONTOURS OF THE FOOT BLACK SIZE 37"
12107 | 4224170625600 | "DIABETIC SHOES FEMALE WIDE/EXTRA-WIDE TOE BOX SOFT COW/CALF LEATHER NEOPRENE VAMP PADDED COLLARS THROUGH WEDGE SOLE LACE CLOSING PROTECTIVE INTERIOR THAT IS MADE FROM SOFT MATERIAL AND STITCHING THAT DOESN#T PROTRUDE SO AS NOT TO CAUSE IRRITATION ; NON-BINDING UPPERS THAT ENSURE THAT THERE IS NO PRESSURE ON THE FOOT ; EXTRA DEPTH DESIGN CAN ACCOMMODATE THICK ORTHOTIC INSERTS ; A DEEP TOE BOX THAT PROVIDES EXTRA ROOM FOR TOE MOVEMENT LIGHTWEIGHT CUSHIONING SOLES THAT FACILITATE MOBILITY AND STABILITY; STRETCHABLE SHOES CONFORM TO THE CONTOURS OF THE FOOT BLACK SIZE 38"
12108 | 4224170625700 | "DIABETIC SHOES FEMALE WIDE/EXTRA-WIDE TOE BOX SOFT COW/CALF LEATHER NEOPRENE VAMP PADDED COLLARS THROUGH WEDGE SOLE LACE CLOSING PROTECTIVE INTERIOR THAT IS MADE FROM SOFT MATERIAL AND STITCHING THAT DOESN#T PROTRUDE SO AS NOT TO CAUSE IRRITATION ; NON-BINDING UPPERS THAT ENSURE THAT THERE IS NO PRESSURE ON THE FOOT ; EXTRA DEPTH DESIGN CAN ACCOMMODATE THICK ORTHOTIC INSERTS ; A DEEP TOE BOX THAT PROVIDES EXTRA ROOM FOR TOE MOVEMENT LIGHTWEIGHT CUSHIONING SOLES THAT FACILITATE MOBILITY AND STABILITY; STRETCHABLE SHOES CONFORM TO THE CONTOURS OF THE FOOT BLACK SIZE 39"
12109 | 4224170625800 | "DIABETIC SHOES FEMALE WIDE/EXTRA-WIDE TOE BOX SOFT COW/CALF LEATHER NEOPRENE VAMP PADDED COLLARS THROUGH WEDGE SOLE LACE CLOSING PROTECTIVE INTERIOR THAT IS MADE FROM SOFT MATERIAL AND STITCHING THAT DOESN#T PROTRUDE SO AS NOT TO CAUSE IRRITATION ; NON-BINDING UPPERS THAT ENSURE THAT THERE IS NO PRESSURE ON THE FOOT ; EXTRA DEPTH DESIGN CAN ACCOMMODATE THICK ORTHOTIC INSERTS ; A DEEP TOE BOX THAT PROVIDES EXTRA ROOM FOR TOE MOVEMENT LIGHTWEIGHT CUSHIONING SOLES THAT FACILITATE MOBILITY AND STABILITY; STRETCHABLE SHOES CONFORM TO THE CONTOURS OF THE FOOT BLACK SIZE 40"
12110 | 4224170625900 | "DIABETIC SHOES FEMALE WIDE/EXTRA-WIDE TOE BOX SOFT COW/CALF LEATHER NEOPRENE VAMP PADDED COLLARS THROUGH WEDGE SOLE LACE CLOSING PROTECTIVE INTERIOR THAT IS MADE FROM SOFT MATERIAL AND STITCHING THAT DOESN#T PROTRUDE SO AS NOT TO CAUSE IRRITATION ; NON-BINDING UPPERS THAT ENSURE THAT THERE IS NO PRESSURE ON THE FOOT ; EXTRA DEPTH DESIGN CAN ACCOMMODATE THICK ORTHOTIC INSERTS ; A DEEP TOE BOX THAT PROVIDES EXTRA ROOM FOR TOE MOVEMENT LIGHTWEIGHT CUSHIONING SOLES THAT FACILITATE MOBILITY AND STABILITY; STRETCHABLE SHOES CONFORM TO THE CONTOURS OF THE FOOT BLACK SIZE 40.5"
12111 | 4224170626000 | "DIABETIC SHOES FEMALE WIDE/EXTRA-WIDE TOE BOX SOFT COW/CALF LEATHER NEOPRENE VAMP PADDED COLLARS THROUGH WEDGE SOLE LACE CLOSING PROTECTIVE INTERIOR THAT IS MADE FROM SOFT MATERIAL AND STITCHING THAT DOESN#T PROTRUDE SO AS NOT TO CAUSE IRRITATION ; NON-BINDING UPPERS THAT ENSURE THAT THERE IS NO PRESSURE ON THE FOOT ; EXTRA DEPTH DESIGN CAN ACCOMMODATE THICK ORTHOTIC INSERTS ; A DEEP TOE BOX THAT PROVIDES EXTRA ROOM FOR TOE MOVEMENT LIGHTWEIGHT CUSHIONING SOLES THAT FACILITATE MOBILITY AND STABILITY; STRETCHABLE SHOES CONFORM TO THE CONTOURS OF THE FOOT BLACK SIZE 41"
12112 | 4224170626100 | "DIABETIC SHOES FEMALE WIDE/EXTRA-WIDE TOE BOX SOFT COW/CALF LEATHER NEOPRENE VAMP PADDED COLLARS THROUGH WEDGE SOLE LACE CLOSING PROTECTIVE INTERIOR THAT IS MADE FROM SOFT MATERIAL AND STITCHING THAT DOESN#T PROTRUDE SO AS NOT TO CAUSE IRRITATION ; NON-BINDING UPPERS THAT ENSURE THAT THERE IS NO PRESSURE ON THE FOOT ; EXTRA DEPTH DESIGN CAN ACCOMMODATE THICK ORTHOTIC INSERTS ; A DEEP TOE BOX THAT PROVIDES EXTRA ROOM FOR TOE MOVEMENT LIGHTWEIGHT CUSHIONING SOLES THAT FACILITATE MOBILITY AND STABILITY; STRETCHABLE SHOES CONFORM TO THE CONTOURS OF THE FOOT BLACK SIZE 41.5"
12113 | 4224170626200 | "DIABETIC SHOES FEMALE WIDE/EXTRA-WIDE TOE BOX SOFT COW/CALF LEATHER NEOPRENE VAMP PADDED COLLARS THROUGH WEDGE SOLE LACE CLOSING PROTECTIVE INTERIOR THAT IS MADE FROM SOFT MATERIAL AND STITCHING THAT DOESN#T PROTRUDE SO AS NOT TO CAUSE IRRITATION ; NON-BINDING UPPERS THAT ENSURE THAT THERE IS NO PRESSURE ON THE FOOT ; EXTRA DEPTH DESIGN CAN ACCOMMODATE THICK ORTHOTIC INSERTS ; A DEEP TOE BOX THAT PROVIDES EXTRA ROOM FOR TOE MOVEMENT LIGHTWEIGHT CUSHIONING SOLES THAT FACILITATE MOBILITY AND STABILITY; STRETCHABLE SHOES CONFORM TO THE CONTOURS OF THE FOOT BLACK SIZE 42"
12114 | 4224170626300 | "DIABETIC SHOES FEMALE WIDE/EXTRA-WIDE TOE BOX SOFT COW/CALF LEATHER NEOPRENE VAMP PADDED COLLARS THROUGH WEDGE SOLE LACE CLOSING PROTECTIVE INTERIOR THAT IS MADE FROM SOFT MATERIAL AND STITCHING THAT DOESN#T PROTRUDE SO AS NOT TO CAUSE IRRITATION ; NON-BINDING UPPERS THAT ENSURE THAT THERE IS NO PRESSURE ON THE FOOT ; EXTRA DEPTH DESIGN CAN ACCOMMODATE THICK ORTHOTIC INSERTS ; A DEEP TOE BOX THAT PROVIDES EXTRA ROOM FOR TOE MOVEMENT LIGHTWEIGHT CUSHIONING SOLES THAT FACILITATE MOBILITY AND STABILITY; STRETCHABLE SHOES CONFORM TO THE CONTOURS OF THE FOOT BLACK SIZE 42.5"
12115 | 4224170626400 | "DIABETIC SHOES FEMALE WIDE/EXTRA-WIDE TOE BOX SOFT COW/CALF LEATHER NEOPRENE VAMP PADDED COLLARS THROUGH WEDGE SOLE LACE CLOSING PROTECTIVE INTERIOR THAT IS MADE FROM SOFT MATERIAL AND STITCHING THAT DOESN#T PROTRUDE SO AS NOT TO CAUSE IRRITATION ; NON-BINDING UPPERS THAT ENSURE THAT THERE IS NO PRESSURE ON THE FOOT ; EXTRA DEPTH DESIGN CAN ACCOMMODATE THICK ORTHOTIC INSERTS ; A DEEP TOE BOX THAT PROVIDES EXTRA ROOM FOR TOE MOVEMENT LIGHTWEIGHT CUSHIONING SOLES THAT FACILITATE MOBILITY AND STABILITY; STRETCHABLE SHOES CONFORM TO THE CONTOURS OF THE FOOT BLACK SIZE 43"
12116 | 4224170626500 | "DIABETIC SHOES FEMALE WIDE/EXTRA-WIDE TOE BOX SOFT COW/CALF LEATHER NEOPRENE VAMP PADDED COLLARS THROUGH WEDGE SOLE LACE CLOSING PROTECTIVE INTERIOR THAT IS MADE FROM SOFT MATERIAL AND STITCHING THAT DOESN#T PROTRUDE SO AS NOT TO CAUSE IRRITATION ; NON-BINDING UPPERS THAT ENSURE THAT THERE IS NO PRESSURE ON THE FOOT ; EXTRA DEPTH DESIGN CAN ACCOMMODATE THICK ORTHOTIC INSERTS ; A DEEP TOE BOX THAT PROVIDES EXTRA ROOM FOR TOE MOVEMENT LIGHTWEIGHT CUSHIONING SOLES THAT FACILITATE MOBILITY AND STABILITY; STRETCHABLE SHOES CONFORM TO THE CONTOURS OF THE FOOT BLACK SIZE 44"
12117 | 4224170626600 | "DIABETIC SHOES MALE WIDE/EXTRA-WIDE TOE BOX SOFT COW/CALF LEATHER NEOPRENE VAMP PADDED COLLARS THROUGH WEDGE SOLE LACE CLOSING PROTECTIVE INTERIOR THAT IS MADE FROM SOFT MATERIAL AND STITCHING THAT DOESN#T PROTRUDE SO AS NOT TO CAUSE IRRITATION ; NON-BINDING UPPERS THAT ENSURE THAT THERE IS NO PRESSURE ON THE FOOT ; EXTRA DEPTH DESIGN CAN ACCOMMODATE THICK ORTHOTIC INSERTS ; A DEEP TOE BOX THAT PROVIDES EXTRA ROOM FOR TOE MOVEMENT LIGHTWEIGHT CUSHIONING SOLES THAT FACILITATE MOBILITY AND STABILITY; STRETCHABLE SHOES CONFORM TO THE CONTOURS OF THE FOOT BLACK SIZE 43"
12118 | 4224170626700 | "DIABETIC SHOES MALE WIDE/EXTRA-WIDE TOE BOX SOFT COW/CALF LEATHER NEOPRENE VAMP PADDED COLLARS THROUGH WEDGE SOLE LACE CLOSING PROTECTIVE INTERIOR THAT IS MADE FROM SOFT MATERIAL AND STITCHING THAT DOESN#T PROTRUDE SO AS NOT TO CAUSE IRRITATION ; NON-BINDING UPPERS THAT ENSURE THAT THERE IS NO PRESSURE ON THE FOOT ; EXTRA DEPTH DESIGN CAN ACCOMMODATE THICK ORTHOTIC INSERTS ; A DEEP TOE BOX THAT PROVIDES EXTRA ROOM FOR TOE MOVEMENT LIGHTWEIGHT CUSHIONING SOLES THAT FACILITATE MOBILITY AND STABILITY; STRETCHABLE SHOES CONFORM TO THE CONTOURS OF THE FOOT BLACK SIZE 44"
12119 | 4224170626800 | "DIABETIC SHOES MALE WIDE/EXTRA-WIDE TOE BOX SOFT COW/CALF LEATHER NEOPRENE VAMP PADDED COLLARS THROUGH WEDGE SOLE LACE CLOSING PROTECTIVE INTERIOR THAT IS MADE FROM SOFT MATERIAL AND STITCHING THAT DOESN#T PROTRUDE SO AS NOT TO CAUSE IRRITATION ; NON-BINDING UPPERS THAT ENSURE THAT THERE IS NO PRESSURE ON THE FOOT ; EXTRA DEPTH DESIGN CAN ACCOMMODATE THICK ORTHOTIC INSERTS ; A DEEP TOE BOX THAT PROVIDES EXTRA ROOM FOR TOE MOVEMENT LIGHTWEIGHT CUSHIONING SOLES THAT FACILITATE MOBILITY AND STABILITY; STRETCHABLE SHOES CONFORM TO THE CONTOURS OF THE FOOT BLACK SIZE 45"
12120 | 4224170626900 | "DIABETIC SHOES MALE WIDE/EXTRA-WIDE TOE BOX SOFT COW/CALF LEATHER NEOPRENE VAMP PADDED COLLARS THROUGH WEDGE SOLE LACE CLOSING PROTECTIVE INTERIOR THAT IS MADE FROM SOFT MATERIAL AND STITCHING THAT DOESN#T PROTRUDE SO AS NOT TO CAUSE IRRITATION ; NON-BINDING UPPERS THAT ENSURE THAT THERE IS NO PRESSURE ON THE FOOT ; EXTRA DEPTH DESIGN CAN ACCOMMODATE THICK ORTHOTIC INSERTS ; A DEEP TOE BOX THAT PROVIDES EXTRA ROOM FOR TOE MOVEMENT LIGHTWEIGHT CUSHIONING SOLES THAT FACILITATE MOBILITY AND STABILITY; STRETCHABLE SHOES CONFORM TO THE CONTOURS OF THE FOOT BLACK SIZE 46"
12121 | 4224170627000 | "DIABETIC SHOES MALE WIDE/EXTRA-WIDE TOE BOX SOFT COW/CALF LEATHER NEOPRENE VAMP PADDED COLLARS THROUGH WEDGE SOLE LACE CLOSING PROTECTIVE INTERIOR THAT IS MADE FROM SOFT MATERIAL AND STITCHING THAT DOESN#T PROTRUDE SO AS NOT TO CAUSE IRRITATION ; NON-BINDING UPPERS THAT ENSURE THAT THERE IS NO PRESSURE ON THE FOOT ; EXTRA DEPTH DESIGN CAN ACCOMMODATE THICK ORTHOTIC INSERTS ; A DEEP TOE BOX THAT PROVIDES EXTRA ROOM FOR TOE MOVEMENT LIGHTWEIGHT CUSHIONING SOLES THAT FACILITATE MOBILITY AND STABILITY; STRETCHABLE SHOES CONFORM TO THE CONTOURS OF THE FOOT BLACK SIZE 47"
12122 | 4224170627100 | "DIABETIC SHOES MALE WIDE/EXTRA-WIDE TOE BOX SOFT COW/CALF LEATHER NEOPRENE VAMP PADDED COLLARS THROUGH WEDGE SOLE LACE CLOSING PROTECTIVE INTERIOR THAT IS MADE FROM SOFT MATERIAL AND STITCHING THAT DOESN#T PROTRUDE SO AS NOT TO CAUSE IRRITATION ; NON-BINDING UPPERS THAT ENSURE THAT THERE IS NO PRESSURE ON THE FOOT ; EXTRA DEPTH DESIGN CAN ACCOMMODATE THICK ORTHOTIC INSERTS ; A DEEP TOE BOX THAT PROVIDES EXTRA ROOM FOR TOE MOVEMENT LIGHTWEIGHT CUSHIONING SOLES THAT FACILITATE MOBILITY AND STABILITY; STRETCHABLE SHOES CONFORM TO THE CONTOURS OF THE FOOT BLACK SIZE 38"
12123 | 4224170627200 | "DIABETIC SHOES MALE WIDE/EXTRA-WIDE TOE BOX SOFT COW/CALF LEATHER NEOPRENE VAMP PADDED COLLARS THROUGH WEDGE SOLE LACE CLOSING PROTECTIVE INTERIOR THAT IS MADE FROM SOFT MATERIAL AND STITCHING THAT DOESN#T PROTRUDE SO AS NOT TO CAUSE IRRITATION ; NON-BINDING UPPERS THAT ENSURE THAT THERE IS NO PRESSURE ON THE FOOT ; EXTRA DEPTH DESIGN CAN ACCOMMODATE THICK ORTHOTIC INSERTS ; A DEEP TOE BOX THAT PROVIDES EXTRA ROOM FOR TOE MOVEMENT LIGHTWEIGHT CUSHIONING SOLES THAT FACILITATE MOBILITY AND STABILITY; STRETCHABLE SHOES CONFORM TO THE CONTOURS OF THE FOOT BLACK SIZE 39"
12124 | 4224170627400 | "DIABETIC SHOES MALE WIDE/EXTRA-WIDE TOE BOX SOFT COW/CALF LEATHER NEOPRENE VAMP PADDED COLLARS THROUGH WEDGE SOLE LACE CLOSING PROTECTIVE INTERIOR THAT IS MADE FROM SOFT MATERIAL AND STITCHING THAT DOESN#T PROTRUDE SO AS NOT TO CAUSE IRRITATION ; NON-BINDING UPPERS THAT ENSURE THAT THERE IS NO PRESSURE ON THE FOOT ; EXTRA DEPTH DESIGN CAN ACCOMMODATE THICK ORTHOTIC INSERTS ; A DEEP TOE BOX THAT PROVIDES EXTRA ROOM FOR TOE MOVEMENT LIGHTWEIGHT CUSHIONING SOLES THAT FACILITATE MOBILITY AND STABILITY; STRETCHABLE SHOES CONFORM TO THE CONTOURS OF THE FOOT BLACK SIZE 40"
12125 | 4224170627500 | "DIABETIC SHOES MALE WIDE/EXTRA-WIDE TOE BOX SOFT COW/CALF LEATHER NEOPRENE VAMP PADDED COLLARS THROUGH WEDGE SOLE LACE CLOSING PROTECTIVE INTERIOR THAT IS MADE FROM SOFT MATERIAL AND STITCHING THAT DOESN#T PROTRUDE SO AS NOT TO CAUSE IRRITATION ; NON-BINDING UPPERS THAT ENSURE THAT THERE IS NO PRESSURE ON THE FOOT ; EXTRA DEPTH DESIGN CAN ACCOMMODATE THICK ORTHOTIC INSERTS ; A DEEP TOE BOX THAT PROVIDES EXTRA ROOM FOR TOE MOVEMENT LIGHTWEIGHT CUSHIONING SOLES THAT FACILITATE MOBILITY AND STABILITY; STRETCHABLE SHOES CONFORM TO THE CONTOURS OF THE FOOT BLACK SIZE 41"
12126 | 4224170627600 | "DIABETIC SHOES MALE WIDE/EXTRA-WIDE TOE BOX SOFT COW/CALF LEATHER NEOPRENE VAMP PADDED COLLARS THROUGH WEDGE SOLE LACE CLOSING PROTECTIVE INTERIOR THAT IS MADE FROM SOFT MATERIAL AND STITCHING THAT DOESN#T PROTRUDE SO AS NOT TO CAUSE IRRITATION ; NON-BINDING UPPERS THAT ENSURE THAT THERE IS NO PRESSURE ON THE FOOT ; EXTRA DEPTH DESIGN CAN ACCOMMODATE THICK ORTHOTIC INSERTS ; A DEEP TOE BOX THAT PROVIDES EXTRA ROOM FOR TOE MOVEMENT LIGHTWEIGHT CUSHIONING SOLES THAT FACILITATE MOBILITY AND STABILITY; STRETCHABLE SHOES CONFORM TO THE CONTOURS OF THE FOOT BLACK SIZE 42"
12127 | 4224170627700 | DIABETIC SHOES SPECIFICATION SOFT COW/CALF LEATHER WITH SEAMLESS CHAMOIS LEATHER OR MOLESKIN LINING PADDED COLLARS THROUGH WEDGE SOLE UNIT BLACK VELCRO CLOSING FEMALE LAST SIZE UK 3.5 ; ONLY COW LEATHER TO BE USED IN THE CONSTRUCTION OF ALL PARTS OF THE SHOE WHERE THIS MATERIAL IS USED. ; PROTECTIVE INTERIOR THAT IS MADE FROM SOFT MATERIAL AND STITCHING THAT DOESN’T PROTRUDE SO AS NOT TO CAUSE IRRITATION ; NON-BINDING UPPERS THAT ENSURE THAT THERE IS NO PRESSURE ON THE FOOT ; EXTRA DEPTH DESIGN THAT PROVIDES A PRESSURE-FREE FIT AND CAN ACCOMMODATE THICK ORTHOTIC INSERTS ; A DEEP TOE BOX THAT PROVIDES EXTRA ROOM FOR TOE MOVEMENT AND AVOIDS PRESSURE ON THE TOES ; LIGHTWEIGHT CUSHIONING SOLES THAT FACILITATE MOBILITY AND STABILITY AND REDUCE IMPACTS ON THE FOOT ; STRETCHABLE UPPERS ; STRETCHABLE SHOES CONFORM TO THE CONTOURS OF THE FOOT AND HELP ELIMINATE PRESSURE POINTS
12128 | 4224170627800 | DIABETIC SHOES SPECIFICATION SOFT COW/CALF LEATHER WITH SEAMLESS CHAMOIS LEATHER OR MOLESKIN LINING PADDED COLLARS THROUGH WEDGE SOLE UNIT BLACK VELCRO CLOSING FEMALE LAST SIZE UK 4 ; ONLY COW LEATHER TO BE USED IN THE CONSTRUCTION OF ALL PARTS OF THE SHOE WHERE THIS MATERIAL IS USED. ; PROTECTIVE INTERIOR THAT IS MADE FROM SOFT MATERIAL AND STITCHING THAT DOESN’T PROTRUDE SO AS NOT TO CAUSE IRRITATION ; NON-BINDING UPPERS THAT ENSURE THAT THERE IS NO PRESSURE ON THE FOOT ; EXTRA DEPTH DESIGN THAT PROVIDES A PRESSURE-FREE FIT AND CAN ACCOMMODATE THICK ORTHOTIC INSERTS ; A DEEP TOE BOX THAT PROVIDES EXTRA ROOM FOR TOE MOVEMENT AND AVOIDS PRESSURE ON THE TOES ; LIGHTWEIGHT CUSHIONING SOLES THAT FACILITATE MOBILITY AND STABILITY AND REDUCE IMPACTS ON THE FOOT ; STRETCHABLE UPPERS ; STRETCHABLE SHOES CONFORM TO THE CONTOURS OF THE FOOT AND HELP ELIMINATE PRESSURE POINTS
12129 | 4224170627900 | DIABETIC SHOES SPECIFICATION SOFT COW/CALF LEATHER WITH SEAMLESS CHAMOIS LEATHER OR MOLESKIN LINING PADDED COLLARS THROUGH WEDGE SOLE UNIT BLACK VELCRO CLOSING FEMALE LAST SIZE UK 4.5 ; ONLY COW LEATHER TO BE USED IN THE CONSTRUCTION OF ALL PARTS OF THE SHOE WHERE THIS MATERIAL IS USED. ; PROTECTIVE INTERIOR THAT IS MADE FROM SOFT MATERIAL AND STITCHING THAT DOESN’T PROTRUDE SO AS NOT TO CAUSE IRRITATION ; NON-BINDING UPPERS THAT ENSURE THAT THERE IS NO PRESSURE ON THE FOOT ; EXTRA DEPTH DESIGN THAT PROVIDES A PRESSURE-FREE FIT AND CAN ACCOMMODATE THICK ORTHOTIC INSERTS ; A DEEP TOE BOX THAT PROVIDES EXTRA ROOM FOR TOE MOVEMENT AND AVOIDS PRESSURE ON THE TOES ; LIGHTWEIGHT CUSHIONING SOLES THAT FACILITATE MOBILITY AND STABILITY AND REDUCE IMPACTS ON THE FOOT ; STRETCHABLE UPPERS ; STRETCHABLE SHOES CONFORM TO THE CONTOURS OF THE FOOT AND HELP ELIMINATE PRESSURE POINTS
12130 | 4224170628000 | DIABETIC SHOES SPECIFICATION SOFT COW/CALF LEATHER WITH SEAMLESS CHAMOIS LEATHER OR MOLESKIN LINING PADDED COLLARS THROUGH WEDGE SOLE UNIT BLACK VELCRO CLOSING FEMALE LAST SIZE UK 5 ; ONLY COW LEATHER TO BE USED IN THE CONSTRUCTION OF ALL PARTS OF THE SHOE WHERE THIS MATERIAL IS USED. ; PROTECTIVE INTERIOR THAT IS MADE FROM SOFT MATERIAL AND STITCHING THAT DOESN’T PROTRUDE SO AS NOT TO CAUSE IRRITATION ; NON-BINDING UPPERS THAT ENSURE THAT THERE IS NO PRESSURE ON THE FOOT ; EXTRA DEPTH DESIGN THAT PROVIDES A PRESSURE-FREE FIT AND CAN ACCOMMODATE THICK ORTHOTIC INSERTS ; A DEEP TOE BOX THAT PROVIDES EXTRA ROOM FOR TOE MOVEMENT AND AVOIDS PRESSURE ON THE TOES ; LIGHTWEIGHT CUSHIONING SOLES THAT FACILITATE MOBILITY AND STABILITY AND REDUCE IMPACTS ON THE FOOT ; STRETCHABLE UPPERS ; STRETCHABLE SHOES CONFORM TO THE CONTOURS OF THE FOOT AND HELP ELIMINATE PRESSURE POINTS
12131 | 4224170628100 | DIABETIC SHOES SPECIFICATION SOFT COW/CALF LEATHER WITH SEAMLESS CHAMOIS LEATHER OR MOLESKIN LINING PADDED COLLARS THROUGH WEDGE SOLE UNIT BLACK VELCRO CLOSING FEMALE LAST SIZE UK 5.5 ; ONLY COW LEATHER TO BE USED IN THE CONSTRUCTION OF ALL PARTS OF THE SHOE WHERE THIS MATERIAL IS USED. ; PROTECTIVE INTERIOR THAT IS MADE FROM SOFT MATERIAL AND STITCHING THAT DOESN’T PROTRUDE SO AS NOT TO CAUSE IRRITATION ; NON-BINDING UPPERS THAT ENSURE THAT THERE IS NO PRESSURE ON THE FOOT ; EXTRA DEPTH DESIGN THAT PROVIDES A PRESSURE-FREE FIT AND CAN ACCOMMODATE THICK ORTHOTIC INSERTS ; A DEEP TOE BOX THAT PROVIDES EXTRA ROOM FOR TOE MOVEMENT AND AVOIDS PRESSURE ON THE TOES ; LIGHTWEIGHT CUSHIONING SOLES THAT FACILITATE MOBILITY AND STABILITY AND REDUCE IMPACTS ON THE FOOT ; STRETCHABLE UPPERS ; STRETCHABLE SHOES CONFORM TO THE CONTOURS OF THE FOOT AND HELP ELIMINATE PRESSURE POINTS
12132 | 4224170628200 | DIABETIC SHOES SPECIFICATION SOFT COW/CALF LEATHER WITH SEAMLESS CHAMOIS LEATHER OR MOLESKIN LINING PADDED COLLARS THROUGH WEDGE SOLE UNIT BLACK VELCRO CLOSING FEMALE LAST SIZE UK 6 ; ONLY COW LEATHER TO BE USED IN THE CONSTRUCTION OF ALL PARTS OF THE SHOE WHERE THIS MATERIAL IS USED. ; PROTECTIVE INTERIOR THAT IS MADE FROM SOFT MATERIAL AND STITCHING THAT DOESN’T PROTRUDE SO AS NOT TO CAUSE IRRITATION ; NON-BINDING UPPERS THAT ENSURE THAT THERE IS NO PRESSURE ON THE FOOT ; EXTRA DEPTH DESIGN THAT PROVIDES A PRESSURE-FREE FIT AND CAN ACCOMMODATE THICK ORTHOTIC INSERTS ; A DEEP TOE BOX THAT PROVIDES EXTRA ROOM FOR TOE MOVEMENT AND AVOIDS PRESSURE ON THE TOES ; LIGHTWEIGHT CUSHIONING SOLES THAT FACILITATE MOBILITY AND STABILITY AND REDUCE IMPACTS ON THE FOOT ; STRETCHABLE UPPERS ; STRETCHABLE SHOES CONFORM TO THE CONTOURS OF THE FOOT AND HELP ELIMINATE PRESSURE POINTS
12133 | 4224170628300 | DIABETIC SHOES SPECIFICATION SOFT COW/CALF LEATHER WITH SEAMLESS CHAMOIS LEATHER OR MOLESKIN LINING PADDED COLLARS THROUGH WEDGE SOLE UNIT BLACK VELCRO CLOSING FEMALE LAST SIZE UK 6.5 ; ONLY COW LEATHER TO BE USED IN THE CONSTRUCTION OF ALL PARTS OF THE SHOE WHERE THIS MATERIAL IS USED. ; PROTECTIVE INTERIOR THAT IS MADE FROM SOFT MATERIAL AND STITCHING THAT DOESN’T PROTRUDE SO AS NOT TO CAUSE IRRITATION ; NON-BINDING UPPERS THAT ENSURE THAT THERE IS NO PRESSURE ON THE FOOT ; EXTRA DEPTH DESIGN THAT PROVIDES A PRESSURE-FREE FIT AND CAN ACCOMMODATE THICK ORTHOTIC INSERTS ; A DEEP TOE BOX THAT PROVIDES EXTRA ROOM FOR TOE MOVEMENT AND AVOIDS PRESSURE ON THE TOES ; LIGHTWEIGHT CUSHIONING SOLES THAT FACILITATE MOBILITY AND STABILITY AND REDUCE IMPACTS ON THE FOOT ; STRETCHABLE UPPERS ; STRETCHABLE SHOES CONFORM TO THE CONTOURS OF THE FOOT AND HELP ELIMINATE PRESSURE POINTS
12134 | 4224170628400 | DIABETIC SHOES SPECIFICATION SOFT COW/CALF LEATHER WITH SEAMLESS CHAMOIS LEATHER OR MOLESKIN LINING PADDED COLLARS THROUGH WEDGE SOLE UNIT BLACK VELCRO CLOSING FEMALE LAST SIZE UK 7 ; ONLY COW LEATHER TO BE USED IN THE CONSTRUCTION OF ALL PARTS OF THE SHOE WHERE THIS MATERIAL IS USED. ; PROTECTIVE INTERIOR THAT IS MADE FROM SOFT MATERIAL AND STITCHING THAT DOESN’T PROTRUDE SO AS NOT TO CAUSE IRRITATION ; NON-BINDING UPPERS THAT ENSURE THAT THERE IS NO PRESSURE ON THE FOOT ; EXTRA DEPTH DESIGN THAT PROVIDES A PRESSURE-FREE FIT AND CAN ACCOMMODATE THICK ORTHOTIC INSERTS ; A DEEP TOE BOX THAT PROVIDES EXTRA ROOM FOR TOE MOVEMENT AND AVOIDS PRESSURE ON THE TOES ; LIGHTWEIGHT CUSHIONING SOLES THAT FACILITATE MOBILITY AND STABILITY AND REDUCE IMPACTS ON THE FOOT ; STRETCHABLE UPPERS ; STRETCHABLE SHOES CONFORM TO THE CONTOURS OF THE FOOT AND HELP ELIMINATE PRESSURE POINTS
12135 | 4224170628500 | DIABETIC SHOES SPECIFICATION SOFT COW/CALF LEATHER WITH SEAMLESS CHAMOIS LEATHER OR MOLESKIN LINING PADDED COLLARS THROUGH WEDGE SOLE UNIT BLACK VELCRO CLOSING FEMALE LAST SIZE UK 7.5 ; ONLY COW LEATHER TO BE USED IN THE CONSTRUCTION OF ALL PARTS OF THE SHOE WHERE THIS MATERIAL IS USED. ; PROTECTIVE INTERIOR THAT IS MADE FROM SOFT MATERIAL AND STITCHING THAT DOESN’T PROTRUDE SO AS NOT TO CAUSE IRRITATION ; NON-BINDING UPPERS THAT ENSURE THAT THERE IS NO PRESSURE ON THE FOOT ; EXTRA DEPTH DESIGN THAT PROVIDES A PRESSURE-FREE FIT AND CAN ACCOMMODATE THICK ORTHOTIC INSERTS ; A DEEP TOE BOX THAT PROVIDES EXTRA ROOM FOR TOE MOVEMENT AND AVOIDS PRESSURE ON THE TOES ; LIGHTWEIGHT CUSHIONING SOLES THAT FACILITATE MOBILITY AND STABILITY AND REDUCE IMPACTS ON THE FOOT ; STRETCHABLE UPPERS ; STRETCHABLE SHOES CONFORM TO THE CONTOURS OF THE FOOT AND HELP ELIMINATE PRESSURE POINTS
12136 | 4224170628600 | DIABETIC SHOES SPECIFICATION SOFT COW/CALF LEATHER WITH SEAMLESS CHAMOIS LEATHER OR MOLESKIN LINING PADDED COLLARS THROUGH WEDGE SOLE UNIT BLACK VELCRO CLOSING FEMALE LAST SIZE UK 8.5 ; ONLY COW LEATHER TO BE USED IN THE CONSTRUCTION OF ALL PARTS OF THE SHOE WHERE THIS MATERIAL IS USED. ; PROTECTIVE INTERIOR THAT IS MADE FROM SOFT MATERIAL AND STITCHING THAT DOESN’T PROTRUDE SO AS NOT TO CAUSE IRRITATION ; NON-BINDING UPPERS THAT ENSURE THAT THERE IS NO PRESSURE ON THE FOOT ; EXTRA DEPTH DESIGN THAT PROVIDES A PRESSURE-FREE FIT AND CAN ACCOMMODATE THICK ORTHOTIC INSERTS ; A DEEP TOE BOX THAT PROVIDES EXTRA ROOM FOR TOE MOVEMENT AND AVOIDS PRESSURE ON THE TOES ; LIGHTWEIGHT CUSHIONING SOLES THAT FACILITATE MOBILITY AND STABILITY AND REDUCE IMPACTS ON THE FOOT ; STRETCHABLE UPPERS ; STRETCHABLE SHOES CONFORM TO THE CONTOURS OF THE FOOT AND HELP ELIMINATE PRESSURE POINTS
12137 | 4224170628700 | DIABETIC SHOES SPECIFICATION SOFT COW/CALF LEATHER WITH SEAMLESS CHAMOIS LEATHER OR MOLESKIN LINING PADDED COLLARS THROUGH WEDGE SOLE UNIT BLACK VELCRO CLOSING FEMALE LAST SIZE UK 9 ; ONLY COW LEATHER TO BE USED IN THE CONSTRUCTION OF ALL PARTS OF THE SHOE WHERE THIS MATERIAL IS USED. ; PROTECTIVE INTERIOR THAT IS MADE FROM SOFT MATERIAL AND STITCHING THAT DOESN’T PROTRUDE SO AS NOT TO CAUSE IRRITATION ; NON-BINDING UPPERS THAT ENSURE THAT THERE IS NO PRESSURE ON THE FOOT ; EXTRA DEPTH DESIGN THAT PROVIDES A PRESSURE-FREE FIT AND CAN ACCOMMODATE THICK ORTHOTIC INSERTS ; A DEEP TOE BOX THAT PROVIDES EXTRA ROOM FOR TOE MOVEMENT AND AVOIDS PRESSURE ON THE TOES ; LIGHTWEIGHT CUSHIONING SOLES THAT FACILITATE MOBILITY AND STABILITY AND REDUCE IMPACTS ON THE FOOT ; STRETCHABLE UPPERS ; STRETCHABLE SHOES CONFORM TO THE CONTOURS OF THE FOOT AND HELP ELIMINATE PRESSURE POINTS
12138 | 4224170628800 | DIABETIC SHOES SPECIFICATION SOFT COW/CALF LEATHER WITH SEAMLESS CHAMOIS LEATHER OR MOLESKIN LINING PADDED COLLARS THROUGH WEDGE SOLE UNIT BLACK VELCRO CLOSING GENTS LAST SIZE UK 8 ; ONLY COW LEATHER TO BE USED IN THE CONSTRUCTION OF ALL PARTS OF THE SHOE WHERE THIS MATERIAL IS USED. ; PROTECTIVE INTERIOR THAT IS MADE FROM SOFT MATERIAL AND STITCHING THAT DOESN’T PROTRUDE SO AS NOT TO CAUSE IRRITATION ; NON-BINDING UPPERS THAT ENSURE THAT THERE IS NO PRESSURE ON THE FOOT ; EXTRA DEPTH DESIGN THAT PROVIDES A PRESSURE-FREE FIT AND CAN ACCOMMODATE THICK ORTHOTIC INSERTS ; A DEEP TOE BOX THAT PROVIDES EXTRA ROOM FOR TOE MOVEMENT AND AVOIDS PRESSURE ON THE TOES ; LIGHTWEIGHT CUSHIONING SOLES THAT FACILITATE MOBILITY AND STABILITY AND REDUCE IMPACTS ON THE FOOT ; STRETCHABLE UPPERS ; STRETCHABLE SHOES CONFORM TO THE CONTOURS OF THE FOOT AND HELP ELIMINATE PRESSURE POINTS
12139 | 4224170628900 | "DIABETIC SHOES FEMALE WIDE/EXTRA-WIDE TOE BOX SOFT COW/CALF LEATHER VELCRO CLOSURE FLEXIBLE LINING PROTECTIVE INTERIOR THAT IS MADE FROM SOFT MATERIAL AND STITCHING THAT DOESN#T PROTRUDE NON-BINDING UPPERS EXTRA DEPTH DESIGN CAN ACCOMMODATE THICK ORTHOTIC INSERTS ; A DEEP TOE BOX THAT PROVIDES EXTRA ROOM FOR TOE MOVEMENT LIGHTWEIGHT CUSHIONING SOLES THAT FACILITATE MOBILITY AND STABILITY; STRETCHABLE SHOES CONFORM TO THE CONTOURS OF THE FOOT BEIGE SIZE 42"
12140 | 4224170629000 | "DIABETIC SHOES FEMALE WIDE/EXTRA-WIDE TOE BOX SOFT COW/CALF LEATHER VELCRO CLOSURE FLEXIBLE LINING PROTECTIVE INTERIOR THAT IS MADE FROM SOFT MATERIAL AND STITCHING THAT DOESN#T PROTRUDE NON-BINDING UPPERS EXTRA DEPTH DESIGN CAN ACCOMMODATE THICK ORTHOTIC INSERTS ; A DEEP TOE BOX THAT PROVIDES EXTRA ROOM FOR TOE MOVEMENT LIGHTWEIGHT CUSHIONING SOLES THAT FACILITATE MOBILITY AND STABILITY; STRETCHABLE SHOES CONFORM TO THE CONTOURS OF THE FOOT BEIGE SIZE 39"
12141 | 4224170629100 | "DIABETIC SHOES FEMALE WIDE/EXTRA-WIDE TOE BOX SOFT COW/CALF LEATHER VELCRO CLOSURE FLEXIBLE LINING PROTECTIVE INTERIOR THAT IS MADE FROM SOFT MATERIAL AND STITCHING THAT DOESN#T PROTRUDE NON-BINDING UPPERS EXTRA DEPTH DESIGN CAN ACCOMMODATE THICK ORTHOTIC INSERTS ; A DEEP TOE BOX THAT PROVIDES EXTRA ROOM FOR TOE MOVEMENT LIGHTWEIGHT CUSHIONING SOLES THAT FACILITATE MOBILITY AND STABILITY; STRETCHABLE SHOES CONFORM TO THE CONTOURS OF THE FOOT BEIGE SIZE 40"
12142 | 4224170629200 | "DIABETIC SHOES FEMALE WIDE/EXTRA-WIDE TOE BOX SOFT COW/CALF LEATHER VELCRO CLOSURE FLEXIBLE LINING PROTECTIVE INTERIOR THAT IS MADE FROM SOFT MATERIAL AND STITCHING THAT DOESN#T PROTRUDE NON-BINDING UPPERS EXTRA DEPTH DESIGN CAN ACCOMMODATE THICK ORTHOTIC INSERTS ; A DEEP TOE BOX THAT PROVIDES EXTRA ROOM FOR TOE MOVEMENT LIGHTWEIGHT CUSHIONING SOLES THAT FACILITATE MOBILITY AND STABILITY; STRETCHABLE SHOES CONFORM TO THE CONTOURS OF THE FOOT BEIGE SIZE 38"
12143 | 4224170629300 | "DIABETIC SHOES FEMALE WIDE/EXTRA-WIDE TOE BOX SOFT COW/CALF LEATHER VELCRO CLOSURE FLEXIBLE LINING PROTECTIVE INTERIOR THAT IS MADE FROM SOFT MATERIAL AND STITCHING THAT DOESN#T PROTRUDE NON-BINDING UPPERS EXTRA DEPTH DESIGN CAN ACCOMMODATE THICK ORTHOTIC INSERTS ; A DEEP TOE BOX THAT PROVIDES EXTRA ROOM FOR TOE MOVEMENT LIGHTWEIGHT CUSHIONING SOLES THAT FACILITATE MOBILITY AND STABILITY; STRETCHABLE SHOES CONFORM TO THE CONTOURS OF THE FOOT BEIGE SIZE 41"
12144 | 4224170629400 | "DENIS BROWNE BOOTS OPEN TOE FOR FOOT ABDUCTION SPLINT STRAIGHT LAST; SOFT PADDING AROUND THE COLLAR FOR A BETTER FIT ; MADE FROM COW/CALF LEATHER ; SPECIAL EXTENDED STIFFENER WITH CURVED WALL TO CORRECT THE FOOT SHAPE ; FULL GRAIN LEATHER INSOLE ; REMOVABLE PROFILED CORK INLAY ; EXTRA PADDING AROUND THE ANKLE FOR MORE COMFORT ; SOFT TONGUE PADDING TO MOULD THE SHOE ROUND THE FOOT ; NAVICULAR STRAP SIZE 0"
12145 | 4224170629500 | "DENIS BROWNE BOOTS OPEN TOE FOR FOOT ABDUCTION SPLINT STRAIGHT LAST; SOFT PADDING AROUND THE COLLAR FOR A BETTER FIT ; MADE FROM COW/CALF LEATHER ; SPECIAL EXTENDED STIFFENER WITH CURVED WALL TO CORRECT THE FOOT SHAPE ; FULL GRAIN LEATHER INSOLE ; REMOVABLE PROFILED CORK INLAY ; EXTRA PADDING AROUND THE ANKLE FOR MORE COMFORT ; SOFT TONGUE PADDING TO MOULD THE SHOE ROUND THE FOOT ; NAVICULAR STRAP SIZE 00"
12146 | 4224170629600 | "DENIS BROWNE BOOTS OPEN TOE FOR FOOT ABDUCTION SPLINT STRAIGHT LAST; SOFT PADDING AROUND THE COLLAR FOR A BETTER FIT ; MADE FROM COW/CALF LEATHER ; SPECIAL EXTENDED STIFFENER WITH CURVED WALL TO CORRECT THE FOOT SHAPE ; FULL GRAIN LEATHER INSOLE ; REMOVABLE PROFILED CORK INLAY ; EXTRA PADDING AROUND THE ANKLE FOR MORE COMFORT ; SOFT TONGUE PADDING TO MOULD THE SHOE ROUND THE FOOT ; NAVICULAR STRAP SIZE 000"
12147 | 4224170629700 | "DENIS BROWNE BOOTS OPEN TOE FOR FOOT ABDUCTION SPLINT STRAIGHT LAST; SOFT PADDING AROUND THE COLLAR FOR A BETTER FIT ; MADE FROM COW/CALF LEATHER ; SPECIAL EXTENDED STIFFENER WITH CURVED WALL TO CORRECT THE FOOT SHAPE ; FULL GRAIN LEATHER INSOLE ; REMOVABLE PROFILED CORK INLAY ; EXTRA PADDING AROUND THE ANKLE FOR MORE COMFORT ; SOFT TONGUE PADDING TO MOULD THE SHOE ROUND THE FOOT ; NAVICULAR STRAP SIZE 0000"
12148 | 4224170629800 | "DENIS BROWNE BOOTS OPEN TOE FOR FOOT ABDUCTION SPLINT STRAIGHT LAST; SOFT PADDING AROUND THE COLLAR FOR A BETTER FIT ; MADE FROM COW/CALF LEATHER ; SPECIAL EXTENDED STIFFENER WITH CURVED WALL TO CORRECT THE FOOT SHAPE ; FULL GRAIN LEATHER INSOLE ; REMOVABLE PROFILED CORK INLAY ; EXTRA PADDING AROUND THE ANKLE FOR MORE COMFORT ; SOFT TONGUE PADDING TO MOULD THE SHOE ROUND THE FOOT ; NAVICULAR STRAP SIZE 1"
12149 | 4224170629900 | "DENIS BROWNE BOOTS OPEN TOE FOR FOOT ABDUCTION SPLINT STRAIGHT LAST; SOFT PADDING AROUND THE COLLAR FOR A BETTER FIT ; MADE FROM COW/CALF LEATHER ; SPECIAL EXTENDED STIFFENER WITH CURVED WALL TO CORRECT THE FOOT SHAPE ; FULL GRAIN LEATHER INSOLE ; REMOVABLE PROFILED CORK INLAY ; EXTRA PADDING AROUND THE ANKLE FOR MORE COMFORT ; SOFT TONGUE PADDING TO MOULD THE SHOE ROUND THE FOOT ; NAVICULAR STRAP SIZE 1.5"
12150 | 4224170630000 | "DENIS BROWNE BOOTS OPEN TOE FOR FOOT ABDUCTION SPLINT STRAIGHT LAST; SOFT PADDING AROUND THE COLLAR FOR A BETTER FIT ; MADE FROM COW/CALF LEATHER ; SPECIAL EXTENDED STIFFENER WITH CURVED WALL TO CORRECT THE FOOT SHAPE ; FULL GRAIN LEATHER INSOLE ; REMOVABLE PROFILED CORK INLAY ; EXTRA PADDING AROUND THE ANKLE FOR MORE COMFORT ; SOFT TONGUE PADDING TO MOULD THE SHOE ROUND THE FOOT ; NAVICULAR STRAP SIZE 2"
12151 | 4224170630100 | "DENIS BROWNE BOOTS OPEN TOE FOR FOOT ABDUCTION SPLINT STRAIGHT LAST; SOFT PADDING AROUND THE COLLAR FOR A BETTER FIT ; MADE FROM COW/CALF LEATHER ; SPECIAL EXTENDED STIFFENER WITH CURVED WALL TO CORRECT THE FOOT SHAPE ; FULL GRAIN LEATHER INSOLE ; REMOVABLE PROFILED CORK INLAY ; EXTRA PADDING AROUND THE ANKLE FOR MORE COMFORT ; SOFT TONGUE PADDING TO MOULD THE SHOE ROUND THE FOOT ; NAVICULAR STRAP SIZE 2.5"
12152 | 4224170630200 | "DENIS BROWNE BOOTS OPEN TOE FOR FOOT ABDUCTION SPLINT STRAIGHT LAST; SOFT PADDING AROUND THE COLLAR FOR A BETTER FIT ; MADE FROM COW/CALF LEATHER ; SPECIAL EXTENDED STIFFENER WITH CURVED WALL TO CORRECT THE FOOT SHAPE ; FULL GRAIN LEATHER INSOLE ; REMOVABLE PROFILED CORK INLAY ; EXTRA PADDING AROUND THE ANKLE FOR MORE COMFORT ; SOFT TONGUE PADDING TO MOULD THE SHOE ROUND THE FOOT ; NAVICULAR STRAP SIZE 3"
12153 | 4224170630300 | "DENIS BROWNE BOOTS OPEN TOE FOR FOOT ABDUCTION SPLINT STRAIGHT LAST; SOFT PADDING AROUND THE COLLAR FOR A BETTER FIT ; MADE FROM COW/CALF LEATHER ; SPECIAL EXTENDED STIFFENER WITH CURVED WALL TO CORRECT THE FOOT SHAPE ; FULL GRAIN LEATHER INSOLE ; REMOVABLE PROFILED CORK INLAY ; EXTRA PADDING AROUND THE ANKLE FOR MORE COMFORT ; SOFT TONGUE PADDING TO MOULD THE SHOE ROUND THE FOOT ; NAVICULAR STRAP SIZE 3.5"
12154 | 4224170630400 | "DENIS BROWNE BOOTS OPEN TOE FOR FOOT ABDUCTION SPLINT STRAIGHT LAST; SOFT PADDING AROUND THE COLLAR FOR A BETTER FIT ; MADE FROM COW/CALF LEATHER ; SPECIAL EXTENDED STIFFENER WITH CURVED WALL TO CORRECT THE FOOT SHAPE ; FULL GRAIN LEATHER INSOLE ; REMOVABLE PROFILED CORK INLAY ; EXTRA PADDING AROUND THE ANKLE FOR MORE COMFORT ; SOFT TONGUE PADDING TO MOULD THE SHOE ROUND THE FOOT ; NAVICULAR STRAP SIZE 4"
12155 | 4224170630500 | "DENIS BROWNE BOOTS OPEN TOE FOR FOOT ABDUCTION SPLINT STRAIGHT LAST; SOFT PADDING AROUND THE COLLAR FOR A BETTER FIT ; MADE FROM COW/CALF LEATHER ; SPECIAL EXTENDED STIFFENER WITH CURVED WALL TO CORRECT THE FOOT SHAPE ; FULL GRAIN LEATHER INSOLE ; REMOVABLE PROFILED CORK INLAY ; EXTRA PADDING AROUND THE ANKLE FOR MORE COMFORT ; SOFT TONGUE PADDING TO MOULD THE SHOE ROUND THE FOOT ; NAVICULAR STRAP SIZE 4.5"
12156 | 4224170630600 | "DENIS BROWNE BOOTS OPEN TOE FOR FOOT ABDUCTION SPLINT STRAIGHT LAST; SOFT PADDING AROUND THE COLLAR FOR A BETTER FIT ; MADE FROM COW/CALF LEATHER ; SPECIAL EXTENDED STIFFENER WITH CURVED WALL TO CORRECT THE FOOT SHAPE ; FULL GRAIN LEATHER INSOLE ; REMOVABLE PROFILED CORK INLAY ; EXTRA PADDING AROUND THE ANKLE FOR MORE COMFORT ; SOFT TONGUE PADDING TO MOULD THE SHOE ROUND THE FOOT ; NAVICULAR STRAP SIZE 5"
12157 | 4224170630700 | "DENIS BROWNE BOOTS OPEN TOE FOR FOOT ABDUCTION SPLINT STRAIGHT LAST; SOFT PADDING AROUND THE COLLAR FOR A BETTER FIT ; MADE FROM COW/CALF LEATHER ; SPECIAL EXTENDED STIFFENER WITH CURVED WALL TO CORRECT THE FOOT SHAPE ; FULL GRAIN LEATHER INSOLE ; REMOVABLE PROFILED CORK INLAY ; EXTRA PADDING AROUND THE ANKLE FOR MORE COMFORT ; SOFT TONGUE PADDING TO MOULD THE SHOE ROUND THE FOOT ; NAVICULAR STRAP SIZE 5.5"
12158 | 4224170630800 | "DENIS BROWNE BOOTS OPEN TOE FOR FOOT ABDUCTION SPLINT STRAIGHT LAST; SOFT PADDING AROUND THE COLLAR FOR A BETTER FIT ; MADE FROM COW/CALF LEATHER ; SPECIAL EXTENDED STIFFENER WITH CURVED WALL TO CORRECT THE FOOT SHAPE ; FULL GRAIN LEATHER INSOLE ; REMOVABLE PROFILED CORK INLAY ; EXTRA PADDING AROUND THE ANKLE FOR MORE COMFORT ; SOFT TONGUE PADDING TO MOULD THE SHOE ROUND THE FOOT ; NAVICULAR STRAP SIZE 6"
12159 | 4224170630900 | "DENIS BROWNE BOOTS OPEN TOE FOR FOOT ABDUCTION SPLINT STRAIGHT LAST; SOFT PADDING AROUND THE COLLAR FOR A BETTER FIT ; MADE FROM COW/CALF LEATHER ; SPECIAL EXTENDED STIFFENER WITH CURVED WALL TO CORRECT THE FOOT SHAPE ; FULL GRAIN LEATHER INSOLE ; REMOVABLE PROFILED CORK INLAY ; EXTRA PADDING AROUND THE ANKLE FOR MORE COMFORT ; SOFT TONGUE PADDING TO MOULD THE SHOE ROUND THE FOOT ; NAVICULAR STRAP SIZE 7"
12160 | 4224170631000 | "DENIS BROWNE BOOTS OPEN TOE FOR FOOT ABDUCTION SPLINT STRAIGHT LAST; SOFT PADDING AROUND THE COLLAR FOR A BETTER FIT ; MADE FROM COW/CALF LEATHER ; SPECIAL EXTENDED STIFFENER WITH CURVED WALL TO CORRECT THE FOOT SHAPE ; FULL GRAIN LEATHER INSOLE ; REMOVABLE PROFILED CORK INLAY ; EXTRA PADDING AROUND THE ANKLE FOR MORE COMFORT ; SOFT TONGUE PADDING TO MOULD THE SHOE ROUND THE FOOT ; NAVICULAR STRAP SIZE 8"
12161 | 4224170631100 | "DENIS BROWNE BOOTS OPEN TOE FOR FOOT ABDUCTION SPLINT STRAIGHT LAST; SOFT PADDING AROUND THE COLLAR FOR A BETTER FIT ; MADE FROM COW/CALF LEATHER ; SPECIAL EXTENDED STIFFENER WITH CURVED WALL TO CORRECT THE FOOT SHAPE ; FULL GRAIN LEATHER INSOLE ; REMOVABLE PROFILED CORK INLAY ; EXTRA PADDING AROUND THE ANKLE FOR MORE COMFORT ; SOFT TONGUE PADDING TO MOULD THE SHOE ROUND THE FOOT ; NAVICULAR STRAP SIZE 9"
12162 | 4224170631200 | "BOOT ORTHOPEDIC PEDIATRIC FULL GRAIN COW/CALF LEATHER PLAIN FRONTED WITH SEAM FREE VAMPS PADDED COLLARS BOOT HEIGHT APPROXIMATELY 125 MM LACING; SOFT PADDING AROUND THE COLLAR FOR A BETTER FIT ; A HIGH AND EXTRA LONG STIFFENER TO SUPPORT THE ANKLE ; FULL GRAIN LEATHER INSOLE; EASILY REMOVABLE AND ADAPTABLE (HARD-WEARING) SOLE. SUFFICIENT TOE-SPRING FOR EASY ROLL-OFF ; REMOVABLE PROFILED CORK INLAY ; HIGH TOE-BOX AND STRONG TOE-CAP FOR PROTECTION OF THE TOES ; EXTENDED FACINGS FOR MAXIMUM ACCESSIBILITY; SOFT TONGUE PADDING; FIRM HEEL COUNTER PURPLE SIZE 30"
12163 | 4224170631300 | "BOOT ORTHOPEDIC PEDIATRIC FULL GRAIN COW/CALF LEATHER PLAIN FRONTED WITH SEAM FREE VAMPS PADDED COLLARS BOOT HEIGHT APPROXIMATELY 125 MM LACING; SOFT PADDING AROUND THE COLLAR FOR A BETTER FIT ; A HIGH AND EXTRA LONG STIFFENER TO SUPPORT THE ANKLE ; FULL GRAIN LEATHER INSOLE; EASILY REMOVABLE AND ADAPTABLE (HARD-WEARING) SOLE. SUFFICIENT TOE-SPRING FOR EASY ROLL-OFF ; REMOVABLE PROFILED CORK INLAY ; HIGH TOE-BOX AND STRONG TOE-CAP FOR PROTECTION OF THE TOES ; EXTENDED FACINGS FOR MAXIMUM ACCESSIBILITY; SOFT TONGUE PADDING; FIRM HEEL COUNTER PURPLE SIZE 31"
12164 | 4224170631400 | "BOOT ORTHOPEDIC PEDIATRIC FULL GRAIN COW/CALF LEATHER PLAIN FRONTED WITH SEAM FREE VAMPS PADDED COLLARS BOOT HEIGHT APPROXIMATELY 125 MM LACING; SOFT PADDING AROUND THE COLLAR FOR A BETTER FIT ; A HIGH AND EXTRA LONG STIFFENER TO SUPPORT THE ANKLE ; FULL GRAIN LEATHER INSOLE; EASILY REMOVABLE AND ADAPTABLE (HARD-WEARING) SOLE. SUFFICIENT TOE-SPRING FOR EASY ROLL-OFF ; REMOVABLE PROFILED CORK INLAY ; HIGH TOE-BOX AND STRONG TOE-CAP FOR PROTECTION OF THE TOES ; EXTENDED FACINGS FOR MAXIMUM ACCESSIBILITY; SOFT TONGUE PADDING; FIRM HEEL COUNTER PURPLE SIZE 32"
12165 | 4224170631500 | "BOOT ORTHOPEDIC PEDIATRIC FULL GRAIN COW/CALF LEATHER PLAIN FRONTED WITH SEAM FREE VAMPS PADDED COLLARS BOOT HEIGHT APPROXIMATELY 125 MM LACING; SOFT PADDING AROUND THE COLLAR FOR A BETTER FIT ; A HIGH AND EXTRA LONG STIFFENER TO SUPPORT THE ANKLE ; FULL GRAIN LEATHER INSOLE; EASILY REMOVABLE AND ADAPTABLE (HARD-WEARING) SOLE. SUFFICIENT TOE-SPRING FOR EASY ROLL-OFF ; REMOVABLE PROFILED CORK INLAY ; HIGH TOE-BOX AND STRONG TOE-CAP FOR PROTECTION OF THE TOES ; EXTENDED FACINGS FOR MAXIMUM ACCESSIBILITY; SOFT TONGUE PADDING; FIRM HEEL COUNTER BLUE SIZE 18"
12166 | 4224170631600 | "BOOT ORTHOPEDIC PEDIATRIC FULL GRAIN COW/CALF LEATHER PLAIN FRONTED WITH SEAM FREE VAMPS PADDED COLLARS BOOT HEIGHT APPROXIMATELY 125 MM LACING; SOFT PADDING AROUND THE COLLAR FOR A BETTER FIT ; A HIGH AND EXTRA LONG STIFFENER TO SUPPORT THE ANKLE ; FULL GRAIN LEATHER INSOLE; EASILY REMOVABLE AND ADAPTABLE (HARD-WEARING) SOLE. SUFFICIENT TOE-SPRING FOR EASY ROLL-OFF ; REMOVABLE PROFILED CORK INLAY ; HIGH TOE-BOX AND STRONG TOE-CAP FOR PROTECTION OF THE TOES ; EXTENDED FACINGS FOR MAXIMUM ACCESSIBILITY; SOFT TONGUE PADDING; FIRM HEEL COUNTER PURPLE SIZE 18"
12167 | 4224170631700 | "BOOT ORTHOPEDIC PEDIATRIC FULL GRAIN COW/CALF LEATHER PLAIN FRONTED WITH SEAM FREE VAMPS PADDED COLLARS BOOT HEIGHT APPROXIMATELY 125 MM LACING; SOFT PADDING AROUND THE COLLAR FOR A BETTER FIT ; A HIGH AND EXTRA LONG STIFFENER TO SUPPORT THE ANKLE ; FULL GRAIN LEATHER INSOLE; EASILY REMOVABLE AND ADAPTABLE (HARD-WEARING) SOLE. SUFFICIENT TOE-SPRING FOR EASY ROLL-OFF ; REMOVABLE PROFILED CORK INLAY ; HIGH TOE-BOX AND STRONG TOE-CAP FOR PROTECTION OF THE TOES ; EXTENDED FACINGS FOR MAXIMUM ACCESSIBILITY; SOFT TONGUE PADDING; FIRM HEEL COUNTER BLUE SIZE 19"
12168 | 4224170631800 | "BOOT ORTHOPEDIC PEDIATRIC FULL GRAIN COW/CALF LEATHER PLAIN FRONTED WITH SEAM FREE VAMPS PADDED COLLARS BOOT HEIGHT APPROXIMATELY 125 MM LACING; SOFT PADDING AROUND THE COLLAR FOR A BETTER FIT ; A HIGH AND EXTRA LONG STIFFENER TO SUPPORT THE ANKLE ; FULL GRAIN LEATHER INSOLE; EASILY REMOVABLE AND ADAPTABLE (HARD-WEARING) SOLE. SUFFICIENT TOE-SPRING FOR EASY ROLL-OFF ; REMOVABLE PROFILED CORK INLAY ; HIGH TOE-BOX AND STRONG TOE-CAP FOR PROTECTION OF THE TOES ; EXTENDED FACINGS FOR MAXIMUM ACCESSIBILITY; SOFT TONGUE PADDING; FIRM HEEL COUNTER PURPLE SIZE 19"
12169 | 4224170631900 | "BOOT ORTHOPEDIC PEDIATRIC FULL GRAIN COW/CALF LEATHER PLAIN FRONTED WITH SEAM FREE VAMPS PADDED COLLARS BOOT HEIGHT APPROXIMATELY 125 MM LACING; SOFT PADDING AROUND THE COLLAR FOR A BETTER FIT ; A HIGH AND EXTRA LONG STIFFENER TO SUPPORT THE ANKLE ; FULL GRAIN LEATHER INSOLE; EASILY REMOVABLE AND ADAPTABLE (HARD-WEARING) SOLE. SUFFICIENT TOE-SPRING FOR EASY ROLL-OFF ; REMOVABLE PROFILED CORK INLAY ; HIGH TOE-BOX AND STRONG TOE-CAP FOR PROTECTION OF THE TOES ; EXTENDED FACINGS FOR MAXIMUM ACCESSIBILITY; SOFT TONGUE PADDING; FIRM HEEL COUNTER BLUE SIZE 20"
12170 | 4224170632000 | "BOOT ORTHOPEDIC PEDIATRIC FULL GRAIN COW/CALF LEATHER PLAIN FRONTED WITH SEAM FREE VAMPS PADDED COLLARS BOOT HEIGHT APPROXIMATELY 125 MM LACING; SOFT PADDING AROUND THE COLLAR FOR A BETTER FIT ; A HIGH AND EXTRA LONG STIFFENER TO SUPPORT THE ANKLE ; FULL GRAIN LEATHER INSOLE; EASILY REMOVABLE AND ADAPTABLE (HARD-WEARING) SOLE. SUFFICIENT TOE-SPRING FOR EASY ROLL-OFF ; REMOVABLE PROFILED CORK INLAY ; HIGH TOE-BOX AND STRONG TOE-CAP FOR PROTECTION OF THE TOES ; EXTENDED FACINGS FOR MAXIMUM ACCESSIBILITY; SOFT TONGUE PADDING; FIRM HEEL COUNTER PURPLE SIZE 20"
12171 | 4224170632100 | "BOOT ORTHOPEDIC PEDIATRIC FULL GRAIN COW/CALF LEATHER PLAIN FRONTED WITH SEAM FREE VAMPS PADDED COLLARS BOOT HEIGHT APPROXIMATELY 125 MM LACING; SOFT PADDING AROUND THE COLLAR FOR A BETTER FIT ; A HIGH AND EXTRA LONG STIFFENER TO SUPPORT THE ANKLE ; FULL GRAIN LEATHER INSOLE; EASILY REMOVABLE AND ADAPTABLE (HARD-WEARING) SOLE. SUFFICIENT TOE-SPRING FOR EASY ROLL-OFF ; REMOVABLE PROFILED CORK INLAY ; HIGH TOE-BOX AND STRONG TOE-CAP FOR PROTECTION OF THE TOES ; EXTENDED FACINGS FOR MAXIMUM ACCESSIBILITY; SOFT TONGUE PADDING; FIRM HEEL COUNTER BLUE SIZE 21"
12172 | 4224170632200 | "BOOT ORTHOPEDIC PEDIATRIC FULL GRAIN COW/CALF LEATHER PLAIN FRONTED WITH SEAM FREE VAMPS PADDED COLLARS BOOT HEIGHT APPROXIMATELY 125 MM LACING; SOFT PADDING AROUND THE COLLAR FOR A BETTER FIT ; A HIGH AND EXTRA LONG STIFFENER TO SUPPORT THE ANKLE ; FULL GRAIN LEATHER INSOLE; EASILY REMOVABLE AND ADAPTABLE (HARD-WEARING) SOLE. SUFFICIENT TOE-SPRING FOR EASY ROLL-OFF ; REMOVABLE PROFILED CORK INLAY ; HIGH TOE-BOX AND STRONG TOE-CAP FOR PROTECTION OF THE TOES ; EXTENDED FACINGS FOR MAXIMUM ACCESSIBILITY; SOFT TONGUE PADDING; FIRM HEEL COUNTER PURPLE SIZE 21"
12173 | 4224170632300 | BOOTS STABILITY FOR CHILDREN WHO NEED SHOES WITH MORE SUPPORT NEURO-PHYSIOLOGICAL CONDITIONS SUCH AS CEREBRAL PALSY SIZE 21 MIX COLOR ; SOFT PADDING AROUND HEEL CUFFS ; MADE FROM COW/CALF LEATHER ; A HIGH AND EXTRA LONG STIFFENER TO SUPPORT ANKLE ; FULL LEATHER INSOLE ; EASILY REMOVABLE AND ADAPTABLE SOLE-UNIT ; GOOD TOE SPRING ; REMOVABLE CORK INLAY ; HIGH TOE BOX ; STRONG TOE CAP ; SOFT TONGUE TO ASSIST SHOE FIT ; ADAPTABLE ; STITCH DOWN CONSTRUCTION ; HEEL AND RIGID SHANK
12174 | 4224170632400 | "BOOT ORTHOPEDIC PEDIATRIC FULL GRAIN COW/CALF LEATHER PLAIN FRONTED WITH SEAM FREE VAMPS PADDED COLLARS BOOT HEIGHT APPROXIMATELY 125 MM LACING; SOFT PADDING AROUND THE COLLAR FOR A BETTER FIT ; A HIGH AND EXTRA LONG STIFFENER TO SUPPORT THE ANKLE ; FULL GRAIN LEATHER INSOLE; EASILY REMOVABLE AND ADAPTABLE (HARD-WEARING) SOLE. SUFFICIENT TOE-SPRING FOR EASY ROLL-OFF ; REMOVABLE PROFILED CORK INLAY ; HIGH TOE-BOX AND STRONG TOE-CAP FOR PROTECTION OF THE TOES ; EXTENDED FACINGS FOR MAXIMUM ACCESSIBILITY; SOFT TONGUE PADDING; FIRM HEEL COUNTER BLUE SIZE 22"
12175 | 4224170632500 | "BOOT ORTHOPEDIC PEDIATRIC FULL GRAIN COW/CALF LEATHER PLAIN FRONTED WITH SEAM FREE VAMPS PADDED COLLARS BOOT HEIGHT APPROXIMATELY 125 MM LACING; SOFT PADDING AROUND THE COLLAR FOR A BETTER FIT ; A HIGH AND EXTRA LONG STIFFENER TO SUPPORT THE ANKLE ; FULL GRAIN LEATHER INSOLE; EASILY REMOVABLE AND ADAPTABLE (HARD-WEARING) SOLE. SUFFICIENT TOE-SPRING FOR EASY ROLL-OFF ; REMOVABLE PROFILED CORK INLAY ; HIGH TOE-BOX AND STRONG TOE-CAP FOR PROTECTION OF THE TOES ; EXTENDED FACINGS FOR MAXIMUM ACCESSIBILITY; SOFT TONGUE PADDING; FIRM HEEL COUNTER PURPLE SIZE 22"
12176 | 4224170632600 | BOOTS STABILITY FOR CHILDREN WHO NEED SHOES WITH MORE SUPPORT NEURO-PHYSIOLOGICAL CONDITIONS SUCH AS CEREBRAL PALSY SIZE 22 TWO COLOURS COLOR ; SOFT PADDING AROUND HEEL CUFFS ; MADE FROM COW/CALF LEATHER ; A HIGH AND EXTRA LONG STIFFENER TO SUPPORT ANKLE ; FULL LEATHER INSOLE ; EASILY REMOVABLE AND ADAPTABLE SOLE-UNIT ; GOOD TOE SPRING ; REMOVABLE CORK INLAY ; HIGH TOE BOX ; STRONG TOE CAP ; SOFT TONGUE TO ASSIST SHOE FIT ; ADAPTABLE ; STITCH DOWN CONSTRUCTION ; HEEL AND RIGID SHANK
12177 | 4224170632700 | "BOOT ORTHOPEDIC PEDIATRIC FULL GRAIN COW/CALF LEATHER PLAIN FRONTED WITH SEAM FREE VAMPS PADDED COLLARS BOOT HEIGHT APPROXIMATELY 125 MM LACING; SOFT PADDING AROUND THE COLLAR FOR A BETTER FIT ; A HIGH AND EXTRA LONG STIFFENER TO SUPPORT THE ANKLE ; FULL GRAIN LEATHER INSOLE; EASILY REMOVABLE AND ADAPTABLE (HARD-WEARING) SOLE. SUFFICIENT TOE-SPRING FOR EASY ROLL-OFF ; REMOVABLE PROFILED CORK INLAY ; HIGH TOE-BOX AND STRONG TOE-CAP FOR PROTECTION OF THE TOES ; EXTENDED FACINGS FOR MAXIMUM ACCESSIBILITY; SOFT TONGUE PADDING; FIRM HEEL COUNTER BLACK SIZE 23"
12178 | 4224170632800 | "BOOT ORTHOPEDIC PEDIATRIC FULL GRAIN COW/CALF LEATHER PLAIN FRONTED WITH SEAM FREE VAMPS PADDED COLLARS BOOT HEIGHT APPROXIMATELY 125 MM LACING; SOFT PADDING AROUND THE COLLAR FOR A BETTER FIT ; A HIGH AND EXTRA LONG STIFFENER TO SUPPORT THE ANKLE ; FULL GRAIN LEATHER INSOLE; EASILY REMOVABLE AND ADAPTABLE (HARD-WEARING) SOLE. SUFFICIENT TOE-SPRING FOR EASY ROLL-OFF ; REMOVABLE PROFILED CORK INLAY ; HIGH TOE-BOX AND STRONG TOE-CAP FOR PROTECTION OF THE TOES ; EXTENDED FACINGS FOR MAXIMUM ACCESSIBILITY; SOFT TONGUE PADDING; FIRM HEEL COUNTER BLUE SIZE 23"
12179 | 4224170632900 | "BOOT ORTHOPEDIC PEDIATRIC FULL GRAIN COW/CALF LEATHER PLAIN FRONTED WITH SEAM FREE VAMPS PADDED COLLARS BOOT HEIGHT APPROXIMATELY 125 MM LACING; SOFT PADDING AROUND THE COLLAR FOR A BETTER FIT ; A HIGH AND EXTRA LONG STIFFENER TO SUPPORT THE ANKLE ; FULL GRAIN LEATHER INSOLE; EASILY REMOVABLE AND ADAPTABLE (HARD-WEARING) SOLE. SUFFICIENT TOE-SPRING FOR EASY ROLL-OFF ; REMOVABLE PROFILED CORK INLAY ; HIGH TOE-BOX AND STRONG TOE-CAP FOR PROTECTION OF THE TOES ; EXTENDED FACINGS FOR MAXIMUM ACCESSIBILITY; SOFT TONGUE PADDING; FIRM HEEL COUNTER PURPLE SIZE 23"
12180 | 4224170633000 | "BOOT ORTHOPEDIC PEDIATRIC FULL GRAIN COW/CALF LEATHER PLAIN FRONTED WITH SEAM FREE VAMPS PADDED COLLARS BOOT HEIGHT APPROXIMATELY 125 MM LACING; SOFT PADDING AROUND THE COLLAR FOR A BETTER FIT ; A HIGH AND EXTRA LONG STIFFENER TO SUPPORT THE ANKLE ; FULL GRAIN LEATHER INSOLE; EASILY REMOVABLE AND ADAPTABLE (HARD-WEARING) SOLE. SUFFICIENT TOE-SPRING FOR EASY ROLL-OFF ; REMOVABLE PROFILED CORK INLAY ; HIGH TOE-BOX AND STRONG TOE-CAP FOR PROTECTION OF THE TOES ; EXTENDED FACINGS FOR MAXIMUM ACCESSIBILITY; SOFT TONGUE PADDING; FIRM HEEL COUNTER BLUE SIZE 24"
12181 | 4224170633100 | "BOOT ORTHOPEDIC PEDIATRIC FULL GRAIN COW/CALF LEATHER PLAIN FRONTED WITH SEAM FREE VAMPS PADDED COLLARS BOOT HEIGHT APPROXIMATELY 125 MM LACING; SOFT PADDING AROUND THE COLLAR FOR A BETTER FIT ; A HIGH AND EXTRA LONG STIFFENER TO SUPPORT THE ANKLE ; FULL GRAIN LEATHER INSOLE; EASILY REMOVABLE AND ADAPTABLE (HARD-WEARING) SOLE. SUFFICIENT TOE-SPRING FOR EASY ROLL-OFF ; REMOVABLE PROFILED CORK INLAY ; HIGH TOE-BOX AND STRONG TOE-CAP FOR PROTECTION OF THE TOES ; EXTENDED FACINGS FOR MAXIMUM ACCESSIBILITY; SOFT TONGUE PADDING; FIRM HEEL COUNTER PURPLE SIZE 24"
12182 | 4224170633200 | "BOOT ORTHOPEDIC PEDIATRIC FULL GRAIN COW/CALF LEATHER PLAIN FRONTED WITH SEAM FREE VAMPS PADDED COLLARS BOOT HEIGHT APPROXIMATELY 125 MM LACING; SOFT PADDING AROUND THE COLLAR FOR A BETTER FIT ; A HIGH AND EXTRA LONG STIFFENER TO SUPPORT THE ANKLE ; FULL GRAIN LEATHER INSOLE; EASILY REMOVABLE AND ADAPTABLE (HARD-WEARING) SOLE. SUFFICIENT TOE-SPRING FOR EASY ROLL-OFF ; REMOVABLE PROFILED CORK INLAY ; HIGH TOE-BOX AND STRONG TOE-CAP FOR PROTECTION OF THE TOES ; EXTENDED FACINGS FOR MAXIMUM ACCESSIBILITY; SOFT TONGUE PADDING; FIRM HEEL COUNTER BLACK SIZE 24"
12183 | 4224170633300 | "BOOT ORTHOPEDIC PEDIATRIC FULL GRAIN COW/CALF LEATHER PLAIN FRONTED WITH SEAM FREE VAMPS PADDED COLLARS BOOT HEIGHT APPROXIMATELY 125 MM LACING; SOFT PADDING AROUND THE COLLAR FOR A BETTER FIT ; A HIGH AND EXTRA LONG STIFFENER TO SUPPORT THE ANKLE ; FULL GRAIN LEATHER INSOLE; EASILY REMOVABLE AND ADAPTABLE (HARD-WEARING) SOLE. SUFFICIENT TOE-SPRING FOR EASY ROLL-OFF ; REMOVABLE PROFILED CORK INLAY ; HIGH TOE-BOX AND STRONG TOE-CAP FOR PROTECTION OF THE TOES ; EXTENDED FACINGS FOR MAXIMUM ACCESSIBILITY; SOFT TONGUE PADDING; FIRM HEEL COUNTER BLACK SIZE 25"
12184 | 4224170633400 | "BOOT ORTHOPEDIC PEDIATRIC FULL GRAIN COW/CALF LEATHER PLAIN FRONTED WITH SEAM FREE VAMPS PADDED COLLARS BOOT HEIGHT APPROXIMATELY 125 MM LACING; SOFT PADDING AROUND THE COLLAR FOR A BETTER FIT ; A HIGH AND EXTRA LONG STIFFENER TO SUPPORT THE ANKLE ; FULL GRAIN LEATHER INSOLE; EASILY REMOVABLE AND ADAPTABLE (HARD-WEARING) SOLE. SUFFICIENT TOE-SPRING FOR EASY ROLL-OFF ; REMOVABLE PROFILED CORK INLAY ; HIGH TOE-BOX AND STRONG TOE-CAP FOR PROTECTION OF THE TOES ; EXTENDED FACINGS FOR MAXIMUM ACCESSIBILITY; SOFT TONGUE PADDING; FIRM HEEL COUNTER BLUE SIZE 25"
12185 | 4224170633500 | "BOOT ORTHOPEDIC PEDIATRIC FULL GRAIN COW/CALF LEATHER PLAIN FRONTED WITH SEAM FREE VAMPS PADDED COLLARS BOOT HEIGHT APPROXIMATELY 125 MM LACING; SOFT PADDING AROUND THE COLLAR FOR A BETTER FIT ; A HIGH AND EXTRA LONG STIFFENER TO SUPPORT THE ANKLE ; FULL GRAIN LEATHER INSOLE; EASILY REMOVABLE AND ADAPTABLE (HARD-WEARING) SOLE. SUFFICIENT TOE-SPRING FOR EASY ROLL-OFF ; REMOVABLE PROFILED CORK INLAY ; HIGH TOE-BOX AND STRONG TOE-CAP FOR PROTECTION OF THE TOES ; EXTENDED FACINGS FOR MAXIMUM ACCESSIBILITY; SOFT TONGUE PADDING; FIRM HEEL COUNTER PURPLE SIZE 25"
12186 | 4224170633600 | "BOOT ORTHOPEDIC PEDIATRIC FULL GRAIN COW/CALF LEATHER PLAIN FRONTED WITH SEAM FREE VAMPS PADDED COLLARS BOOT HEIGHT APPROXIMATELY 125 MM LACING; SOFT PADDING AROUND THE COLLAR FOR A BETTER FIT ; A HIGH AND EXTRA LONG STIFFENER TO SUPPORT THE ANKLE ; FULL GRAIN LEATHER INSOLE; EASILY REMOVABLE AND ADAPTABLE (HARD-WEARING) SOLE. SUFFICIENT TOE-SPRING FOR EASY ROLL-OFF ; REMOVABLE PROFILED CORK INLAY ; HIGH TOE-BOX AND STRONG TOE-CAP FOR PROTECTION OF THE TOES ; EXTENDED FACINGS FOR MAXIMUM ACCESSIBILITY; SOFT TONGUE PADDING; FIRM HEEL COUNTER BLACK SIZE 26"
12187 | 4224170633700 | "BOOT ORTHOPEDIC PEDIATRIC FULL GRAIN COW/CALF LEATHER PLAIN FRONTED WITH SEAM FREE VAMPS PADDED COLLARS BOOT HEIGHT APPROXIMATELY 125 MM LACING; SOFT PADDING AROUND THE COLLAR FOR A BETTER FIT ; A HIGH AND EXTRA LONG STIFFENER TO SUPPORT THE ANKLE ; FULL GRAIN LEATHER INSOLE; EASILY REMOVABLE AND ADAPTABLE (HARD-WEARING) SOLE. SUFFICIENT TOE-SPRING FOR EASY ROLL-OFF ; REMOVABLE PROFILED CORK INLAY ; HIGH TOE-BOX AND STRONG TOE-CAP FOR PROTECTION OF THE TOES ; EXTENDED FACINGS FOR MAXIMUM ACCESSIBILITY; SOFT TONGUE PADDING; FIRM HEEL COUNTER BLUE SIZE 26"
12188 | 4224170633800 | "BOOT ORTHOPEDIC PEDIATRIC FULL GRAIN COW/CALF LEATHER PLAIN FRONTED WITH SEAM FREE VAMPS PADDED COLLARS BOOT HEIGHT APPROXIMATELY 125 MM LACING; SOFT PADDING AROUND THE COLLAR FOR A BETTER FIT ; A HIGH AND EXTRA LONG STIFFENER TO SUPPORT THE ANKLE ; FULL GRAIN LEATHER INSOLE; EASILY REMOVABLE AND ADAPTABLE (HARD-WEARING) SOLE. SUFFICIENT TOE-SPRING FOR EASY ROLL-OFF ; REMOVABLE PROFILED CORK INLAY ; HIGH TOE-BOX AND STRONG TOE-CAP FOR PROTECTION OF THE TOES ; EXTENDED FACINGS FOR MAXIMUM ACCESSIBILITY; SOFT TONGUE PADDING; FIRM HEEL COUNTER PURPLE SIZE 26"
12189 | 4224170633900 | "BOOT ORTHOPEDIC PEDIATRIC FULL GRAIN COW/CALF LEATHER PLAIN FRONTED WITH SEAM FREE VAMPS PADDED COLLARS BOOT HEIGHT APPROXIMATELY 125 MM LACING; SOFT PADDING AROUND THE COLLAR FOR A BETTER FIT ; A HIGH AND EXTRA LONG STIFFENER TO SUPPORT THE ANKLE ; FULL GRAIN LEATHER INSOLE; EASILY REMOVABLE AND ADAPTABLE (HARD-WEARING) SOLE. SUFFICIENT TOE-SPRING FOR EASY ROLL-OFF ; REMOVABLE PROFILED CORK INLAY ; HIGH TOE-BOX AND STRONG TOE-CAP FOR PROTECTION OF THE TOES ; EXTENDED FACINGS FOR MAXIMUM ACCESSIBILITY; SOFT TONGUE PADDING; FIRM HEEL COUNTER BLUE SIZE 27"
12190 | 4224170634000 | "BOOT ORTHOPEDIC PEDIATRIC FULL GRAIN COW/CALF LEATHER PLAIN FRONTED WITH SEAM FREE VAMPS PADDED COLLARS BOOT HEIGHT APPROXIMATELY 125 MM LACING; SOFT PADDING AROUND THE COLLAR FOR A BETTER FIT ; A HIGH AND EXTRA LONG STIFFENER TO SUPPORT THE ANKLE ; FULL GRAIN LEATHER INSOLE; EASILY REMOVABLE AND ADAPTABLE (HARD-WEARING) SOLE. SUFFICIENT TOE-SPRING FOR EASY ROLL-OFF ; REMOVABLE PROFILED CORK INLAY ; HIGH TOE-BOX AND STRONG TOE-CAP FOR PROTECTION OF THE TOES ; EXTENDED FACINGS FOR MAXIMUM ACCESSIBILITY; SOFT TONGUE PADDING; FIRM HEEL COUNTER PURPLE SIZE 27"
12191 | 4224170634100 | "BOOT ORTHOPEDIC PEDIATRIC FULL GRAIN COW/CALF LEATHER PLAIN FRONTED WITH SEAM FREE VAMPS PADDED COLLARS BOOT HEIGHT APPROXIMATELY 125 MM LACING; SOFT PADDING AROUND THE COLLAR FOR A BETTER FIT ; A HIGH AND EXTRA LONG STIFFENER TO SUPPORT THE ANKLE ; FULL GRAIN LEATHER INSOLE; EASILY REMOVABLE AND ADAPTABLE (HARD-WEARING) SOLE. SUFFICIENT TOE-SPRING FOR EASY ROLL-OFF ; REMOVABLE PROFILED CORK INLAY ; HIGH TOE-BOX AND STRONG TOE-CAP FOR PROTECTION OF THE TOES ; EXTENDED FACINGS FOR MAXIMUM ACCESSIBILITY; SOFT TONGUE PADDING; FIRM HEEL COUNTER BLACK SIZE 28"
12192 | 4224170634200 | "BOOT ORTHOPEDIC PEDIATRIC FULL GRAIN COW/CALF LEATHER PLAIN FRONTED WITH SEAM FREE VAMPS PADDED COLLARS BOOT HEIGHT APPROXIMATELY 125 MM LACING; SOFT PADDING AROUND THE COLLAR FOR A BETTER FIT ; A HIGH AND EXTRA LONG STIFFENER TO SUPPORT THE ANKLE ; FULL GRAIN LEATHER INSOLE; EASILY REMOVABLE AND ADAPTABLE (HARD-WEARING) SOLE. SUFFICIENT TOE-SPRING FOR EASY ROLL-OFF ; REMOVABLE PROFILED CORK INLAY ; HIGH TOE-BOX AND STRONG TOE-CAP FOR PROTECTION OF THE TOES ; EXTENDED FACINGS FOR MAXIMUM ACCESSIBILITY; SOFT TONGUE PADDING; FIRM HEEL COUNTER BLUE SIZE 28"
12193 | 4224170634300 | "BOOT ORTHOPEDIC PEDIATRIC FULL GRAIN COW/CALF LEATHER PLAIN FRONTED WITH SEAM FREE VAMPS PADDED COLLARS BOOT HEIGHT APPROXIMATELY 125 MM LACING; SOFT PADDING AROUND THE COLLAR FOR A BETTER FIT ; A HIGH AND EXTRA LONG STIFFENER TO SUPPORT THE ANKLE ; FULL GRAIN LEATHER INSOLE; EASILY REMOVABLE AND ADAPTABLE (HARD-WEARING) SOLE. SUFFICIENT TOE-SPRING FOR EASY ROLL-OFF ; REMOVABLE PROFILED CORK INLAY ; HIGH TOE-BOX AND STRONG TOE-CAP FOR PROTECTION OF THE TOES ; EXTENDED FACINGS FOR MAXIMUM ACCESSIBILITY; SOFT TONGUE PADDING; FIRM HEEL COUNTER PURPLE SIZE 28"
12194 | 4224170634400 | "BOOT ORTHOPEDIC PEDIATRIC FULL GRAIN COW/CALF LEATHER PLAIN FRONTED WITH SEAM FREE VAMPS PADDED COLLARS BOOT HEIGHT APPROXIMATELY 125 MM LACING; SOFT PADDING AROUND THE COLLAR FOR A BETTER FIT ; A HIGH AND EXTRA LONG STIFFENER TO SUPPORT THE ANKLE ; FULL GRAIN LEATHER INSOLE; EASILY REMOVABLE AND ADAPTABLE (HARD-WEARING) SOLE. SUFFICIENT TOE-SPRING FOR EASY ROLL-OFF ; REMOVABLE PROFILED CORK INLAY ; HIGH TOE-BOX AND STRONG TOE-CAP FOR PROTECTION OF THE TOES ; EXTENDED FACINGS FOR MAXIMUM ACCESSIBILITY; SOFT TONGUE PADDING; FIRM HEEL COUNTER BLACK SIZE 29"
12195 | 4224170634500 | "BOOT ORTHOPEDIC PEDIATRIC FULL GRAIN COW/CALF LEATHER PLAIN FRONTED WITH SEAM FREE VAMPS PADDED COLLARS BOOT HEIGHT APPROXIMATELY 125 MM LACING; SOFT PADDING AROUND THE COLLAR FOR A BETTER FIT ; A HIGH AND EXTRA LONG STIFFENER TO SUPPORT THE ANKLE ; FULL GRAIN LEATHER INSOLE; EASILY REMOVABLE AND ADAPTABLE (HARD-WEARING) SOLE. SUFFICIENT TOE-SPRING FOR EASY ROLL-OFF ; REMOVABLE PROFILED CORK INLAY ; HIGH TOE-BOX AND STRONG TOE-CAP FOR PROTECTION OF THE TOES ; EXTENDED FACINGS FOR MAXIMUM ACCESSIBILITY; SOFT TONGUE PADDING; FIRM HEEL COUNTER BLUE SIZE 29"
12196 | 4224170634600 | "BOOT ORTHOPEDIC PEDIATRIC FULL GRAIN COW/CALF LEATHER PLAIN FRONTED WITH SEAM FREE VAMPS PADDED COLLARS BOOT HEIGHT APPROXIMATELY 125 MM LACING; SOFT PADDING AROUND THE COLLAR FOR A BETTER FIT ; A HIGH AND EXTRA LONG STIFFENER TO SUPPORT THE ANKLE ; FULL GRAIN LEATHER INSOLE; EASILY REMOVABLE AND ADAPTABLE (HARD-WEARING) SOLE. SUFFICIENT TOE-SPRING FOR EASY ROLL-OFF ; REMOVABLE PROFILED CORK INLAY ; HIGH TOE-BOX AND STRONG TOE-CAP FOR PROTECTION OF THE TOES ; EXTENDED FACINGS FOR MAXIMUM ACCESSIBILITY; SOFT TONGUE PADDING; FIRM HEEL COUNTER PURPLE SIZE 29"
12197 | 4224170634700 | "BOOT ORTHOPEDIC PEDIATRIC FULL GRAIN COW/CALF LEATHER PLAIN FRONTED WITH SEAM FREE VAMPS PADDED COLLARS BOOT HEIGHT APPROXIMATELY 125 MM LACING; SOFT PADDING AROUND THE COLLAR FOR A BETTER FIT ; A HIGH AND EXTRA LONG STIFFENER TO SUPPORT THE ANKLE ; FULL GRAIN LEATHER INSOLE; EASILY REMOVABLE AND ADAPTABLE (HARD-WEARING) SOLE. SUFFICIENT TOE-SPRING FOR EASY ROLL-OFF ; REMOVABLE PROFILED CORK INLAY ; HIGH TOE-BOX AND STRONG TOE-CAP FOR PROTECTION OF THE TOES ; EXTENDED FACINGS FOR MAXIMUM ACCESSIBILITY; SOFT TONGUE PADDING; FIRM HEEL COUNTER BLACK SIZE 30"
12198 | 4224170634800 | "BOOT ORTHOPEDIC PEDIATRIC FULL GRAIN COW/CALF LEATHER PLAIN FRONTED WITH SEAM FREE VAMPS PADDED COLLARS BOOT HEIGHT APPROXIMATELY 125 MM LACING; SOFT PADDING AROUND THE COLLAR FOR A BETTER FIT ; A HIGH AND EXTRA LONG STIFFENER TO SUPPORT THE ANKLE ; FULL GRAIN LEATHER INSOLE; EASILY REMOVABLE AND ADAPTABLE (HARD-WEARING) SOLE. SUFFICIENT TOE-SPRING FOR EASY ROLL-OFF ; REMOVABLE PROFILED CORK INLAY ; HIGH TOE-BOX AND STRONG TOE-CAP FOR PROTECTION OF THE TOES ; EXTENDED FACINGS FOR MAXIMUM ACCESSIBILITY; SOFT TONGUE PADDING; FIRM HEEL COUNTER BLUE SIZE 30"
12199 | 4224170634900 | "BOOT ORTHOPEDIC PEDIATRIC FULL GRAIN COW/CALF LEATHER PLAIN FRONTED WITH SEAM FREE VAMPS PADDED COLLARS BOOT HEIGHT APPROXIMATELY 125 MM LACING; SOFT PADDING AROUND THE COLLAR FOR A BETTER FIT ; A HIGH AND EXTRA LONG STIFFENER TO SUPPORT THE ANKLE ; FULL GRAIN LEATHER INSOLE; EASILY REMOVABLE AND ADAPTABLE (HARD-WEARING) SOLE. SUFFICIENT TOE-SPRING FOR EASY ROLL-OFF ; REMOVABLE PROFILED CORK INLAY ; HIGH TOE-BOX AND STRONG TOE-CAP FOR PROTECTION OF THE TOES ; EXTENDED FACINGS FOR MAXIMUM ACCESSIBILITY; SOFT TONGUE PADDING; FIRM HEEL COUNTER BLACK SIZE 31"
12200 | 4224170635000 | "BOOT ORTHOPEDIC PEDIATRIC FULL GRAIN COW/CALF LEATHER PLAIN FRONTED WITH SEAM FREE VAMPS PADDED COLLARS BOOT HEIGHT APPROXIMATELY 125 MM LACING; SOFT PADDING AROUND THE COLLAR FOR A BETTER FIT ; A HIGH AND EXTRA LONG STIFFENER TO SUPPORT THE ANKLE ; FULL GRAIN LEATHER INSOLE; EASILY REMOVABLE AND ADAPTABLE (HARD-WEARING) SOLE. SUFFICIENT TOE-SPRING FOR EASY ROLL-OFF ; REMOVABLE PROFILED CORK INLAY ; HIGH TOE-BOX AND STRONG TOE-CAP FOR PROTECTION OF THE TOES ; EXTENDED FACINGS FOR MAXIMUM ACCESSIBILITY; SOFT TONGUE PADDING; FIRM HEEL COUNTER BLUE SIZE 31"
12201 | 4224170635100 | "BOOT ORTHOPEDIC PEDIATRIC FULL GRAIN COW/CALF LEATHER PLAIN FRONTED WITH SEAM FREE VAMPS PADDED COLLARS BOOT HEIGHT APPROXIMATELY 125 MM LACING; SOFT PADDING AROUND THE COLLAR FOR A BETTER FIT ; A HIGH AND EXTRA LONG STIFFENER TO SUPPORT THE ANKLE ; FULL GRAIN LEATHER INSOLE; EASILY REMOVABLE AND ADAPTABLE (HARD-WEARING) SOLE. SUFFICIENT TOE-SPRING FOR EASY ROLL-OFF ; REMOVABLE PROFILED CORK INLAY ; HIGH TOE-BOX AND STRONG TOE-CAP FOR PROTECTION OF THE TOES ; EXTENDED FACINGS FOR MAXIMUM ACCESSIBILITY; SOFT TONGUE PADDING; FIRM HEEL COUNTER BLACK SIZE 32"
12202 | 4224170635200 | "BOOT ORTHOPEDIC PEDIATRIC FULL GRAIN COW/CALF LEATHER PLAIN FRONTED WITH SEAM FREE VAMPS PADDED COLLARS BOOT HEIGHT APPROXIMATELY 125 MM LACING; SOFT PADDING AROUND THE COLLAR FOR A BETTER FIT ; A HIGH AND EXTRA LONG STIFFENER TO SUPPORT THE ANKLE ; FULL GRAIN LEATHER INSOLE; EASILY REMOVABLE AND ADAPTABLE (HARD-WEARING) SOLE. SUFFICIENT TOE-SPRING FOR EASY ROLL-OFF ; REMOVABLE PROFILED CORK INLAY ; HIGH TOE-BOX AND STRONG TOE-CAP FOR PROTECTION OF THE TOES ; EXTENDED FACINGS FOR MAXIMUM ACCESSIBILITY; SOFT TONGUE PADDING; FIRM HEEL COUNTER BLUE SIZE 32"
12203 | 4224170635300 | "BOOT ORTHOPEDIC PEDIATRIC FULL GRAIN COW/CALF LEATHER PLAIN FRONTED WITH SEAM FREE VAMPS PADDED COLLARS BOOT HEIGHT APPROXIMATELY 125 MM LACING; SOFT PADDING AROUND THE COLLAR FOR A BETTER FIT ; A HIGH AND EXTRA LONG STIFFENER TO SUPPORT THE ANKLE ; FULL GRAIN LEATHER INSOLE; EASILY REMOVABLE AND ADAPTABLE (HARD-WEARING) SOLE. SUFFICIENT TOE-SPRING FOR EASY ROLL-OFF ; REMOVABLE PROFILED CORK INLAY ; HIGH TOE-BOX AND STRONG TOE-CAP FOR PROTECTION OF THE TOES ; EXTENDED FACINGS FOR MAXIMUM ACCESSIBILITY; SOFT TONGUE PADDING; FIRM HEEL COUNTER BLACK SIZE 33"
12204 | 4224170635400 | "BOOT ORTHOPEDIC PEDIATRIC FULL GRAIN COW/CALF LEATHER PLAIN FRONTED WITH SEAM FREE VAMPS PADDED COLLARS BOOT HEIGHT APPROXIMATELY 125 MM LACING; SOFT PADDING AROUND THE COLLAR FOR A BETTER FIT ; A HIGH AND EXTRA LONG STIFFENER TO SUPPORT THE ANKLE ; FULL GRAIN LEATHER INSOLE; EASILY REMOVABLE AND ADAPTABLE (HARD-WEARING) SOLE. SUFFICIENT TOE-SPRING FOR EASY ROLL-OFF ; REMOVABLE PROFILED CORK INLAY ; HIGH TOE-BOX AND STRONG TOE-CAP FOR PROTECTION OF THE TOES ; EXTENDED FACINGS FOR MAXIMUM ACCESSIBILITY; SOFT TONGUE PADDING; FIRM HEEL COUNTER BLUE SIZE 33"
12205 | 4224170635500 | "BOOT ORTHOPEDIC PEDIATRIC FULL GRAIN COW/CALF LEATHER PLAIN FRONTED WITH SEAM FREE VAMPS PADDED COLLARS BOOT HEIGHT APPROXIMATELY 125 MM LACING; SOFT PADDING AROUND THE COLLAR FOR A BETTER FIT ; A HIGH AND EXTRA LONG STIFFENER TO SUPPORT THE ANKLE ; FULL GRAIN LEATHER INSOLE; EASILY REMOVABLE AND ADAPTABLE (HARD-WEARING) SOLE. SUFFICIENT TOE-SPRING FOR EASY ROLL-OFF ; REMOVABLE PROFILED CORK INLAY ; HIGH TOE-BOX AND STRONG TOE-CAP FOR PROTECTION OF THE TOES ; EXTENDED FACINGS FOR MAXIMUM ACCESSIBILITY; SOFT TONGUE PADDING; FIRM HEEL COUNTER PURPLE SIZE 33"
12206 | 4224170635600 | "BOOT ORTHOPEDIC PEDIATRIC FULL GRAIN COW/CALF LEATHER PLAIN FRONTED WITH SEAM FREE VAMPS PADDED COLLARS BOOT HEIGHT APPROXIMATELY 125 MM LACING; SOFT PADDING AROUND THE COLLAR FOR A BETTER FIT ; A HIGH AND EXTRA LONG STIFFENER TO SUPPORT THE ANKLE ; FULL GRAIN LEATHER INSOLE; EASILY REMOVABLE AND ADAPTABLE (HARD-WEARING) SOLE. SUFFICIENT TOE-SPRING FOR EASY ROLL-OFF ; REMOVABLE PROFILED CORK INLAY ; HIGH TOE-BOX AND STRONG TOE-CAP FOR PROTECTION OF THE TOES ; EXTENDED FACINGS FOR MAXIMUM ACCESSIBILITY; SOFT TONGUE PADDING; FIRM HEEL COUNTER BLACK SIZE 34"
12207 | 4224170635700 | "BOOT ORTHOPEDIC PEDIATRIC FULL GRAIN COW/CALF LEATHER PLAIN FRONTED WITH SEAM FREE VAMPS PADDED COLLARS BOOT HEIGHT APPROXIMATELY 125 MM LACING; SOFT PADDING AROUND THE COLLAR FOR A BETTER FIT ; A HIGH AND EXTRA LONG STIFFENER TO SUPPORT THE ANKLE ; FULL GRAIN LEATHER INSOLE; EASILY REMOVABLE AND ADAPTABLE (HARD-WEARING) SOLE. SUFFICIENT TOE-SPRING FOR EASY ROLL-OFF ; REMOVABLE PROFILED CORK INLAY ; HIGH TOE-BOX AND STRONG TOE-CAP FOR PROTECTION OF THE TOES ; EXTENDED FACINGS FOR MAXIMUM ACCESSIBILITY; SOFT TONGUE PADDING; FIRM HEEL COUNTER BLUE SIZE 34"
12208 | 4224170635800 | "BOOT ORTHOPEDIC PEDIATRIC FULL GRAIN COW/CALF LEATHER PLAIN FRONTED WITH SEAM FREE VAMPS PADDED COLLARS BOOT HEIGHT APPROXIMATELY 125 MM LACING; SOFT PADDING AROUND THE COLLAR FOR A BETTER FIT ; A HIGH AND EXTRA LONG STIFFENER TO SUPPORT THE ANKLE ; FULL GRAIN LEATHER INSOLE; EASILY REMOVABLE AND ADAPTABLE (HARD-WEARING) SOLE. SUFFICIENT TOE-SPRING FOR EASY ROLL-OFF ; REMOVABLE PROFILED CORK INLAY ; HIGH TOE-BOX AND STRONG TOE-CAP FOR PROTECTION OF THE TOES ; EXTENDED FACINGS FOR MAXIMUM ACCESSIBILITY; SOFT TONGUE PADDING; FIRM HEEL COUNTER PURPLE SIZE 34"
12209 | 4224170635900 | "BOOT ORTHOPEDIC PEDIATRIC FULL GRAIN COW/CALF LEATHER PLAIN FRONTED WITH SEAM FREE VAMPS PADDED COLLARS BOOT HEIGHT APPROXIMATELY 125 MM LACING; SOFT PADDING AROUND THE COLLAR FOR A BETTER FIT ; A HIGH AND EXTRA LONG STIFFENER TO SUPPORT THE ANKLE ; FULL GRAIN LEATHER INSOLE; EASILY REMOVABLE AND ADAPTABLE (HARD-WEARING) SOLE. SUFFICIENT TOE-SPRING FOR EASY ROLL-OFF ; REMOVABLE PROFILED CORK INLAY ; HIGH TOE-BOX AND STRONG TOE-CAP FOR PROTECTION OF THE TOES ; EXTENDED FACINGS FOR MAXIMUM ACCESSIBILITY; SOFT TONGUE PADDING; FIRM HEEL COUNTER BLACK SIZE 35"
12210 | 4224170636000 | "BOOT ORTHOPEDIC PEDIATRIC FULL GRAIN COW/CALF LEATHER PLAIN FRONTED WITH SEAM FREE VAMPS PADDED COLLARS BOOT HEIGHT APPROXIMATELY 125 MM LACING; SOFT PADDING AROUND THE COLLAR FOR A BETTER FIT ; A HIGH AND EXTRA LONG STIFFENER TO SUPPORT THE ANKLE ; FULL GRAIN LEATHER INSOLE; EASILY REMOVABLE AND ADAPTABLE (HARD-WEARING) SOLE. SUFFICIENT TOE-SPRING FOR EASY ROLL-OFF ; REMOVABLE PROFILED CORK INLAY ; HIGH TOE-BOX AND STRONG TOE-CAP FOR PROTECTION OF THE TOES ; EXTENDED FACINGS FOR MAXIMUM ACCESSIBILITY; SOFT TONGUE PADDING; FIRM HEEL COUNTER PURPLE SIZE 35"
12211 | 4224170636100 | "BOOT ORTHOPEDIC PEDIATRIC FULL GRAIN COW/CALF LEATHER PLAIN FRONTED WITH SEAM FREE VAMPS PADDED COLLARS BOOT HEIGHT APPROXIMATELY 125 MM LACING; SOFT PADDING AROUND THE COLLAR FOR A BETTER FIT ; A HIGH AND EXTRA LONG STIFFENER TO SUPPORT THE ANKLE ; FULL GRAIN LEATHER INSOLE; EASILY REMOVABLE AND ADAPTABLE (HARD-WEARING) SOLE. SUFFICIENT TOE-SPRING FOR EASY ROLL-OFF ; REMOVABLE PROFILED CORK INLAY ; HIGH TOE-BOX AND STRONG TOE-CAP FOR PROTECTION OF THE TOES ; EXTENDED FACINGS FOR MAXIMUM ACCESSIBILITY; SOFT TONGUE PADDING; FIRM HEEL COUNTER BLUE SIZE 35"
12212 | 4224170636200 | "BOOT ORTHOPEDIC PEDIATRIC FULL GRAIN COW/CALF LEATHER PLAIN FRONTED WITH SEAM FREE VAMPS PADDED COLLARS BOOT HEIGHT APPROXIMATELY 125 MM LACING; SOFT PADDING AROUND THE COLLAR FOR A BETTER FIT ; A HIGH AND EXTRA LONG STIFFENER TO SUPPORT THE ANKLE ; FULL GRAIN LEATHER INSOLE; EASILY REMOVABLE AND ADAPTABLE (HARD-WEARING) SOLE. SUFFICIENT TOE-SPRING FOR EASY ROLL-OFF ; REMOVABLE PROFILED CORK INLAY ; HIGH TOE-BOX AND STRONG TOE-CAP FOR PROTECTION OF THE TOES ; EXTENDED FACINGS FOR MAXIMUM ACCESSIBILITY; SOFT TONGUE PADDING; FIRM HEEL COUNTER BLACK SIZE 18"
12213 | 4224170636300 | "BOOT ORTHOPEDIC PEDIATRIC FULL GRAIN COW/CALF LEATHER PLAIN FRONTED WITH SEAM FREE VAMPS PADDED COLLARS BOOT HEIGHT APPROXIMATELY 125 MM LACING; SOFT PADDING AROUND THE COLLAR FOR A BETTER FIT ; A HIGH AND EXTRA LONG STIFFENER TO SUPPORT THE ANKLE ; FULL GRAIN LEATHER INSOLE; EASILY REMOVABLE AND ADAPTABLE (HARD-WEARING) SOLE. SUFFICIENT TOE-SPRING FOR EASY ROLL-OFF ; REMOVABLE PROFILED CORK INLAY ; HIGH TOE-BOX AND STRONG TOE-CAP FOR PROTECTION OF THE TOES ; EXTENDED FACINGS FOR MAXIMUM ACCESSIBILITY; SOFT TONGUE PADDING; FIRM HEEL COUNTER BLACK SIZE 20"
12214 | 4224170636400 | "TARSO MEDIUS BOOT OR EQUIVALENT STRAIGHT LAST; SOFT PADDING AROUND HEEL CUFFS ; MADE FROM COW/CALF LEATHER ; A HIGH AND EXTRA-LONG STIFFENER TO SUPPORT ANKLE ; FULL LEATHER INSOLE ; EASILY REMOVABLE AND ADAPTABLE SOLE; GOOD TOE SPRING ; REMOVABLE CORK INLAY ; HIGH TOE BOX ; STRONG TOE CAP ; SOFT TONGUE TO ASSIST SHOE FIT ; HIGH AND EXTENDED CORSET STIFFENERS PAIR BLACK SIZE 41"
12215 | 4224170636500 | "TARSO MEDIUS BOOT OR EQUIVALENT STRAIGHT LAST; SOFT PADDING AROUND HEEL CUFFS ; MADE FROM COW/CALF LEATHER ; A HIGH AND EXTRA-LONG STIFFENER TO SUPPORT ANKLE ; FULL LEATHER INSOLE ; EASILY REMOVABLE AND ADAPTABLE SOLE; GOOD TOE SPRING ; REMOVABLE CORK INLAY ; HIGH TOE BOX ; STRONG TOE CAP ; SOFT TONGUE TO ASSIST SHOE FIT ; HIGH AND EXTENDED CORSET STIFFENERS PAIR BLACK SIZE 46"
12216 | 4224170636600 | "TARSO MEDIUS BOOT OR EQUIVALENT STRAIGHT LAST; SOFT PADDING AROUND HEEL CUFFS ; MADE FROM COW/CALF LEATHER ; A HIGH AND EXTRA-LONG STIFFENER TO SUPPORT ANKLE ; FULL LEATHER INSOLE ; EASILY REMOVABLE AND ADAPTABLE SOLE; GOOD TOE SPRING ; REMOVABLE CORK INLAY ; HIGH TOE BOX ; STRONG TOE CAP ; SOFT TONGUE TO ASSIST SHOE FIT ; HIGH AND EXTENDED CORSET STIFFENERS PAIR BLACK SIZE 47"
12217 | 4224170636700 | "TARSO MEDIUS BOOT OR EQUIVALENT STRAIGHT LAST; SOFT PADDING AROUND HEEL CUFFS ; MADE FROM COW/CALF LEATHER ; A HIGH AND EXTRA-LONG STIFFENER TO SUPPORT ANKLE ; FULL LEATHER INSOLE ; EASILY REMOVABLE AND ADAPTABLE SOLE; GOOD TOE SPRING ; REMOVABLE CORK INLAY ; HIGH TOE BOX ; STRONG TOE CAP ; SOFT TONGUE TO ASSIST SHOE FIT ; HIGH AND EXTENDED CORSET STIFFENERS PAIR BLACK SIZE 39"
12218 | 4224170636800 | "TARSO MEDIUS BOOT OR EQUIVALENT STRAIGHT LAST; SOFT PADDING AROUND HEEL CUFFS ; MADE FROM COW/CALF LEATHER ; A HIGH AND EXTRA-LONG STIFFENER TO SUPPORT ANKLE ; FULL LEATHER INSOLE ; EASILY REMOVABLE AND ADAPTABLE SOLE; GOOD TOE SPRING ; REMOVABLE CORK INLAY ; HIGH TOE BOX ; STRONG TOE CAP ; SOFT TONGUE TO ASSIST SHOE FIT ; HIGH AND EXTENDED CORSET STIFFENERS PAIR BLACK SIZE 38"
12219 | 4224170636900 | "TARSO MEDIUS BOOT OR EQUIVALENT STRAIGHT LAST; SOFT PADDING AROUND HEEL CUFFS ; MADE FROM COW/CALF LEATHER ; A HIGH AND EXTRA-LONG STIFFENER TO SUPPORT ANKLE ; FULL LEATHER INSOLE ; EASILY REMOVABLE AND ADAPTABLE SOLE; GOOD TOE SPRING ; REMOVABLE CORK INLAY ; HIGH TOE BOX ; STRONG TOE CAP ; SOFT TONGUE TO ASSIST SHOE FIT ; HIGH AND EXTENDED CORSET STIFFENERS PAIR BLACK SIZE 40"
12220 | 4224170637000 | "TARSO MEDIUS BOOT OR EQUIVALENT ADULT SURGICAL STRAIGHT LAST; SOFT PADDING AROUND HEEL CUFFS ; MADE FROM COW/CALF LEATHER ; A HIGH AND EXTRA-LONG STIFFENER TO SUPPORT ANKLE ; FULL LEATHER INSOLE ; EASILY REMOVABLE AND ADAPTABLE SOLE; GOOD TOE SPRING ; REMOVABLE CORK INLAY ; HIGH TOE BOX ; STRONG TOE CAP ; SOFT TONGUE TO ASSIST SHOE FIT ; HIGH AND EXTENDED CORSET STIFFENERS PAIR BLACK SIZE 42"
12221 | 4224170637100 | "TARSO MEDIUS BOOT OR EQUIVALENT ADULT SURGICAL STRAIGHT LAST; SOFT PADDING AROUND HEEL CUFFS ; MADE FROM COW/CALF LEATHER ; A HIGH AND EXTRA-LONG STIFFENER TO SUPPORT ANKLE ; FULL LEATHER INSOLE ; EASILY REMOVABLE AND ADAPTABLE SOLE; GOOD TOE SPRING ; REMOVABLE CORK INLAY ; HIGH TOE BOX ; STRONG TOE CAP ; SOFT TONGUE TO ASSIST SHOE FIT ; HIGH AND EXTENDED CORSET STIFFENERS PAIR BLACK SIZE 43"
12222 | 4224170637200 | "TARSO MEDIUS BOOT OR EQUIVALENT ADULT SURGICAL STRAIGHT LAST; SOFT PADDING AROUND HEEL CUFFS ; MADE FROM COW/CALF LEATHER ; A HIGH AND EXTRA-LONG STIFFENER TO SUPPORT ANKLE ; FULL LEATHER INSOLE ; EASILY REMOVABLE AND ADAPTABLE SOLE; GOOD TOE SPRING ; REMOVABLE CORK INLAY ; HIGH TOE BOX ; STRONG TOE CAP ; SOFT TONGUE TO ASSIST SHOE FIT ; HIGH AND EXTENDED CORSET STIFFENERS PAIR BLACK SIZE 44"
12223 | 4224170637300 | "TARSO-MEDIUS BOOT OR EQUIVALENT PEDIATRIC SURGICAL STRAIGHT LAST; SOFT PADDING AROUND HEEL CUFFS ; MADE FROM COW/CALF LEATHER ; A HIGH AND EXTRA-LONG STIFFENER TO SUPPORT ANKLE ; FULL LEATHER INSOLE ; EASILY REMOVABLE AND ADAPTABLE SOLE; GOOD TOE SPRING ; REMOVABLE CORK INLAY ; HIGH TOE BOX ; STRONG TOE CAP ; SOFT TONGUE TO ASSIST SHOE FIT ; HIGH AND EXTENDED CORSET STIFFENERS PAIR BLACK SIZE 23"
12224 | 4224170637400 | "TARSO MEDIUS BOOT OR EQUIVALENT ADULT SURGICAL STRAIGHT LAST; SOFT PADDING AROUND HEEL CUFFS ; MADE FROM COW/CALF LEATHER ; A HIGH AND EXTRA-LONG STIFFENER TO SUPPORT ANKLE ; FULL LEATHER INSOLE ; EASILY REMOVABLE AND ADAPTABLE SOLE; GOOD TOE SPRING ; REMOVABLE CORK INLAY ; HIGH TOE BOX ; STRONG TOE CAP ; SOFT TONGUE TO ASSIST SHOE FIT ; HIGH AND EXTENDED CORSET STIFFENERS PAIR BROWN SIZE 42"
12225 | 4224170637500 | "TARSO MEDIUS BOOT OR EQUIVALENT ADULT SURGICAL STRAIGHT LAST; SOFT PADDING AROUND HEEL CUFFS ; MADE FROM COW/CALF LEATHER ; A HIGH AND EXTRA-LONG STIFFENER TO SUPPORT ANKLE ; FULL LEATHER INSOLE ; EASILY REMOVABLE AND ADAPTABLE SOLE; GOOD TOE SPRING ; REMOVABLE CORK INLAY ; HIGH TOE BOX ; STRONG TOE CAP ; SOFT TONGUE TO ASSIST SHOE FIT ; HIGH AND EXTENDED CORSET STIFFENERS PAIR BROWN SIZE 43"
12226 | 4224170637600 | "TARSO MEDIUS BOOT OR EQUIVALENT ADULT SURGICAL STRAIGHT LAST; SOFT PADDING AROUND HEEL CUFFS ; MADE FROM COW/CALF LEATHER ; A HIGH AND EXTRA-LONG STIFFENER TO SUPPORT ANKLE ; FULL LEATHER INSOLE ; EASILY REMOVABLE AND ADAPTABLE SOLE; GOOD TOE SPRING ; REMOVABLE CORK INLAY ; HIGH TOE BOX ; STRONG TOE CAP ; SOFT TONGUE TO ASSIST SHOE FIT ; HIGH AND EXTENDED CORSET STIFFENERS PAIR BROWN SIZE 44"
12227 | 4224170637700 | "TARSO MEDIUS BOOT OR EQUIVALENT ADULT SURGICAL STRAIGHT LAST; SOFT PADDING AROUND HEEL CUFFS ; MADE FROM COW/CALF LEATHER ; A HIGH AND EXTRA-LONG STIFFENER TO SUPPORT ANKLE ; FULL LEATHER INSOLE ; EASILY REMOVABLE AND ADAPTABLE SOLE; GOOD TOE SPRING ; REMOVABLE CORK INLAY ; HIGH TOE BOX ; STRONG TOE CAP ; SOFT TONGUE TO ASSIST SHOE FIT ; HIGH AND EXTENDED CORSET STIFFENERS PAIR BROWN SIZE 45"
12228 | 4224170637800 | "TARSO-MEDIUS BOOT OR EQUIVALENT PEDIATRIC SURGICAL STRAIGHT LAST; SOFT PADDING AROUND HEEL CUFFS ; MADE FROM COW/CALF LEATHER ; A HIGH AND EXTRA-LONG STIFFENER TO SUPPORT ANKLE ; FULL LEATHER INSOLE ; EASILY REMOVABLE AND ADAPTABLE SOLE; GOOD TOE SPRING ; REMOVABLE CORK INLAY ; HIGH TOE BOX ; STRONG TOE CAP ; SOFT TONGUE TO ASSIST SHOE FIT ; HIGH AND EXTENDED CORSET STIFFENERS PAIR BROWN SIZE 22"
12229 | 4224170637900 | "TARSO-MEDIUS BOOT OR EQUIVALENT PEDIATRIC SURGICAL STRAIGHT LAST; SOFT PADDING AROUND HEEL CUFFS ; MADE FROM COW/CALF LEATHER ; A HIGH AND EXTRA-LONG STIFFENER TO SUPPORT ANKLE ; FULL LEATHER INSOLE ; EASILY REMOVABLE AND ADAPTABLE SOLE; GOOD TOE SPRING ; REMOVABLE CORK INLAY ; HIGH TOE BOX ; STRONG TOE CAP ; SOFT TONGUE TO ASSIST SHOE FIT ; HIGH AND EXTENDED CORSET STIFFENERS PAIR BROWN SIZE 24"
12230 | 4224170638000 | "TARSO-MEDIUS BOOT OR EQUIVALENT PEDIATRIC SURGICAL STRAIGHT LAST; SOFT PADDING AROUND HEEL CUFFS ; MADE FROM COW/CALF LEATHER ; A HIGH AND EXTRA-LONG STIFFENER TO SUPPORT ANKLE ; FULL LEATHER INSOLE ; EASILY REMOVABLE AND ADAPTABLE SOLE; GOOD TOE SPRING ; REMOVABLE CORK INLAY ; HIGH TOE BOX ; STRONG TOE CAP ; SOFT TONGUE TO ASSIST SHOE FIT ; HIGH AND EXTENDED CORSET STIFFENERS PAIR BROWN SIZE 19"
12231 | 4224170638100 | "TARSO-MEDIUS BOOT OR EQUIVALENT PEDIATRIC SURGICAL STRAIGHT LAST; SOFT PADDING AROUND HEEL CUFFS ; MADE FROM COW/CALF LEATHER ; A HIGH AND EXTRA-LONG STIFFENER TO SUPPORT ANKLE ; FULL LEATHER INSOLE ; EASILY REMOVABLE AND ADAPTABLE SOLE; GOOD TOE SPRING ; REMOVABLE CORK INLAY ; HIGH TOE BOX ; STRONG TOE CAP ; SOFT TONGUE TO ASSIST SHOE FIT ; HIGH AND EXTENDED CORSET STIFFENERS PAIR BROWN SIZE 21"
12232 | 4224170638200 | "TARSO-MEDIUS BOOT OR EQUIVALENT PEDIATRIC SURGICAL STRAIGHT LAST; SOFT PADDING AROUND HEEL CUFFS ; MADE FROM COW/CALF LEATHER ; A HIGH AND EXTRA-LONG STIFFENER TO SUPPORT ANKLE ; FULL LEATHER INSOLE ; EASILY REMOVABLE AND ADAPTABLE SOLE; GOOD TOE SPRING ; REMOVABLE CORK INLAY ; HIGH TOE BOX ; STRONG TOE CAP ; SOFT TONGUE TO ASSIST SHOE FIT ; HIGH AND EXTENDED CORSET STIFFENERS PAIR BLACK SIZE 24"
12233 | 4224170638300 | "TARSO-MEDIUS BOOT OR EQUIVALENT PEDIATRIC SURGICAL STRAIGHT LAST; SOFT PADDING AROUND HEEL CUFFS ; MADE FROM COW/CALF LEATHER ; A HIGH AND EXTRA-LONG STIFFENER TO SUPPORT ANKLE ; FULL LEATHER INSOLE ; EASILY REMOVABLE AND ADAPTABLE SOLE; GOOD TOE SPRING ; REMOVABLE CORK INLAY ; HIGH TOE BOX ; STRONG TOE CAP ; SOFT TONGUE TO ASSIST SHOE FIT ; HIGH AND EXTENDED CORSET STIFFENERS PAIR BLACK SIZE 22"
12234 | 4224170638400 | "TARSO-MEDIUS BOOT OR EQUIVALENT PEDIATRIC SURGICAL STRAIGHT LAST; SOFT PADDING AROUND HEEL CUFFS ; MADE FROM COW/CALF LEATHER ; A HIGH AND EXTRA-LONG STIFFENER TO SUPPORT ANKLE ; FULL LEATHER INSOLE ; EASILY REMOVABLE AND ADAPTABLE SOLE; GOOD TOE SPRING ; REMOVABLE CORK INLAY ; HIGH TOE BOX ; STRONG TOE CAP ; SOFT TONGUE TO ASSIST SHOE FIT ; HIGH AND EXTENDED CORSET STIFFENERS PAIR BLACK SIZE 25"
12235 | 4224170638500 | "TARSO-MEDIUS BOOT OR EQUIVALENT PEDIATRIC SURGICAL STRAIGHT LAST; SOFT PADDING AROUND HEEL CUFFS ; MADE FROM COW/CALF LEATHER ; A HIGH AND EXTRA-LONG STIFFENER TO SUPPORT ANKLE ; FULL LEATHER INSOLE ; EASILY REMOVABLE AND ADAPTABLE SOLE; GOOD TOE SPRING ; REMOVABLE CORK INLAY ; HIGH TOE BOX ; STRONG TOE CAP ; SOFT TONGUE TO ASSIST SHOE FIT ; HIGH AND EXTENDED CORSET STIFFENERS PAIR BROWN SIZE 23"
12236 | 4224170638600 | "TARSO-MEDIUS BOOT OR EQUIVALENT PEDIATRIC SURGICAL STRAIGHT LAST; SOFT PADDING AROUND HEEL CUFFS ; MADE FROM COW/CALF LEATHER ; A HIGH AND EXTRA-LONG STIFFENER TO SUPPORT ANKLE ; FULL LEATHER INSOLE ; EASILY REMOVABLE AND ADAPTABLE SOLE; GOOD TOE SPRING ; REMOVABLE CORK INLAY ; HIGH TOE BOX ; STRONG TOE CAP ; SOFT TONGUE TO ASSIST SHOE FIT ; HIGH AND EXTENDED CORSET STIFFENERS PAIR BLACK SIZE 19"
12237 | 4224170638700 | "TARSO-MEDIUS BOOT OR EQUIVALENT PEDIATRIC SURGICAL STRAIGHT LAST; SOFT PADDING AROUND HEEL CUFFS ; MADE FROM COW/CALF LEATHER ; A HIGH AND EXTRA-LONG STIFFENER TO SUPPORT ANKLE ; FULL LEATHER INSOLE ; EASILY REMOVABLE AND ADAPTABLE SOLE; GOOD TOE SPRING ; REMOVABLE CORK INLAY ; HIGH TOE BOX ; STRONG TOE CAP ; SOFT TONGUE TO ASSIST SHOE FIT ; HIGH AND EXTENDED CORSET STIFFENERS PAIR BLACK SIZE 20"
12238 | 4224170638800 | "TARSO MEDIUS BOOT OR EQUIVALENT ADULT SURGICAL STRAIGHT LAST; SOFT PADDING AROUND HEEL CUFFS ; MADE FROM COW/CALF LEATHER ; A HIGH AND EXTRA-LONG STIFFENER TO SUPPORT ANKLE ; FULL LEATHER INSOLE ; EASILY REMOVABLE AND ADAPTABLE SOLE; GOOD TOE SPRING ; REMOVABLE CORK INLAY ; HIGH TOE BOX ; STRONG TOE CAP ; SOFT TONGUE TO ASSIST SHOE FIT ; HIGH AND EXTENDED CORSET STIFFENERS PAIR BLACK SIZE 45"
12239 | 4224170638900 | "TARSO-MEDIUS BOOT OR EQUIVALENT PEDIATRIC SURGICAL STRAIGHT LAST; SOFT PADDING AROUND HEEL CUFFS ; MADE FROM COW/CALF LEATHER ; A HIGH AND EXTRA-LONG STIFFENER TO SUPPORT ANKLE ; FULL LEATHER INSOLE ; EASILY REMOVABLE AND ADAPTABLE SOLE; GOOD TOE SPRING ; REMOVABLE CORK INLAY ; HIGH TOE BOX ; STRONG TOE CAP ; SOFT TONGUE TO ASSIST SHOE FIT ; HIGH AND EXTENDED CORSET STIFFENERS PAIR BLACK SIZE 21"
12240 | 4224170639000 | "TARSO-MEDIUS BOOT OR EQUIVALENT PEDIATRIC SURGICAL STRAIGHT LAST; SOFT PADDING AROUND HEEL CUFFS ; MADE FROM COW/CALF LEATHER ; A HIGH AND EXTRA-LONG STIFFENER TO SUPPORT ANKLE ; FULL LEATHER INSOLE ; EASILY REMOVABLE AND ADAPTABLE SOLE; GOOD TOE SPRING ; REMOVABLE CORK INLAY ; HIGH TOE BOX ; STRONG TOE CAP ; SOFT TONGUE TO ASSIST SHOE FIT ; HIGH AND EXTENDED CORSET STIFFENERS PAIR BLACK SIZE 26"
12241 | 4224170639100 | "TARSO-MEDIUS BOOT OR EQUIVALENT PEDIATRIC SURGICAL STRAIGHT LAST; SOFT PADDING AROUND HEEL CUFFS ; MADE FROM COW/CALF LEATHER ; A HIGH AND EXTRA-LONG STIFFENER TO SUPPORT ANKLE ; FULL LEATHER INSOLE ; EASILY REMOVABLE AND ADAPTABLE SOLE; GOOD TOE SPRING ; REMOVABLE CORK INLAY ; HIGH TOE BOX ; STRONG TOE CAP ; SOFT TONGUE TO ASSIST SHOE FIT ; HIGH AND EXTENDED CORSET STIFFENERS PAIR BLACK SIZE 28"
12242 | 4224170639200 | "TARSO-MEDIUS BOOT OR EQUIVALENT PEDIATRIC SURGICAL STRAIGHT LAST; SOFT PADDING AROUND HEEL CUFFS ; MADE FROM COW/CALF LEATHER ; A HIGH AND EXTRA-LONG STIFFENER TO SUPPORT ANKLE ; FULL LEATHER INSOLE ; EASILY REMOVABLE AND ADAPTABLE SOLE; GOOD TOE SPRING ; REMOVABLE CORK INLAY ; HIGH TOE BOX ; STRONG TOE CAP ; SOFT TONGUE TO ASSIST SHOE FIT ; HIGH AND EXTENDED CORSET STIFFENERS PAIR BLACK SIZE 27"
12243 | 4224170639300 | "TARSO-MEDIUS BOOT OR EQUIVALENT PEDIATRIC SURGICAL STRAIGHT LAST; SOFT PADDING AROUND HEEL CUFFS ; MADE FROM COW/CALF LEATHER ; A HIGH AND EXTRA-LONG STIFFENER TO SUPPORT ANKLE ; FULL LEATHER INSOLE ; EASILY REMOVABLE AND ADAPTABLE SOLE; GOOD TOE SPRING ; REMOVABLE CORK INLAY ; HIGH TOE BOX ; STRONG TOE CAP ; SOFT TONGUE TO ASSIST SHOE FIT ; HIGH AND EXTENDED CORSET STIFFENERS PAIR BROWN SIZE 20"
12244 | 4224170639400 | "TARSO-MEDIUS BOOT OR EQUIVALENT PEDIATRIC SURGICAL STRAIGHT LAST; SOFT PADDING AROUND HEEL CUFFS ; MADE FROM COW/CALF LEATHER ; A HIGH AND EXTRA-LONG STIFFENER TO SUPPORT ANKLE ; FULL LEATHER INSOLE ; EASILY REMOVABLE AND ADAPTABLE SOLE; GOOD TOE SPRING ; REMOVABLE CORK INLAY ; HIGH TOE BOX ; STRONG TOE CAP ; SOFT TONGUE TO ASSIST SHOE FIT ; HIGH AND EXTENDED CORSET STIFFENERS PAIR BROWN SIZE 25"
12245 | 4224170639500 | "TARSO-MEDIUS BOOT OR EQUIVALENT PEDIATRIC SURGICAL STRAIGHT LAST; SOFT PADDING AROUND HEEL CUFFS ; MADE FROM COW/CALF LEATHER ; A HIGH AND EXTRA-LONG STIFFENER TO SUPPORT ANKLE ; FULL LEATHER INSOLE ; EASILY REMOVABLE AND ADAPTABLE SOLE; GOOD TOE SPRING ; REMOVABLE CORK INLAY ; HIGH TOE BOX ; STRONG TOE CAP ; SOFT TONGUE TO ASSIST SHOE FIT ; HIGH AND EXTENDED CORSET STIFFENERS PAIR BROWN SIZE 26"
12246 | 4224170639600 | "TARSO-MEDIUS BOOT OR EQUIVALENT PEDIATRIC SURGICAL STRAIGHT LAST; SOFT PADDING AROUND HEEL CUFFS ; MADE FROM COW/CALF LEATHER ; A HIGH AND EXTRA-LONG STIFFENER TO SUPPORT ANKLE ; FULL LEATHER INSOLE ; EASILY REMOVABLE AND ADAPTABLE SOLE; GOOD TOE SPRING ; REMOVABLE CORK INLAY ; HIGH TOE BOX ; STRONG TOE CAP ; SOFT TONGUE TO ASSIST SHOE FIT ; HIGH AND EXTENDED CORSET STIFFENERS PAIR BROWN SIZE 27"
12247 | 4224170639700 | "TARSO-MEDIUS BOOT OR EQUIVALENT PEDIATRIC SURGICAL STRAIGHT LAST; SOFT PADDING AROUND HEEL CUFFS ; MADE FROM COW/CALF LEATHER ; A HIGH AND EXTRA-LONG STIFFENER TO SUPPORT ANKLE ; FULL LEATHER INSOLE ; EASILY REMOVABLE AND ADAPTABLE SOLE; GOOD TOE SPRING ; REMOVABLE CORK INLAY ; HIGH TOE BOX ; STRONG TOE CAP ; SOFT TONGUE TO ASSIST SHOE FIT ; HIGH AND EXTENDED CORSET STIFFENERS PAIR BROWN SIZE 28"
12248 | 4224170639800 | DYNAMIC WALK LIGHTWEIGHT MOLDABLE CARBON FIBER COMPOSITE OPEN HEEL WITH PADDING KIT LARGE LEFT
12249 | 4224170639900 | DYNAMIC WALK LIGHTWEIGHT MOLDABLE CARBON FIBER COMPOSITE OPEN HEEL WITH PADDING KIT LARGE RIGHT
12250 | 4224170640000 | DYNAMIC WALK LIGHTWEIGHT MOLDABLE CARBON FIBER COMPOSITE OPEN HEEL WITH PADDING KIT MEDIUM LEFT
12251 | 4224170640100 | DYNAMIC WALK LIGHTWEIGHT MOLDABLE CARBON FIBER COMPOSITE OPEN HEEL WITH PADDING KIT MEDIUM RIGHT
12252 | 4224170640200 | DYNAMIC WALK LIGHTWEIGHT MOLDABLE CARBON FIBER COMPOSITE OPEN HEEL WITH PADDING KIT SMALL LEFT
12253 | 4224170640300 | DYNAMIC WALK LIGHTWEIGHT MOLDABLE CARBON FIBER COMPOSITE OPEN HEEL WITH PADDING KIT SMALL RIGHT
12254 | 4224170640400 | DYNAMIC WALK LIGHTWEIGHT MOLDABLE CARBON FIBER COMPOSITE OPEN HEEL WITH PADDING KIT WIDE ANKLE LARGE LEFT
12255 | 4224170640500 | DYNAMIC WALK LIGHTWEIGHT MOLDABLE CARBON FIBER COMPOSITE OPEN HEEL WITH PADDING KIT WIDE ANKLE LARGE RIGHT
12256 | 4224170640600 | DYNAMIC WALK LIGHTWEIGHT MOLDABLE CARBON FIBER COMPOSITE OPEN HEEL WITH PADDING KIT WIDE ANKLE MEDIUM LEFT
12257 | 4224170640700 | DYNAMIC WALK LIGHTWEIGHT MOLDABLE CARBON FIBER COMPOSITE OPEN HEEL WITH PADDING KIT WIDE ANKLE MEDIUM RIGHT
12258 | 4224170640800 | DYNAMIC WALK LIGHTWEIGHT MOLDABLE CARBON FIBER COMPOSITE OPEN HEEL WITH PADDING KIT WIDE ANKLE SMALL LEFT
12259 | 4224170640900 | DYNAMIC WALK LIGHTWEIGHT MOLDABLE CARBON FIBER COMPOSITE OPEN HEEL WITH PADDING KIT WIDE ANKLE SMALL RIGHT
12260 | 4224170641000 | INSOLE ANKLE - FOOT - ORTHOSIS FULL VARUS MOULDED POLYPROPYLENE VERSION IN FULL INSOLE TO ADAPT TO FOOTWEAR ADJUSTABLE TENSION STRAPS FOR VARUS DEVIATION EASY - FITTING AND ANATOMICAL DESIGN REMOVABLE ADJUSTMENT TAPE IN THE TIBIAL AREA PADDING IN THE CALF AREA DORSIFLEXION IN THE EQUINE FOOT CONTROLS VARUS DEVIATION IT FACILITATES WALKING AND FUNCTIONAL REHABILITATION EQUINE FOOT IN FLACCID PARALYSIS WITH AND WITHOUT VARUS DEVIATION HEMIPLEGIA DUE TO VASCULAR - CEREBRAL ACCIDENTS STROKE RETRACTION OF THE ACHILLES TENDON IN INFANTILE CEREBRAL PALSY INJURY OF THE EXTERNAL POPLITEAL SCIATIC NERVE
12261 | 4224170641100 | INSOLE ANKLE - FOOT - ORTHOSIS HALF VARUS MOULDED POLYPROPYLENE VERSION IN FULL INSOLE TO ADAPT TO FOOTWEAR. ADJUSTABLE TENSION STRAPS FOR VARUS DEVIATION EASY - FITTING AND ANATOMICAL DESIGN REMOVABLE ADJUSTMENT TAPE IN THE TIBIAL AREA PADDING IN THE CALF AREA. DORSIFLEXION IN THE EQUINE FOOT CONTROLS VARUS DEVIATION IT FACILITATES WALKING AND FUNCTIONAL REHABILITATION EQUINE FOOT IN FLACCID PARALYSIS WITH AND WITHOUT VARUS DEVIATION HEMIPLEGIA DUE TO VASCULAR - CEREBRAL ACCIDENTS STROKE RETRACTION OF THE ACHILLES TENDON IN INFANTILE CEREBRAL PALSY INJURY OF THE EXTERNAL POPLITEAL SCIATIC NERVE
12262 | 4224170641200 | "HALLUX VALGUS CORRECTOR ORTHOSIS ANATOMICAL CONFORMATION CUSHION PAD FOR 1ST TOE METATARSAL STRAP RULED ON THE 5 TH METATARSAL FOR THE CONTROL OF THE CORRECTIVE PRESSURE METATARSAL STRAP ON THE 1ST METATARSAL ANATOMY AND RETROCAPITAL IT INCORPORATES COMFORT PAD ON THE 5 TH METATARSAL MADE OF THERMOPLASTIC SOFT VELCRO CLOSURE FORCES EXERTED BY THE ORTHOSIS THROUGH 3 POINTS OF SUPPORT PLACES THE BIG TOE ACCORDING TO ITS AXIS CORRECTING ITS DEVIATION IN VALGUS (BUNION) AND ACHIEVING THE METATARSOPHALANGEAL ALIGNMENT GENERATES A SIGNIFICANT ELONGATION "
12263 | 4224170641300 | SPLINT LEG POSTURAL ORTHOSIS FOR POSITIONING OF LOWER LIMB EASY FITTING ANTIDECUBITUS HEEL COMFORTABLE PADS FOR THE PATIENT FORMED FOAM IN THE CALF AREA OPENING IN THE HEEL AREA TO PREVENT POSSIBLE PRESSURE SORES PLANTAR TRIANGLE THAT ALLOWS ROTATIONAL REGULATION (- 15 DEGREE 0 DEGREE + 15 DEGREE) IMMOBILIZATION POSITIONAL CONTROL PREVENTION OF DEFORMITIES OF PATIENTS POST - OPERATIVE HIP KNEE AND FOOT WHICH REQUIRE THE POSITIONING OF THE LOWER EXTREMITY ANTIDECUBITUS BY PADDING MAINLY IN THE HEEL AREA DUE TO THE FORMED OPENING IN THE FOAM AND IN FINGERS DUE TO THE PLANT HEIGHT WHICH PREVENTS THE SHEETS CONTACT
12264 | 4224170641500 | "SILICONE BUNION HALLUX VALGUS COVERS LATERALLY THE BUNION AREA HOLDING ITSELF WITH THE HOOP IN A TOE WASHABLE ASSORTED SIZE"
12265 | 4224170641600 | SILICONE SHIELD VARUS QUINTUS LATERAL DISCHARGE OF THE BUNION AREA HOLDING ITSELF WITH THE HOOP IN THE FIFTH TOE MADE OF EXTRA - SOFT MEDICAL SILICONE IT FITS TO BODY TEMPERATURE WASHABLE LATERAL DISCHARGE OF THE BUNION AREA PROTECTION OF FRICTION AND PRESSURES OF BUNION QUINTUS VALGUS SIDE SHIELD QUINTUS VALGUS BURSITIS
12266 | 4224170641700 | "SILICONE TOE SEPARATOR FOR HALLUX VALGUS ASSORTED SIZE"
12267 | 4224170642200 | ORTHOTIC ANKLE FOOT TOEOFF 2 ½ OR EQUIVALENT LIGHTWEIGHT CARBON COMPOSITE COMFORTABLE ANTERIOR DESIGN OPEN HEEL DYNAMIC FOOTPLATE GRADED STABILITY FITS IN NORMAL SHOES 7 MM HEEL HEIGHT STABILIZES THE ANKLE AND PROVIDES ADDED CONTROL OF PROXIMAL DEFICITS SUPPORTS THE PATIENT THROUGH COMPLETE GAIT CYCLE MILD TO MODERATE PROXIMAL DEFICITS AND SPASTICITY LIMB
12268 | 4224170642700 | "SOFT PADDING KIT FOR AFO INTERFACE BETWEEN ORTHOSIS AND TIBIAL CREST COMFORT AND RELIEF OF POTENTIAL DISCOMFORT FROM BONY PROMINENCES AN EXTRA PAD IS INCLUDED TO ALLOW REPLACEMENT WHILE WASHING ASSORTED SIZE AND SIDE"
12269 | 4224170643200 | "EXTERNAL FOOT DROP BRACE CAN BE FIT EXTERNALLY ON HIGH HIKING FOOTWEAR WINTER OR SAFETY BOOTS CAN BE ADJUSTED MADE FROM HIGHLY DURABL ATTACHES TO THE OUTSIDE OF FOOTWEAR AND IS QUICKLY AND EASILY INTERCHANGEABLE FROM SHOE TO SHOE ASSORTED SIZE AND SIDE"
12270 | 4224170643300 | ORTHOTIC ARCH SUPPORT 3/4 LENGTH
12271 | 4224170643400 | ORTHOTIC ARCH SUPPORT FULL LENGTH
12272 | 4224170643500 | HEEL CUP SILICONE FOR SPUR SIZE LARGE (PAIR)
12273 | 4224170643600 | HEEL CUP SILICONE FOR SPUR SIZE MEDIUM (PAIR)
12274 | 4224170643700 | HEEL CUP SILICONE FOR SPUR SIZE SMALL (PAIR)
12275 | 4224170643900 | HEEL CUP SILICONE MEDIUM RECOVERY WITH ANTI-MICROBIAL COVER SIZE EXTRA LARGE (PAIR)
12276 | 4224170644000 | HEEL CUP SILICONE MEDIUM RECOVERY WITH ANTI-MICROBIAL COVER SIZE DOUBLE EXTRA LARGE (PAIR)
12277 | 4224170644100 | ORTHOTICS FOR MEDICAL DIABETIC AND FLAT FOOT
12278 | 4224170644200 | "ORTHOSIS FOOT METATARSAL PAD BALL OF FOOT REGULAR LARGE"
12279 | 4224170644300 | "ORTHOSIS FOOT METATARSAL PAD BALL OF FOOT REGULAR MEDIUM"
12280 | 4224170644400 | ORTHOSIS FOOT PAD SMALL
12281 | 4224170644700 | "ANKLE FOOT ORTHOSIS (AFO) RIGID POLYPROPYLENE 4 MM FULL FOOT ANATOMICAL DESIGN PADDING IN CALF AREA ASSISTS DORSIFLEXION IN THE FOOT SIZE 41 - 44 RIGHT"
12282 | 4224170644800 | "ANKLE FOOT ORTHOSIS (AFO) RIGID POLYPROPYLENE 4 MM FULL FOOT ANATOMICAL DESIGN PADDING IN CALF AREA ASSISTS DORSIFLEXION IN THE FOOT SIZE 39 - 41 LEFT"
12283 | 4224170644900 | "ANKLE FOOT ORTHOSIS (AFO) RIGID POLYPROPYLENE 4 MM FULL FOOT ANATOMICAL DESIGN PADDING IN CALF AREA ASSISTS DORSIFLEXION IN THE FOOT SIZE 39 - 41 RIGHT"
12284 | 4224170645000 | "ANKLE FOOT ORTHOSIS (AFO) RIGID POLYPROPYLENE 4 MM FULL FOOT ANATOMICAL DESIGN PADDING IN CALF AREA ASSISTS DORSIFLEXION IN THE FOOT SIZE 41 - 44 LEFT"
12285 | 4224170655900 | SUPRA MALLEOLAR ORTHOSIS CUSTOM MADE PEDIATRIC THICKNESS 1-3MM POLYETHYLENE COLOR UPON REQUEST
12286 | 4224170656000 | SUPRA MALLEOLAR ORTHOSIS CUSTOM MADE COMBO THICKNESS 1-3MM POLYETHYLENE WITH ANKLE FOOT ORTHOSIS THICKNESS 2- 4MM POLYPROPYLENE
12287 | 4224170656100 | "CROW BOOT CUSTOM MADE CHARCOT RESTRAINT ORTHOTIC WALKERS/TOTAL CONTACT BRACE INNER DIABETIC PADDING"
12288 | 4224170701400 | "DYNAMIC ANKLE FOOT ORTHOSIS (DAFO) PREFABRICATED DYNAMIC ANKLE FOOT ORTHOSIS FOR PEDIATRIC (TOE WALKING PLANTER FLEXION STABILITY CORRECT PRONATION/SUPINATION) EACH ONE IS 2 EACH AND THREE COLORS ""BLUE PINK WHITE"" SIZE 4 INCHES LEFT"
12289 | 4224170701500 | "DYNAMIC ANKLE FOOT ORTHOSIS (DAFO) PREFABRICATED DYNAMIC ANKLE FOOT ORTHOSIS FOR PEDIATRIC (TOE WALKING PLANTER FLEXION STABILITY CORRECT PRONATION/SUPINATION) EACH ONE IS 2 PIECE AND THREE COLORS ""BLUE PINK WHITE"" SIZE 4 INCHES RIGHT"
12290 | 4224170701600 | "DYNAMIC ANKLE FOOT ORTHOSIS (DAFO) PREFABRICATED DYNAMIC ANKLE FOOT ORTHOSIS FOR PEDIATRIC (TOE WALKING PLANTER FLEXION STABILITY CORRECT PRONATION/SUPINATION) EACH ONE IS 2 PIECE AND THREE COLORS ""BLUE PINK WHITE"" SIZE 4.25 INCHES LEFT"
12291 | 4224170701700 | "DYNAMIC ANKLE FOOT ORTHOSIS (DAFO) PREFABRICATED DYNAMIC ANKLE FOOT ORTHOSIS FOR PEDIATRIC (TOE WALKING PLANTER FLEXION STABILITY CORRECT PRONATION/SUPINATION) EACH ONE IS 2 PIECE AND THREE COLORS ""BLUE PINK WHITE"" SIZE 4.25 INCHES RIGHT"
12292 | 4224170701800 | "DYNAMIC ANKLE FOOT ORTHOSIS (DAFO) PREFABRICATED DYNAMIC ANKLE FOOT ORTHOSIS FOR PEDIATRIC (TOE WALKING PLANTER FLEXION STABILITY CORRECT PRONATION/SUPINATION) EACH ONE IS 2 PIECE AND THREE COLORS ""BLUE PINK WHITE"" SIZE 4.5 INCHES LEFT"
12293 | 4224170701900 | "DYNAMIC ANKLE FOOT ORTHOSIS (DAFO) PREFABRICATED DYNAMIC ANKLE FOOT ORTHOSIS FOR PEDIATRIC (TOE WALKING PLANTER FLEXION STABILITY CORRECT PRONATION/SUPINATION) EACH ONE IS 2 PIECE AND THREE COLORS ""BLUE PINK WHITE"" SIZE 4.5 INCHES RIGHT"
12294 | 4224170702000 | "DYNAMIC ANKLE FOOT ORTHOSIS (DAFO) PREFABRICATED DYNAMIC ANKLE FOOT ORTHOSIS FOR PEDIATRIC (TOE WALKING PLANTER FLEXION STABILITY CORRECT PRONATION/SUPINATION) EACH ONE IS 2 PIECE AND THREE COLORS ""BLUE PINK WHITE"" SIZE 4.75 INCHES LEFT"
12295 | 4224170702100 | "DYNAMIC ANKLE FOOT ORTHOSIS (DAFO) PREFABRICATED DYNAMIC ANKLE FOOT ORTHOSIS FOR PEDIATRIC (TOE WALKING PLANTER FLEXION STABILITY CORRECT PRONATION/SUPINATION) EACH ONE IS 2 PIECE AND THREE COLORS ""BLUE PINK WHITE"" SIZE 4.75 INCHES RIGHT"
12296 | 4224170702200 | "DYNAMIC ANKLE FOOT ORTHOSIS (DAFO) PREFABRICATED DYNAMIC ANKLE FOOT ORTHOSIS FOR PEDIATRIC (TOE WALKING PLANTER FLEXION STABILITY CORRECT PRONATION/SUPINATION) EACH ONE IS 2 PIECE AND THREE COLORS ""BLUE PINK WHITE"" SIZE 5 INCHES LEFT"
12297 | 4224170702300 | "DYNAMIC ANKLE FOOT ORTHOSIS (DAFO) PREFABRICATED DYNAMIC ANKLE FOOT ORTHOSIS FOR PEDIATRIC (TOE WALKING PLANTER FLEXION STABILITY CORRECT PRONATION/SUPINATION) EACH ONE IS 2 PIECE AND THREE COLORS ""BLUE PINK WHITE"" SIZE 5 INCHES RIGHT"
12298 | 4224170702400 | "DYNAMIC ANKLE FOOT ORTHOSIS (DAFO) PREFABRICATED DYNAMIC ANKLE FOOT ORTHOSIS FOR PEDIATRIC (TOE WALKING PLANTER FLEXION STABILITY CORRECT PRONATION/SUPINATION) EACH ONE IS 2 PIECE AND THREE COLORS ""BLUE PINK WHITE"" SIZE 5.25 INCHES LEFT"
12299 | 4224170702500 | "DYNAMIC ANKLE FOOT ORTHOSIS (DAFO) PREFABRICATED DYNAMIC ANKLE FOOT ORTHOSIS FOR PEDIATRIC (TOE WALKING PLANTER FLEXION STABILITY CORRECT PRONATION/SUPINATION) EACH ONE IS 2 PIECE AND THREE COLORS ""BLUE PINK WHITE"" SIZE 5.25 INCHES RIGHT"
12300 | 4224170702600 | "DYNAMIC ANKLE FOOT ORTHOSIS (DAFO) PREFABRICATED DYNAMIC ANKLE FOOT ORTHOSIS FOR PEDIATRIC (TOE WALKING PLANTER FLEXION STABILITY CORRECT PRONATION/SUPINATION) EACH ONE IS 2 PIECE AND THREE COLORS ""BLUE PINK WHITE"" SIZE 5.5 INCHES LEFT"
12301 | 4224170702700 | "DYNAMIC ANKLE FOOT ORTHOSIS (DAFO) PREFABRICATED DYNAMIC ANKLE FOOT ORTHOSIS FOR PEDIATRIC (TOE WALKING PLANTER FLEXION STABILITY CORRECT PRONATION/SUPINATION) EACH ONE IS 2 PIECE AND THREE COLORS ""BLUE PINK WHITE"" SIZE 5.5 INCHES RIGHT"
12302 | 4224170702800 | "DYNAMIC ANKLE FOOT ORTHOSIS (DAFO) PREFABRICATED DYNAMIC ANKLE FOOT ORTHOSIS FOR PEDIATRIC (TOE WALKING PLANTER FLEXION STABILITY CORRECT PRONATION/SUPINATION) EACH ONE IS 2 PIECE AND THREE COLORS ""BLUE PINK WHITE"" SIZE 5.75 INCHES LEFT"
12303 | 4224170702900 | "DYNAMIC ANKLE FOOT ORTHOSIS (DAFO) PREFABRICATED DYNAMIC ANKLE FOOT ORTHOSIS FOR PEDIATRIC (TOE WALKING PLANTER FLEXION STABILITY CORRECT PRONATION/SUPINATION) EACH ONE IS 2 PIECE AND THREE COLORS ""BLUE PINK WHITE"" SIZE 5.75 INCHES RIGHT"
12304 | 4224170703000 | "DYNAMIC ANKLE FOOT ORTHOSIS (DAFO) PREFABRICATED DYNAMIC ANKLE FOOT ORTHOSIS FOR PEDIATRIC (TOE WALKING PLANTER FLEXION STABILITY CORRECT PRONATION/SUPINATION) EACH ONE IS 2 PIECE AND THREE COLORS ""BLUE PINK WHITE"" SIZE 6 INCHES RIGHT"
12305 | 4224170703100 | "DYNAMIC ANKLE FOOT ORTHOSIS (DAFO) PREFABRICATED DYNAMIC ANKLE FOOT ORTHOSIS FOR PEDIATRIC (TOE WALKING PLANTER FLEXION STABILITY CORRECT PRONATION/SUPINATION) EACH ONE IS 2 PIECE AND THREE COLORS ""BLUE PINK WHITE"" SIZE 6 INCHES LEFT"
12306 | 4224170703200 | "DYNAMIC ANKLE FOOT ORTHOSIS (DAFO) PREFABRICATED DYNAMIC ANKLE FOOT ORTHOSIS FOR PEDIATRIC (TOE WALKING PLANTER FLEXION STABILITY CORRECT PRONATION/SUPINATION) EACH ONE IS 2 PIECE AND THREE COLORS ""BLUE PINK WHITE"" SIZE 6.25 INCHES LEFT"
12307 | 4224170703300 | "DYNAMIC ANKLE FOOT ORTHOSIS (DAFO) PREFABRICATED DYNAMIC ANKLE FOOT ORTHOSIS FOR PEDIATRIC (TOE WALKING PLANTER FLEXION STABILITY CORRECT PRONATION/SUPINATION) EACH ONE IS 2 PIECE AND THREE COLORS ""BLUE PINK WHITE"" SIZE 6.25 INCHES RIGHT"
12308 | 4224170703400 | "DYNAMIC ANKLE FOOT ORTHOSIS (DAFO) PREFABRICATED DYNAMIC ANKLE FOOT ORTHOSIS FOR PEDIATRIC (TOE WALKING PLANTER FLEXION STABILITY CORRECT PRONATION/SUPINATION) EACH ONE IS 2 PIECE AND THREE COLORS ""BLUE PINK WHITE"" SIZE 6.5 INCHES RIGHT"
12309 | 4224170703500 | "DYNAMIC ANKLE FOOT ORTHOSIS (DAFO) PREFABRICATED DYNAMIC ANKLE FOOT ORTHOSIS FOR PEDIATRIC (TOE WALKING PLANTER FLEXION STABILITY CORRECT PRONATION/SUPINATION) EACH ONE IS 2 PIECE AND THREE COLORS ""BLUE PINK WHITE"" SIZE 6.5 INCHES LEFT"
12310 | 4224170703600 | "DYNAMIC ANKLE FOOT ORTHOSIS (DAFO) PREFABRICATED DYNAMIC ANKLE FOOT ORTHOSIS FOR PEDIATRIC (TOE WALKING PLANTER FLEXION STABILITY CORRECT PRONATION/SUPINATION) EACH ONE IS 2 PIECE AND THREE COLORS ""BLUE PINK WHITE"" SIZE 6.75 INCHES LEFT"
12311 | 4224170703700 | "DYNAMIC ANKLE FOOT ORTHOSIS (DAFO) PREFABRICATED DYNAMIC ANKLE FOOT ORTHOSIS FOR PEDIATRIC (TOE WALKING PLANTER FLEXION STABILITY CORRECT PRONATION/SUPINATION) EACH ONE IS 2 PIECE AND THREE COLORS ""BLUE PINK WHITE"" SIZE 6.75 INCHES RIGHT"
12312 | 4224170703800 | "DYNAMIC ANKLE FOOT ORTHOSIS (DAFO) PREFABRICATED DYNAMIC ANKLE FOOT ORTHOSIS FOR PEDIATRIC (TOE WALKING PLANTER FLEXION STABILITY CORRECT PRONATION/SUPINATION) EACH ONE IS 2 PIECE AND THREE COLORS ""BLUE PINK WHITE"" SIZE 7 INCHES RIGHT"
12313 | 4224170703900 | "DYNAMIC ANKLE FOOT ORTHOSIS (DAFO) PREFABRICATED DYNAMIC ANKLE FOOT ORTHOSIS FOR PEDIATRIC (TOE WALKING PLANTER FLEXION STABILITY CORRECT PRONATION/SUPINATION) EACH ONE IS 2 PIECE AND THREE COLORS ""BLUE PINK WHITE"" SIZE 7 INCHES LEFT"
12314 | 4224170704000 | "DYNAMIC ANKLE FOOT ORTHOSIS (DAFO) PREFABRICATED DYNAMIC ANKLE FOOT ORTHOSIS FOR PEDIATRIC (TOE WALKING PLANTER FLEXION STABILITY CORRECT PRONATION/SUPINATION) EACH ONE IS 2 PIECE AND THREE COLORS ""BLUE PINK WHITE"" SIZE 7.25 INCHES LEFT"
12315 | 4224170704100 | "DYNAMIC ANKLE FOOT ORTHOSIS (DAFO) PREFABRICATED DYNAMIC ANKLE FOOT ORTHOSIS FOR PEDIATRIC (TOE WALKING PLANTER FLEXION STABILITY CORRECT PRONATION/SUPINATION) EACH ONE IS 2 PIECE AND THREE COLORS ""BLUE PINK WHITE"" SIZE 7.25 INCHES RIGHT"
12316 | 4224170704200 | "DYNAMIC ANKLE FOOT ORTHOSIS (DAFO) PREFABRICATED DYNAMIC ANKLE FOOT ORTHOSIS FOR PEDIATRIC (TOE WALKING PLANTER FLEXION STABILITY CORRECT PRONATION/SUPINATION) EACH ONE IS 2 PIECE AND THREE COLORS ""BLUE PINK WHITE"" SIZE 7.5 INCHES RIGHT"
12317 | 4224170704300 | "DYNAMIC ANKLE FOOT ORTHOSIS (DAFO) PREFABRICATED DYNAMIC ANKLE FOOT ORTHOSIS FOR PEDIATRIC (TOE WALKING PLANTER FLEXION STABILITY CORRECT PRONATION/SUPINATION) EACH ONE IS 2 PIECE AND THREE COLORS ""BLUE PINK WHITE"" SIZE 7.5 INCHES LEFT"
12318 | 4224170704400 | "DYNAMIC ANKLE FOOT ORTHOSIS (DAFO) PREFABRICATED DYNAMIC ANKLE FOOT ORTHOSIS FOR PEDIATRIC (TOE WALKING PLANTER FLEXION STABILITY CORRECT PRONATION/SUPINATION) EACH ONE IS 2 PIECE AND THREE COLORS ""BLUE PINK WHITE"" SIZE 7.75 INCHES LEFT"
12319 | 4224170704500 | "DYNAMIC ANKLE FOOT ORTHOSIS (DAFO) PREFABRICATED DYNAMIC ANKLE FOOT ORTHOSIS FOR PEDIATRIC (TOE WALKING PLANTER FLEXION STABILITY CORRECT PRONATION/SUPINATION) EACH ONE IS 2 PIECE AND THREE COLORS ""BLUE PINK WHITE"" SIZE 7.75 INCHES RIGHT"
12320 | 4224170704600 | "DYNAMIC ANKLE FOOT ORTHOSIS (DAFO) PREFABRICATED DYNAMIC ANKLE FOOT ORTHOSIS FOR PEDIATRIC (TOE WALKING PLANTER FLEXION STABILITY CORRECT PRONATION/SUPINATION) EACH ONE IS 2 PIECE AND THREE COLORS ""BLUE PINK WHITE"" SIZE 8 INCHES RIGHT"
12321 | 4224170704700 | "DYNAMIC ANKLE FOOT ORTHOSIS (DAFO) PREFABRICATED DYNAMIC ANKLE FOOT ORTHOSIS FOR PEDIATRIC (TOE WALKING PLANTER FLEXION STABILITY CORRECT PRONATION/SUPINATION) EACH ONE IS 2 PIECE AND THREE COLORS ""BLUE PINK WHITE"" SIZE 8 INCHES LEFT"
12322 | 4224170704800 | "DYNAMIC ANKLE FOOT ORTHOSIS (DAFO) PREFABRICATED DYNAMIC ANKLE FOOT ORTHOSIS FOR PEDIATRIC (TOE WALKING PLANTER FLEXION STABILITY CORRECT PRONATION/SUPINATION) EACH ONE IS 2 PIECE AND THREE COLORS ""BLUE PINK WHITE"" SIZE 8.25 INCHES LEFT"
12323 | 4224170704900 | "DYNAMIC ANKLE FOOT ORTHOSIS (DAFO) PREFABRICATED DYNAMIC ANKLE FOOT ORTHOSIS FOR PEDIATRIC (TOE WALKING PLANTER FLEXION STABILITY CORRECT PRONATION/SUPINATION) EACH ONE IS 2 PIECE AND THREE COLORS ""BLUE PINK WHITE"" SIZE 8.25 INCHES RIGHT"
12324 | 4224170705000 | "DYNAMIC ANKLE FOOT ORTHOSIS (DAFO) PREFABRICATED DYNAMIC ANKLE FOOT ORTHOSIS FOR PEDIATRIC (TOE WALKING PLANTER FLEXION STABILITY CORRECT PRONATION/SUPINATION) EACH ONE IS 2 PIECE AND THREE COLORS ""BLUE PINK WHITE"" SIZE 8.5 INCHES LEFT"
12325 | 4224170705100 | "DYNAMIC ANKLE FOOT ORTHOSIS (DAFO) PREFABRICATED DYNAMIC ANKLE FOOT ORTHOSIS FOR PEDIATRIC (TOE WALKING PLANTER FLEXION STABILITY CORRECT PRONATION/SUPINATION) EACH ONE IS 2 PIECE AND THREE COLORS ""BLUE PINK WHITE"" SIZE 8.5 INCHES RIGHT"
12326 | 4224170705200 | "CARBON ANKLE STRUT FOR AFO GENERATE ENERGY DURING HEEL STRIKE UP TO 10 KG BODY WEIGHT NORMAL ACTIVITY LEVEL WIDTH 22 MM APPROXIMATELY"
12327 | 4224170705300 | "CARBON ANKLE STRUT FOR AFO GENERATE ENERGY DURING HEEL STRIKE UP TO 100 KG BODY WEIGHT NORMAL ACTIVITY LEVEL WIDTH 30 MM APPROXIMATELY"
12328 | 4224170705400 | "CARBON ANKLE STRUT FOR AFO GENERATE ENERGY DURING HEEL STRIKE UP TO 80 KG BODY WEIGHT NORMAL ACTIVITY LEVEL WIDTH 30 MM APPROXIMATELY"
12329 | 4224170705500 | "CARBON ANKLE STRUT FOR AFO GENERATE ENERGY DURING HEEL STRIKE UP TO 20 KG BODY WEIGHT NORMAL ACTIVITY LEVEL WIDTH 22 MM APPROXIMATELY"
12330 | 4224170705600 | "CARBON ANKLE STRUT FOR AFO GENERATE ENERGY DURING HEEL STRIKE UP TO 60 KG BODY WEIGHT NORMAL ACTIVITY LEVEL WIDTH 30 MM APPROXIMATELY"
12331 | 4224170705700 | "CARBON ANKLE STRUT FOR AFO GENERATE ENERGY DURING HEEL STRIKE UP TO 40 KG BODY WEIGHT NORMAL ACTIVITY LEVEL WIDTH 25 MM APPROXIMATELY"
12332 | 4224170705800 | "CARBON ANKLE STRUT FOR AFO GENERATE ENERGY DURING HEEL STRIKE UP TO 30 KG BODY WEIGHT NORMAL ACTIVITY LEVEL WIDTH 25 MM APPROXIMATELY"
12333 | 4224170705900 | "AIR WALKER BOOT WITH PATENTED PNEUMATIC SYSTEM PADDED WITH SOFT LINERS AND EASY TO FIT EXTRA SMALL STANDARD"
12334 | 4224170706000 | "AIR WALKER BOOT WITH PATENTED PNEUMATIC SYSTEM PADDED WITH SOFT LINERS AND EASY TO FIT MEDIUM LOW PROFILE"
12335 | 4224170706100 | "AIR WALKER BOOT WITH PATENTED PNEUMATIC SYSTEM PADDED WITH SOFT LINERS AND EASY TO FIT SMALL LOW PROFILE"
12336 | 4224170706200 | "AIR WALKER BOOT WITH PATENTED PNEUMATIC SYSTEM PADDED WITH SOFT LINERS AND EASY TO FIT LARGE LOW PROFILE"
12337 | 4224170706300 | "AIR WALKER BOOT WITH PATENTED PNEUMATIC SYSTEM PADDED WITH SOFT LINERS AND EASY TO FIT MEDIUM STANDARD"
12338 | 4224170706400 | "AIR WALKER BOOT WITH PATENTED PNEUMATIC SYSTEM PADDED WITH SOFT LINERS AND EASY TO FIT SMALL STANDARD"
12339 | 4224170706500 | "AIR WALKER BOOT WITH PATENTED PNEUMATIC SYSTEM PADDED WITH SOFT LINERS AND EASY TO FIT EXTRA SMALL LOW PROFILE"
12340 | 4224170706600 | "AIR WALKER BOOT WITH PATENTED PNEUMATIC SYSTEM PADDED WITH SOFT LINERS AND EASY TO FIT LARGE STANDARD"
12341 | 4224170706700 | AIR WALKER BOOT WITH PATENTED PNEUMATIC SYSTEM PADDED WITH SOFT LINERS AND EASY TO FIT EXTRA-LARGE LOW PROFILE
12342 | 4224170706800 | AIR WALKER BOOT WITH PATENTED PNEUMATIC SYSTEM PADDED WITH SOFT LINERS AND EASY TO FIT EXTRA-LARGE STANDARD
12343 | 4224170800000 | "PILLOW ABDUCTION DELUXE PEDIATRIC 9 INCHES ANKLE APPROXIMATELY 3 INCHES KNEE APPROXIMATELY 10 INCHES LENGTH APPROXIMATELY POLYFOAM WITH VINYL COVERING APPROXIMATELY"
12344 | 4224170800100 | "HIP ABDUCTION PILLOW POLYFOAM WITH VINYL COVERING 13-14 INCHES ANKLE 8-9 INCHES KNEE 16-18 INCHES LENGTH SMALL"
12345 | 4224170902000 | SHOES SURGICAL (HALF BOOT) LACE TO TOE FULL GRAIN COW/CALF LEATHER UPPER CALF LEATHER LINING AND FULL GRAIN COW/CALF LEATHER INSOLE RUBBER OUTSOLE STITCH DOWN CONSTRUCTION HEEL AND RIGID SHANK REINFORCED TOE BOX AND COUNTER TWO VELCRO STRAP CLOSURE SIZE 40 BLACK COLOR ; SOFT PADDING AROUND HEEL CUFFS ; A HIGH AND EXTRA-LONG STIFFENER TO SUPPORT ANKLE ; EASILY REMOVABLE AND ADAPTABLE SOLE-UNIT ; GOOD TOE SPRING ; REMOVABLE CORK INLAY ; SOFT TONGUE TO ASSIST SHOE FIT
12346 | 4224170903000 | SHOES SURGICAL (HALF BOOT) LACE TO TOE FULL GRAIN COW/CALF LEATHER UPPER CALF LEATHER LINING AND FULL GRAIN COW/CALF LEATHER INSOLE RUBBER OUTSOLE STITCH DOWN CONSTRUCTION HEEL AND RIGID SHANK REINFORCED TOE BOX AND COUNTER TWO VELCRO STRAP CLOSURE SIZE 19 BLACK COLOR ; SOFT PADDING AROUND HEEL CUFFS ; A HIGH AND EXTRA-LONG STIFFENER TO SUPPORT ANKLE ; EASILY REMOVABLE AND ADAPTABLE SOLE-UNIT ; GOOD TOE SPRING ; REMOVABLE CORK INLAY ; SOFT TONGUE TO ASSIST SHOE FIT
12347 | 4224170903100 | SHOES SURGICAL (HALF BOOT) LACE TO TOE FULL GRAIN COW/CALF LEATHER UPPER CALF LEATHER LINING AND FULL GRAIN COW/CALF LEATHER INSOLE RUBBER OUTSOLE STITCH DOWN CONSTRUCTION HEEL AND RIGID SHANK REINFORCED TOE BOX AND COUNTER TWO VELCRO STRAP CLOSURE SIZE 20 BLACK COLOR ; SOFT PADDING AROUND HEEL CUFFS ; A HIGH AND EXTRA-LONG STIFFENER TO SUPPORT ANKLE ; EASILY REMOVABLE AND ADAPTABLE SOLE-UNIT ; GOOD TOE SPRING ; REMOVABLE CORK INLAY ; SOFT TONGUE TO ASSIST SHOE FIT
12348 | 4224170903200 | "BOOT ORTHOPEDIC PEDIATRIC FULL GRAIN COW/CALF LEATHER PLAIN FRONTED WITH SEAM FREE VAMPS PADDED COLLARS BOOT HEIGHT APPROXIMATELY 125 MM LACING; SOFT PADDING AROUND THE COLLAR FOR A BETTER FIT ; A HIGH AND EXTRA LONG STIFFENER TO SUPPORT THE ANKLE ; FULL GRAIN LEATHER INSOLE; EASILY REMOVABLE AND ADAPTABLE (HARD-WEARING) SOLE. SUFFICIENT TOE-SPRING FOR EASY ROLL-OFF ; REMOVABLE PROFILED CORK INLAY ; HIGH TOE-BOX AND STRONG TOE-CAP FOR PROTECTION OF THE TOES ; EXTENDED FACINGS FOR MAXIMUM ACCESSIBILITY; SOFT TONGUE PADDING; FIRM HEEL COUNTER BLACK SIZE 21"
12349 | 4224170903300 | "BOOT ORTHOPEDIC PEDIATRIC FULL GRAIN COW/CALF LEATHER PLAIN FRONTED WITH SEAM FREE VAMPS PADDED COLLARS BOOT HEIGHT APPROXIMATELY 125 MM LACING; SOFT PADDING AROUND THE COLLAR FOR A BETTER FIT ; A HIGH AND EXTRA LONG STIFFENER TO SUPPORT THE ANKLE ; FULL GRAIN LEATHER INSOLE; EASILY REMOVABLE AND ADAPTABLE (HARD-WEARING) SOLE. SUFFICIENT TOE-SPRING FOR EASY ROLL-OFF ; REMOVABLE PROFILED CORK INLAY ; HIGH TOE-BOX AND STRONG TOE-CAP FOR PROTECTION OF THE TOES ; EXTENDED FACINGS FOR MAXIMUM ACCESSIBILITY; SOFT TONGUE PADDING; FIRM HEEL COUNTER BLACK SIZE 22"
12350 | 4224170903400 | SHOES SURGICAL (HALF BOOT) LACE TO TOE FULL GRAIN COW/CALF LEATHER UPPER CALF LEATHER LINING AND FULL GRAIN COW/CALF LEATHER INSOLE RUBBER OUTSOLE STITCH DOWN CONSTRUCTION HEEL AND RIGID SHANK REINFORCED TOE BOX AND COUNTER TWO VELCRO STRAP CLOSURE SIZE 23 BLACK COLOR ; SOFT PADDING AROUND HEEL CUFFS ; A HIGH AND EXTRA-LONG STIFFENER TO SUPPORT ANKLE ; EASILY REMOVABLE AND ADAPTABLE SOLE-UNIT ; GOOD TOE SPRING ; REMOVABLE CORK INLAY ; SOFT TONGUE TO ASSIST SHOE FIT
12351 | 4224170903500 | SHOES SURGICAL (HALF BOOT) LACE TO TOE FULL GRAIN COW/CALF LEATHER UPPER CALF LEATHER LINING AND FULL GRAIN COW/CALF LEATHER INSOLE RUBBER OUTSOLE STITCH DOWN CONSTRUCTION HEEL AND RIGID SHANK REINFORCED TOE BOX AND COUNTER TWO VELCRO STRAP CLOSURE SIZE 39 BLACK COLOR ; SOFT PADDING AROUND HEEL CUFFS ; A HIGH AND EXTRA-LONG STIFFENER TO SUPPORT ANKLE ; EASILY REMOVABLE AND ADAPTABLE SOLE-UNIT ; GOOD TOE SPRING ; REMOVABLE CORK INLAY ; SOFT TONGUE TO ASSIST SHOE FIT
12352 | 4224170903600 | SHOES SURGICAL (HALF BOOT) LACE TO TOE FULL GRAIN COW/CALF LEATHER UPPER CALF LEATHER LINING AND FULL GRAIN COW/CALF LEATHER INSOLE RUBBER OUTSOLE STITCH DOWN CONSTRUCTION HEEL AND RIGID SHANK REINFORCED TOE BOX AND COUNTER TWO VELCRO STRAP CLOSURE SIZE 42 BLACK COLOR ; SOFT PADDING AROUND HEEL CUFFS ; A HIGH AND EXTRA-LONG STIFFENER TO SUPPORT ANKLE ; EASILY REMOVABLE AND ADAPTABLE SOLE-UNIT ; GOOD TOE SPRING ; REMOVABLE CORK INLAY ; SOFT TONGUE TO ASSIST SHOE FIT
12353 | 4224170903700 | SHOES SURGICAL (HALF BOOT) LACE TO TOE FULL GRAIN COW/CALF LEATHER UPPER CALF LEATHER LINING AND FULL GRAIN COW/CALF LEATHER INSOLE RUBBER OUTSOLE STITCH DOWN CONSTRUCTION HEEL AND RIGID SHANK REINFORCED TOE BOX AND COUNTER TWO VELCRO STRAP CLOSURE SIZE 43 BLACK COLOR ; SOFT PADDING AROUND HEEL CUFFS ; A HIGH AND EXTRA-LONG STIFFENER TO SUPPORT ANKLE ; EASILY REMOVABLE AND ADAPTABLE SOLE-UNIT ; GOOD TOE SPRING ; REMOVABLE CORK INLAY ; SOFT TONGUE TO ASSIST SHOE FIT
12354 | 4224170903800 | SHOES SURGICAL (HALF BOOT) LACE TO TOE FULL GRAIN COW/CALF LEATHER UPPER CALF LEATHER LINING AND FULL GRAIN COW/CALF LEATHER INSOLE RUBBER OUTSOLE STITCH DOWN CONSTRUCTION HEEL AND RIGID SHANK REINFORCED TOE BOX AND COUNTER TWO VELCRO STRAP CLOSURE SIZE 44 BLACK COLOR ; SOFT PADDING AROUND HEEL CUFFS ; A HIGH AND EXTRA-LONG STIFFENER TO SUPPORT ANKLE ; EASILY REMOVABLE AND ADAPTABLE SOLE-UNIT ; GOOD TOE SPRING ; REMOVABLE CORK INLAY ; SOFT TONGUE TO ASSIST SHOE FIT
12355 | 4224170903900 | SHOES SURGICAL (HALF BOOT) LACE TO TOE FULL GRAIN COW/CALF LEATHER UPPER CALF LEATHER LINING AND FULL GRAIN COW/CALF LEATHER INSOLE RUBBER OUTSOLE STITCH DOWN CONSTRUCTION HEEL AND RIGID SHANK REINFORCED TOE BOX AND COUNTER TWO VELCRO STRAP CLOSURE SIZE 45 BLACK COLOR ; SOFT PADDING AROUND HEEL CUFFS ; A HIGH AND EXTRA-LONG STIFFENER TO SUPPORT ANKLE ; EASILY REMOVABLE AND ADAPTABLE SOLE-UNIT ; GOOD TOE SPRING ; REMOVABLE CORK INLAY ; SOFT TONGUE TO ASSIST SHOE FIT
12356 | 4224170904000 | SHOES SURGICAL (HALF BOOT) LACE TO TOE FULL GRAIN COW/CALF LEATHER UPPER CALF LEATHER LINING AND FULL GRAIN COW/CALF LEATHER INSOLE RUBBER OUTSOLE STITCH DOWN CONSTRUCTION HEEL AND RIGID SHANK REINFORCED TOE BOX AND COUNTER TWO VELCRO STRAP CLOSURE SIZE 46 BLACK COLOR ; SOFT PADDING AROUND HEEL CUFFS ; A HIGH AND EXTRA-LONG STIFFENER TO SUPPORT ANKLE ; EASILY REMOVABLE AND ADAPTABLE SOLE-UNIT ; GOOD TOE SPRING ; REMOVABLE CORK INLAY ; SOFT TONGUE TO ASSIST SHOE FIT
12357 | 4224170904100 | SHOES SURGICAL (HALF BOOT) LACE TO TOE FULL GRAIN COW/CALF LEATHER UPPER CALF LEATHER LINING AND FULL GRAIN COW/CALF LEATHER INSOLE RUBBER OUTSOLE STITCH DOWN CONSTRUCTION HEEL AND RIGID SHANK REINFORCED TOE BOX AND COUNTER TWO VELCRO STRAP CLOSURE SIZE 41 BLACK COLOR ; SOFT PADDING AROUND HEEL CUFFS ; A HIGH AND EXTRA-LONG STIFFENER TO SUPPORT ANKLE ; EASILY REMOVABLE AND ADAPTABLE SOLE-UNIT ; GOOD TOE SPRING ; REMOVABLE CORK INLAY ; SOFT TONGUE TO ASSIST SHOE FIT
12358 | 4224170904200 | "SANDAL HIGH COUNTERS FULL COW/CALF LEATHER UPPERBLACK SOFT PADDING AROUND HEEL CUFFS A HIGH AND EXTRA LONG STIFFENER TO SUPPORT ANKLE FULL LEATHER INSOLE ADAPTABLE SOLE-UNIT GOOD TOE SPRING HIGH TOE BOX ; STRONG TOE CAP HEEL AND RIGID SHANK BLACK SIZE 18"
12359 | 4224170904300 | "SANDAL HIGH COUNTERS FULL COW/CALF LEATHER UPPERBLACK SOFT PADDING AROUND HEEL CUFFS A HIGH AND EXTRA LONG STIFFENER TO SUPPORT ANKLE FULL LEATHER INSOLE ADAPTABLE SOLE-UNIT GOOD TOE SPRING HIGH TOE BOX ; STRONG TOE CAP HEEL AND RIGID SHANK BLACK SIZE 19"
12360 | 4224170904400 | "SANDAL HIGH COUNTERS FULL COW/CALF LEATHER UPPERBLACK SOFT PADDING AROUND HEEL CUFFS A HIGH AND EXTRA LONG STIFFENER TO SUPPORT ANKLE FULL LEATHER INSOLE ADAPTABLE SOLE-UNIT GOOD TOE SPRING HIGH TOE BOX ; STRONG TOE CAP HEEL AND RIGID SHANK BLACK SIZE 20"
12361 | 4224170904500 | "SANDAL HIGH COUNTERS FULL COW/CALF LEATHER UPPERBLACK SOFT PADDING AROUND HEEL CUFFS A HIGH AND EXTRA LONG STIFFENER TO SUPPORT ANKLE FULL LEATHER INSOLE ADAPTABLE SOLE-UNIT GOOD TOE SPRING HIGH TOE BOX ; STRONG TOE CAP HEEL AND RIGID SHANK BLACK SIZE 21"
12362 | 4224170904600 | "SANDAL HIGH COUNTERS FULL COW/CALF LEATHER UPPERBLACK SOFT PADDING AROUND HEEL CUFFS A HIGH AND EXTRA LONG STIFFENER TO SUPPORT ANKLE FULL LEATHER INSOLE ADAPTABLE SOLE-UNIT GOOD TOE SPRING HIGH TOE BOX ; STRONG TOE CAP HEEL AND RIGID SHANK BLACK SIZE 22"
12363 | 4224170904700 | "SANDAL HIGH COUNTERS FULL COW/CALF LEATHER UPPERBLACK SOFT PADDING AROUND HEEL CUFFS A HIGH AND EXTRA LONG STIFFENER TO SUPPORT ANKLE FULL LEATHER INSOLE ADAPTABLE SOLE-UNIT GOOD TOE SPRING HIGH TOE BOX ; STRONG TOE CAP HEEL AND RIGID SHANK BLACK SIZE 23"
12364 | 4224170904800 | "SANDAL HIGH COUNTERS FULL COW/CALF LEATHER UPPERBLACK SOFT PADDING AROUND HEEL CUFFS A HIGH AND EXTRA LONG STIFFENER TO SUPPORT ANKLE FULL LEATHER INSOLE ADAPTABLE SOLE-UNIT GOOD TOE SPRING HIGH TOE BOX ; STRONG TOE CAP HEEL AND RIGID SHANK BLACK SIZE 24"
12365 | 4224170904900 | "SANDAL HIGH COUNTERS FULL COW/CALF LEATHER UPPERBLACK SOFT PADDING AROUND HEEL CUFFS A HIGH AND EXTRA LONG STIFFENER TO SUPPORT ANKLE FULL LEATHER INSOLE ADAPTABLE SOLE-UNIT GOOD TOE SPRING HIGH TOE BOX ; STRONG TOE CAP HEEL AND RIGID SHANK BLACK SIZE 25"
12366 | 4224170905000 | "SANDAL HIGH COUNTERS FULL COW/CALF LEATHER UPPERBLACK SOFT PADDING AROUND HEEL CUFFS A HIGH AND EXTRA LONG STIFFENER TO SUPPORT ANKLE FULL LEATHER INSOLE ADAPTABLE SOLE-UNIT GOOD TOE SPRING HIGH TOE BOX ; STRONG TOE CAP HEEL AND RIGID SHANK BLACK SIZE 26"
12367 | 4224170905100 | "SANDAL HIGH COUNTERS FULL COW/CALF LEATHER UPPERBLACK SOFT PADDING AROUND HEEL CUFFS A HIGH AND EXTRA LONG STIFFENER TO SUPPORT ANKLE FULL LEATHER INSOLE ADAPTABLE SOLE-UNIT GOOD TOE SPRING HIGH TOE BOX ; STRONG TOE CAP HEEL AND RIGID SHANK BLACK SIZE 27"
12368 | 4224170905200 | "SANDAL HIGH COUNTERS FULL COW/CALF LEATHER UPPERBLACK SOFT PADDING AROUND HEEL CUFFS A HIGH AND EXTRA LONG STIFFENER TO SUPPORT ANKLE FULL LEATHER INSOLE ADAPTABLE SOLE-UNIT GOOD TOE SPRING HIGH TOE BOX ; STRONG TOE CAP HEEL AND RIGID SHANK BLUE SIZE 27"
12369 | 4224170905300 | "SANDAL HIGH COUNTERS FULL COW/CALF LEATHER UPPERBLACK SOFT PADDING AROUND HEEL CUFFS A HIGH AND EXTRA LONG STIFFENER TO SUPPORT ANKLE FULL LEATHER INSOLE ADAPTABLE SOLE-UNIT GOOD TOE SPRING HIGH TOE BOX ; STRONG TOE CAP HEEL AND RIGID SHANK PINK SIZE 27"
12370 | 4224170905400 | "SANDAL HIGH COUNTERS FULL COW/CALF LEATHER UPPERBLACK SOFT PADDING AROUND HEEL CUFFS A HIGH AND EXTRA LONG STIFFENER TO SUPPORT ANKLE FULL LEATHER INSOLE ADAPTABLE SOLE-UNIT GOOD TOE SPRING HIGH TOE BOX ; STRONG TOE CAP HEEL AND RIGID SHANK BLACK SIZE 28"
12371 | 4224170905500 | "SANDAL HIGH COUNTERS FULL COW/CALF LEATHER UPPERBLACK SOFT PADDING AROUND HEEL CUFFS A HIGH AND EXTRA LONG STIFFENER TO SUPPORT ANKLE FULL LEATHER INSOLE ADAPTABLE SOLE-UNIT GOOD TOE SPRING HIGH TOE BOX ; STRONG TOE CAP HEEL AND RIGID SHANK BLUE SIZE 28"
12372 | 4224170905600 | "SANDAL HIGH COUNTERS FULL COW/CALF LEATHER UPPERBLACK SOFT PADDING AROUND HEEL CUFFS A HIGH AND EXTRA LONG STIFFENER TO SUPPORT ANKLE FULL LEATHER INSOLE ADAPTABLE SOLE-UNIT GOOD TOE SPRING HIGH TOE BOX ; STRONG TOE CAP HEEL AND RIGID SHANK PINK SIZE 28"
12373 | 4224170905700 | "SANDAL HIGH COUNTERS FULL COW/CALF LEATHER UPPERBLACK SOFT PADDING AROUND HEEL CUFFS A HIGH AND EXTRA LONG STIFFENER TO SUPPORT ANKLE FULL LEATHER INSOLE ADAPTABLE SOLE-UNIT GOOD TOE SPRING HIGH TOE BOX ; STRONG TOE CAP HEEL AND RIGID SHANK BLACK SIZE 29"
12374 | 4224170905800 | "SANDAL HIGH COUNTERS FULL COW/CALF LEATHER UPPER SOFT PADDING AROUND HEEL CUFFS A HIGH AND EXTRA LONG STIFFENER TO SUPPORT ANKLE FULL LEATHER INSOLE ADAPTABLE SOLE-UNIT GOOD TOE SPRING HIGH TOE BOX ; STRONG TOE CAP HEEL AND RIGID SHANK BLUE SIZE 29"
12375 | 4224170905900 | "SANDAL HIGH COUNTERS FULL COW/CALF LEATHER UPPERBLACK SOFT PADDING AROUND HEEL CUFFS A HIGH AND EXTRA LONG STIFFENER TO SUPPORT ANKLE FULL LEATHER INSOLE ADAPTABLE SOLE-UNIT GOOD TOE SPRING HIGH TOE BOX ; STRONG TOE CAP HEEL AND RIGID SHANK PINK SIZE 29"
12376 | 4224170906000 | "SANDAL HIGH COUNTERS FULL COW/CALF LEATHER UPPERBLACK SOFT PADDING AROUND HEEL CUFFS A HIGH AND EXTRA LONG STIFFENER TO SUPPORT ANKLE FULL LEATHER INSOLE ADAPTABLE SOLE-UNIT GOOD TOE SPRING HIGH TOE BOX ; STRONG TOE CAP HEEL AND RIGID SHANK BLACK SIZE 30"
12377 | 4224170906100 | "SANDAL HIGH COUNTERS FULL COW/CALF LEATHER UPPERBLACK SOFT PADDING AROUND HEEL CUFFS A HIGH AND EXTRA LONG STIFFENER TO SUPPORT ANKLE FULL LEATHER INSOLE ADAPTABLE SOLE-UNIT GOOD TOE SPRING HIGH TOE BOX ; STRONG TOE CAP HEEL AND RIGID SHANK BLUE SIZE 30"
12378 | 4224170906200 | "SANDAL HIGH COUNTERS FULL COW/CALF LEATHER UPPER SOFT PADDING AROUND HEEL CUFFS A HIGH AND EXTRA LONG STIFFENER TO SUPPORT ANKLE FULL LEATHER INSOLE ADAPTABLE SOLE-UNIT GOOD TOE SPRING HIGH TOE BOX ; STRONG TOE CAP HEEL AND RIGID SHANK PINK SIZE 30"
12379 | 4224170906300 | "SANDAL HIGH COUNTERS FULL COW/CALF LEATHER UPPERBLACK SOFT PADDING AROUND HEEL CUFFS A HIGH AND EXTRA LONG STIFFENER TO SUPPORT ANKLE FULL LEATHER INSOLE ADAPTABLE SOLE-UNIT GOOD TOE SPRING HIGH TOE BOX ; STRONG TOE CAP HEEL AND RIGID SHANK BLACK SIZE 31"
12380 | 4224170906400 | "SANDAL HIGH COUNTERS FULL COW/CALF LEATHER UPPERBLACK SOFT PADDING AROUND HEEL CUFFS A HIGH AND EXTRA LONG STIFFENER TO SUPPORT ANKLE FULL LEATHER INSOLE ADAPTABLE SOLE-UNIT GOOD TOE SPRING HIGH TOE BOX ; STRONG TOE CAP HEEL AND RIGID SHANK BLUE SIZE 31"
12381 | 4224170906500 | "SANDAL HIGH COUNTERS FULL COW/CALF LEATHER UPPERBLACK SOFT PADDING AROUND HEEL CUFFS A HIGH AND EXTRA LONG STIFFENER TO SUPPORT ANKLE FULL LEATHER INSOLE ADAPTABLE SOLE-UNIT GOOD TOE SPRING HIGH TOE BOX ; STRONG TOE CAP HEEL AND RIGID SHANK PINK SIZE 31"
12382 | 4224170906600 | "SANDAL HIGH COUNTERS FULL COW/CALF LEATHER UPPERBLACK SOFT PADDING AROUND HEEL CUFFS A HIGH AND EXTRA LONG STIFFENER TO SUPPORT ANKLE FULL LEATHER INSOLE ADAPTABLE SOLE-UNIT GOOD TOE SPRING HIGH TOE BOX ; STRONG TOE CAP HEEL AND RIGID SHANK BLACK SIZE 32"
12383 | 4224170906700 | "SANDAL HIGH COUNTERS FULL COW/CALF LEATHER UPPERBLACK SOFT PADDING AROUND HEEL CUFFS A HIGH AND EXTRA LONG STIFFENER TO SUPPORT ANKLE FULL LEATHER INSOLE ADAPTABLE SOLE-UNIT GOOD TOE SPRING HIGH TOE BOX ; STRONG TOE CAP HEEL AND RIGID SHANK BLUE SIZE 32"
12384 | 4224170906800 | "SANDAL HIGH COUNTERS FULL COW/CALF LEATHER UPPERBLACK SOFT PADDING AROUND HEEL CUFFS A HIGH AND EXTRA LONG STIFFENER TO SUPPORT ANKLE FULL LEATHER INSOLE ADAPTABLE SOLE-UNIT GOOD TOE SPRING HIGH TOE BOX ; STRONG TOE CAP HEEL AND RIGID SHANK PINK SIZE 32"
12385 | 4224170906900 | "SANDAL HIGH COUNTERS FULL COW/CALF LEATHER UPPERBLACK SOFT PADDING AROUND HEEL CUFFS A HIGH AND EXTRA LONG STIFFENER TO SUPPORT ANKLE FULL LEATHER INSOLE ADAPTABLE SOLE-UNIT GOOD TOE SPRING HIGH TOE BOX ; STRONG TOE CAP HEEL AND RIGID SHANK BLACK SIZE 33"
12386 | 4224170907000 | "SANDAL HIGH COUNTERS FULL COW/CALF LEATHER UPPERBLACK SOFT PADDING AROUND HEEL CUFFS A HIGH AND EXTRA LONG STIFFENER TO SUPPORT ANKLE FULL LEATHER INSOLE ADAPTABLE SOLE-UNIT GOOD TOE SPRING HIGH TOE BOX ; STRONG TOE CAP HEEL AND RIGID SHANK BLUE SIZE 33"
12387 | 4224170907100 | "SANDAL HIGH COUNTERS FULL COW/CALF LEATHER UPPERBLACK SOFT PADDING AROUND HEEL CUFFS A HIGH AND EXTRA LONG STIFFENER TO SUPPORT ANKLE FULL LEATHER INSOLE ADAPTABLE SOLE-UNIT GOOD TOE SPRING HIGH TOE BOX ; STRONG TOE CAP HEEL AND RIGID SHANK PINK SIZE 33"
12388 | 4224170907200 | "SANDAL HIGH COUNTERS FULL COW/CALF LEATHER UPPERBLACK SOFT PADDING AROUND HEEL CUFFS A HIGH AND EXTRA LONG STIFFENER TO SUPPORT ANKLE FULL LEATHER INSOLE ADAPTABLE SOLE-UNIT GOOD TOE SPRING HIGH TOE BOX ; STRONG TOE CAP HEEL AND RIGID SHANK BLACK SIZE 34"
12389 | 4224170907300 | "SANDAL HIGH COUNTERS FULL COW/CALF LEATHER UPPERBLACK SOFT PADDING AROUND HEEL CUFFS A HIGH AND EXTRA LONG STIFFENER TO SUPPORT ANKLE FULL LEATHER INSOLE ADAPTABLE SOLE-UNIT GOOD TOE SPRING HIGH TOE BOX ; STRONG TOE CAP HEEL AND RIGID SHANK BLUE SIZE 34"
12390 | 4224170907400 | "SANDAL HIGH COUNTERS FULL COW/CALF LEATHER UPPERBLACK SOFT PADDING AROUND HEEL CUFFS A HIGH AND EXTRA LONG STIFFENER TO SUPPORT ANKLE FULL LEATHER INSOLE ADAPTABLE SOLE-UNIT GOOD TOE SPRING HIGH TOE BOX ; STRONG TOE CAP HEEL AND RIGID SHANK PINK SIZE 34"
12391 | 4224170907500 | "SANDAL HIGH COUNTERS FULL COW/CALF LEATHER UPPERBLACK SOFT PADDING AROUND HEEL CUFFS A HIGH AND EXTRA LONG STIFFENER TO SUPPORT ANKLE FULL LEATHER INSOLE ADAPTABLE SOLE-UNIT GOOD TOE SPRING HIGH TOE BOX ; STRONG TOE CAP HEEL AND RIGID SHANK BLACK SIZE 35"
12392 | 4224170907600 | "SANDAL HIGH COUNTERS FULL COW/CALF LEATHER UPPERBLACK SOFT PADDING AROUND HEEL CUFFS A HIGH AND EXTRA LONG STIFFENER TO SUPPORT ANKLE FULL LEATHER INSOLE ADAPTABLE SOLE-UNIT GOOD TOE SPRING HIGH TOE BOX ; STRONG TOE CAP HEEL AND RIGID SHANK BLUE SIZE 35"
12393 | 4224170907700 | "SANDAL HIGH COUNTERS FULL COW/CALF LEATHER UPPERBLACK SOFT PADDING AROUND HEEL CUFFS A HIGH AND EXTRA LONG STIFFENER TO SUPPORT ANKLE FULL LEATHER INSOLE ADAPTABLE SOLE-UNIT GOOD TOE SPRING HIGH TOE BOX ; STRONG TOE CAP HEEL AND RIGID SHANK PINK SIZE 35"
12394 | 4224170907800 | "SANDAL HIGH COUNTERS FULL COW/CALF LEATHER UPPERBLACK SOFT PADDING AROUND HEEL CUFFS A HIGH AND EXTRA LONG STIFFENER TO SUPPORT ANKLE FULL LEATHER INSOLE ADAPTABLE SOLE-UNIT GOOD TOE SPRING HIGH TOE BOX ; STRONG TOE CAP HEEL AND RIGID SHANK BLACK SIZE 36"
12395 | 4224170907900 | "SANDAL HIGH COUNTERS FULL COW/CALF LEATHER UPPERBLACK SOFT PADDING AROUND HEEL CUFFS A HIGH AND EXTRA LONG STIFFENER TO SUPPORT ANKLE FULL LEATHER INSOLE ADAPTABLE SOLE-UNIT GOOD TOE SPRING HIGH TOE BOX ; STRONG TOE CAP HEEL AND RIGID SHANK PINK SIZE 36"
12396 | 4224170908100 | "BOOT ORTHOPEDIC PEDIATRIC FULL GRAIN COW/CALF LEATHER PLAIN FRONTED WITH SEAM FREE VAMPS PADDED COLLARS BOOT HEIGHT APPROXIMATELY 125 MM LACING; SOFT PADDING AROUND THE COLLAR FOR A BETTER FIT ; A HIGH AND EXTRA LONG STIFFENER TO SUPPORT THE ANKLE ; FULL GRAIN LEATHER INSOLE; EASILY REMOVABLE AND ADAPTABLE (HARD-WEARING) SOLE. SUFFICIENT TOE-SPRING FOR EASY ROLL-OFF ; REMOVABLE PROFILED CORK INLAY ; HIGH TOE-BOX AND STRONG TOE-CAP FOR PROTECTION OF THE TOES ; EXTENDED FACINGS FOR MAXIMUM ACCESSIBILITY; SOFT TONGUE PADDING; FIRM HEEL COUNTER BLACK SIZE 19"
12397 | 4224170908400 | SHOE MULTICAST POST OP FOREFOOT RELIEF SIZE 6 - 7 TO OFFLOAD WEIGHT AND PRESSURE FROM THE REARFOOT
12398 | 4224170908500 | SHOE MULTICAST POST OP FOREFOOT RELIEF SIZE 3 - 5 TO OFFLOAD WEIGHT AND PRESSURE FROM THE REARFOOT
12399 | 4224170908600 | SHOE MULTICAST POST OP FOREFOOT RELIEF SIZE 8 - 10 + TO OFFLOAD WEIGHT AND PRESSURE FROM THE REARFOOT
12400 | 4224170908700 | "HEEL OFFLOAD SHOE TO OFFLOAD WEIGHT AND PRESSURE FROM THE REARFOOT SIZE 3 - 5"
12401 | 4224170908800 | "HEEL OFFLOAD SHOE TO OFFLOAD WEIGHT AND PRESSURE FROM THE REARFOOT SIZE 6 - 7"
12402 | 4224170908900 | "HEEL OFFLOAD SHOE TO OFFLOAD WEIGHT AND PRESSURE FROM THE REARFOOT SIZE 8 - 10 +"
12403 | 4224170909100 | SHOES SURGICAL (HALF BOOT) LACE TO TOE FULL GRAIN COW/CALF LEATHER UPPER CALF LEATHER LINING AND FULL GRAIN COW/CALF LEATHER INSOLE RUBBER OUTSOLE STITCH DOWN CONSTRUCTION HEEL AND RIGID SHANK REINFORCED TOE BOX AND COUNTER TWO VELCRO STRAP CLOSURE SIZE 18 BLACK COLOR ; SOFT PADDING AROUND HEEL CUFFS ; A HIGH AND EXTRA-LONG STIFFENER TO SUPPORT ANKLE ; EASILY REMOVABLE AND ADAPTABLE SOLE-UNIT ; GOOD TOE SPRING ; REMOVABLE CORK INLAY ; SOFT TONGUE TO ASSIST SHOE FIT
12404 | 4224170910300 | STABILITY FOOTWEAR SANDAL HIGH COUNTERS (STIFFENERS) THEY PROVIDE GREATER SUPPORT AND ARE SUITABLE FOR MORE SEVERE INSTABILITY OF THE FOOT AND ANKLE COMPLEX SIZE 37 BLACK
12405 | 4224170910400 | STABILITY FOOTWEAR SANDAL HIGH COUNTERS (STIFFENERS) THEY PROVIDE GREATER SUPPORT AND ARE SUITABLE FOR MORE SEVERE INSTABILITY OF THE FOOT AND ANKLE COMPLEX SIZE 37 BLUE
12406 | 4224170910500 | STABILITY FOOTWEAR SANDAL HIGH COUNTERS (STIFFENERS) THEY PROVIDE GREATER SUPPORT AND ARE SUITABLE FOR MORE SEVERE INSTABILITY OF THE FOOT AND ANKLE COMPLEX SIZE 37 PINK
12407 | 4224170910600 | STABILITY FOOTWEAR SANDAL HIGH COUNTERS (STIFFENERS) THEY PROVIDE GREATER SUPPORT AND ARE SUITABLE FOR MORE SEVERE INSTABILITY OF THE FOOT AND ANKLE COMPLEX SIZE 38 BLACK
12408 | 4224170910700 | STABILITY FOOTWEAR SANDAL HIGH COUNTERS (STIFFENERS) THEY PROVIDE GREATER SUPPORT AND ARE SUITABLE FOR MORE SEVERE INSTABILITY OF THE FOOT AND ANKLE COMPLEX SIZE 38 BLUE
12409 | 4224170910800 | STABILITY FOOTWEAR SANDAL HIGH COUNTERS (STIFFENERS) THEY PROVIDE GREATER SUPPORT AND ARE SUITABLE FOR MORE SEVERE INSTABILITY OF THE FOOT AND ANKLE COMPLEX SIZE 38 PINK
12410 | 4224170910900 | STABILITY FOOTWEAR SANDAL HIGH COUNTERS (STIFFENERS) THEY PROVIDE GREATER SUPPORT AND ARE SUITABLE FOR MORE SEVERE INSTABILITY OF THE FOOT AND ANKLE COMPLEX SIZE 39 BLACK
12411 | 4224170911000 | STABILITY FOOTWEAR SANDAL HIGH COUNTERS (STIFFENERS) THEY PROVIDE GREATER SUPPORT AND ARE SUITABLE FOR MORE SEVERE INSTABILITY OF THE FOOT AND ANKLE COMPLEX SIZE 39 BLUE
12412 | 4224170911100 | STABILITY FOOTWEAR SANDAL HIGH COUNTERS (STIFFENERS) THEY PROVIDE GREATER SUPPORT AND ARE SUITABLE FOR MORE SEVERE INSTABILITY OF THE FOOT AND ANKLE COMPLEX SIZE 39 PINK
12413 | 4224170911200 | STABILITY FOOTWEAR SANDAL HIGH COUNTERS (STIFFENERS) THEY PROVIDE GREATER SUPPORT AND ARE SUITABLE FOR MORE SEVERE INSTABILITY OF THE FOOT AND ANKLE COMPLEX SIZE 40 BLACK
12414 | 4224170911300 | STABILITY FOOTWEAR SANDAL HIGH COUNTERS (STIFFENERS) THEY PROVIDE GREATER SUPPORT AND ARE SUITABLE FOR MORE SEVERE INSTABILITY OF THE FOOT AND ANKLE COMPLEX SIZE 40 BLUE
12415 | 4224170911400 | STABILITY FOOTWEAR SANDAL HIGH COUNTERS (STIFFENERS) THEY PROVIDE GREATER SUPPORT AND ARE SUITABLE FOR MORE SEVERE INSTABILITY OF THE FOOT AND ANKLE COMPLEX SIZE 40 PINK
12416 | 4224171200700 | FOAM ENDO-BOOT ENDOSCOPE TIP PROTECTOR ASSORTED SIZES
12417 | 4224171200800 | FOAM COVER COSMETIC PURE FLEXIBLE FOAM SLIGHTLY PREFORMED TAN COLOR 30 DEGREES KNEE FLEXION WITH CENTER HOLE PROXIMALLY TO FLAME RESISTANCE FOR MODULAR TRANS - FEMORAL AND HIP DISARTICULATION PROSTHESIS LEFT SIDE WITH CALF CIRCUMFERENCE 44 CM APPROXIMATELY
12418 | 4224171201100 | SPLINTING ACCESSORIES PADDING A FIRM CLOSED-CELL SELF ADHESIVE FOAM PADDING LOW-TACK ADHESIVE REQUIRE FREQUENT CHANGES SIZE 1/8 INCHES X 18 INCHES X 56 INCHES. ROLL
12419 | 4224171201300 | ASSISTIVE TOOLS CLOSED CELL FOAM TUBING: USED FOR BUILDING UP TOOL AND UTENSIL HANDLES TUBING HAS A SLIP RESISTANT OUTER LAYER CAN BE CUT TO THE REQUIRED LENGTH. SIZE: 15MM X 5MM X 30CM PACK OF 6
12420 | 4224171201400 | ASSISTIVE TOOLS CLOSED CELL FOAM TUBING: USED FOR BUILDING UP TOOL AND UTENSIL HANDLES TUBING HAS A SLIP RESISTANT OUTER LAYER CAN BE CUT TO THE REQUIRED LENGTH. SIZE: 22MM X 6MM X 30 CM PACK OF 6
12421 | 4224171201500 | ASSISTIVE TOOLS CLOSED CELL FOAM TUBING: USED FOR BUILDING UP TOOL AND UTENSIL HANDLES TUBING HAS A SLIP RESISTANT OUTER LAYER CAN BE CUT TO THE REQUIRED LENGTH. SIZE: 22MM X 9MM X 30 CM PACK OF 6
12422 | 4224171201600 | ASSISTIVE TOOLS CLOSED CELL FOAM TUBING: USED FOR BUILDING UP TOOL AND UTENSIL HANDLES TUBING HAS A SLIP RESISTANT OUTER LAYER CAN BE CUT TO THE REQUIRED LENGTH. SIZE: 28MM X 10MM X 30 CM PACK OF 6
12423 | 4224171201700 | ASSISTIVE TOOLS CLOSED CELL FOAM TUBING: USED FOR BUILDING UP TOOL AND UTENSIL HANDLES TUBING HAS A SLIP RESISTANT OUTER LAYER CAN BE CUT TO THE REQUIRED LENGTH. SIZE: 28MM X 16MM X 30 CM PACK OF 6
12424 | 4224171202400 | COVER FOAM PEDIATRIC BELOW KNEE TRANSTIBIAL
12425 | 4224171202500 | COVER FOAM PEDIATRIC ABOVE KNEE TRANSFEMORAL
12426 | 4224171300300 | CONNECTOR TUBE EXTENSION FOR CABLE DIAMETER 3/8 INCHES
12427 | 4224171300400 | CONNECTOR TUBE EXTENSION FOR CABLE DIAMETER 5/16 INCHES
12428 | 4224171300600 | "ISCHIAL BAND STEEL 320 MM LENGTH APPROXIMATELY 35 MM WIDTH APPROXIMATELY 2 MM THICK APPROXIMATELY"
12429 | 4224171306000 | "MEASURING CUPS CALIBRATED 200 ML APPROXIMATELY"
12430 | 4224171306100 | POCKET FOR PROSTHESIS
12431 | 4224171307400 | "PROSTHETIC SUSPENSION BELT TRANSFEMORAL NEOPRENE ADHESIVE STRIP SIZE HIP CIRCUMFERENCE 60-74 CM APPROXIMATELY LEFT"
12432 | 4224171307500 | "PROSTHETIC SUSPENSION BELT TRANSFEMORAL NEOPRENE ADHESIVE STRIP SIZE HIP CIRCUMFERENCE 60 - 74 CM APPROXIMATELY RIGHT"
12433 | 4224171307600 | "PROSTHETIC SUSPENSION BELT TRANSFEMORAL NEOPRENE ADHESIVE STRIP SIZE HIP CIRCUMFERENCE 66-80 CM APPROXIMATELY LEFT"
12434 | 4224171307700 | "PROSTHETIC SUSPENSION BELT TRANSFEMORAL NEOPRENE ADHESIVE STRIP SIZE HIP CIRCUMFERENCE 66-80 CM APPROXIMATELY RIGHT"
12435 | 4224171307800 | "PROSTHETIC SUSPENSION BELT TRANSFEMORAL NEOPRENE ADHESIVE STRIP SIZE HIP CIRCUMFERENCE 76-90 CM APPROXIMATELY LEFT"
12436 | 4224171307900 | "PROSTHETIC SUSPENSION BELT TRANSFEMORAL NEOPRENE ADHESIVE STRIP SIZE HIP CIRCUMFERENCE 76-90 CM APPROXIMATELY RIGHT"
12437 | 4224171308000 | "PROSTHETIC SUSPENSION BELT TRANSFEMORAL NEOPRENE ADHESIVE STRIP SIZE HIP CIRCUMFERENCE 86 - 100 CM APPROXIMATELY LEFT"
12438 | 4224171308100 | "PROSTHETIC SUSPENSION BELT TRANSFEMORAL NEOPRENE ADHESIVE STRIP SIZE HIP CIRCUMFERENCE 86 - 100 CM APPROXIMATELY RIGHT"
12439 | 4224171308300 | P.V.A. BAGS FOR LAMINATION 1000 X 190 X 50 MM APPROXIMATELY
12440 | 4224171308400 | P.V.A. BAGS FOR LAMINATION 1300 X 260 X 50 MM APPROXIMATELY
12441 | 4224171308500 | "POLYOLEFIN FOAMS POGISTER MATERIAL OR EQUIVALENT SELF-ADHESIVE WHITE SIZE: 3 MM X 100 CM X 50 CM APPROXIMATELY"
12442 | 4224171308600 | SLEEVE PAIR OF SUSPENSION TWO - WAY STRETCH FOR BELOW KNEE AMPUTATION PROSTHESIS LENGTH 250 MM LOWER CIRCUMFERENCE 295 MM UPPER CIRCUMFERENCE 425 MM APPROXIMATELY
12443 | 4224171308700 | SLEEVE PAIR OF SUSPENSION TWO - WAY STRETCH FOR BELOW KNEE AMPUTATION PROSTHESES LENGTH 250 MM LOWER CIRCUMFERENCE 310 MM UPPER CIRCUMFERENCE 440 MM APPROXIMATELY
12444 | 4224171308800 | SLEEVE PAIR OF SUSPENSION TWO - WAY STRETCH FOR BELOW KNEE AMPUTATION PROSTHESIS LENGTH 250 MM LOWER CIRCUMFERENCE 310 MM UPPER CIRCUMFERENCE 410 MM APPROXIMATELY
12445 | 4224171308900 | "RUBBER SOLE SHEET BLACK SIZE: 4 X 610 X 910 MM APPROXIMATELY"
12446 | 4224171309000 | "TUBE ADAPTER TITANIUM MINIMUM SYSTEM HEIGHT: 97 MM APPROXIMATELY MAXIMUM SYSTEM HEIGHT: 232 MM APPROXIMATELY DIAMETER: 30 MM APPROXIMATELY WEIGHT: 160 G APPROXIMATELY FOR BODY WEIGHT UP TO 100 KG"
12447 | 4224171309100 | TUBE ADAPTER TITANIUM MINIMUM SYSTEM HEIGHT: 97 MM MAXIMUM SYSTEM HEIGHT: 472 MM APPROXIMATELY DIAMETER: 30 MM APPROXIMATELY WEIGHT: 275 G APPROXIMATELY FOR BODY WEIGHT UP TO 100 KG
12448 | 4224171309200 | "SLIDING DOUBLE ADAPTER WITH ADJUSTABLE SCREWS ""TITANIUM"" WITH PYRAMID RECEIVER ALLOWS TRANSLATION ADJUSTMENT MEDIALLY OR LATERALLY IN THE FRONTAL PLANE OR DORSALLY OR VENTRALLY IN THE SAGITTAL PLANE HEIGHT: 60 MM APPROXIMATELY SYSTEM HEIGHT: 97 MM APPROXIMATELY FOR BODY WEIGHT UP TO 100 KG"
12449 | 4224171309300 | "SLIDING ADAPTER WITH TUBE CLAMP ADAPTER TITANIUM 30 MM DIAMETER ALLOWS ADDITIONAL SLIDING ADJUSTMENTS BETWEEN THE PROSTHETIC SOCKET AND TUBE ADAPTER CAN BE SHIFTED MEDIALLY OR LATERALLY SYSTEM HEIGHT: 51 MM APPROXIMATELY WEIGHT: 190 APPROXIMATELY GRAMS FOR BODY WEIGHT UP TO 85 KG"
12450 | 4224171309400 | CARBON FIBERGLASS WEBBING WIDTH 25 MM LENGTH 50 METERS APPROXIMATELY
12451 | 4224171309500 | CARBON FIBERGLASS WEBBING UNIDIRECTIONAL WIDTH 50 MM LENGTH /ROLL 50 METERS APPROXIMATELY
12452 | 4224171309600 | CARBON FIBERGLASS WEBBING UNIDIRECTIONAL WIDTH 19 MM LENGTH /ROLL 50 METERS APPROXIMATELY
12453 | 4224171309700 | CARBON FIBERGLASS WEBBING UNIDIRECTIONAL WIDTH 25 MM LENGTH /ROLL 50 METERS APPROXIMATELY
12454 | 4224171309800 | CARBON FIBERGLASS WEBBING UNIDIRECTIONAL WIDTH 50 MM LENGTH /ROLL 50 METERS APPROXIMATELY
12455 | 4224171309900 | CARBON FIBERGLASS WEBBING UNIDIRECTIONAL WIDTH 75 MM LENGTH /ROLL 50 METERS APPROXIMATELY
12456 | 4224171310000 | CARBON FIBERGLASS WEBBING UNIDIRECTIONAL WIDTH 100 MM LENGTH /ROLL 50 METERS APPROXIMATELY
12457 | 4224171310100 | "CARBON UD STOCKINETTE FOR AXIAL REINFORCEMENT BENDING FORCES OF THIN - WALLED HIGH - STRENGTH LAMINATES SIZE 100 X 5 APPROXIMATELY"
12458 | 4224171310200 | "CARBON UD STOCKINETTE FOR AXIAL REINFORCEMENT BENDING FORCES OF THIN - WALLED HIGH - STRENGTH LAMINATES SIZE 40 X 5 APPROXIMATELY"
12459 | 4224171310300 | "CARBON UD STOCKINETTE FOR AXIAL REINFORCEMENT BENDING FORCES OF THIN - WALLED HIGH - STRENGTH LAMINATES SIZE 70 X 5 APPROXIMATELY"
12460 | 4224171310400 | "CARBON FIBER WEBBING WIDTH 50 MM APPROXIMATELY LENGTH 10 APPROXIMATELY"
12461 | 4224171310500 | "DOUBLE - SIDED ADHESIVE TAPE FOR ADHERING INNER SOCKET TO OUTER FRAME TRANSPARENT LENGTH 50 METERS APPROXIMATELY WIDTH 19 MM APPROXIMATELY"
12462 | 4224171310600 | PINCH GAUGE FOR TESTING THE GRIP FORCE OF SYSTEM ELECTRIC HAND
12463 | 4224171310700 | "PROXIMAL SEALING SYSTEM PROSEAL OR EQUIVALENT IS A PROXIMAL VACUUM SOCKET SEALING SYSTEM FOR USE IN TRANSFEMORAL FITTINGS WHICH DISTINGUISHES ITSELF THROUGH SIMPLICITY AND EXCELLENT WEARER COMFORT SIZE 420 MM"
12464 | 4224171310800 | "CLOTH PROSTHETIC DEVICE W 1200 MM APPROXIMATELY CARBON FIBER FOR LOCALIZED AND HIGH STRENGTH LAMINATE REINFORCEMENT"
12465 | 4224171310900 | "PROXIMAL SEALING SYSTEM PROSEAL OR EQUIVALENT IS A PROXIMAL VACUUM SOCKET SEALING SYSTEM FOR USE IN TRANSFEMORAL FITTINGS WHICH DISTINGUISHES ITSELF THROUGH SIMPLICITY AND EXCELLENT WEARER COMFORT SIZE 440 MM"
12466 | 4224171311100 | "PROXIMAL SEALING SYSTEM PROSEAL OR EQUIVALENT IS A PROXIMAL VACUUM SOCKET SEALING SYSTEM FOR USE IN TRANSFEMORAL FITTINGS WHICH DISTINGUISHES ITSELF THROUGH SIMPLICITY AND EXCELLENT WEARER COMFORT SIZE 460 MM"
12467 | 4224171311200 | "PROXIMAL SEALING SYSTEM PROSEAL OR EQUIVALENT IS A PROXIMAL VACUUM SOCKET SEALING SYSTEM FOR USE IN TRANSFEMORAL FITTINGS WHICH DISTINGUISHES ITSELF THROUGH SIMPLICITY AND EXCELLENT WEARER COMFORT SIZE 480 MM"
12468 | 4224171311300 | "PROXIMAL SEALING SYSTEM PROSEAL OR EQUIVALENT IS A PROXIMAL VACUUM SOCKET SEALING SYSTEM FOR USE IN TRANSFEMORAL FITTINGS WHICH DISTINGUISHES ITSELF THROUGH SIMPLICITY AND EXCELLENT WEARER COMFORT SIZE 560 MM"
12469 | 4224171311400 | "PROXIMAL SEALING SYSTEM PROSEAL OR EQUIVALENT IS A PROXIMAL VACUUM SOCKET SEALING SYSTEM FOR USE IN TRANSFEMORAL FITTINGS WHICH DISTINGUISHES ITSELF THROUGH SIMPLICITY AND EXCELLENT WEARER COMFORT SIZE 580 MM"
12470 | 4224171311500 | "SILICONE LINER TRANSFEMORAL WITH TWO SEALING RING HEIGHTS CUSHION WITHOUT DISTAL CONNECTION ANTIBACTERIAL WITH MINERAL OILS REDUCED ELONGATION NO-STRETCH MATRIX THE ENTIRE LENGTH OF LINER FOR REDUCED ELONGATION AND GOOD TISSUE MANAGEMENT SIZE 420 MM APPROXIMATELY"
12471 | 4224171311600 | "SILICONE LINER TRANSFEMORAL WITH TWO SEALING RING HEIGHTS CUSHION WITHOUT DISTAL CONNECTION ANTIBACTERIAL WITH MINERAL OILS REDUCED ELONGATION NO-STRETCH MATRIX THE ENTIRE LENGTH OF LINER FOR REDUCED ELONGATION AND GOOD TISSUE MANAGEMENT SIZE 450 MM APPROXIMATELY"
12472 | 4224171311700 | "SILICONE LINER TRANSFEMORAL WITH TWO SEALING RING HEIGHTS CUSHION WITHOUT DISTAL CONNECTION ANTIBACTERIAL WITH MINERAL OILS REDUCED ELONGATION NO-STRETCH MATRIX THE ENTIRE LENGTH OF LINER FOR REDUCED ELONGATION AND GOOD TISSUE MANAGEMENT SIZE 500 MM APPROXIMATELY"
12473 | 4224171311800 | "SILICONE LINER TRANSFEMORAL WITH TWO SEALING RING HEIGHTS CUSHION WITHOUT DISTAL CONNECTION ANTIBACTERIAL WITH MINERAL OILS REDUCED ELONGATION NO-STRETCH MATRIX THE ENTIRE LENGTH OF LINER FOR REDUCED ELONGATION AND GOOD TISSUE MANAGEMENT SIZE 550 MM APPROXIMATELY"
12474 | 4224171311900 | "SILICONE LINER TRANSFEMORAL WITH TWO SEALING RING HEIGHTS CUSHION WITHOUT DISTAL CONNECTION ANTIBACTERIAL WITH MINERAL OILS REDUCED ELONGATION NO-STRETCH MATRIX THE ENTIRE LENGTH OF LINER FOR REDUCED ELONGATION AND GOOD TISSUE MANAGEMENT SIZE 360 MM APPROXIMATELY"
12475 | 4224171312100 | "SILICONE LINER TRANSFEMORAL WITH TWO SEALING RING HEIGHTS CUSHION WITHOUT DISTAL CONNECTION ANTIBACTERIAL WITH MINERAL OILS REDUCED ELONGATION NO-STRETCH MATRIX THE ENTIRE LENGTH OF LINER FOR REDUCED ELONGATION AND GOOD TISSUE MANAGEMENT SIZE 340 MM APPROXIMATELY"
12476 | 4224171312200 | "SILICONE LINER TRANSFEMORAL WITH TWO SEALING RING HEIGHTS CUSHION WITHOUT DISTAL CONNECTION ANTIBACTERIAL WITH MINERAL OILS REDUCED ELONGATION NO-STRETCH MATRIX THE ENTIRE LENGTH OF LINER FOR REDUCED ELONGATION AND GOOD TISSUE MANAGEMENT SIZE 320 MM APPROXIMATELY"
12477 | 4224171312300 | DOUBLE FACE P.V.C. TAPE W=19 MM LENGTH 55 METER APPROXIMATELY
12478 | 4224171313200 | "LOOP IRON NICKEL PLATED WELDED INSIDE WIDTH 35 MM APPROXIMATELY"
12479 | 4224171315800 | "SILICONE LINER TRANSFEMORAL WITH TWO SEALING RING HEIGHTS CUSHION WITHOUT DISTAL CONNECTION ANTIBACTERIAL WITH MINERAL OILS REDUCED ELONGATION NO-STRETCH MATRIX THE ENTIRE LENGTH OF LINER FOR REDUCED ELONGATION AND GOOD TISSUE MANAGEMENT SIZE 300 MM APPROXIMATELY"
12480 | 4224171315900 | "SILICONE LINER TRANSFEMORAL WITH TWO SEALING RING HEIGHTS CUSHION WITHOUT DISTAL CONNECTION ANTIBACTERIAL WITH MINERAL OILS REDUCED ELONGATION NO-STRETCH MATRIX THE ENTIRE LENGTH OF LINER FOR REDUCED ELONGATION AND GOOD TISSUE MANAGEMENT SIZE 280 MM APPROXIMATELY"
12481 | 4224171316000 | "SILICONE LINER TRANSFEMORAL WITH TWO SEALING RING HEIGHTS CUSHION WITHOUT DISTAL CONNECTION ANTIBACTERIAL WITH MINERAL OILS REDUCED ELONGATION NO-STRETCH MATRIX THE ENTIRE LENGTH OF LINER FOR REDUCED ELONGATION AND GOOD TISSUE MANAGEMENT SIZE 380 MM APPROXIMATELY"
12482 | 4224171316100 | "SLIDING ADAPTER ALUMINUM FOR MODULAR PROSTHESIS HEIGHT: 25 MM MAXIMUM BODY WEIGHT: 100 KG APPROXIMATELY"
12483 | 4224171316300 | "PROSTHETIC SHOULDER JOINT FREE SWING MOVEMENT FOR FUNCTION IN COMBINATION WITH HIGH TECH COMPONENTS LEFT"
12484 | 4224171316400 | "PROSTHETIC SHOULDER JOINT FREE SWING MOVEMENT FOR FUNCTION IN COMBINATION WITH HIGH TECH COMPONENTS RIGHT"
12485 | 4224171316600 | HARNESS FOR BELOW ELBOW PROSTHESIS WITH HARNESS RING AND PERLON CABLE WITH TRIPLE PULL STRAPS FOR ADULT COMPLETE
12486 | 4224171316700 | HARNESS FOR BELOW ELBOW PROSTHESIS WITH HARNESS RING AND PERLON CABLE FOR ADULT COMPLETE
12487 | 4224171316800 | TUBE ADAPTER STAINLESS STEEL 30 MM DIAMETER WITH 30 X 2 MM ALUMINUM ALLOY TUBE LENGTH 200 MM APPROXIMATELY
12488 | 4224171316900 | TUBE ADAPTER STAINLESS STEEL 30 MM DIAMETER WITH 30 X 2 MM ALUMINUM ALLOY TUBE LENGTH 440 MM APPROXIMATELY
12489 | 4224171317000 | TUBE ADAPTER ALUMINUM FOR CHILDREN FOR FOOT ADAPTER TUBE LENGTH 300 MM APPROXIMATELY WITH FOUR ADJUSTMENT SET SCREW S
12490 | 4224171317100 | TUBE ADAPTER ALUMINUM FOR CHILDREN FOR FOOT ADAPTER TUBE LENGTH 260 MM APPROXIMATELY WITH FOUR ADJUSTMENT SET SCREW S
12491 | 4224171317200 | TUBE ADAPTER FOR CHILDREN ANGLED FOR MODULAR HIP JOINT TUBE LENGTH 200 MM APPROXIMATELY WITH FOUR ADJUSTMENT SET SCREW S
12492 | 4224171317300 | "TUBE ADAPTER TITANIUM 34 MM MAXIMUM 150 KG LENGTH 282 MM APPROXIMATELY"
12493 | 4224171317400 | "TUBE ADAPTER TITANIUM 34 MM MAXIMUM 150 KG LENGTH 472 MM APPROXIMATELY"
12494 | 4224171317500 | PASTE PIGMENT SKIN COLOR CAUCASIAN NET CONTENTS 1 KG. APPROXIMATELY
12495 | 4224171317600 | PASTE PIGMENT SKIN COLOR BROWN NET CONTENTS 250 GRAMS APPROXIMATELY
12496 | 4224171317700 | PASTE PIGMENT WHITE NET CONTENTS 250 GRAMS APPROXIMATELY
12497 | 4224171317800 | PASTE PIGMENT YELLOW NET CONTENTS 250 GRAMS APPROXIMATELY
12498 | 4224171317900 | PASTE PIGMENT RED NET CONTENTS 250 GRAMS APPROXIMATELY
12499 | 4224171318000 | PASTE PIGMENT BLUE NET CONTENTS 250 GRAMS APPROXIMATELY
12500 | 4224171318100 | PASTE PIGMENT BLACK NET CONTENTS 250 GRAMS APPROXIMATELY
12501 | 4224171318200 | "SILICONE GREASE FOR ISOLATING COMPONENTS WITH LAMINATION TECHNIQUE TUBE 10-15 GM"
12502 | 4224171318300 | CLEANER TUBE FOR PROSTHETIC GLOVE CLEANING
12503 | 4224171318800 | DONNING SHEATH FOR TRANSFEMORAL PROSTHESIS WASHABLE SIZE: LARGE
12504 | 4224171318900 | DONNING SHEATH FOR TRANSFEMORAL PROSTHESIS WASHABLE SIZE: MEDIUM
12505 | 4224171319000 | "DONNING SHEATH FOR TRANSFEMORAL PROSTHESIS WASHABLE SIZE: SMALL"
12506 | 4224171319100 | DONNING SHEATH FOR TRANSFEMORAL PROSTHESIS WASHABLE SIZE X-LARGE
12507 | 4224171319200 | DONNING SHEATH FOR TRANSFEMORAL PROSTHESIS WASHABLE SIZE XX-LARGE
12508 | 4224171319300 | "FOOT IMPRESSION FOR TAKING FOOTPRINTS FOR ORTHOPEDIC DEVICES FOR FABRICATING INSOLES THICKNESS 50 MM APPROXIMATELY"
12509 | 4224171319400 | "LOOP IRON NICKEL PLATED WELDED INSIDE WIDTH 30 MM APPROXIMATELY"
12510 | 4224171319500 | "PUMP MECHANICAL ELEVATED VACUUM SYSTEM INTEGRATED INTO THE SOCKET BUILT IN SHOCK ABSORPTION AND A TORSION FEATURE THE USER CAN MOVE AND POSITION THE PROSTHETIC FOOT MORE CONFIDENTLY MOTION INCREASED PROPRIOCEPTION DUE TO DECREASED MOVEMENT BETWEEN THE SOCKET AND THE RESIDUAL LIMB MAXIMUM BODY WEIGHT FROM 50 - 100 KG PART WEIGHT UP TO 500 GRAMS APPROXIMATELY"
12511 | 4224171319600 | "PUMP MECHANICAL ELEVATED VACUUM SYSTEM INTEGRATED INTO THE SOCKET BUILT IN SHOCK ABSORPTION AND A TORSION FEATURE THE USER CAN MOVE AND POSITION THE PROSTHETIC FOOT MORE CONFIDENTLY MOTION INCREASED PROPRIOCEPTION DUE TO DECREASED MOVEMENT BETWEEN THE SOCKET AND THE RESIDUAL LIMB MAXIMUM BODY WEIGHT FROM 50 - 150 KG PART WEIGHT UP TO 600 GRAMS APPROXIMATELY"
12512 | 4224171320100 | DONNING SHEATH FOR TRANSFEMORAL PROSTHESIS WASHABLE SIZE: EXTRA SMALL
12513 | 4224171320700 | "DONNING SHEATH ARM WASHABLE SIZE PEDIATRIC"
12514 | 4224171320800 | "DONNING SHEATH ARM WASHABLE SIZE TRANSRADIAL"
12515 | 4224171320900 | "DONNING SHEATH ARM WASHABLE SIZE TRANSHUMERAL"
12516 | 4224171323400 | "GEL LINER LOCKING UNIFORM SHAPE STRETCHABLE PROVIDES PRESSURE DISTRIBUTION REDUCE FRICTION COMFORT DURABILITY AND OPTIMAL SOCKET FITTING THICKNESS: 2.5-3 MM ASSORTED SIZES"
12517 | 4224171323500 | "GEL LINER LOCKING UNIFORM SHAPE STRETCHABLE PROVIDES PRESSURE DISTRIBUTION REDUCE FRICTION COMFORT DURABILITY AND OPTIMAL SOCKET FITTING THICKNESS: 6 MM ASSORTED SIZES"
12518 | 4224171323600 | "GEL LINER LOCKING UNIFORM SHAPE STRETCHABLE PROVIDES PRESSURE DISTRIBUTION REDUCE FRICTION COMFORT DURABILITY AND OPTIMAL SOCKET FITTING THICKNESS: 9 MM ASSORTED SIZES"
12519 | 4224171323700 | "GEL LINER LOCKING CONTOURED SHAPE STRETCHABLE PROVIDES PRESSURE DISTRIBUTION REDUCE FRICTION COMFORT DURABILITY AND OPTIMAL SOCKET FITTING THICKNESS: 2.5-3 MM ASSORTED SIZES"
12520 | 4224171323800 | "GEL LINER LOCKING CONTOURED SHAPE STRETCHABLE PROVIDES PRESSURE DISTRIBUTION REDUCE FRICTION COMFORT DURABILITY AND OPTIMAL SOCKET FITTING THICKNESS: 6 MM ASSORTED SIZES"
12521 | 4224171323900 | "GEL LINER LOCKING CONTOURED SHAPE STRETCHABLE PROVIDES PRESSURE DISTRIBUTION REDUCE FRICTION COMFORT DURABILITY AND OPTIMAL SOCKET FITTING THICKNESS: 9 MM ASSORTED SIZES"
12522 | 4224171324000 | "GEL LINER LOCKING TAPERED SHAPE STRETCHABLE PROVIDES PRESSURE DISTRIBUTION REDUCE FRICTION COMFORT DURABILITY AND OPTIMAL SOCKET FITTING THICKNESS: 2.5-3 MM ASSORTED SIZES"
12523 | 4224171324100 | "GEL LINER LOCKING TAPERED SHAPE STRETCHABLE PROVIDES PRESSURE DISTRIBUTION REDUCE FRICTION COMFORT DURABILITY AND OPTIMAL SOCKET FITTING THICKNESS: 6 MM ASSORTED SIZES"
12524 | 4224171324200 | "GEL LINER LOCKING TAPERED SHAPE STRETCHABLE PROVIDES PRESSURE DISTRIBUTION REDUCE FRICTION COMFORT DURABILITY AND OPTIMAL SOCKET FITTING THICKNESS: 9 MM ASSORTED SIZES"
12525 | 4224171324300 | "GEL LINER CUSHION UNIFORM SHAPE STRETCHABLE PROVIDES PRESSURE DISTRIBUTION REDUCE FRICTION COMFORT DURABILITY AND OPTIMAL SOCKET FITTING THICKNESS: 2.5-3 MM ASSORTED SIZES"
12526 | 4224171324400 | "GEL LINER CUSHION UNIFORM SHAPE STRETCHABLE PROVIDES PRESSURE DISTRIBUTION REDUCE FRICTION COMFORT DURABILITY AND OPTIMAL SOCKET FITTING THICKNESS: 6 MM ASSORTED SIZES"
12527 | 4224171324500 | "GEL LINER CUSHION UNIFORM SHAPE STRETCHABLE PROVIDES PRESSURE DISTRIBUTION REDUCE FRICTION COMFORT DURABILITY AND OPTIMAL SOCKET FITTING THICKNESS: 9 MM ASSORTED SIZES"
12528 | 4224171324600 | "GEL LINER CUSHION CONTOURED SHAPE STRETCHABLE PROVIDES PRESSURE DISTRIBUTION REDUCE FRICTION COMFORT DURABILITY AND OPTIMAL SOCKET FITTING THICKNESS: 2.5-3 MM ASSORTED SIZES"
12529 | 4224171324700 | "GEL LINER CUSHION CONTOURED SHAPE STRETCHABLE PROVIDES PRESSURE DISTRIBUTION REDUCE FRICTION COMFORT DURABILITY AND OPTIMAL SOCKET FITTING THICKNESS: 6 MM ASSORTED SIZES"
12530 | 4224171324800 | "GEL LINER CUSHION CONTOURED SHAPE STRETCHABLE PROVIDES PRESSURE DISTRIBUTION REDUCE FRICTION COMFORT DURABILITY AND OPTIMAL SOCKET FITTING THICKNESS: 9 MM ASSORTED SIZES"
12531 | 4224171324900 | "GEL LINER CUSHION TAPERED SHAPE STRETCHABLE PROVIDES PRESSURE DISTRIBUTION REDUCE FRICTION COMFORT DURABILITY AND OPTIMAL SOCKET FITTING THICKNESS: 2.5-3 MM ASSORTED SIZES"
12532 | 4224171325000 | "GEL LINER CUSHION TAPERED SHAPE STRETCHABLE PROVIDES PRESSURE DISTRIBUTION REDUCE FRICTION COMFORT DURABILITY AND OPTIMAL SOCKET FITTING THICKNESS: 6 MM ASSORTED SIZES"
12533 | 4224171325100 | "GEL LINER CUSHION TAPERED SHAPE STRETCHABLE PROVIDES PRESSURE DISTRIBUTION REDUCE FRICTION COMFORT DURABILITY AND OPTIMAL SOCKET FITTING THICKNESS: 9 MM ASSORTED SIZES"
12534 | 4224171325200 | MONOCENTRIC KNEE JOINT KNEE OFFERS K2-K4 IT IS A MONOCENTRIC KNEE JOINT WITH A LOAD-DEPENDENT BRAKE MECHANISM AND AN OPTIONAL LOCKING FUNCTION THE SWING PHASE IS CONTROLLED BY AN INTEGRATED PNEUMATIC EXTENSION ASSIST KNEE FLEXION ANGLE 125-145 DEGREES FOR BODY WEIGHT 120-140
12535 | 4224171325300 | "SILICONE LINER TRANSFEMORAL WITH FIVE SEALING RING HEIGHTS CUSHION WITHOUT DISTAL CONNECTION ANTIBACTERIAL WITH MINERAL OILS REDUCED ELONGATION NO-STRETCH MATRIX THE ENTIRE LENGTH OF LINER FOR REDUCED ELONGATION AND GOOD TISSUE MANAGEMENT STANDARD SIZE 250 MM APPROXIMATELY"
12536 | 4224171325400 | "SILICONE LINER TRANSFEMORAL WITH FIVE SEALING RING HEIGHTS CUSHION WITHOUT DISTAL CONNECTION ANTIBACTERIAL WITH MINERAL OILS REDUCED ELONGATION NO-STRETCH MATRIX THE ENTIRE LENGTH OF LINER FOR REDUCED ELONGATION AND GOOD TISSUE MANAGEMENT STANDARD SIZE 265 MM APPROXIMATELY"
12537 | 4224171325500 | "SILICONE LINER TRANSFEMORAL WITH FIVE SEALING RING HEIGHTS CUSHION WITHOUT DISTAL CONNECTION ANTIBACTERIAL WITH MINERAL OILS REDUCED ELONGATION NO-STRETCH MATRIX THE ENTIRE LENGTH OF LINER FOR REDUCED ELONGATION AND GOOD TISSUE MANAGEMENT STANDARD SIZE 280 MM APPROXIMATELY"
12538 | 4224171325600 | "SILICONE LINER TRANSFEMORAL WITH FIVE SEALING RING HEIGHTS CUSHION WITHOUT DISTAL CONNECTION ANTIBACTERIAL WITH MINERAL OILS REDUCED ELONGATION NO-STRETCH MATRIX THE ENTIRE LENGTH OF LINER FOR REDUCED ELONGATION AND GOOD TISSUE MANAGEMENT STANDARD SIZE 300 MM APPROXIMATELY"
12539 | 4224171325700 | "SILICONE LINER TRANSFEMORAL WITH FIVE SEALING RING HEIGHTS CUSHION WITHOUT DISTAL CONNECTION ANTIBACTERIAL WITH MINERAL OILS REDUCED ELONGATION NO-STRETCH MATRIX THE ENTIRE LENGTH OF LINER FOR REDUCED ELONGATION AND GOOD TISSUE MANAGEMENT STANDARD SIZE 320 MM APPROXIMATELY"
12540 | 4224171325800 | "SILICONE LINER TRANSFEMORAL WITH FIVE SEALING RING HEIGHTS CUSHION WITHOUT DISTAL CONNECTION ANTIBACTERIAL WITH MINERAL OILS REDUCED ELONGATION NO-STRETCH MATRIX THE ENTIRE LENGTH OF LINER FOR REDUCED ELONGATION AND GOOD TISSUE MANAGEMENT STANDARD SIZE 340 MM APPROXIMATELY"
12541 | 4224171325900 | "SILICONE LINER TRANSFEMORAL WITH FIVE SEALING RING HEIGHTS CUSHION WITHOUT DISTAL CONNECTION ANTIBACTERIAL WITH MINERAL OILS REDUCED ELONGATION NO-STRETCH MATRIX THE ENTIRE LENGTH OF LINER FOR REDUCED ELONGATION AND GOOD TISSUE MANAGEMENT STANDARD SIZE 360 MM APPROXIMATELY"
12542 | 4224171326000 | "SILICONE LINER TRANSFEMORAL WITH FIVE SEALING RING HEIGHTS CUSHION WITHOUT DISTAL CONNECTION ANTIBACTERIAL WITH MINERAL OILS REDUCED ELONGATION NO-STRETCH MATRIX THE ENTIRE LENGTH OF LINER FOR REDUCED ELONGATION AND GOOD TISSUE MANAGEMENT STANDARD SIZE 380 MM APPROXIMATELY"
12543 | 4224171326100 | "SILICONE LINER TRANSFEMORAL WITH FIVE SEALING RING HEIGHTS CUSHION WITHOUT DISTAL CONNECTION ANTIBACTERIAL WITH MINERAL OILS REDUCED ELONGATION NO-STRETCH MATRIX THE ENTIRE LENGTH OF LINER FOR REDUCED ELONGATION AND GOOD TISSUE MANAGEMENT STANDARD SIZE 400 MM APPROXIMATELY"
12544 | 4224171326200 | "SILICONE LINER TRANSFEMORAL WITH FIVE SEALING RING HEIGHTS CUSHION WITHOUT DISTAL CONNECTION ANTIBACTERIAL WITH MINERAL OILS REDUCED ELONGATION NO-STRETCH MATRIX THE ENTIRE LENGTH OF LINER FOR REDUCED ELONGATION AND GOOD TISSUE MANAGEMENT STANDARD SIZE 450 MM APPROXIMATELY"
12545 | 4224171326300 | "SILICONE LINER TRANSFEMORAL WITH FIVE SEALING RING HEIGHTS CUSHION WITHOUT DISTAL CONNECTION ANTIBACTERIAL WITH MINERAL OILS REDUCED ELONGATION NO-STRETCH MATRIX THE ENTIRE LENGTH OF LINER FOR REDUCED ELONGATION AND GOOD TISSUE MANAGEMENT STANDARD SIZE 500 MM APPROXIMATELY"
12546 | 4224171326400 | "SILICONE LINER TRANSFEMORAL WITH FIVE SEALING RING HEIGHTS CUSHION WITHOUT DISTAL CONNECTION ANTIBACTERIAL WITH MINERAL OILS REDUCED ELONGATION NO-STRETCH MATRIX THE ENTIRE LENGTH OF LINER FOR REDUCED ELONGATION AND GOOD TISSUE MANAGEMENT STANDARD SIZE 550 MM APPROXIMATELY"
12547 | 4224171326500 | "SILICONE LINER TRANSFEMORAL WITH FIVE SEALING RING HEIGHTS CUSHION WITHOUT DISTAL CONNECTION ANTIBACTERIAL WITH MINERAL OILS REDUCED ELONGATION NO-STRETCH MATRIX THE ENTIRE LENGTH OF LINER FOR REDUCED ELONGATION AND GOOD TISSUE MANAGEMENT CONICAL SIZE 250 MM APPROXIMATELY"
12548 | 4224171326600 | "SILICONE LINER TRANSFEMORAL WITH FIVE SEALING RING HEIGHTS CUSHION WITHOUT DISTAL CONNECTION ANTIBACTERIAL WITH MINERAL OILS REDUCED ELONGATION NO-STRETCH MATRIX THE ENTIRE LENGTH OF LINER FOR REDUCED ELONGATION AND GOOD TISSUE MANAGEMENT CONICAL SIZE 265 MM APPROXIMATELY"
12549 | 4224171326700 | "SILICONE LINER TRANSFEMORAL WITH FIVE SEALING RING HEIGHTS CUSHION WITHOUT DISTAL CONNECTION ANTIBACTERIAL WITH MINERAL OILS REDUCED ELONGATION NO-STRETCH MATRIX THE ENTIRE LENGTH OF LINER FOR REDUCED ELONGATION AND GOOD TISSUE MANAGEMENT CONICAL SIZE 280 MM APPROXIMATELY"
12550 | 4224171326800 | "SILICONE LINER TRANSFEMORAL WITH FIVE SEALING RING HEIGHTS CUSHION WITHOUT DISTAL CONNECTION ANTIBACTERIAL WITH MINERAL OILS REDUCED ELONGATION NO-STRETCH MATRIX THE ENTIRE LENGTH OF LINER FOR REDUCED ELONGATION AND GOOD TISSUE MANAGEMENT CONICAL SIZE 300 MM APPROXIMATELY"
12551 | 4224171326900 | "SILICONE LINER TRANSFEMORAL WITH FIVE SEALING RING HEIGHTS CUSHION WITHOUT DISTAL CONNECTION ANTIBACTERIAL WITH MINERAL OILS REDUCED ELONGATION NO-STRETCH MATRIX THE ENTIRE LENGTH OF LINER FOR REDUCED ELONGATION AND GOOD TISSUE MANAGEMENT CONICAL SIZE 320 MM APPROXIMATELY"
12552 | 4224171327000 | "SILICONE LINER TRANSFEMORAL WITH FIVE SEALING RING HEIGHTS CUSHION WITHOUT DISTAL CONNECTION ANTIBACTERIAL WITH MINERAL OILS REDUCED ELONGATION NO-STRETCH MATRIX THE ENTIRE LENGTH OF LINER FOR REDUCED ELONGATION AND GOOD TISSUE MANAGEMENT CONICAL SIZE 340 MM APPROXIMATELY"
12553 | 4224171327100 | "SILICONE LINER TRANSFEMORAL WITH FIVE SEALING RING HEIGHTS CUSHION WITHOUT DISTAL CONNECTION ANTIBACTERIAL WITH MINERAL OILS REDUCED ELONGATION NO-STRETCH MATRIX THE ENTIRE LENGTH OF LINER FOR REDUCED ELONGATION AND GOOD TISSUE MANAGEMENT CONICAL SIZE 360 MM APPROXIMATELY"
12554 | 4224171327200 | "SILICONE LINER TRANSFEMORAL WITH FIVE SEALING RING HEIGHTS CUSHION WITHOUT DISTAL CONNECTION ANTIBACTERIAL WITH MINERAL OILS REDUCED ELONGATION NO-STRETCH MATRIX THE ENTIRE LENGTH OF LINER FOR REDUCED ELONGATION AND GOOD TISSUE MANAGEMENT CONICAL SIZE 380 MM APPROXIMATELY"
12555 | 4224171400000 | CHROME LINING CORDOVAN OR EQUIVALENT
12556 | 4224171400100 | LADIES BEST WILLOW CALF SKIN BLUE
12557 | 4224171400200 | LADIES BEST WILLOW CALF SKIN WHITE
12558 | 4224171501200 | "PLATE ORTHOTIC CALIPER LEFT SIDE COMPATIBLE UPRIGHT SECTION 19 X 2.5 MM APPROXIMATELY STAINLESS STEEL LARGE WIDTH 75 MM APPROXIMATELY WEIGHT 90 GRAMS FOR ANKLE JOINT STIRRUPS"
12559 | 4224180000000 | "CERVICAL ORTHOSIS STERNO OCCIPITAL MANDIBULAR IMMOBILIZER TYPE (S.O.M.I) SIZE SMALL"
12560 | 4224180000100 | KNIGHT TAYLOR TLSO SMALL
12561 | 4224180000200 | KNIGHT TAYLOR TLSO MEDIUM
12562 | 4224180000300 | KNIGHT TAYLOR TLSO LARGE
12563 | 4224180000400 | KNIGHT TAYLOR TLSO EXTRA LARGE
12564 | 4224180000500 | RIB BELT FEMALE SMALL
12565 | 4224180000600 | RIB BELT FEMALE MEDIUM
12566 | 4224180000700 | RIB BELT FEMALE LARGE
12567 | 4224180000800 | RIB BELT FEMALE EXTRA LARGE
12568 | 4224180000900 | RIB BELT MALE SMALL
12569 | 4224180001000 | RIB BELT MALE MEDIUM
12570 | 4224180001100 | RIB BELT MALE LARGE
12571 | 4224180001200 | RIB BELT MALE EXTRA LARGE
12572 | 4224180001300 | LUMBOSACRAL BELT HOOK AND LOOP CLOSURE ALLOWS ADJUSTMENTS FOR FLUCTUATIONS IN SOFT TISSUE MASS PADDING INCREASES COMFORT SIZE LARGE
12573 | 4224180001400 | LUMBOSACRAL BELT HOOK AND LOOP CLOSURE ALLOWS ADJUSTMENTS FOR FLUCTUATIONS IN SOFT TISSUE MASS PADDING INCREASES COMFORT SIZE MEDIUM
12574 | 4224180001500 | LUMBOSACRAL BELT HOOK AND LOOP CLOSURE ALLOWS ADJUSTMENTS FOR FLUCTUATIONS IN SOFT TISSUE MASS PADDING INCREASES COMFORT SIZE SMALL
12575 | 4224180001800 | "TLSO (THORACIC LUMBAR SACRAL ORTHOSIS) BOSTON SOFT BODY JACKET FOR SCOLIOSIS CUSTOM MADE INCLUDES PATIENT ASSESSMENT AT CUSTOMERS PREMISES MEASURING INCLUDES ALL REQUIRED MATERIALS/COMPONENTS TO FABRICATE PROSTHESIS DELIVERY FITTING BY CERTIFIED ORTHOTIST IN MULTIPLE CLINICS AND DIFFERENT REGIONS WITH FOLLOW UP (APPENDIX A)"
12576 | 4224180100100 | ARMSLING ADULT IMMOBILIZES THE SHOULDER JOINT IN INTERNAL ROTATION EASY ADJUSTMENT BY VELCRO OR EQUIVALENT CONTROLS FLEXO-EXTENSION ROTATION ABDUCTION AND SHOULDER ADDUCTION KEEPS THE ELBOW IN 90º FLEXION AND PRONOSUPINATION INTERMEDIATE DISTRIBUTES THE WEIGHT OF THE TREATED ARM AVOIDING OVERLOAD OF THE CERVICAL AREA STRAPS CROSSED OVER THE BACK TO IMPROVE SUPPORT COMFORTABLE BREATHABLE SIZE LARGE
12577 | 4224180101400 | SPLINT ARM SLING CHILDREN EXTREMELY BREATHABLE FABRIC WITH LOOP TO FACILITATE THE REST OF THE THUMB AND THE POSITION OF THE WRIST PROTECTIVE SHOULDER PAD SUPPORTS ARM WEIGHT DISTRIBUTES THE WEIGHT OF THE ARM OVER THE ENTIRE ORTHOSIS INCLUDING ELBOW COMFORTABLE BRACES BREATHABLE AND LATEX FREE SHOULDER AND ARM INJURIES SUBLUXATION POSTOPERATIVE SOFT TISSUE INJURIES (BURNS INFECTIONS) INFLAMMATORY OR PAINFUL SEQUELAE
12578 | 4224180101800 | ARMSLING ADULT IMMOBILIZES THE SHOULDER JOINT IN INTERNAL ROTATION EASY ADJUSTMENT BY VELCRO OR EQUIVALENT CONTROLS FLEXO-EXTENSION ROTATION ABDUCTION AND SHOULDER ADDUCTION KEEPS THE ELBOW IN 90º FLEXION AND PRONOSUPINATION INTERMEDIATE DISTRIBUTES THE WEIGHT OF THE TREATED ARM AVOIDING OVERLOAD OF THE CERVICAL AREA STRAPS CROSSED OVER THE BACK TO IMPROVE SUPPORT COMFORTABLE BREATHABLE SIZE X-LARGE
12579 | 4224180102100 | SLING MATERIAL VERSATILE SOFT FOAM WITH FASTENERS COLLAR AND CUFF 5 CM X 6 M ROLL
12580 | 4224180102400 | ARMSLING ADULT IMMOBILIZES THE SHOULDER JOINT IN INTERNAL ROTATION EASY ADJUSTMENT BY VELCRO OR EQUIVALENT CONTROLS FLEXO-EXTENSION ROTATION ABDUCTION AND SHOULDER ADDUCTION KEEPS THE ELBOW IN 90º FLEXION AND PRONOSUPINATION INTERMEDIATE DISTRIBUTES THE WEIGHT OF THE TREATED ARM AVOIDING OVERLOAD OF THE CERVICAL AREA STRAPS CROSSED OVER THE BACK TO IMPROVE SUPPORT COMFORTABLE BREATHABLE SIZE MEDIUM
12581 | 4224180102500 | ARMSLING ADULT IMMOBILIZES THE SHOULDER JOINT IN INTERNAL ROTATION EASY ADJUSTMENT BY VELCRO OR EQUIVALENT CONTROLS FLEXO-EXTENSION ROTATION ABDUCTION AND SHOULDER ADDUCTION KEEPS THE ELBOW IN 90º FLEXION AND PRONOSUPINATION INTERMEDIATE DISTRIBUTES THE WEIGHT OF THE TREATED ARM AVOIDING OVERLOAD OF THE CERVICAL AREA STRAPS CROSSED OVER THE BACK TO IMPROVE SUPPORT COMFORTABLE BREATHABLE SIZE SMALL
12582 | 4224180201600 | PERINATAL SACRO-ILIAC SUPPORT ELASTIC WOVEN MATERIAL WITH VELCRO FASTENING LARGE HIP
12583 | 4224180201700 | PERINATAL SACRO-ILIAC SUPPORT ELASTIC WOVEN MATERIAL WITH VELCRO FASTENING MEDIUM HIP
12584 | 4224180202200 | DORSOLUMBAR SUPPORT WITH SHOULDER STRAPS PULL THE PATIENT’S BODY BACKWARDS WITH ALUMINUM STAYS TO SUPPORT THE LUMBAR SIZE MEDIUM
12585 | 4224180202300 | DORSOLUMBAR SUPPORT WITH SHOULDER STRAPS PULL THE PATIENT’S BODY BACKWARDS WITH ALUMINUM STAYS TO SUPPORT THE LUMBAR SIZE SMALL
12586 | 4224180203100 | PERINATAL SACRO-ILIAC SUPPORT ELASTIC WOVEN MATERIAL WITH VELCRO FASTENING EXTRA LARGE HIP
12587 | 4224180203200 | SACRO-ILIAC BELT ADJUSTABLE PADS TO PROVIDE ANTERIOR AND POSTERIOR SUPPORT TO SACRO-ILIAC JOINT NEOPRENE MATERIAL LOW PROFILE WITH VELCRO FASTENING SIZE SMALL
12588 | 4224180203300 | SACRO SUPPORT SEMI-RIGID ONE PIECE LUMBAR BACK MEDIUM 32-36 INCHES
12589 | 4224180203400 | LSO BI-VALVE WITH ADJUSTABLE HIP EXTENSION (HIP SPICA) FOAM PADDED POLYETHYLENE THICKNESS 4MM RESTRICTS ROTATION PREVENTION SIZE SMALL LEFT
12590 | 4224180203500 | LSO BI-VALVE WITH ADJUSTABLE HIP EXTENSION (HIP SPICA) FOAM PADDED POLYETHYLENE THICKNESS 4MM RESTRICTS ROTATION PREVENTION SIZE MEDIUM LEFT
12591 | 4224180203600 | LSO BI-VALVE WITH ADJUSTABLE HIP EXTENSION (HIP SPICA) FOAM PADDED POLYETHYLENE THICKNESS 4MM RESTRICTS ROTATION PREVENTION SIZE LARGE LEFT
12592 | 4224180203700 | LSO BI-VALVE WITH ADJUSTABLE HIP EXTENSION (HIP SPICA) FOAM PADDED POLYETHYLENE THICKNESS 4MM RESTRICTS ROTATION PREVENTION SIZE X-LARGE LEFT
12593 | 4224180203800 | LSO BI-VALVE WITH ADJUSTABLE HIP EXTENSION (HIP SPICA) FOAM PADDED POLYETHYLENE THICKNESS 4MM RESTRICTS ROTATION PREVENTION SIZE XX-LARGE LEFT
12594 | 4224180203900 | LSO BI-VALVE WITH ADJUSTABLE HIP EXTENSION (HIP SPICA) FOAM PADDED POLYETHYLENE THICKNESS 4MM RESTRICTS ROTATION PREVENTION SIZE SMALL RIGHT
12595 | 4224180204000 | LSO BI-VALVE WITH ADJUSTABLE HIP EXTENSION (HIP SPICA) FOAM PADDED POLYETHYLENE THICKNESS 4MM RESTRICTS ROTATION PREVENTION SIZE MEDIUM RIGHT
12596 | 4224180204100 | LSO BI-VALVE WITH ADJUSTABLE HIP EXTENSION (HIP SPICA) FOAM PADDED POLYETHYLENE THICKNESS 4MM RESTRICTS ROTATION PREVENTION SIZE LARGE RIGHT
12597 | 4224180204200 | LSO BI-VALVE WITH ADJUSTABLE HIP EXTENSION (HIP SPICA) FOAM PADDED POLYETHYLENE THICKNESS 4MM RESTRICTS ROTATION PREVENTION SIZE X-LARGE RIGHT
12598 | 4224180204300 | LSO BI-VALVE WITH ADJUSTABLE HIP EXTENSION (HIP SPICA) FOAM PADDED POLYETHYLENE THICKNESS 4MM RESTRICTS ROTATION PREVENTION SIZE XX-LARGE RIGHT
12599 | 4224180301300 | CERVICAL COLLAR RIGID PHILADELPHIA TYPE ANTERIOR AND POSTERIOR RIGID PIECES VELCRO CLOSURES SIZE LARGE
12600 | 4224180301400 | CERVICAL COLLAR RIGID PHILADELPHIA TYPE ANTERIOR AND POSTERIOR RIGID PIECES VELCRO CLOSURES SIZE MEDIUM
12601 | 4224180301600 | CERVICAL COLLAR SOFT WITH VELCRO MADE FROM CONTOURED FOAM COVERED BY SOFT COTTON STOCKINETTE SIZE: EXTRA SMALL
12602 | 4224180301700 | CERVICAL COLLAR SOFT WITH VELCRO MADE FROM CONTOURED FOAM COVERED BY SOFT COTTON STOCKINETTE SIZE: SMALL
12603 | 4224180301800 | PRESSURE GARMENT CUSTOM MADE FOR SCAR MANAGEMENT ADULT PRESSURE COLLAR - ADULT PRESSURE COLLAR ULTRAVIOLET PROTECTION (NOT LESS THAN 98%) BREATHABLE HYPOALLERGENIC AND LATEX-FREE COMPOSITION-HIGH QUALITY SOFT ANTI-BACTERIAL MEDICAL GRADE COMPOSITION AVAILABLE IN TWO WASHABLE FABRICS: STRONG AND MEDIUM PRESSURE BASED ON PATIENT NEEDS
12604 | 4224180301900 | CERVICAL COLLAR SOFT PEDIATRIC WITH VELCRO SOFT PADDING BREATHABLE LENGTH 23-28 CM SIZE: EXTRA SMALL
12605 | 4224180302000 | CERVICAL COLLAR SOFT PEDIATRIC WITH VELCRO SOFT PADDING BREATHABLE LENGTH 29-34 CM SIZE: SMALL
12606 | 4224180302100 | PRESSURE GARMENT CUSTOM MADE FOR SCAR MANAGEMENT CHILD PRESSURE COLLAR - CHILD PRESSURE COLLAR ULTRAVIOLET PROTECTION (NOT LESS THAN 98%) BREATHABLE HYPOALLERGENIC AND LATEX-FREE COMPOSITION-HIGH QUALITY SOFT ANTI-BACTERIAL MEDICAL GRADE COMPOSITION AVAILABLE IN TWO WASHABLE FABRICS: STRONG AND MEDIUM PRESSURE BASED ON PATIENT NEEDS
12607 | 4224180302700 | CERVICAL BRACE 4 POSTER LIGHTWEIGHT MALLEABLE ADJUSTABLE CHIN AND AXILLARY AND SHOULDER STRAPS SHOULDER STRAPS WITH PADS VELCRO CLOSURES SIZE SMALL
12608 | 4224180302800 | CERVICAL BRACE 4 POSTER LIGHTWEIGHT MALLEABLE ADJUSTABLE CHIN AND AXILLARY AND SHOULDER STRAPS SHOULDER STRAPS WITH PADS VELCRO CLOSURES SIZE MEDIUM
12609 | 4224180302900 | CERVICAL BRACE 4 POSTER LIGHTWEIGHT MALLEABLE ADJUSTABLE CHIN AND AXILLARY AND SHOULDER STRAPS SHOULDER STRAPS WITH PADS VELCRO CLOSURES SIZE LARGE
12610 | 4224180303200 | COLLAR CERVICAL RIGID FOAM PHILADELPHIA OR EQUIVALENT WITH TRACHEOSTOMY OPENING 4 - 1/4 INCH WIDE TWO - PIECE CONSTRUCTION WITH CHIN REST LARGE
12611 | 4224180303900 | CERVICAL COLLAR SOFT WITH VELCRO MADE FROM CONTOURED FOAM COVERED BY SOFT COTTON STOCKINETTE SIZE: EXTRA LARGE
12612 | 4224180306100 | CERVICAL COLLAR SOFT WITH VELCRO MADE FROM CONTOURED FOAM COVERED BY SOFT COTTON STOCKINETTE SIZE: LARGE
12613 | 4224180306200 | CERVICAL COLLAR SOFT WITH VELCRO MADE FROM CONTOURED FOAM COVERED BY SOFT COTTON STOCKINETTE SIZE: MEDIUM
12614 | 4224180306300 | NON-INVASIVE HALO FOR CERVICAL STABILIZATION MRI COMPATIBLE SIZE: UNIVERSAL ADULT
12615 | 4224180306400 | CERVICAL COLLAR RIGID PLASTIC WITH CHIN SUPPORT SIZE EXTRA SMALL
12616 | 4224180306500 | CERVICAL COLLAR RIGID PLASTIC WITH CHIN SUPPORT SIZE SMALL
12617 | 4224180306600 | CERVICAL COLLAR RIGID PLASTIC WITH CHIN SUPPORT SIZE MEDIUM
12618 | 4224180306700 | CERVICAL COLLAR RIGID PLASTIC WITH CHIN SUPPORT SIZE LARGE
12619 | 4224180306800 | CERVICAL COLLAR RIGID WITH CHIN AND HEAD SUPPORT THOMAS OR EQUIVALENT SIZE LARGE
12620 | 4224180306900 | CERVICAL COLLAR RIGID WITH CHIN AND HEAD SUPPORT THOMAS OR EQUIVALENT SIZE MEDIUM
12621 | 4224180307000 | CERVICAL COLLAR RIGID WITH CHIN AND HEAD SUPPORT THOMAS OR EQUIVALENT SIZE SMALL
12622 | 4224180307100 | CERVICAL COLLAR RIGID PHILADELPHIA TYPE ANTERIOR AND POSTERIOR RIGID PIECES VELCRO CLOSURES SIZE SMALL
12623 | 4224180307200 | COLLARS MIAMI J OR ANY EQUIVALENT PEDIATRIC IMMOBILIZES STABLE CERVICAL SPINE INJURIES PLASTIC REINFORCED FROM 6 MONTHS TO 2 YEARS
12624 | 4224180307300 | COLLARS MIAMI J OR ANY EQUIVALENT PEDIATRIC IMMOBILIZES STABLE CERVICAL SPINE INJURIES PLASTIC REINFORCED FROM 2 YEARS TO 6 YEARS
12625 | 4224180307400 | COLLARS MIAMI J OR ANY EQUIVALENT PEDIATRIC IMMOBILIZES STABLE CERVICAL SPINE INJURIES PLASTIC REINFORCED SIZE 0 - 6 MONTHS
12626 | 4224180307500 | COLLARS MIAMI J OR ANY EQUIVALENT IMMOBILIZES STABLE CERVICAL SPINE INJURIES PLASTIC REINFORCED SIZE EXTRA SMALL 35.6 - 61 CM
12627 | 4224180307600 | COLLARS MIAMI J OR ANY EQUIVALENT IMMOBILIZES STABLE CERVICAL SPINE INJURIES PLASTIC REINFORCED SIZE DOUBLE EXTRA SMALL 20.3 - 35.6 CM
12628 | 4224180307700 | COLLARS MIAMI J OR ANY EQUIVALENT IMMOBILIZES STABLE CERVICAL SPINE INJURIES PLASTIC REINFORCED SIZE LARGE 25.4 - 50 CM
12629 | 4224180307800 | COLLARS MIAMI J OR ANY EQUIVALENT IMMOBILIZES STABLE CERVICAL SPINE INJURIES PLASTIC REINFORCED SIZE MEDIUM 50 CM
12630 | 4224180307900 | COLLARS MIAMI J OR ANY EQUIVALENT IMMOBILIZES STABLE CERVICAL SPINE INJURIES PLASTIC REINFORCED SIZE SMALL 25.4 - 50 CM
12631 | 4224180309200 | CERVICAL COLLAR SOFT WITH VELCRO MADE FROM CONTOURED FOAM COVERED BY SOFT COTTON STOCKINETTE SIZE: DOUBLE EXTRA LARGE
12632 | 4224180309500 | "CERVICAL THORACIC ORTHOSIS NON-INVASIVE HALO SYSTEM PROVIDE CERVICAL SPINE CONTROL CONTROLS ROTATION AND LATERAL BENDING OF CERVICAL SPINE PINLESS POSTOPERATIVE POSITIONING FOLLOWING STERNOCLEIDOMASTOID RELEASE FOR CONGENITAL MUSCULAR TORTICOLLIS REDUCTION OF C1-C2 ROTARY INSTABILITY ASSORTED SIZES"
12633 | 4224180309600 | "CERVICAL SUPPORT MINERVA OR EQUIVALENT TO SUPPORT AND STABILIZE CERVICAL SPINE AND UPPER THORACIC SPINE SIZE PEDIATRIC 230 - 280 MM APPROXIMATELY"
12634 | 4224180309700 | "CERVICAL SUPPORT MINERVA OR EQUIVALENT TO SUPPORT AND STABILIZE CERVICAL SPINE AND UPPER THORACIC SPINE SIZE SMALL 280 - 330 MM APPROXIMATELY"
12635 | 4224180309800 | "CERVICAL SUPPORT MINERVA OR EQUIVALENT TO SUPPORT AND STABILIZE CERVICAL SPINE AND UPPER THORACIC SPINE SIZE REGULAR 330 - 410 MM APPROXIMATELY"
12636 | 4224180310000 | STRONG NEOPRENE PRESSURE COLLAR - STRONG NEOPRENE PRESSURE GARMENT PRESSURE COLLAR SCAR MANAGEMENT 60% -69% POLYAMIDE 31% -40% ELASTANE 3MM NEOPRENE STRONG FABRIC THICKNESS 0.64MM-0.68MM ADJUSTABLE PRESSURE LEVEL THERAPEUTIC ITEM L LATEX FREE ANTIBACTERIAL BREATHABLE HIGH UV PROTECTION COTTON FREE AND NON-ALLERGENIC RUBBER FREE AND MACHINE WASHABLE. SIZES: FOR ADULT - L: 16.4-18 IN (41-45 CM) (NECK CIRCUMFERENCE) FRONT HEIGHT: 8 CM BACK HEIGHT: 5.5 CM.
12637 | 4224180310100 | STRONG NEOPRENE PRESSURE COLLAR - STRONG NEOPRENE PRESSURE GARMENT PRESSURE COLLAR SCAR MANAGEMENT 60% -69% POLYAMIDE 31% -40% ELASTANE 3MM NEOPRENE STRONG FABRIC THICKNESS 0.64MM-0.68MM ADJUSTABLE PRESSURE LEVEL THERAPEUTIC ITEM L LATEX FREE ANTIBACTERIAL BREATHABLE HIGH UV PROTECTION COTTON FREE AND NON-ALLERGENIC RUBBER FREE AND MACHINE WASHABLE. SIZES: FOR ADULT - M: 14.4-16 IN (36-40 CM) (NECK CIRCUMFERENCE) FRONT HEIGHT: 7.5 CM BACK HEIGHT: 5.5 CM.
12638 | 4224180310200 | STRONG NEOPRENE PRESSURE COLLAR - STRONG NEOPRENE PRESSURE GARMENT PRESSURE COLLAR SCAR MANAGEMENT 60% -69% POLYAMIDE 31% -40% ELASTANE 3MM NEOPRENE STRONG FABRIC THICKNESS 0.64MM-0.68MM ADJUSTABLE PRESSURE LEVEL THERAPEUTIC ITEM L LATEX FREE ANTIBACTERIAL BREATHABLE HIGH UV PROTECTION COTTON FREE AND NON-ALLERGENIC RUBBER FREE AND MACHINE WASHABLE. SIZES: FOR ADULT - S: 12.4-14 IN (31-35 CM) (NECK CIRCUMFERENCE) FRONT HEIGHT: 7.0 CM BACK HEIGHT: 5.5 CM.
12639 | 4224180310300 | STRONG NEOPRENE PRESSURE COLLAR - STRONG NEOPRENE PRESSURE GARMENT PRESSURE COLLAR SCAR MANAGEMENT 60% -69% POLYAMIDE 31% -40% ELASTANE 3MM NEOPRENE STRONG FABRIC THICKNESS 0.64MM-0.68MM ADJUSTABLE PRESSURE LEVEL THERAPEUTIC ITEM L LATEX FREE ANTIBACTERIAL BREATHABLE HIGH UV PROTECTION COTTON FREE AND NON-ALLERGENIC RUBBER FREE AND MACHINE WASHABLE. SIZES: FOR ADULT - XL: 18.4-20 IN (46-50 CM) (NECK CIRCUMFERENCE) FRONT HEIGHT: 9 CM BACK HEIGHT: 6 CM.
12640 | 4224180310400 | STRONG NEOPRENE PRESSURE COLLAR - STRONG NEOPRENE PRESSURE GARMENT PRESSURE COLLAR SCAR MANAGEMENT 60% -69% POLYAMIDE 31% -40% ELASTANE 3MM NEOPRENE STRONG FABRIC THICKNESS 0.64MM-0.68MM ADJUSTABLE PRESSURE LEVEL THERAPEUTIC ITEM L LATEX FREE ANTIBACTERIAL BREATHABLE HIGH UV PROTECTION COTTON FREE AND NON-ALLERGENIC RUBBER FREE AND MACHINE WASHABLE. SIZES: FOR CHILDREN - X-SMALL: 10-12 IN (25-30 CM) (NECK CIRCUMFERENCE) FRONT HEIGHT: 4.5 CM 3 CM.
12641 | 4224180310500 | STRONG NEOPRENE PRESSURE COLLAR - STRONG NEOPRENE PRESSURE GARMENT PRESSURE COLLAR SCAR MANAGEMENT 60% -69% POLYAMIDE 31% -40% ELASTANE 3MM NEOPRENE STRONG FABRIC THICKNESS 0.64MM-0.68MM ADJUSTABLE PRESSURE LEVEL THERAPEUTIC ITEM L LATEX FREE ANTIBACTERIAL BREATHABLE HIGH UV PROTECTION COTTON FREE AND NON-ALLERGENIC RUBBER FREE AND MACHINE WASHABLE. SIZES: FOR CHILDREN - XX-SMALL: 8-9.6 IN (20-24 CM) (NECK CIRCUMFERENCE) FRONT HEIGHT: 4.5 CM BACK HEIGHT: 3 CM.
12642 | 4224180310700 | CERVICAL COLLAR SOFT FOAM VELCRO OR EQUIVALENT NARROW MEDIUM
12643 | 4224180400100 | CLAVICLE SUPPORT ADJUSTABLE TENSION NON-ELASTIC STRAPS IN FIGURE OF EIGHT SIZE: EXTRA LARGE
12644 | 4224180400300 | CUSTOM-MADE LYMPHEDEMA COMPRESSION GARMENT SLEEVE WITH SHOULDER SUPPORTING STRAP SKIN COLOR CLASS UPON REQUEST FABRIC: POLYAMIDE (50 = -80%) ELASTANE (20-35%) COTTON SKIN CONTACT AND LATEX FREE
12645 | 4224180501400 | TENNIS ELBOW SUPPORT ELASTIC ELBOW SUPPORT WITH PADS TO GIVE COMPRESSION ON THE EPICONDYLE MADE WITH BREATHABLE FABRIC SIZE MEDIUM
12646 | 4224180501500 | TENNIS ELBOW SUPPORT ELASTIC ELBOW SUPPORT WITH PADS TO GIVE COMPRESSION ON THE EPICONDYLE MADE WITH BREATHABLE FABRIC SIZE LARGE
12647 | 4224180501600 | TENNIS ELBOW SUPPORT ELASTIC ELBOW SUPPORT WITH PADS TO GIVE COMPRESSION ON THE EPICONDYLE MADE WITH BREATHABLE FABRIC SIZE EXTRA LARGE
12648 | 4224180502000 | ELBOW SUPPORT ELASTIC MADE FROM LIGHTWEIGHT ELASTIC KNIT WITH CUSTOM TOP WEAVE AND REINFORCED TRIMMED EDGES CONTOUR DESIGN FITS LEFT OR RIGHT SIZE: LARGE
12649 | 4224180502800 | TENNIS ELBOW SUPPORT ELASTIC ELBOW SUPPORT WITH PADS TO GIVE COMPRESSION ON THE EPICONDYLE MADE WITH BREATHABLE FABRIC SIZE SMALL
12650 | 4224180502900 | TENNIS ELBOW BAND WITH PADS EASILY FASTENS LOOP - LOCK STRAP WITH ELASTIC FOR A CUSTOMIZED FIT SIZE LARGE
12651 | 4224180503000 | TENNIS ELBOW BAND WITH PADS EASILY FASTENS LOOP - LOCK STRAP WITH ELASTIC FOR A CUSTOMIZED FIT SIZE MEDIUM
12652 | 4224180503100 | TENNIS ELBOW BAND WITH PADS EASILY FASTENS LOOP - LOCK STRAP WITH ELASTIC FOR A CUSTOMIZED FIT SIZE SMALL
12653 | 4224180503200 | TENNIS ELBOW BAND DOUBLE STRAP EPI - LOCK OR EQUIVALENT MEDIUM
12654 | 4224180503300 | ELBOW SUPPORT ELASTIC MADE FROM LIGHTWEIGHT ELASTIC KNIT WITH CUSTOM TOP WEAVE AND REINFORCED TRIMMED EDGES CONTOUR DESIGN FITS LEFT OR RIGHT SIZE: SMALL
12655 | 4224180503400 | ELBOW SUPPORT ELASTIC MADE FROM LIGHTWEIGHT ELASTIC KNIT WITH CUSTOM TOP WEAVE AND REINFORCED TRIMMED EDGES CONTOUR DESIGN FITS LEFT OR RIGHT SIZE: MEDIUM
12656 | 4224180503500 | ELBOW SUPPORT ELASTIC MADE FROM LIGHTWEIGHT ELASTIC KNIT WITH CUSTOM TOP WEAVE AND REINFORCED TRIMMED EDGES CONTOUR DESIGN FITS LEFT OR RIGHT SIZE: X-LARGE
12657 | 4224180503600 | TENNIS ELBOW BAND WITH GEL PAD WITH ADJUSTABLE STRAP LATEX-FREE FITS LEFT OR RIGHT ANTIMICROBIAL TREATMENT UNIVERSAL SIZE
12658 | 4224180503800 | TENNIS ELBOW BAND DOUBLE STRAP EPI-LOCK OR EQUIVALENT LARGE
12659 | 4224180503900 | ELBOW PROTECTOR PREVENT PRESSURE ULCERS MEDICAL SHEEPSKIN THERAPEUTIC ITEM FREE SIZE ADJUSTABLE VELCRO SECURING STRAPS MACHINE WASHABLE
12660 | 4224180605300 | SPLINT WRIST AND THUMB BRACE WITH ALUMINUM PLATES WITH SOFT COMFORTABLE BREATHABLE FABRIC SIZE LARGE LEFT
12661 | 4224180605400 | SPLINT WRIST AND THUMB BRACE WITH ALUMINUM PLATES WITH SOFT COMFORTABLE BREATHABLE FABRIC SIZE LARGE RIGHT
12662 | 4224180605500 | SPLINT WRIST AND THUMB BRACE WITH ALUMINUM PLATES WITH SOFT COMFORTABLE BREATHABLE FABRIC SIZE MEDIUM RIGHT
12663 | 4224180605600 | SPLINT WRIST AND THUMB BRACE WITH ALUMINUM PLATES WITH SOFT COMFORTABLE BREATHABLE FABRIC SIZE SMALL LEFT
12664 | 4224180605700 | SPLINT WRIST AND THUMB BRACE WITH ALUMINUM PLATES WITH SOFT COMFORTABLE BREATHABLE FABRIC SIZE SMALL RIGHT
12665 | 4224180605800 | SPLINT WRIST BRACE WITH ALUMINUM PLATES WITH SOFT COMFORTABLE BREATHABLE FABRIC UNIVERSAL (FIT RIGHT AND LEFT) SMALL
12666 | 4224180605900 | SPLINT WRIST BRACE WITH ALUMINUM PLATES WITH SOFT COMFORTABLE BREATHABLE FABRIC UNIVERSAL (FIT RIGHT AND LEFT) MEDIUM
12667 | 4224180606000 | SPLINT WRIST BRACE WITH ALUMINUM PLATES WITH SOFT COMFORTABLE BREATHABLE FABRIC UNIVERSAL (FIT RIGHT AND LEFT) LARGE
12668 | 4224180606100 | SPLINT WRIST BRACE WITH ALUMINUM PLATES WITH SOFT COMFORTABLE BREATHABLE FABRIC UNIVERSAL (FIT RIGHT AND LEFT) EXTRA LARGE
12669 | 4224180606600 | SPLINT FUNCTIONAL WRIST-HAND ORTHOSIS POLYETHYLENE WITH SOFT LINER AND STRAPS SMALL LEFT
12670 | 4224180606700 | SPLINT FUNCTIONAL WRIST-HAND ORTHOSIS POLYETHYLENE WITH SOFT LINER AND STRAPS SMALL RIGHT
12671 | 4224180606800 | SPLINT FUNCTIONAL WRIST-HAND ORTHOSIS POLYETHYLENE WITH SOFT LINER AND STRAPS MEDIUM LEFT
12672 | 4224180606900 | SPLINT FUNCTIONAL WRIST-HAND ORTHOSIS POLYETHYLENE WITH SOFT LINER AND STRAPS MEDIUM RIGHT
12673 | 4224180607000 | SPLINT FUNCTIONAL WRIST-HAND ORTHOSIS POLYETHYLENE WITH SOFT LINER AND STRAPS LARGE LEFT
12674 | 4224180607100 | SPLINT FUNCTIONAL WRIST-HAND ORTHOSIS POLYETHYLENE WITH SOFT LINER AND STRAPS LARGE RIGHT
12675 | 4224180607900 | SPLINT WRIST SUPPORT ELASTIC WITH SOFT COMFORTABLE BREATHABLE FABRIC UNIVERSAL (FIT RIGHT AND LEFT) X-LARGE
12676 | 4224180608000 | SPLINT LONG THUMBSPICA SPLINT SUPPORTS WRIST AND MP AND CMC JOINTS OF THE THUMB MALLEABLE ALUMINUM STAY IS CONTOURED FOR AN ANATOMICALLY CORRECT FIT SELF-WICKING LINING TO CONTROL PERSPIRATION NO CONTACT ON THE ULNAR SIDE OF THE HAND LEFT SIZE: LARGE
12677 | 4224180608100 | SPLINT LONG THUMBSPICA SPLINT SUPPORTS WRIST AND MP AND CMC JOINTS OF THE THUMB MALLEABLE ALUMINUM STAY IS CONTOURED FOR AN ANATOMICALLY CORRECT FIT SELF-WICKING LINING TO CONTROL PERSPIRATION NO CONTACT ON THE ULNAR SIDE OF THE HAND RIGHT SIZE: LARGE
12678 | 4224180608700 | SPLINT WRIST AND THUMB BRACE WITH ALUMINUM PLATES WITH SOFT COMFORTABLE BREATHABLE FABRIC SIZE MEDIUM LEFT
12679 | 4224180608800 | SPLINT WRIST AND THUMB BRACE WITH ALUMINUM PLATES WITH SOFT COMFORTABLE BREATHABLE FABRIC X-LARGE LEFT
12680 | 4224180608900 | SPLINT WRIST AND THUMB BRACE WITH ALUMINUM PLATES WITH SOFT COMFORTABLE BREATHABLE FABRIC X-LARGE RIGHT
12681 | 4224180609400 | SPLINT WRIST BRACE THUMB STABILIZER WITH REMOVABLE ALUMINUM PLATES IN PALMAR ULNAR AND RADIAL WITH SOFT COMFORTABLE BREATHABLE FABRIC SMALL LEFT
12682 | 4224180609500 | SPLINT WRIST BRACE THUMB STABILIZER WITH REMOVABLE ALUMINUM PLATES IN PALMAR ULNAR AND RADIAL WITH SOFT COMFORTABLE BREATHABLE FABRIC MEDIUM LEFT
12683 | 4224180609600 | SPLINT WRIST BRACE THUMB STABILIZER WITH REMOVABLE ALUMINUM PLATES IN PALMAR ULNAR AND RADIAL WITH SOFT COMFORTABLE BREATHABLE FABRIC LARGE LEFT
12684 | 4224180609700 | SPLINT WRIST BRACE THUMB STABILIZER WITH REMOVABLE ALUMINUM PLATES IN PALMAR ULNAR AND RADIAL WITH SOFT COMFORTABLE BREATHABLE FABRIC X-LARGE LEFT
12685 | 4224180609800 | SPLINT WRIST BRACE THUMB STABILIZER WITH REMOVABLE ALUMINUM PLATES IN PALMAR ULNAR AND RADIAL WITH SOFT COMFORTABLE BREATHABLE FABRIC SMALL RIGHT
12686 | 4224180609900 | SPLINT WRIST BRACE THUMB STABILIZER WITH REMOVABLE ALUMINUM PLATES IN PALMAR ULNAR AND RADIAL WITH SOFT COMFORTABLE BREATHABLE FABRIC MEDIUM RIGHT
12687 | 4224180610000 | SPLINT WRIST BRACE THUMB STABILIZER WITH REMOVABLE ALUMINUM PLATES IN PALMAR ULNAR AND RADIAL WITH SOFT COMFORTABLE BREATHABLE FABRIC LARGE RIGHT
12688 | 4224180610100 | SPLINT WRIST BRACE THUMB STABILIZER WITH REMOVABLE ALUMINUM PLATES IN PALMAR ULNAR AND RADIAL WITH SOFT COMFORTABLE BREATHABLE FABRIC X-LARGE RIGHT
12689 | 4224180610200 | SPLINT SHORT THUMB SPICA THERMOPLASTIC MATERIAL SUPPORTS THE CMC JOINT AND IMMOBILIZES THE THUMB MCP JOINT LEFT SIZE X-SMALL
12690 | 4224180610300 | SPLINT SHORT THUMB BRACE SUPPORTS MP AND CMC JOINTS OF THE THUMB MALLEABLE ALUMINUM STAY SOFT AND COMFORTABLE AND BREATHABLE FABRIC LEFT SIZE: LARGE
12691 | 4224180610400 | SPLINT THUMB SPICA THERMOPLASTIC MATERIAL SUPPORTS THE CMC JOINT AND IMMOBILIZES THE THUMB MCP JOINT LEFT SIZE MEDIUM
12692 | 4224180610500 | SPLINT THUMB SPICA THERMOPLASTIC MATERIAL SUPPORTS THE CMC JOINT AND IMMOBILIZES THE THUMB MCP JOINT LEFT SIZE SMALL
12693 | 4224180610600 | SPLINT SHORT THUMB SPICA THERMOPLASTIC MATERIAL SUPPORTS THE CMC JOINT AND IMMOBILIZES THE THUMB MCP JOINT RIGHT SIZE X-SMALL
12694 | 4224180610700 | SPLINT SHORT THUMB BRACE SUPPORTS MP AND CMC JOINTS OF THE THUMB MALLEABLE ALUMINUM STAY SOFT AND COMFORTABLE AND BREATHABLE FABRIC RIGHT SIZE: LARGE
12695 | 4224180610800 | SPLINT THUMB SPICA THERMOPLASTIC MATERIAL SUPPORTS THE CMC JOINT AND IMMOBILIZES THE THUMB MCP JOINT RIGHT SIZE MEDIUM
12696 | 4224180610900 | SPLINT THUMB SPICA THERMOPLASTIC MATERIAL SUPPORTS THE CMC JOINT AND IMMOBILIZES THE THUMB MCP JOINT RIGHT SIZE SMALL
12697 | 4224180611000 | SPLINT WRIST AND FOREARM BRACE LONG LENGTH WITH ALUMINUM PLATES WITH SOFT COMFORTABLE BREATHABLE FABRIC LEFT SIZE X-SMALL
12698 | 4224180611100 | SPLINT WRIST AND FOREARM BRACE LONG LENGTH WITH ALUMINUM PLATES WITH SOFT COMFORTABLE BREATHABLE FABRIC LEFT SIZE LARGE
12699 | 4224180611200 | SPLINT WRIST AND FOREARM BRACE LONG LENGTH WITH ALUMINUM PLATES WITH SOFT COMFORTABLE BREATHABLE FABRIC LEFT SIZE MEDIUM
12700 | 4224180611300 | SPLINT WRIST AND FOREARM BRACE LONG LENGTH WITH ALUMINUM PLATES WITH SOFT COMFORTABLE BREATHABLE FABRIC LEFT SIZE X-LARGE
12701 | 4224180611400 | SPLINT WRIST AND FOREARM BRACE LONG LENGTH WITH ALUMINUM PLATES WITH SOFT COMFORTABLE BREATHABLE FABRIC RIGHT SIZE SMALL
12702 | 4224180611500 | SPLINT WRIST BRACE PEDIATRIC WITH ALUMINUM PLATES WITH SOFT COMFORTABLE BREATHABLE FABRIC RIGHT X-SMALL
12703 | 4224180611600 | SPLINT WRIST BRACE PEDIATRIC WITH ALUMINUM PLATES WITH SOFT COMFORTABLE BREATHABLE FABRIC RIGHT XX-SMALL
12704 | 4224180611700 | SPLINT WRIST BRACE PEDIATRIC WITH ALUMINUM PLATES WITH SOFT COMFORTABLE BREATHABLE FABRIC RIGHT XXX-SMALL
12705 | 4224180611800 | SPLINT WRIST BRACE PEDIATRIC WITH ALUMINUM PLATES WITH SOFT COMFORTABLE BREATHABLE FABRIC RIGHT LARGE
12706 | 4224180612100 | SPLINT WRIST BRACE PEDIATRIC WITH ALUMINUM PLATES WITH SOFT COMFORTABLE BREATHABLE FABRIC RIGHT SMALL
12707 | 4224180612300 | SPLINT WRIST BRACE PEDIATRIC WITH ALUMINUM PLATES WITH SOFT COMFORTABLE BREATHABLE FABRIC LEFT X-LARGE
12708 | 4224180612400 | SPLINT WRIST BRACE PEDIATRIC WITH ALUMINUM PLATES WITH SOFT COMFORTABLE BREATHABLE FABRIC LEFT LARGE
12709 | 4224180612500 | SPLINT WRIST BRACE PEDIATRIC WITH ALUMINUM PLATES WITH SOFT COMFORTABLE BREATHABLE FABRIC LEFT SMALL
12710 | 4224180612600 | SPLINT WRIST BRACE PEDIATRIC WITH ALUMINUM PLATES WITH SOFT COMFORTABLE BREATHABLE FABRIC LEFT X-SMALL
12711 | 4224180612700 | SPLINT WRIST BRACE PEDIATRIC WITH ALUMINUM PLATES WITH SOFT COMFORTABLE BREATHABLE FABRIC LEFT XX-SMALL
12712 | 4224180612800 | SPLINT WRIST BRACE PEDIATRIC WITH ALUMINUM PLATES WITH SOFT COMFORTABLE BREATHABLE FABRIC LEFT XXX-SMALL
12713 | 4224180612900 | SPLINT WRISTLET BAND LARGE
12714 | 4224180613000 | SPLINT WRISTLET BAND MEDIUM
12715 | 4224180613100 | SPLINT WRISTLET BAND SMALL
12716 | 4224180613200 | SPLINT WRISTLET BAND EXTRA LARGE
12717 | 4224180613300 | WALKING AID ACCESSORY FOREARM SUPPORTS COMPATIBLE WITH POSTURE CONTROL AND POSTURE REST WALKERS SIZE 10 -20 CM (+/- 2 CM)
12718 | 4224180613400 | WALKING AID ACCESSORY FOREARM SUPPORTS COMPATIBLE WITH POSTURE CONTROL AND POSTURE REST WALKERS SIZE 16 -25 CM (+/- 2 CM)
12719 | 4224180613500 | ARMSLING PEDIATRIC IMMOBILIZES THE SHOULDER JOINT IN ADDUCTION AND INTERNAL ROTATION WITH LOOP TO FACILITATE THE RELAXATION OF THE THUMB AND THE POSITION OF THE WRIST EASY ADJUSTMENT BY VELCRO OR EQUIVALENT CONTROLS FLEXO-EXTENSION ROTATION ABDUCTION AND SHOULDER ADDUCTION KEEPS THE ELBOW IN 90º FLEXION AND PRONOSUPINATION INTERMEDIATE DISTRIBUTES THE WEIGHT OF THE TREATED ARM AVOIDING OVERLOAD OF THE CERVICAL AREA STRAPS CROSSED OVER THE BACK TO IMPROVE SUPPORT COMFORTABLE BREATHABLE SIZE: MEDIUM
12720 | 4224180613600 | ARMSLING WITH THUMB LOOP PEDIATRIC IMMOBILIZES THE SHOULDER JOINT IN ADDUCTION AND INTERNAL ROTATION FACILITATE THE RELAXATION OF THE THUMB AND THE POSITION OF THE WRIST EASY ADJUSTMENT BY VELCRO OR EQUIVALENT CONTROLS FLEXO-EXTENSION ROTATION ABDUCTION AND SHOULDER ADDUCTION KEEPS THE ELBOW IN 90º FLEXION AND PRONOSUPINATION INTERMEDIATE DISTRIBUTES THE WEIGHT OF THE TREATED ARM AVOIDING OVERLOAD OF THE CERVICAL AREA STRAPS CROSSED OVER THE BACK TO IMPROVE SUPPORT COMFORTABLE BREATHABLE SIZE: SMALL
12721 | 4224180613700 | ARMSLING WITH THUMB LOOP PEDIATRIC IMMOBILIZES THE SHOULDER JOINT IN ADDUCTION AND INTERNAL ROTATION FACILITATE THE RELAXATION OF THE THUMB AND THE POSITION OF THE WRIST EASY ADJUSTMENT BY VELCRO OR EQUIVALENT CONTROLS FLEXO-EXTENSION ROTATION ABDUCTION AND SHOULDER ADDUCTION KEEPS THE ELBOW IN 90º FLEXION AND PRONOSUPINATION INTERMEDIATE DISTRIBUTES THE WEIGHT OF THE TREATED ARM AVOIDING OVERLOAD OF THE CERVICAL AREA STRAPS CROSSED OVER THE BACK TO IMPROVE SUPPORT COMFORTABLE BREATHABLE SIZE: LARGE
12722 | 4224180613900 | SPLINT WRIST SUPPORT GAUNTLET IS MADE FROM SOFT BREATHABLE FABRIFOAM MATERIAL THE ROUND SHAPE CAN BE USED WITH ATTACHMENTS TO INCREASE ROM AND STRENGTH OF THE FINGERS AND THUMB FITS MOST ADULTS LATEX FREE. PAIR LEFT AND RIGHT
12723 | 4224180614000 | SPLINT WRIST SUPPORT GAUNTLET IS MADE FROM SOFT BREATHABLE FABRIFOAM MATERIAL THE ROUND SHAPE CAN BE USED WITH ATTACHMENTS TO INCREASE ROM AND STRENGTH OF THE FINGERS AND THUMB FITS MOST ADULTS LATEX FREE. RIGHT
12724 | 4224180614100 | SPLINT WRIST SUPPORT GAUNTLET IS MADE FROM SOFT BREATHABLE FABRIFOAM MATERIAL THE ROUND SHAPE CAN BE USED WITH ATTACHMENTS TO INCREASE ROM AND STRENGTH OF THE FINGERS AND THUMB FITS MOST ADULTS LATEX FREE. LEFT
12725 | 4224180614300 | SPLINT WRIST WRAP WITH TENSION STRAP WITH SOFT COMFORTABLE BREATHABLE FABRIC ALLOWS LIMITED WRIST MOVEMENT FIT RIGHT AND LEFT SIZE SMALL
12726 | 4224180615200 | SPLINT LOOP THUMB SUPPORT THAT PLACES THE CMC JOINT INTO RADIAL OR PALMAR ABDUCTION BY PLACING TENSION OVER THE THENAR EMINENCE AND ATTACHING THE LOOP OVER THE WRIST JOINT WITH TWO SOFT STRAPS PLACES THE THUMB IN PROPER POSITION TO IMPROVE MILD TO MODERATE FLEXOR SPASTICITY THUMB UNIVERSAL SMALL
12727 | 4224180615300 | SPLINT LOOP THUMB SUPPORT THAT PLACES THE CMC JOINT INTO RADIAL OR PALMAR ABDUCTION BY PLACING TENSION OVER THE THENAR EMINENCE AND ATTACHING THE LOOP OVER THE WRIST JOINT WITH TWO SOFT STRAPS PLACES THE THUMB IN PROPER POSITION TO IMPROVE MILD TO MODERATE FLEXOR SPASTICITY THUMB UNIVERSAL MEDIUM
12728 | 4224180615400 | SPLINT LOOP THUMB SUPPORT THAT PLACES THE CMC JOINT INTO RADIAL OR PALMAR ABDUCTION BY PLACING TENSION OVER THE THENAR EMINENCE AND ATTACHING THE LOOP OVER THE WRIST JOINT WITH TWO SOFT STRAPS PLACES THE THUMB IN PROPER POSITION TO IMPROVE MILD TO MODERATE FLEXOR SPASTICITY THUMB UNIVERSAL LARGE
12729 | 4224180615500 | SPLINT THUMB SUPPORT NEOPRENE BREATHABLE ALLOWS THUMB AND WRIST MOVEMENT LEFT SMALL
12730 | 4224180615600 | SPLINT THUMB SUPPORT NEOPRENE BREATHABLE ALLOWS THUMB AND WRIST MOVEMENT RIGHT SMALL
12731 | 4224180615700 | SPLINT THUMB SUPPORT NEOPRENE BREATHABLE ALLOWS THUMB AND WRIST MOVEMENT LEFT MEDIUM
12732 | 4224180615800 | SPLINT THUMB SUPPORT NEOPRENE BREATHABLE ALLOWS THUMB AND WRIST MOVEMENT RIGHT MEDIUM
12733 | 4224180615900 | SPLINT THUMB SUPPORT NEOPRENE BREATHABLE ALLOWS THUMB AND WRIST MOVEMENT LEFT LARGE
12734 | 4224180616000 | SPLINT THUMB SUPPORT NEOPRENE BREATHABLE ALLOWS THUMB AND WRIST MOVEMENT RIGHT LARGE
12735 | 4224180616100 | SPLINT WRIST BRACE ARTHRITIC HAND INCLUDES TWO CORRECTIVE STRAPS IN ORDER TO CONTROL THE ULNAR DEVIATION OF FINGERS THE ADJUSTMENT IS MADE BY VELCRO OR EQUIVALENT PROVIDES THERAPEUTIC ANTALGIC WARMTH IMPROVES THE TROPHISM AND THE FINGERS FUNCTIONALITY CONTROLS THE ULNAR DEVIATIONS OF ARTHRITIC FINGERS STABILIZING THE METACARPOPHALANGEAL JOINTS AND RADIO-ULNAR UNIVERSAL SIZE RIGHT
12736 | 4224180616300 | ELBOW SUPPORT ELASTIC MADE FROM LIGHTWEIGHT ELASTIC KNIT WITH CUSTOM TOP WEAVE AND REINFORCED TRIMMED EDGES CONTOUR DESIGN FITS LEFT OR RIGHT SIZE: XX-LARGE
12737 | 4224180616500 | SPLINT LONG THUMB BRACE COVER FOREARM SUPPORTS WRIST AND MP AND CMC JOINTS OF THE THUMB MADE OF THERMOPLASTIC LEFT SIZE: LARGE
12738 | 4224180616800 | SPLINT BRACE WRIST AND FOREARM BRACE LONG LENGTH WITH ALUMINUM PLATES WITH SOFT COMFORTABLE BREATHABLE FABRIC LEFT SIZE INFANT
12739 | 4224180616900 | SPLINT WRIST BRACE PADDED WITH SOFT COMFORTABLE BREATHABLE FABRIC WITH CORRECTIVE STRAPS TO CONTROL ULNAR DEVIATION OF THE FINGER FOR RHEUMATOID WRIST-ULNAR DEVIATION RIGHT SIZE SMALL
12740 | 4224180617000 | SPLINT WRIST BRACE PADDED WITH SOFT COMFORTABLE BREATHABLE FABRIC WITH CORRECTIVE STRAPS TO CONTROL ULNAR DEVIATION OF THE FINGER FOR RHEUMATOID WRIST-ULNAR DEVIATION LEFT SIZE MEDIUM
12741 | 4224180617100 | SPLINT WRIST BRACE PADDED WITH SOFT COMFORTABLE BREATHABLE FABRIC WITH CORRECTIVE STRAPS TO CONTROL ULNAR DEVIATION OF THE FINGER FOR RHEUMATOID WRIST-ULNAR DEVIATION RIGHT SIZE MEDIUM
12742 | 4224180617200 | SPLINT WRIST BRACE PADDED WITH SOFT COMFORTABLE BREATHABLE FABRIC WITH CORRECTIVE STRAPS TO CONTROL ULNAR DEVIATION OF THE FINGER FOR RHEUMATOID WRIST-ULNAR DEVIATION LEFT SIZE LARGE
12743 | 4224180617300 | SPLINT WRIST AND THUMB SPLINT ZIP WRIST/THUMB PERFORATED X-SMALL UNIVERSAL (FIT RIGHT AND LEFT)
12744 | 4224180617400 | SPLINT WRIST AND THUMB SPLINT ZIP WRIST/THUMB PERFORATED SMALL UNIVERSAL (FIT RIGHT AND LEFT)
12745 | 4224180617500 | SPLINT WRIST AND THUMB SPLINT ZIP WRIST/THUMB PERFORATED MEDIUM UNIVERSAL (FIT RIGHT AND LEFT)
12746 | 4224180617600 | SPLINT LONG THUMBSPICA SPLINT SUPPORTS WRIST AND MP AND CMC JOINTS OF THE THUMB MALLEABLE ALUMINUM STAY IS CONTOURED FOR AN ANATOMICALLY CORRECT FIT SELF-WICKING LINING TO CONTROL PERSPIRATION NO CONTACT ON THE ULNAR SIDE OF THE HAND LEFT SIZE: MEDIUM
12747 | 4224180617700 | SPLINT LONG THUMBSPICA SPLINT SUPPORTS WRIST AND MP AND CMC JOINTS OF THE THUMB MALLEABLE ALUMINUM STAY IS CONTOURED FOR AN ANATOMICALLY CORRECT FIT SELF-WICKING LINING TO CONTROL PERSPIRATION NO CONTACT ON THE ULNAR SIDE OF THE HAND LEFT SIZE: SMALL
12748 | 4224180617800 | SPLINT LONG THUMBSPICA SPLINT SUPPORTS WRIST AND MP AND CMC JOINTS OF THE THUMB MALLEABLE ALUMINUM STAY IS CONTOURED FOR AN ANATOMICALLY CORRECT FIT SELF-WICKING LINING TO CONTROL PERSPIRATION NO CONTACT ON THE ULNAR SIDE OF THE HAND RIGHT SIZE: MEDIUM
12749 | 4224180617900 | SPLINT LONG THUMBSPICA SPLINT SUPPORTS WRIST AND MP AND CMC JOINTS OF THE THUMB MALLEABLE ALUMINUM STAY IS CONTOURED FOR AN ANATOMICALLY CORRECT FIT SELF-WICKING LINING TO CONTROL PERSPIRATION NO CONTACT ON THE ULNAR SIDE OF THE HAND SIZE: SMALL
12750 | 4224180618000 | SPLINT SHORT FOREARM SPLINT SUPPORTS MP AND CMC JOINTS MALLEABLE ALUMINUM STAY IS CONTOURED FOR AN ANATOMICALLY CORRECT FIT SELF-WICKING LINING TO CONTROL PERSPIRATION NO CONTACT ON THE ULNAR SIDE OF THE HAND LEFT SIZE: LARGE
12751 | 4224180618100 | SPLINT SHORT THUMB BRACE SUPPORTS MP AND CMC JOINTS OF THE THUMB MALLEABLE ALUMINUM STAY SOFT AND COMFORTABLE AND BREATHABLE FABRIC LEFT SIZE: MEDIUM
12752 | 4224180618200 | SPLINT SHORT THUMB BRACE SUPPORTS MP AND CMC JOINTS OF THE THUMB MALLEABLE ALUMINUM STAY SOFT AND COMFORTABLE AND BREATHABLE FABRIC LEFT SIZE: SMALL
12753 | 4224180618300 | SPLINT SHORT FOREARM SPLINT SUPPORTS MP AND CMC JOINTS MALLEABLE ALUMINUM STAY IS CONTOURED FOR AN ANATOMICALLY CORRECT FIT SELF-WICKING LINING TO CONTROL PERSPIRATION NO CONTACT ON THE ULNAR SIDE OF THE HAND RIGHT SIZE: LARGE
12754 | 4224180618400 | SPLINT SHORT THUMB BRACE SUPPORTS MP AND CMC JOINTS OF THE THUMB MALLEABLE ALUMINUM STAY SOFT AND COMFORTABLE AND BREATHABLE FABRIC RIGHT SIZE: MEDIUM
12755 | 4224180618500 | SPLINT SHORT THUMB BRACE SUPPORTS MP AND CMC JOINTS OF THE THUMB MALLEABLE ALUMINUM STAY SOFT AND COMFORTABLE AND BREATHABLE FABRIC RIGHT SIZE: SMALL
12756 | 4224180622000 | SPLINT BRACE WRIST AND FOREARM BRACE LONG LENGTH WITH ALUMINUM PLATES WITH SOFT COMFORTABLE BREATHABLE FABRIC RIGHT SIZE INFANT
12757 | 4224180622100 | THERA-TOG SUIT OR EQUIVALENT TO IMPROVE ALIGNMENT AND STABILIZATION OF THE BODY CONTAINS THE CORE STRENGTHENING SET WITH WRIST AND THUMB SUPPORT SIZE LARGE
12758 | 4224180622200 | THERA-TOG SUIT OR EQUIVALENT TO IMPROVE ALIGNMENT AND STABILIZATION OF THE BODY CONTAINS THE CORE STRENGTHENING SET WITH WRIST AND THUMB SUPPORT SIZE MEDIUM
12759 | 4224180622300 | THERA-TOG SUIT OR EQUIVALENT TO IMPROVE ALIGNMENT AND STABILIZATION OF THE BODY CONTAINS THE CORE STRENGTHENING SET WITH WRIST AND THUMB SUPPORT SIZE SMALL
12760 | 4224180622400 | THERA-TOG SUIT OR EQUIVALENT TO IMPROVE ALIGNMENT AND STABILIZATION OF THE BODY CONTAINS THE CORE STRENGTHENING SET WITH WRIST AND THUMB SUPPORT SIZE X-LARGE
12761 | 4224180622500 | THERA-TOG SUIT OR EQUIVALENT TO IMPROVE ALIGNMENT AND STABILIZATION OF THE BODY CONTAINS THE CORE STRENGTHENING SET WITH WRIST AND THUMB SUPPORT SIZE X-SMALL
12762 | 4224180622600 | FUNCTIONAL WRIST-HAND ORTHOSIS MALLEABLE ALUMINUM WITH SOFT LINER AND STRAPS ALLOWS DIFFERENT POSITIONING OF FINGERS HAND AND WRIST LARGE LEFT
12763 | 4224180622700 | FUNCTIONAL WRIST-HAND ORTHOSIS MALLEABLE ALUMINUM WITH SOFT LINER AND STRAPS ALLOWS DIFFERENT POSITIONING OF FINGERS HAND AND WRIST MEDIUM LEFT
12764 | 4224180622800 | FUNCTIONAL WRIST-HAND ORTHOSIS MALLEABLE ALUMINUM WITH SOFT LINER AND STRAPS ALLOWS DIFFERENT POSITIONING OF FINGERS HAND AND WRIST MEDIUM RIGHT
12765 | 4224180622900 | FUNCTIONAL WRIST-HAND ORTHOSIS MALLEABLE ALUMINUM WITH SOFT LINER AND STRAPS ALLOWS DIFFERENT POSITIONING OF FINGERS HAND AND WRIST SMALL LEFT
12766 | 4224180623000 | FUNCTIONAL WRIST-HAND ORTHOSIS MALLEABLE ALUMINUM WITH SOFT LINER AND STRAPS ALLOWS DIFFERENT POSITIONING OF FINGERS HAND AND WRIST SMALL RIGHT
12767 | 4224180623100 | SPLINT FUNCTIONAL WRIST-HAND ORTHOSIS MALLEABLE ALUMINUM WITH SOFT LINER AND STRAPS ALLOWS DIFFERENT POSITIONING OF FINGERS HAND AND WRIST NO THUMB SUPPORT 3 DIFFERENT STRAP FINGERS WRIST AND FOREARM LARGE LEFT
12768 | 4224180623200 | SPLINT FUNCTIONAL WRIST-HAND ORTHOSIS MALLEABLE ALUMINUM WITH SOFT LINER AND STRAPS ALLOWS DIFFERENT POSITIONING OF FINGERS HAND AND WRIST NO THUMB SUPPORT 3 DIFFERENT STRAP FINGERS WRIST AND FOREARM MEDIUM LEFT
12769 | 4224180623300 | SPLINT FUNCTIONAL WRIST-HAND ORTHOSIS MALLEABLE ALUMINUM WITH SOFT LINER AND STRAPS ALLOWS DIFFERENT POSITIONING OF FINGERS HAND AND WRIST NO THUMB SUPPORT 3 DIFFERENT STRAP FINGERS WRIST AND FOREARM MEDIUM RIGHT
12770 | 4224180623400 | SPLINT FUNCTIONAL WRIST-HAND ORTHOSIS MALLEABLE ALUMINUM WITH SOFT LINER AND STRAPS ALLOWS DIFFERENT POSITIONING OF FINGERS HAND AND WRIST NO THUMB SUPPORT 3 DIFFERENT STRAP FINGERS WRIST AND FOREARM SMALL LEFT
12771 | 4224180623500 | SPLINT FUNCTIONAL WRIST-HAND ORTHOSIS MALLEABLE ALUMINUM WITH SOFT LINER AND STRAPS ALLOWS DIFFERENT POSITIONING OF FINGERS HAND AND WRIST NO THUMB SUPPORT 3 DIFFERENT STRAP FINGERS WRIST AND FOREARM SMALL RIGHT
12772 | 4224180623600 | SPLINT CIRCUMFERENTIALFOREARM ORTHOSIS MADE OF TWO VOLAR AND DORSAL THERMOPLASTIC PIECES LIMITING FOREARM PRONATION AND SUPINATION SECURED WITH HOOK AND LOOP ALLOWING ELBOW FLEXION AND EXTENSION ROM WRIST EXTENSION LIMITED BEYOND NEUTRAL POSITION WITH A DORSAL BLOCK EXTENDING FROM THE DORSAL PIECE LEFT SIZE MEDIUM
12773 | 4224180623700 | SPLINT LONG THUMB BRACE COVER FOREARM SUPPORTS WRIST AND MP AND CMC JOINTS OF THE THUMB MADE OF THERMOPLASTIC RIGHT SIZE: LARGE
12774 | 4224180623800 | SPLINT LONG THUMB BRACE COVER FOREARM SUPPORTS WRIST AND MP AND CMC JOINTS OF THE THUMB MADE OF THERMOPLASTIC LEFT SIZE: MEDIUM
12775 | 4224180623900 | SPLINT LONG THUMB BRACE COVER FOREARM SUPPORTS WRIST AND MP AND CMC JOINTS OF THE THUMB MADE OF THERMOPLASTIC RIGHT SIZE: MEDIUM
12776 | 4224180624000 | SPLINT LONG THUMB BRACE COVER FOREARM SUPPORTS WRIST AND MP AND CMC JOINTS OF THE THUMB MADE OF THERMOPLASTIC LEFT SIZE: SMALL
12777 | 4224180624100 | SPLINT LONG THUMB BRACE COVER FOREARM SUPPORTS WRIST AND MP AND CMC JOINTS OF THE THUMB MADE OF THERMOPLASTIC RIGHT SIZE: SMALL
12778 | 4224180624200 | SPLINT THUMB SUPPORT NEOPRENE BREATHABLE ALLOWS THUMB AND WRIST MOVEMENT LEFT X-LARGE
12779 | 4224180624300 | SPLINT THUMB SUPPORT NEOPRENE BREATHABLE ALLOWS THUMB AND WRIST MOVEMENT LEFT X-SMALL
12780 | 4224180624400 | SPLINT THUMB SUPPORT NEOPRENE BREATHABLE ALLOWS THUMB AND WRIST MOVEMENT RIGHT X-LARGE
12781 | 4224180624500 | SPLINT THUMB SUPPORT NEOPRENE BREATHABLE ALLOWS THUMB AND WRIST MOVEMENT RIGHT X-SMALL
12782 | 4224180702400 | SPLINT CARPAL TUNNEL GLOVE COMBINES THE SUPPORT OF AN ARTHRITIS GLOVE AND A WRIST SPLINT LEFT LARGE
12783 | 4224180702500 | SPLINT CARPAL TUNNEL GLOVE COMBINES THE SUPPORT OF AN ARTHRITIS GLOVE AND A WRIST SPLINT LEFT MEDIUM
12784 | 4224180702600 | SPLINT CARPAL TUNNEL GLOVE COMBINES THE SUPPORT OF AN ARTHRITIS GLOVE AND A WRIST SPLINT LEFT SMALL
12785 | 4224180702700 | SPLINT CARPAL TUNNEL GLOVE COMBINES THE SUPPORT OF AN ARTHRITIS GLOVE AND A WRIST SPLINT LEFT EXTRA LARGE
12786 | 4224180702900 | SPLINT CARPAL TUNNEL GLOVE COMBINES THE SUPPORT OF AN ARTHRITIS GLOVE AND A WRIST SPLINT RIGHT LARGE
12787 | 4224180703000 | SPLINT CARPAL TUNNEL GLOVE COMBINES THE SUPPORT OF AN ARTHRITIS GLOVE AND A WRIST SPLINT RIGHT MEDIUM
12788 | 4224180704300 | SPLINT CARPAL TUNNEL GLOVE COMBINES THE SUPPORT OF AN ARTHRITIS GLOVE AND A WRIST SPLINT RIGHT EXTRA LARGE
12789 | 4224180704600 | ASSISTIVE TOOLS FINGER CONTRACTURE CUSHION PROVIDES CUSHIONING SEPARATION TO THE FINGERS TERRY-CLOTH COVER ELASTIC STRAP PRODUCT PLACEMENT IN HAND WASHABLE SIZE: UNIVERSAL (FIT RIGHT AND LEFT)
12790 | 4224180704700 | ASSISTIVE TOOLS FINGER CONTRACTURE CUSHION PROVIDES CUSHIONING SEPARATION TO THE FINGERS TERRY-CLOTH COVER ELASTIC STRAP PRODUCT PLACEMENT IN HAND WASHABLE SIZE: MEDIUM (FIT RIGHT AND LEFT)
12791 | 4224180704800 | ASSISTIVE TOOLS FINGER CONTRACTURE CUSHION PROVIDES CUSHIONING SEPARATION TO THE FINGERS TERRY-CLOTH COVER ELASTIC STRAP PRODUCT PLACEMENT IN HAND WASHABLE SIZE: LARGE (FIT RIGHT AND LEFT)
12792 | 4224180704900 | SPLINTING ACCESSORIES FINGER TRAPPER USED IN DYNAMIC SPLINT TO PROVIDE TRACTION CIRCUMFERENTIAL DESIGN THIS SPLINT IS BREATHABLE FREE SIZE PACK OF 25
12793 | 4224180705000 | SPLINT RADIAL HINGED ULNAR DEVIATION SPLINT IMPROVES ALIGNMENT OF STRONGLY-DEVIATED FINGERS SOFT FINGER STRAPS PERMIT EACH FINGER TO BE CORRECTED INDIVIDUALLY FOR MAXIMUM CONTROL LINED WITH SOFT FELT THIS DORSAL-BASED SPLINT LEAVES THE PALM FREE FOR FUNCTION FIT FOR LEFT AND RIGHT SIZE: MEDIUM
12794 | 4224180705100 | SPLINT RADIAL HINGED ULNAR DEVIATION SPLINT IMPROVES ALIGNMENT OF STRONGLY-DEVIATED FINGERS SOFT FINGER STRAPS PERMIT EACH FINGER TO BE CORRECTED INDIVIDUALLY FOR MAXIMUM CONTROL LINED WITH SOFT FELT THIS DORSAL-BASED SPLINT LEAVES THE PALM FREE FOR FUNCTION FIT FOR LEFT AND RIGHT SIZE: LARGE
12795 | 4224180705300 | SPLINT FOUR-SIDED FINGER SPLINT MALLEABLE ALUMINUM SPLINT FOR IMMOBILIZATION OF FINGER FOAM PADDING PROVIDE PROTECTION ON 4 SIDES SIZE: SMALL
12796 | 4224180705400 | SPLINT FOUR-SIDED FINGER SPLINT MALLEABLE ALUMINUM SPLINT FOR IMMOBILIZATION OF FINGER FOAM PADDING PROVIDE PROTECTION ON 4 SIDES SIZE: MEDIUM
12797 | 4224180705500 | SPLINT FOUR-SIDED FINGER SPLINT MALLEABLE ALUMINUM SPLINT FOR IMMOBILIZATION OF FINGER FOAM PADDING PROVIDE PROTECTION ON 4 SIDES SIZE: LARGE
12798 | 4224180705600 | SPLINT FOUR-SIDED FINGER SPLINT MALLEABLE ALUMINUM SPLINT FOR IMMOBILIZATION OF FINGER FOAM PADDING PROVIDE PROTECTION ON 4 SIDES SIZE: X-LARGE
12799 | 4224180705700 | SPLINTING ACCESSORIES SOFT FINGER LOOP SLINGS ULTRA SUEDE FINGER SLING WITH GROMMET 2.2 X 10 CM PACKAGE OF 10 BEIGE
12800 | 4224180706000 | SPLINT INTERPHALANGEAL IMMOBILIZER THERMOPLASTIC CONFORMED PROXIMAL SUPPORT INCLUDES FASTENING STRAPS IMMOBILIZES THE DISTAL INTERPHALANGEAL JOINT IN SLIGHT HYPEREXTENSION WHILE ALLOWING THE MOBILITY OF THE PROXIMAL INTERPHALANGEAL JOINT REMOVAL OF THE EXTENSOR IN ITS INSERTION IN THE DORSAL ASPECT OF THE DISTAL PHALANX
12801 | 4224180707000 | INTERIM LIGHT DIGITAL CAP MED FABRIC - INTERIM AND LIGHT OR EQUIVALENT PRESSURE GARMENT DIGITAL CAP SCAR MANAGEMENT 50% -60% POLYAMIDE 40% -50% ELASTANE MEDIUM FABRIC THICKNESS 0.57MM-0.60MM PRESSURE LEVEL 23-30 MMHG THERAPEUTIC ITEM L LATEX FREE ANTIBACTERIAL BREATHABLE HIGH UV PROTECTION COTTON FREE AND NON-ALLERGENIC RUBBER FREE AND MACHINE WASHABLE. SIZES: L: 2.8-3.2 IN (7-8 CM) (CIRCUMFERENCE AROUND PIP JOINT) LENGTH : 7.5 CM.
12802 | 4224180707100 | INTERIM LIGHT DIGITAL CAP MED FABRIC - INTERIM AND LIGHT OR EQUIVALENT PRESSURE GARMENT DIGITAL CAP SCAR MANAGEMENT 50% -60% POLYAMIDE 40% -50% ELASTANE MEDIUM FABRIC THICKNESS 0.57MM-0.60MM PRESSURE LEVEL 23-30 MMHG THERAPEUTIC ITEM L LATEX FREE ANTIBACTERIAL BREATHABLE HIGH UV PROTECTION COTTON FREE AND NON-ALLERGENIC RUBBER FREE AND MACHINE WASHABLE. SIZES: M: 2.4-2.8 IN (6-7 CM) (CIRCUMFERENCE AROUND PIP JOINT) LENGTH : 6.5 CM.
12803 | 4224180707200 | INTERIM LIGHT DIGITAL CAP MED FABRIC - INTERIM AND LIGHT OR EQUIVALENT PRESSURE GARMENT DIGITAL CAP SCAR MANAGEMENT 50% -60% POLYAMIDE 40% -50% ELASTANE MEDIUM FABRIC THICKNESS 0.57MM-0.60MM PRESSURE LEVEL 23-30 MMHG THERAPEUTIC ITEM L LATEX FREE ANTIBACTERIAL BREATHABLE HIGH UV PROTECTION COTTON FREE AND NON-ALLERGENIC RUBBER FREE AND MACHINE WASHABLE. SIZES: S: 2-2.4 IN (5-6 CM) (CIRCUMFERENCE AROUND PIP JOINT) LENGTH : 5.5 CM.
12804 | 4224180707300 | SPLINTING ACCESSORIES ADULT WEB SPACER USED TO GIVE MORE PRESSURE BETWEEN FINGERS WHILE WEARING GLOVE PRESSURE GARMENT. ELASTIC VELCRO FASTENING AND ELASTANE STRAP ADJUSTABLE AND SUITABLE FOR BOTH HANDS.
12805 | 4224180707400 | CHILD WEB SPACER USED TO GIVE MORE PRESSURE BETWEEN FINGERS WHILE WEARING GLOVE PRESSURE GARMENT. ELASTIC VELCRO FASTENING AND ELASTANE STRAP ADJUSTABLE AND SUITABLE FOR BOTH HANDS.
12806 | 4224180707500 | ASSISTIVE TOOLS FINGER CONTRACTURE CUSHION PROVIDES CUSHIONING SEPARATION TO THE FINGERS TERRY-CLOTH COVER ELASTIC STRAP PRODUCT PLACEMENT IN HAND WASHABLE SIZE: SMALL (FIT RIGHT AND LEFT)
12807 | 4224180800400 | ABDOMINAL BINDER FOUR PANEL MULTIBAND ABDOMINAL SUPPORT MADE OF SOFT PLUSH ELASTIC FABRIC WIDE CLOSURE AREA AND ADJUSTMENT MADE BY VELCRO OR EQUIVALENT THREE LINKED BUT SEPARATED BANDS WHICH ENABLES THE OPTIMAL ADAPTATION TO THE PATIENT´S ANATOMY CHEST CONTUSIONS RIB INJURIES RIB FRACTURES INJURIES OF ABDOMINAL AND THORACIC MUSCLES VENTRAL HERNIAS ABDOMINAL EVENTRATIONS POSTURAL AND POST-SURGICAL REHABILITATION POST-PARTUM SIZE: SMALL
12808 | 4224180800500 | ABDOMINAL BINDER FOUR PANEL MULTIBAND ABDOMINAL SUPPORT MADE OF SOFT PLUSH ELASTIC FABRIC WIDE CLOSURE AREA AND ADJUSTMENT MADE BY VELCRO OR EQUIVALENT THREE LINKED BUT SEPARATED BANDS WHICH ENABLES THE OPTIMAL ADAPTATION TO THE PATIENT´S ANATOMY CHEST CONTUSIONS RIB INJURIES RIB FRACTURES INJURIES OF ABDOMINAL AND THORACIC MUSCLES VENTRAL HERNIAS ABDOMINAL EVENTRATIONS POSTURAL AND POST-SURGICAL REHABILITATION POST-PARTUM SIZE: MEDIUM
12809 | 4224180800600 | ABDOMINAL BINDER FOUR PANEL MULTIBAND ABDOMINAL SUPPORT MADE OF SOFT PLUSH ELASTIC FABRIC WIDE CLOSURE AREA AND ADJUSTMENT MADE BY VELCRO OR EQUIVALENT THREE LINKED BUT SEPARATED BANDS WHICH ENABLES THE OPTIMAL ADAPTATION TO THE PATIENT´S ANATOMY CHEST CONTUSIONS RIB INJURIES RIB FRACTURES INJURIES OF ABDOMINAL AND THORACIC MUSCLES VENTRAL HERNIAS ABDOMINAL EVENTRATIONS POSTURAL AND POST-SURGICAL REHABILITATION POST-PARTUM SIZE: LARGE
12810 | 4224180800700 | ABDOMINAL BINDER FOUR PANEL MULTIBAND ABDOMINAL SUPPORT MADE OF SOFT PLUSH ELASTIC FABRIC WIDE CLOSURE AREA AND ADJUSTMENT MADE BY VELCRO OR EQUIVALENT THREE LINKED BUT SEPARATED BANDS WHICH ENABLES THE OPTIMAL ADAPTATION TO THE PATIENT´S ANATOMY CHEST CONTUSIONS RIB INJURIES RIB FRACTURES INJURIES OF ABDOMINAL AND THORACIC MUSCLES VENTRAL HERNIAS ABDOMINAL EVENTRATIONS POSTURAL AND POST-SURGICAL REHABILITATION POST-PARTUM SIZE: EXTRA LARGE
12811 | 4224180800800 | ABDOMINAL BINDER FOUR PANEL MULTIBAND ABDOMINAL SUPPORT MADE OF SOFT PLUSH ELASTIC FABRIC WIDE CLOSURE AREA AND ADJUSTMENT MADE BY VELCRO OR EQUIVALENT THREE LINKED BUT SEPARATED BANDS WHICH ENABLES THE OPTIMAL ADAPTATION TO THE PATIENT´S ANATOMY CHEST CONTUSIONS RIB INJURIES RIB FRACTURES INJURIES OF ABDOMINAL AND THORACIC MUSCLES VENTRAL HERNIAS ABDOMINAL EVENTRATIONS POSTURAL AND POST-SURGICAL REHABILITATION POST-PARTUM SIZE: DOUBLE EXTRA LARGE
12812 | 4224180800900 | MATERNITY BELT PERINATAL ELASTIC MADE OF AIR-PERMEABLE MICROFIBER FABRIC WITH MAXIMUM SUPPORT FOR BELLY AND BACK THROUGH INCORPORATED SUPPORT STRAP AND PARTICULARLY FLAT VELCRO FASTENER FOR INDIVIDUAL SIZE ADJUSTMENTS COLOR: BEIGE SIZE: MEDIUM
12813 | 4224180801000 | MATERNITY BELT PERINATAL ELASTIC MADE OF AIR-PERMEABLE MICROFIBER FABRIC WITH MAXIMUM SUPPORT FOR BELLY AND BACK THROUGH INCORPORATED SUPPORT STRAP AND PARTICULARLY FLAT VELCRO FASTENER FOR INDIVIDUAL SIZE ADJUSTMENTS COLOR: BEIGE SIZE: LARGE
12814 | 4224180801100 | SACRO-ILIAC BELT ADJUSTABLE PADS TO PROVIDE ANTERIOR AND POSTERIOR SUPPORT TO SACRO-ILIAC JOINT NEOPRENE MATERIAL LOW PROFILE WITH VELCRO FASTENING SIZE MEDIUM
12815 | 4224180801200 | SACRO-ILIAC BELT ADJUSTABLE PADS TO PROVIDE ANTERIOR AND POSTERIOR SUPPORT TO SACRO-ILIAC JOINT NEOPRENE MATERIAL LOW PROFILE WITH VELCRO FASTENING SIZE LARGE
12816 | 4224180801300 | SACRO-ILIAC BELT ADJUSTABLE PADS TO PROVIDE ANTERIOR AND POSTERIOR SUPPORT TO SACRO-ILIAC JOINT NEOPRENE MATERIAL LOW PROFILE WITH VELCRO FASTENING SIZE EXTRA LARGE
12817 | 4224180801400 | ABDOMINAL BINDER THREE PANEL MULTIBAND ABDOMINAL SUPPORT MADE OF SOFT PLUSH ELASTIC FABRIC WIDE CLOSURE AREA AND ADJUSTMENT MADE BY VELCRO OR EQUIVALENT THREE LINKED BUT SEPARATED BANDS WHICH ENABLES THE OPTIMAL ADAPTATION TO THE PATIENT´S ANATOMY CHEST CONTUSIONS RIB INJURIES RIB FRACTURES INJURIES OF ABDOMINAL AND THORACIC MUSCLES VENTRAL HERNIAS ABDOMINAL EVENTRATIONS POSTURAL AND POST-SURGICAL REHABILITATION POST-PARTUM SIZE: MEDIUM
12818 | 4224180801500 | FOUR PANEL MULTIBAND ABDOMINAL BINDER ABDOMINAL SUPPORT MADE OF SOFT PLUSH ELASTIC FABRIC WIDE CLOSURE AREA AND ADJUSTMENT MADE BY VELCRO OR EQUIVALENT THREE LINKED BUT SEPARATED BANDS WHICH ENABLES THE OPTIMAL ADAPTATION TO THE PATIENT´S ANATOMY CHEST CONTUSIONS RIB INJURIES RIB FRACTURES INJURIES OF ABDOMINAL AND THORACIC MUSCLES VENTRAL HERNIAS ABDOMINAL EVENTRATIONS POSTURAL AND POST-SURGICAL REHABILITATION POST-PARTUM SIZE: TRIPLE EXTRA LARGE
12819 | 4224180801700 | BRA THERAPORT POST-SURGICAL BRA ADJUSTABLE STRAP SIZE LARGE
12820 | 4224180801800 | BRA THERAPORT POST-SURGICAL BRA ADJUSTABLE STRAP SIZE XL
12821 | 4224180801900 | BRA THERAPORT POST SURGICAL BRA ADJUSTABLE STRAP SIZE XXL
12822 | 4224180802100 | UPLIFT PANEL FOR ABDOMINAL
12823 | 4224180802200 | THORACOSCOPY SCANLAN STERN CHEST TUBE PASSERS WITHOUT RATCHET 9 3/4 / 24.2CM (OR EQUIVALENT) REUSABLE
12824 | 4224180802300 | PECTUS CARINATUM ORTHOSIS WITH RATCHET CLOSURE PROVIDES INCREASED ANTERIOR/POSTERIOR DIRECTED CORRECTIVE COMPRESSION FORCES SIZE: 65-90 CM
12825 | 4224180802400 | MATERNITY BELT PERINATAL ELASTIC MADE OF AIR-PERMEABLE MICROFIBER FABRIC WITH MAXIMUM SUPPORT FOR BELLY AND BACK THROUGH INCORPORATED SUPPORT STRAP AND PARTICULARLY FLAT VELCRO FASTENER FOR INDIVIDUAL SIZE ADJUSTMENTS COLOR: BEIGE SIZE: X-LARGE
12826 | 4224180802500 | ABDOMINAL BINDER THREE PANEL MULTIBAND ABDOMINAL SUPPORT MADE OF SOFT PLUSH ELASTIC FABRIC WIDE CLOSURE AREA AND ADJUSTMENT MADE BY VELCRO OR EQUIVALENT THREE LINKED BUT SEPARATED BANDS WHICH ENABLES THE OPTIMAL ADAPTATION TO THE PATIENT´S ANATOMY CHEST CONTUSIONS RIB INJURIES RIB FRACTURES INJURIES OF ABDOMINAL AND THORACIC MUSCLES VENTRAL HERNIAS ABDOMINAL EVENTRATIONS POSTURAL AND POST-SURGICAL REHABILITATION POST-PARTUM SIZE: LARGE
12827 | 4224180802600 | ABDOMINAL BINDER THREE PANEL MULTIBAND ABDOMINAL SUPPORT MADE OF SOFT PLUSH ELASTIC FABRIC WIDE CLOSURE AREA AND ADJUSTMENT MADE BY VELCRO OR EQUIVALENT THREE LINKED BUT SEPARATED BANDS WHICH ENABLES THE OPTIMAL ADAPTATION TO THE PATIENT´S ANATOMY CHEST CONTUSIONS RIB INJURIES RIB FRACTURES INJURIES OF ABDOMINAL AND THORACIC MUSCLES VENTRAL HERNIAS ABDOMINAL EVENTRATIONS POSTURAL AND POST-SURGICAL REHABILITATION POST-PARTUM SIZE: X-LARGE
12828 | 4224180900400 | HUMERAL BRACE FOR HUMERAL AND SHOULDER IMMOBILIZATION POLYETHYLENE FLEX THERMOPLASTIC MOLDED ONE EACH DESIGN WITH SHOULDER STRAP SIZE EXTRA LARGE RIGHT
12829 | 4224180900500 | HUMERAL BRACE FOR HUMERAL AND SHOULDER IMMOBILIZATION POLYETHYLENE FLEX THERMOPLASTIC MOLDED ONE EACH DESIGN WITH SHOULDER STRAP SIZE MEDIUM RIGHT
12830 | 4224180900600 | HUMERAL BRACE FOR HUMERAL AND SHOULDER IMMOBILIZATION POLYETHYLENE FLEX THERMOPLASTIC MOLDED ONE EACH DESIGN WITH SHOULDER STRAP SIZE LARGE LEFT
12831 | 4224180900700 | HUMERAL BRACE FOR HUMERAL AND SHOULDER IMMOBILIZATION POLYETHYLENE FLEX THERMOPLASTIC MOLDED ONE EACH DESIGN WITH SHOULDER STRAP SIZE LARGE RIGHT
12832 | 4224180900800 | HUMERAL BRACE FOR HUMERAL AND SHOULDER IMMOBILIZATION POLYETHYLENE FLEX THERMOPLASTIC MOLDED ONE EACH DESIGN WITH SHOULDER STRAP SIZE SMALL LEFT
12833 | 4224180900900 | HUMERAL BRACE FOR HUMERAL AND SHOULDER IMMOBILIZATION POLYETHYLENE FLEX THERMOPLASTIC MOLDED ONE EACH DESIGN WITH SHOULDER STRAP SIZE SMALL RIGHT
12834 | 4224180901000 | HUMERAL BRACE FOR HUMERAL AND SHOULDER IMMOBILIZATION POLYETHYLENE FLEX THERMOPLASTIC MOLDED ONE EACH DESIGN WITH SHOULDER STRAP SIZE MEDIUM LEFT
12835 | 4224180901700 | HUMERAL BRACE FOR HUMERAL AND SHOULDER IMMOBILIZATION POLYETHYLENE FLEX THERMOPLASTIC MOLDED ONE PIECE DESIGN WITH SHOULDER STRAP SIZE EXTRA LARGE LEFT
12836 | 4224180901800 | SHOULDER SUPPORT NEOPRENE VELCRO CLOSURE USE WITH ACTIVE PATIENT FOR STABILITY WHILE DOING THE EXERCISE FOR FRACTURE OF HUMERUS HEAD AND SHOULDERS DISLOCATION AND SUBLUXATION SIZE: DOUBLE EXTRA LARGE
12837 | 4224180901900 | ACTIVE SHOULDER SUPPORT BICEP CIRCUMFERENCE (6 INCHES ABOVE EPICONDYLE) 8.5 INCHES -9.5 INCHES (22-24 CM)
12838 | 4224180902000 | ACTIVE SHOULDER SUPPORT BICEP CIRCUMFERENCE (6 INCHES ABOVE EPICONDYLE) 9.5 INCHES -10.25 INCHES (24-26CM)
12839 | 4224180902100 | ACTIVE SHOULDER SUPPORT BICEP CIRCUMFERENCE (6 INCHES ABOVE EPICONDYLE) 10.25 INCHES -11.5 INCHES (26-29.2 CM)
12840 | 4224180902200 | ACTIVE SHOULDER SUPPORT BICEP CIRCUMFERENCE (6 INCHES ABOVE EPICONDYLE) 11.5 INCHES -12.5 INCHES (29-32 CM)
12841 | 4224180902400 | SHOULDER SUPPORT WITH ARM AND FOREARM STRAP VELCRO CLOSURE BREATHABLE FOR CORRECTION OF SHOULDER DISLOCATION AND SUBLUXATION WITH NO MOVEMENT RESTRICTION SIZE: LARGE LEFT
12842 | 4224180902500 | SHOULDER SUPPORT WITH ARM AND FOREARM STRAP VELCRO CLOSURE BREATHABLE FOR CORRECTION OF SHOULDER DISLOCATION AND SUBLUXATION WITH NO MOVEMENT RESTRICTION SIZE: LARGE RIGHT
12843 | 4224180902600 | SHOULDER SUPPORT WITH ARM AND FOREARM STRAP VELCRO CLOSURE BREATHABLE FOR CORRECTION OF SHOULDER DISLOCATION AND SUBLUXATION WITH NO MOVEMENT RESTRICTION SIZE: MEDIUM LEFT
12844 | 4224180902700 | SHOULDER SUPPORT WITH ARM AND FOREARM STRAP VELCRO CLOSURE BREATHABLE FOR CORRECTION OF SHOULDER DISLOCATION AND SUBLUXATION WITH NO MOVEMENT RESTRICTION SIZE: MEDIUM RIGHT
12845 | 4224180902800 | SHOULDER SUPPORT WITH ARM AND FOREARM STRAP VELCRO CLOSURE BREATHABLE FOR CORRECTION OF SHOULDER DISLOCATION AND SUBLUXATION WITH NO MOVEMENT RESTRICTION SIZE: SMALL LEFT
12846 | 4224180902900 | SHOULDER SUPPORT WITH ARM AND FOREARM STRAP VELCRO CLOSURE BREATHABLE FOR CORRECTION OF SHOULDER DISLOCATION AND SUBLUXATION WITH NO MOVEMENT RESTRICTION SIZE: SMALL RIGHT
12847 | 4224180903000 | SHOULDER SUPPORT WITH ARM AND FOREARM STRAP VELCRO CLOSURE BREATHABLE FOR CORRECTION OF SHOULDER DISLOCATION AND SUBLUXATION WITH NO MOVEMENT RESTRICTION SIZE: X-LARGE LEFT
12848 | 4224180903100 | SHOULDER SUPPORT WITH ARM AND FOREARM STRAP VELCRO CLOSURE BREATHABLE FOR CORRECTION OF SHOULDER DISLOCATION AND SUBLUXATION WITH NO MOVEMENT RESTRICTION SIZE: X-LARGE RIGHT
12849 | 4224180903200 | ARMSLING ADULT IMMOBILIZES THE SHOULDER JOINT IN INTERNAL ROTATION EASY ADJUSTMENT BY VELCRO OR EQUIVALENT CONTROLS FLEXO-EXTENSION ROTATION ABDUCTION AND SHOULDER ADDUCTION KEEPS THE ELBOW IN 90º FLEXION AND PRONOSUPINATION INTERMEDIATE DISTRIBUTES THE WEIGHT OF THE TREATED ARM AVOIDING OVERLOAD OF THE CERVICAL AREA STRAPS CROSSED OVER THE BACK TO IMPROVE SUPPORT STRAP TO CONTROL THE ARM COMFORTABLE BREATHABLE ASSORTED SIZE
12850 | 4224181100000 | HERNIA INGUINAL BELT DOUBLE SMALL
12851 | 4224181100100 | HERNIA INGUINAL BELT DOUBLE MEDIUM
12852 | 4224181100200 | HERNIA INGUINAL BELT DOUBLE LARGE
12853 | 4224181100300 | HERNIA INGUINAL BELT DOUBLE EXTRA LARGE
12854 | 4224181100400 | HERNIA INGUINAL BELT SINGLE LEFT SMALL
12855 | 4224181100500 | HERNIA INGUINAL BELT SINGLE LEFT MEDIUM
12856 | 4224181100600 | HERNIA INGUINAL BELT SINGLE LEFT LARGE
12857 | 4224181100700 | HERNIA INGUINAL BELT SINGLE LEFT EXTRA LARGE
12858 | 4224181100800 | HERNIA INGUINAL BELT SINGLE RIGHT SMALL
12859 | 4224181100900 | HERNIA INGUINAL BELT SINGLE RIGHT MEDIUM
12860 | 4224181101000 | HERNIA INGUINAL BELT SINGLE RIGHT LARGE
12861 | 4224181101100 | HERNIA INGUINAL BELT SINGLE RIGHT EXTRA LARGE
12862 | 4224181200200 | ELBOW HINGED BRACE ADJUSTABLE HINGE AND ROM ROTATING AND PRESSING LOCK SOFT COMFORTABLE BREATHABLE FABRIC SIZE LARGE
12863 | 4224181200300 | ELBOW HINGED BRACE ADJUSTABLE HINGE AND ROM ROTATING AND PRESSING LOCK SOFT COMFORTABLE BREATHABLE FABRIC SIZE MEDIUM
12864 | 4224181200400 | ELBOW HINGED BRACE ADJUSTABLE HINGE AND ROM ROTATING AND PRESSING LOCK SOFT COMFORTABLE BREATHABLE FABRIC SIZE SMALL
12865 | 4224181200500 | ELBOW HINGED BRACE ADJUSTABLE HINGE AND ROM ROTATING AND PRESSING LOCK SOFT COMFORTABLE BREATHABLE FABRIC SIZE EXTRA LARGE
12866 | 4224181200600 | SPLINT ELBOW BRACE HINGED DIAL LOCK HINGES WITH ADJUSTABLE ROM LIMITATION SOFT COMFORTABLE BREATHABLE FABRIC SIZE LARGE
12867 | 4224181200700 | SPLINT ELBOW BRACE HINGED DIAL LOCK HINGES WITH ADJUSTABLE ROM LIMITATION SOFT COMFORTABLE BREATHABLE FABRIC SIZE MEDIUM
12868 | 4224181200800 | SPLINT ELBOW BRACE HINGED DIAL LOCK HINGES WITH ADJUSTABLE ROM LIMITATION SOFT COMFORTABLE BREATHABLE FABRIC SIZE SMALL
12869 | 4224181200900 | SPLINT CIRCUMFERENTIALFOREARM ORTHOSIS MADE OF TWO VOLAR AND DORSAL THERMOPLASTIC PIECES LIMITING FOREARM PRONATION AND SUPINATION SECURED WITH HOOK AND LOOP ALLOWING ELBOW FLEXION AND EXTENSION ROM WRIST EXTENSION LIMITED BEYOND NEUTRAL POSITION WITH A DORSAL BLOCK EXTENDING FROM THE DORSAL PIECE LEFT SIZE SMALL
12870 | 4224181201200 | SPLINT CIRCUMFERENTIALFOREARM ORTHOSIS MADE OF TWO VOLAR AND DORSAL THERMOPLASTIC PIECES LIMITING FOREARM PRONATION AND SUPINATION SECURED WITH HOOK AND LOOP ALLOWING ELBOW FLEXION AND EXTENSION ROM WRIST EXTENSION LIMITED BEYOND NEUTRAL POSITION WITH A DORSAL BLOCK EXTENDING FROM THE DORSAL PIECE LEFT SIZE LARGE
12871 | 4224181201400 | ELBOW HINGED BRACE ADJUSTABLE HINGE AND ROM ROTATING AND PRESSING LOCK SOFT COMFORTABLE BREATHABLE FABRIC SIZE UNIVERSAL RIGHT
12872 | 4224181201500 | ELBOW HINGED BRACE ADJUSTABLE HINGE AND ROM ROTATING AND PRESSING LOCK SOFT COMFORTABLE BREATHABLE FABRIC SIZE UNIVERSAL LEFT
12873 | 4224190100400 | SPLINTING ACCESSORY DYNAMIC SPLINT OUTRIGGER ACCESSORY KIT (5 LINE GUIDES 3 WING NUTS 5 THUMB SCREWS)
12874 | 4224190100500 | SPLINT FLEXOR TENDON REPAIR KIT HAND ORTHOSIS PLASTIC AND METAL SPLINTING ACCESSORIES INCLUDE FINGERNAIL HOOKS ELASTIC THREAD AND STRAPS ONE STRAP INCLUDES A STRAP PAD AND HAS FOUR EYELETS FOR SECURING THE ELASTIC THREAD SIZE: MEDIUM
12875 | 4224190100600 | SPLINT FLEXOR TENDON REPAIR KIT HAND ORTHOSIS PLASTIC AND METAL SPLINTING ACCESSORIES INCLUDE FINGERNAIL HOOKS ELASTIC THREAD AND STRAPS ONE STRAP INCLUDES A STRAP PAD AND HAS FOUR EYELETS FOR SECURING THE ELASTIC THREAD SIZE: SMALL
12876 | 4224190200000 | SPLINTING ACCESSORIES KIT TUBE ADJUSTER THE COMPACT DESIGN ALLOWS YOU TO FIX ONE INDIVIDUAL ADJUSTER FOR EACH FINGER THE ADJUSTERS ARE LIGHT-WEIGHT
12877 | 4224190200200 | SPLINT DYNAMIC SPRING FINGER EXTENSION ASSIST SPLINT LIGHTWEIGHT WIRE CONSTRUCTION FOR A LOW PROFILE THIN DESIGN VERSATILE MODEL EXTENDS PIP JOINT WITH A SLIGHT EXTENSION EFFECT ON MP JOINT SIZE: LARGE
12878 | 4224190200300 | SPLINT DYNAMIC SPRING FINGER EXTENSION ASSIST SPLINT LIGHTWEIGHT WIRE CONSTRUCTION FOR A LOW PROFILE THIN DESIGN VERSATILE MODEL EXTENDS PIP JOINT WITH A SLIGHT EXTENSION EFFECT ON MP JOINT SIZE: MEDIUM
12879 | 4224190200400 | SPLINT DYNAMIC SPRING FINGER EXTENSION ASSIST SPLINT LIGHTWEIGHT WIRE CONSTRUCTION FOR A LOW PROFILE THIN DESIGN VERSATILE MODEL EXTENDS PIP JOINT WITH A SLIGHT EXTENSION EFFECT ON MP JOINT SIZE: SMALL
12880 | 4224190200500 | SPLINT DYNAMIC SPRING FINGER EXTENSION ASSIST SPLINT LIGHTWEIGHT WIRE CONSTRUCTION FOR A LOW PROFILE THIN DESIGN VERSATILE MODEL EXTENDS PIP JOINT WITH A SLIGHT EXTENSION EFFECT ON MP JOINT SIZE: X-LARGE
12881 | 4224190200600 | SPLINT DYNAMIC SPRING FINGER EXTENSION ASSIST SPLINT LIGHTWEIGHT WIRE CONSTRUCTION FOR A LOW PROFILE THIN DESIGN VERSATILE MODEL EXTENDS PIP JOINT WITH A SLIGHT EXTENSION EFFECT ON MP JOINT SIZE: X-SMALL
12882 | 4224200004200 | "ANGLE TUBE ADAPTER TITANIUM WITH 20 DEGREES INNER DIAMETER 30 MM APPROXIMATELY HEIGHT: 34 MM APPROXIMATELY BODY WEIGHT UP TO 100 KG"
12883 | 4224200004500 | "CALF LEATHER LINING FOR SHOE MAKING BLACK"
12884 | 4224200004600 | FOOT ADAPTER TITANIUM WITH CAP SCREW (FOOT BOLT) FOR ALL DYNAMIC AND SACH FEET BOLT SIZE M10 THREAD FOR BODY WEIGHT UP TO 125 KG
12885 | 4224200004700 | FOOT ADAPTER TITANIUM WITH CAP SCREW (FOOT BOLT) FOR ALL DYNAMIC AND SACH FEET BOLT SIZE M8 THREAD FOR BODY WEIGHT UP TO 100 KG
12886 | 4224200004800 | "TRANSTIBIAL MODULAR KIT WITH INNER TUBE ADAPTER AND TUBE CLAMP ADAPTER (TITANIUM) DIAMETER: 34 MM APPROXIMATELY FOR BODY WEIGHT UP TO 150 KG"
12887 | 4224200004900 | NATURAL CALF LINING 1.1 MM APPROXIMATELY
12888 | 4224200005000 | FLEXIBLE RESIN FOR FLEXIBLE LAMINATION NET CONTENTS 900 GM APPROXIMATELY
12889 | 4224200005100 | LAMINATION RESIN FOR RIGID LAMINATION 80: 20 NET CONTENTS 900 GRAMS APPROXIMATELY
12890 | 4224200005200 | SEALING RESIN FOR SEALING AND BONDING NET CONTENTS 900 GRAMS APPROXIMATELY
12891 | 4224200005300 | RIGID FOAM FOR AVERAGE WEIGHT BEARING VOLUME INCREASE 6.5 TIMES 865 GRAMS APPROXIMATELY. HARDNESS WILL BE ON DEMAND
12892 | 4224200005400 | "ROLL LOOP INSIDE WIDTH 50 MM APPROXIMATELY"
12893 | 4224200005500 | SYSTEM CONTROLS THE VOLUME OF THE RESIDUAL LIMB A PUMP UNIT FOR HEAVY DUTY PURPOSES HEAVY BODY WEIGHT / HIGH LEVEL OF ACTIVITY COMPLETE KIT
12894 | 4224200005600 | "ANGLE TUBE ADAPTER TITANIUM WITH 10 DEGREES INNER DIAMETER 30 MM APPROXIMATELY HEIGHT: 34 MM APPROXIMATELY BODY WEIGHT UP TO 100 KG"
12895 | 4224200005700 | ECCENTRIC ADAPTER TITANIUM APPLICATION AS FOR SOCKET ADAPTER WITH ADJUSTMENT PYRAMID AXIALLY OFFSET APPROXIMATELY 7 MM SYSTEM HEIGHT: 11 MM FOR BODY WEIGHT UP TO 150 KG.
12896 | 4224200005800 | ECCENTRIC ADAPTER TITANIUM APPLICATION AS FOR SOCKET ADAPTER WITH ADJUSTMENT PYRAMID DIAGONALLY OFFSET APPROXIMATELY 5 MM SYSTEM HEIGHT: 11 MM FOR BODY WEIGHT UP TO 150 KG.
12897 | 4224200006000 | "SUCTION VALVE FOR FLEXIBLE SOCKETS AUTO EXPULSION THREADED BODY PUSH BUTTON RELEASE"
12898 | 4224200006100 | "SUCTION VALVE FOR SOCKETS PUSH BUTTON RELEASE TRANSTIBIAL"
12899 | 4224200006300 | "TUBULAR RIVET (SPEED RIVET) CAP CLOSED LOWER PART OPEN STEEL WITH MALE AND FEMALE PARTS HEAD DIAMETER 8 MM LENGTH 9 M APPROXIMATELY"
12900 | 4224200006500 | "ADAPTER DOUBLE MALE/MALE 32 MM STAINLESS STEEL SYSTEM HEIGHT: 32 MM APPROXIMATELY FOR BODY WEIGHT UP TO 150 KG"
12901 | 4224200006700 | "SLIDING ADAPTER WITH ADJUSTABLE SCREW S ""TITANIUM"" CONNECTS 2 PROSTHETIC COMPONENTS WITH PYRAMID ADAPTER ALLOWS TRANSLATION ADJUSTMENT MEDIALLY OR LATERALLY IN THE FRONTAL PLANE OR DORSALLY OR VENTRALLY IN THE SAGITTAL PLANE HEIGHT: 112 MM APPROXIMATELY BODY WEIGHT UP TO 100 KG"
12902 | 4224200007200 | "ADAPTER DOUBLE TITANIUM MALE/FEMALE SYSTEM HEIGHT: 36 MM FOR BODY WEIGHT UP TO 150 KG"
12903 | 4224200007300 | LAMINATION ANCHOR WITH PYRAMID RECEIVER ALUMINUM USED IN TRANSTIBIAL AND TRANSFEMORAL PROSTHESIS FOR CHILDREN AND IS LAMINATED INTO THE SOCKET SYSTEM HEIGHT: 35 MM FOR BODY WEIGHT UP TO 45 KG.
12904 | 4224200007400 | ROTATABLE SOCKET ADAPTER STAINLESS STEEL AND LAMINATION ANCHOR FOR LAMINATION DIRECTLY ONTO THE DISTAL END OF ABOVE KNEE SOCKET SYSTEM HEIGHT: 39 MM APPROXIMATELY FOR BODY WEIGHT UP TO 120 KG
12905 | 4224200007500 | LAMINATION ANCHOR WITH PYRAMID ROTATABLE STAINLESS STEEL SYSTEM HEIGHT: 2 MM WEIGHT: UP TO 170 GRAMS APPROXIMATELY FOR BODY WEIGHT UP TO 150 KG.
12906 | 4224200007600 | LAMINATION ANCHOR WITH PYRAMID ROTATABLE STAINLESS STEEL USED TO CONNECT THE PROSTHETIC SOCKET TO THE DISTAL PROSTHETIC COMPONENTS SYSTEM HEIGHT: 3 MM APPROXIMATELY WEIGHT: UP TO 180 GRAMS FOR BODY WEIGHT UP TO 125 KG.
12907 | 4224200007700 | LAMINATION ANCHOR WITH THREADED CONNECTOR STAINLESS STEEL SYSTEM HEIGHT: 8 MM WEIGHT: UP TO 100 GRAMS FOR BODY WEIGHT UP TO 125 KG.
12908 | 4224200007800 | LAMINATION DUMMY FOR ANCHORS CE MARK OR EQUIVALENT
12909 | 4224200007900 | LAMINATION DUMMY FOR ROTATION ADAPTER CE MARK OR EQUIVALENT
12910 | 4224200008000 | "LAMINATION ANCHOR WITH PYRAMID ADAPTER ROTATABLE STAINLESS STEEL CONNECT THE PROSTHETIC SOCKET TO THE DISTAL PROSTHETIC COMPONENTS SYSTEM HEIGHT: 44 MM WEIGHT: UP TO 160 GRAMS FOR BODY WEIGHT UP TO 150 KG."
12911 | 4224200008100 | "PROXIMAL SEALING SYSTEM PROSEAL OR EQUIVALENT IS A PROXIMAL VACUUM SOCKET SEALING SYSTEM FOR USE IN TRANSFEMORAL FITTINGS WHICH DISTINGUISHES ITSELF THROUGH SIMPLICITY AND EXCELLENT WEARER COMFORT SIZE 320 MM"
12912 | 4224200008200 | "PROXIMAL SEALING SYSTEM PROSEAL OR EQUIVALENT IS A PROXIMAL VACUUM SOCKET SEALING SYSTEM FOR USE IN TRANSFEMORAL FITTINGS WHICH DISTINGUISHES ITSELF THROUGH SIMPLICITY AND EXCELLENT WEARER COMFORT SIZE 340 MM"
12913 | 4224200008300 | "PROXIMAL SEALING SYSTEM PROSEAL OR EQUIVALENT IS A PROXIMAL VACUUM SOCKET SEALING SYSTEM FOR USE IN TRANSFEMORAL FITTINGS WHICH DISTINGUISHES ITSELF THROUGH SIMPLICITY AND EXCELLENT WEARER COMFORT SIZE 360 MM"
12914 | 4224200008400 | "PROXIMAL SEALING SYSTEM PROSEAL OR EQUIVALENT IS A PROXIMAL VACUUM SOCKET SEALING SYSTEM FOR USE IN TRANSFEMORAL FITTINGS WHICH DISTINGUISHES ITSELF THROUGH SIMPLICITY AND EXCELLENT WEARER COMFORT SIZE 380 MM"
12915 | 4224200008500 | "PROXIMAL SEALING SYSTEM PROSEAL OR EQUIVALENT IS A PROXIMAL VACUUM SOCKET SEALING SYSTEM FOR USE IN TRANSFEMORAL FITTINGS WHICH DISTINGUISHES ITSELF THROUGH SIMPLICITY AND EXCELLENT WEARER COMFORT SIZE 400 MM"
12916 | 4224200008600 | ROTATION ADAPTER FOR MODULAR PROSTHESIS WITH PYRAMID STAINLESS STEEL THE LOWER LEG MAY BE ROTATED MEDIALLY OR LATERALLY RELATIVE TO THE SOCKET WITH THE KNEE FLEXED THROUGH THE ROTATION ADAPTER SYSTEM HEIGHT: 22 MM APPROXIMATELY WEIGHT: 170 GRAMS APPROXIMATELY ROTATION: MAXIMUM 360 DEGREE FOR BODY WEIGHT UP TO 150 KG
12917 | 4224200008700 | ROTATION ADAPTER FOR MODULAR PROSTHESIS WITH THREAD STAINLESS STEEL THE LOWER LEG MAY BE ROTATED MEDIALLY OR LATERALLY RELATIVE TO THE SOCKET WITH THE KNEE FLEXED THROUGH THE ROTATION ADAPTER SYSTEM HEIGHT: 42 MM APPROXIMATELY WEIGHT: 185 GRAMS APPROXIMATELY ROTATION: MAXIMUM 360 DEGREE FOR BODY WEIGHT UP TO 150 KG
12918 | 4224200008800 | LAMINATION RING FOR MYOQUICK DISCONNECT HAND SIZE 7 INCHES
12919 | 4224200008900 | LAMINATION RING FOR MYOQUICK DISCONNECT HAND SIZE 8 1/4 INCHES APPROXIMATELY
12920 | 4224200009000 | LAMINATION RING FOR BABY HAND
12921 | 4224200009100 | BATTERY CONNECTION CABLE FOR CONNECTION BATTERY WITH THE DISTRIBUTER
12922 | 4224200009200 | MYOROTRONIC FOR ELECTRIC WRIST ROTATOR
12923 | 4224200009300 | LOCK SET FOR SILICONE ARM LINER
12924 | 4224200010200 | "ORTHOTIC KNEE JOINT POSTERIOR OFFSET RING LOCK KNEE JOINT STAINLESS STEEL MEDIAL AND LATERAL STRAIGHT WITH ROUND EDGE ALUMINUM UPRIGHTS SIZE 3/16 INCHES X 1/2 INCHES APPROXIMATELY CHILD SET"
12925 | 4224200010300 | CONNECTION PLATE GLUED TO THE COSMETIC FOAM COVER AND SNAPPED ONTO THE ADAPTER
12926 | 4224200010400 | FOOT ADAPTER FOR SACH AND DYNAMIC FOOT FOR CHILDREN WITH M8 THREAD FOR BODY WEIGHT UP TO 60 KG
12927 | 4224200010500 | LAMINATION ANCHOR PEDIATRIC WITH PYRAMID FOR TRANSTIBIAL AND TRANSFEMORAL
12928 | 4224200010600 | "SHOCK ABSORBER TORTION CONTROL WITH TUBE CLAMP ADAPTER"
12929 | 4224200010800 | "ELEVATED VACUUM SYSTEM PREVENTS VOLUME LOSS AND MINIMIZES VOLUME FLUCTUATIONS IN THE RESIDUAL LIMB INCLUDES PATIENT ASSESSMENT AT CUSTOMERS PREMISES MEASURING INCLUDES ALL REQUIRED MATERIALS/COMPONENTS TO FABRICATE PROSTHESIS DELIVERY FITTING BY CERTIFIED ORTHOTIST IN MULTIPLE CLINICS AND DIFFERENT REGIONS WITH FOLLOW UP"
12930 | 4224200010900 | "SOCKET SUSPENSION SYSTEM KISS LANYARD FOR TRANSFEMORAL / TRANSTIBIAL AMPUTATIONS CAN BE DONNED WHILE SITTING SUITED FOR GERIATRIC USERS"
12931 | 4224200011000 | "TRANSFEMORAL PROSTHESIS COMPONENT KIT MODULAR CONSISTING OF LIGHTWEIGHT SINGLE AXIS KNEE JOINT WITH LOCK ROTATABLE SOCKET ADAPTER WITH PYRAMID RECEIVER TUBE ADAPTER AND COSMETIC FOAM FOR LOW ACTIVITY MAXIMUM WEIGHT 100 KG"
12932 | 4224200011100 | ROTATABLE SOCKET ADAPTER APPLICATION AS FOR SOCKET ADAPTER WITH ADJUSTMENT SET SCREW S STAINLESS STEEL
12933 | 4224200011400 | LUBRICANT TO AID IN DONNING THE PROSTHETIC GLOVE OVER THE INNER HAND NET CONTENTS 250 GRAMS APPROXIMATELY
12934 | 4224200011500 | THINNER FOR RESIN NET CONTENTS 800 GM APPROXIMATELY
12935 | 4224200011600 | THINNER FOR QUICK DRYING RUBBER CEMENT FOR BONDING FLEXIBLE MATERIALS NET CONTENTS 800 GM APPROXIMATELY
12936 | 4224200011700 | "ACRYLIC VARNISH FOR PLASTER PARTING AGENT FOR RESINS NET CONTENTS 1 KG. APPROXIMATELY"
12937 | 4224200011800 | "PLASTABAND OR EQUAL FOR SEALING FILLING AND PROTECTION IN CONJUNCTION WITH LAMINATION APPLICATIONS AND TEMPERATURE RESISTANT LENGTH 10 METER WIDTH: 20 MM THICKNESS: 2 MM APPROXIMATELY COLOR: GRAY"
12938 | 4224200011900 | GLUE FOR LEATHER NET CONTENTS 650 GM APPROXIMATELY
12939 | 4224200012000 | TALCUM POWDER NET CONTENTS 1 KG. APPROXIMATELY
12940 | 4224200012100 | SPECIAL CLEANER FOR PROSTHETIC GLOVES NET CONTENTS 0.45 KG APPROXIMATELY
12941 | 4224200012200 | SILICONE FOR IMPRESSION TAKING AND CORRECTION OF TRIAL FITTINGS ON THE PATIENT INCLUDING FINGER PROSTHESIS PARTIAL HAND PROSTHESIS SCAR COMPRESSION MASKS AND GLOVES PARTIAL FOOT PROSTHESIS TRANSFEMORAL AND TIBIAL PROSTHESIS LINERS AS WELL AS ORTHOSIS
12942 | 4224200012300 | "VACUUM FORMING TOOL FOR UPPER EXTREMITY USED OUTER Q 26 CM APPROXIMATELY"
12943 | 4224200012400 | MYOENERGY INTEGRAL FOR CHILDREN
12944 | 4224200012600 | MYOENERGY INTEGRAL BATTERY FOR ADULT
12945 | 4224200012700 | CHARGER FOR MYOENERGY INTEGRAL BATTERY SYSTEM
12946 | 4224200012800 | "CONTROLLER FOR SYSTEM DESIGN FOR CHILDREN 7 PROGRAMS LEFT AND RIGHT"
12947 | 4224200012900 | CONTROL ELEMENT FOR ASSEMBLY BETWEEN THE OUTER AND INNER PROSTHETIC SOCKET
12948 | 4224200013000 | CHAMOIS LEATHER ULTRA SOFT TRIMMED SIZE BY FEET
12949 | 4224200013100 | "COW ORTHOPEDIC SIDE LEATHER 0.8 - 1 MM APPROXIMATELY BLACK BY FEET"
12950 | 4224200013200 | "COW ORTHOPEDIC SIDE LEATHER 0.8 - 1 MM APPROXIMATELY PEACH BY FEET"
12951 | 4224200013300 | "COW ORTHOPEDIC SIDE LEATHER 0.8 - 1 MM APPROXIMATELY YELLOW BY FEET"
12952 | 4224200013400 | "DUMMIES FOR FIXING ANKLE JOINT SIZE: LARGE"
12953 | 4224200013500 | "DUMMIES FOR FIXING ANKLE JOINT SIZE: MEDIUM"
12954 | 4224200013600 | "DUMMIES FOR FIXING ANKLE JOINT SIZE: PEDIATRIC"
12955 | 4224200013700 | BLADE JIG SAW FOR STEEL SHEET LENGTH 50 MM TEETH 1.2 MM APPROXIMATELY
12956 | 4224200013800 | TAPE LINEN ADHESIVE FOR SEALING LAMINATION RESIN LENGTH : 50 METER APPROXIMATELY WIDTH: 25 MM APPROXIMATELY COLOR: RAW WHITE
12957 | 4224200013900 | "POLYPROPYLENE COPOLYMER SHEET 1200 MM X 1200 MM X 5 MM APPROXIMATELY"
12958 | 4224200014000 | SILICONE BREAST FORM TEARDROP SHAPE FULL CUP SOFT AND LIGHT NATURAL LOOKING DRAPE TEAR-PROOF SILICON ENCASED IN TEAR-PROOF FILM FIT IN POCKETED BRA SIZE 13 (LYMPHEDEMA)
12959 | 4224200014100 | SILICONE BREAST FORM TEARDROP SHAPE FULL CUP SOFT AND LIGHT NATURAL LOOKING DRAPE TEAR-PROOF SILICON ENCASED IN TEAR-PROOF FILM FIT IN POCKETED BRA SIZE 5 (LYMPHEDEMA)
12960 | 4224200014200 | SILICONE BREAST FORM TEARDROP SHAPE FULL CUP SOFT AND LIGHT NATURAL LOOKING DRAPE TEAR-PROOF SILICON ENCASED IN TEAR-PROOF FILM FIT IN POCKETED BRA SIZE 10 (LYMPHEDEMA)
12961 | 4224200014300 | SILICONE BREAST FORM TEARDROP SHAPE FULL CUP SOFT AND LIGHT NATURAL LOOKING DRAPE TEAR-PROOF SILICON ENCASED IN TEAR-PROOF FILM FIT IN POCKETED BRA SIZE 11 (LYMPHEDEMA)
12962 | 4224200014400 | SILICONE BREAST FORM TEARDROP SHAPE FULL CUP SOFT AND LIGHT NATURAL LOOKING DRAPE TEAR-PROOF SILICON ENCASED IN TEAR-PROOF FILM FIT IN POCKETED BRA SIZE 7 (LYMPHEDEMA)
12963 | 4224200014500 | SILICONE BREAST FORM TEARDROP SHAPE FULL CUP SOFT AND LIGHT NATURAL LOOKING DRAPE TEAR-PROOF SILICON ENCASED IN TEAR-PROOF FILM FIT IN POCKETED BRA SIZE 8 (LYMPHEDEMA)
12964 | 4224200014600 | SILICONE BREAST FORM TEARDROP SHAPE FULL CUP SOFT AND LIGHT NATURAL LOOKING DRAPE TEAR-PROOF SILICON ENCASED IN TEAR-PROOF FILM FIT IN POCKETED BRA SIZE 9 (LYMPHEDEMA)
12965 | 4224200015000 | SYSTEM ANKLE JOINTS WITH LAMINATION PIECES RIGHT SYSTEM WIDTH 20 MM
12966 | 4224200015100 | "THERMO PAPERS BEIGE LENGTH 2000 X 800 MM APPROXIMATELY"
12967 | 4224200015200 | "THERMO PAPERS GREEN LENGTH 2000 X 800 MM APPROXIMATELY"
12968 | 4224200015300 | "THERMO PAPERS GRAY LENGTH 2000 X 800 MM APPROXIMATELY"
12969 | 4224200015400 | "THERMO PAPER BROWN FOR DYEING SHEET MATERIALS LENGTH 2000 X 800 MM APPROXIMATELY"
12970 | 4224200015500 | "THERMO PAPER RED FOR DYEING SHEET MATERIALS LENGTH 2000 X 800 MM APPROXIMATELY"
12971 | 4224200015600 | "SHUTTLE LOCK PLASTIC LIGHTWEIGHT WATER-RESISTANT EASY TO UNLOCK RATCHET UNIT UNDER TENSILE LOAD LOCKING IS CONTINUOUSLY VARIABLE CONTINUOUSLY VARIABLE LOCKING MECHANISM FOR SECURE SUPPORT LOCK HAS NO WEIGHT LIMIT AND IS EMBEDDED DIRECTLY IN THE SOCKET IT IS USED WITH LINERS HAVING A DISTAL CONNECTION FOR LIGHTWEIGHT PLASTIC HOUSING THEREFORE SUITABLE FOR USE IN BATHING PROSTHESIS"
12972 | 4224200015700 | SHUTTLE LOCK WITH SERRATED PIN CARTIER ALUMINUM HOUSING EASY TO UNLOCK RATCHET UNIT EVEN UNDER TENSILE LOAD CONTINUOUSLY VARIABLE LOCKING MECHANISM FOR SECURE SUPPORT ADJUSTABLE ENGAGES SILENTLY OR AUDIBLY
12973 | 4224200015800 | LOCK MAGNOFLEX OR EQUIVALENT THE STRAIGHTFORWARD PIN GUIDE ELIMINATES THE ARDUOUS TASK OF SEARCHING FOR THE OPENING IN THE SHUTTLE LOCK 1 - STEP FABRICATION: QUICK AND STRAIGHTFORWARD INTEGRATION INTO THE PROSTHESIS THE OPTIONAL SLIDER PLATE MAKES IT EASIER TO OPTIMIZE THE PROSTHESIS SETTINGS AREA OF APPLICATION: TRANSFEMORAL AND TRANSTIBIAL AMPUTATION SYSTEM HEIGHT: 25 MM MAXIMUM BODY WEIGHT: 125 KG
12974 | 4224200015900 | "THREADED VALVE WITH HOUSING FOR VACUUM FORMING PUSH BUTTON RELEASE WITH HOUSING"
12975 | 4224200016000 | "SILICONE LINER BREATHABLE CUSHION FOR TRANSTIBIAL AMPUTEES SUITABLE FOR AMPUTEES WITH EXCESS SOFT TISSUE CLOTH COVER THICKNESS: 2.5-3 MM ASSORTED SIZES"
12976 | 4224200016100 | "SILICONE LINER BREATHABLE LOCKING FOR TRANSTIBIAL AMPUTEES SUITABLE FOR AMPUTEES WITH EXCESS SOFT TISSUE CLOTH COVER THICKNESS: 2.5-3 MM ASSORTED SIZES"
12977 | 4224200016200 | TAPERED MANDREL USED IN CAST PROCESSING RE - USABLE
12978 | 4224200016300 | "TWO COMPONENT ADHESIVE SETTING TIME 60 SECOND TO SECURE ADAPTER TO SOCKET DURING TRIAL FITTING"
12979 | 4224200016400 | MIXING TIPS FOR QUICK ADHESIVE
12980 | 4224200016600 | "STOCKING NYLON USED FOR DRAPING PROCESS 30 X 1.25 METER APPROXIMATELY"
12981 | 4224200016700 | "TUBE GUILD FOR SQUARE CUTTING LENGTH 30 MM DIAMETER APPROXIMATELY"
12982 | 4224200017200 | SPLINTING ACCESSORIES REEL WIRE SPRING 16.5 GAUGE WIRE 18M RECOMMENDED FOR USE IN DYNAMIC SPLINTING OF PIP JOINTS THE WING NUT BRAKE ALLOWS FOR GREATER CONTROL AND EASIER HANDLING DURING FABRICATION
12983 | 4224200017300 | THERAPEUTIC COUNTDOWN TIMER LONG RING WITH SPRING WOUND MOVEMENT HAS A 60-MINUTE TIMER FREESTANDING AND PORTABLE ONE MINUTE TO 60 MINUTE TIMING CAPACITY ABOUT 10 SECOND LOUD LONG RING HIGH IMPACT DURABLE PLASTIC CASE EASY TO READ AND OPERATE A NEUTRAL CONNECTION IS NOT REQUIRED FOR INSTALLATION NO BATTERIES REQUIRED
12984 | 4224200017400 | SPLINTING ACCESSORIES TUBE ENDS CHROMIUM-PLATED FIT ON ALL TUBES REDUCING FRICTION OF THE ELASTIC THREAD WITH THE TUBE EDGE TO A MINIMUM
12985 | 4224200017500 | PROSTHESIS TRIANGULAR SILICONE BREAST WITH BRA IT IS MADE WITH LIGHT SILICONE AND VISCOELASTIC PERFORMANCE IT IS SUITABLE TO BOTH SIDES AND IT HAS A TRIANGULAR SHAPE AESTHETICS ALLOWS RECOVERY RESTORING THE EXTERNAL APPEARANCE OF THE USER LIGHTWEIGHT BREAST PROSTHESIS INDICATED OF AN EXOGENOUS FITTING OF MASTECTOMIZED WOMAN SUITABLE FOR CONSERVATIVE MASTECTOMY AND COMPLEX SCARS
12986 | 4224200017600 | PASTE MODELING MEDICAL SHORE HARDNESS A10 OR EQUIVALENT EXTRA SOFT TWO POTS A AND B TO MIX IN SAME PROPORTION TO MAKE THE PODIATRIC ORTHOSIS ONCE MADE LEAVE IT TO GET DRY TO MAKE CUSTOM-MADE PODIATRIC ORTHOSIS TO MAKE CUSTOM-MADE PODIATRIC ORTHO
12987 | 4224200017700 | PASTE MODELING MEDICAL SHORE HARDNESS A20 OR EQUIVALENT SOFT TWO POTS A AND B TO MIX IN SAME PROPORTION TO MAKE THE PODIATRIC ORTHOSIS ONCE MADE LEAVE IT TO GET DRY TO MAKE CUSTOM-MADE PODIATRIC ORTHOSIS TO MAKE CUSTOM-MADE PODIATRIC ORTHO
12988 | 4224200017800 | KNEE PROSTHETIC STANCE PHASE STABILITY LOW VOLUNTARY CONTROL REQUIRED MID SWING SHORTENING - FOR BETTER TOE CLEARANCE EARLIER/LATER STANCE RELEASE LATER MORE SAFETY NORMAL SAFETY AND DYNAMICS EARLIER DYNAMICS ADAPTATION. WITH MULTIPLE AXIS. AUTOSTANCE RELEASE SETTING - ADAPTIVE SWING PHASE CONTROL. USER WEIGHT BETWEEN 130 AND 150 KG K - LEVEL: K 2 K 3 AND K 4
12989 | 4224200018600 | "MILLING BLOCK FOR INSOLES (BROWN COLOR) SIZE 2 DIMENSIONS (350X3000X35MM) APPROXIMATELY FEATURES TWO SOFT ETHYLENE-VINYL ACETATE (EVA) LAYERS COMBINED WITH A BOTTOM STIFFENING LAYER"
12990 | 4224200018700 | "MILLING BLOCK FOR INSOLES (BLUE COLOR) SIZE 2 DIMENSIONS (350X3000X35MM) APPROXIMATELY FEATURES A MEDIUM HARDNESS AND SOFT HARDNESS ETHYLENE-VINYL ACETATE (EVA) LAYERS COMBINED WITH A BOTTOM STIFFENING LAYER"
12991 | 4224200018800 | "MILLING BLOCK FOR INSOLES (RED COLOR) SIZE 2 DIMENSIONS (350X3000X35MM) APPROXIMATELY FEATURES A FIRM HARDNESS AND MEDIUM-SOFT HARDNESS ETHYLENE-VINYL ACETATE (EVA) LAYERS COMBINED WITH A BOTTOM STIFFENING LAYER"
12992 | 4224200018900 | "MILLING BLOCK FOR INSOLES (GREEN COLOR) SIZE 2 DIMENSIONS (350X3000X35MM) APPROXIMATELY FEATURES A MEDIUM DENSITY ETHYLENE-VINYL ACETATE (EVA) LAYERS COMBINED WITH A BOTTOM STIFFENING LAYER"
12993 | 4224200019000 | FOAM ADHESIVE TAPE WIDTH 50 MM LENGTH 10 METERS THICKNESS 4 MM APPROXIMATELY
12994 | 4224200019100 | "DEEP FORMING KIT AN ORTHOTICS AND PROSTHETICS METAL FRAME FOR LAMINATING CASTING AND TEST SOCKETS BY VACUUM TECHNOLOGY FOR LOWER LIMBS"
12995 | 4224200019800 | WOVEN POLY VINYL ALCOHOL BASED NSP STOCKINETTE FOR FABRICATION OF THIN -WALLED HIGH-STRENGTH WIDTH 100 MM LENGTH/ROLL 10-15 METER
12996 | 4224200019900 | DIRECT SOCKET LAMINATION SYSTEM TRANSFEMORAL AMPUTEES OF ALL PATIENT ACTIVITY LEVELS WITH USE OF THE DIRECT SOCKET MATERIALS TOOLS BRIM THE MATERIAL ARE PROVIDED IN KIT WHERE EACH KIT PROVIDES ALL THE CONSUMABLES NEEDED TO FABRICATE ONE SOCKET
12997 | 4224200020000 | "ORTHOTIC KNEE JOINT AUTOMATIC ANGLED LEVER LOCK AUTOMATICALLY ENGAGES WHEN THE JOINT REACHES FULL EXTENSION OPTIONAL ANTERIOR PULL CABLE TO DISENGAGE BOTH LOCKS SIMULTANEOUSLY ALUMINUM ROUNDED STAINLESS STEEL AND TITANIUM UPRIGHTS AVAILABLE MODULAR DESIGN PROVIDE STABILITY DURING THE STANCE PHASE OF GAIT MEDIAL/LATERAL CONTROL GENU RECURVATUM PROFOUND QUADRICEP INSTABILITY"
12998 | 4224200020200 | "ORTHOTIC KNEE JOINT STANCE CONTROL LOCKS THE KNEE DURING STANCE PHASE AND ALLOWS FREE KNEE MOTION DURING SWING RESISTS KNEE FLEXION AT ANY ANGLE POSITIVE LOCK ENGAGED AT FULL EXTENSION ALUMINUM ROUNDED STAINLESS STEEL AND TITANIUM UPRIGHTS AVAILABLE PROVIDE KNEE STABILITY EVEN IF FULL EXTENSION IS NOT REACHED MODULAR DESIGN DURABLE ACTIVE BUT RESISTIVE FLEXION AT KNEE QUADRICEP WEAKNESS LACK OF KNEE CONTROL KNEE FLEXURE CONTRACTURE GENU RECURVATUM"
12999 | 4224200020400 | "ORTHOTIC ANKLE JOINT ANKLE ADJUSTABLE DORSIFLEXION ASSIST PROVIDES RESISTANCE TO PLANTAR FLEXION MOTION PROVIDES ASSISTANCE TO DORSIFLEXION MOTION ANKLE JOINTS AND UPRIGHTS ARE AVAILABLE IN STAINLESS STEEL AND ALUMINUM STIRRUPS ARE STAINLESS STEEL MEDIAL/LATERAL CONTROL MOTION LIMITING ASSIST DORSIFLEXION ANKLE JOINTS COMPONENTS AND ACCESSORIES FOR INCLUSION IN AN ORTHOSIS TO PROVIDE CONTROLLED DORSIFLEXION ASSIST/ PLANTARFLEXION RESIST"
13000 | 4224200020500 | JOINT ANKLE ADJUSTABLE PLANTARFLEXION AND DORSIFLEXION PROVIDES RESISTANCE TO PLANTARFLEXION MOTION PROVIDES RESISTANCE TO DORSIFLEXION MOTION ANKLE JOINTS ARE AVAILABLE IN STAINLESS STEEL AND ALUMINUM STIRRUPS ARE STAINLESS STEEL UPRIGHTS ARE AVAILABLE IN STAINLESS STEEL TITANIUM AND ALUMINUM MEDIAL/LATERAL CONTROL MOTION LIMITING ASSIST DORSIFLEXION AND/OR PLANTAR FLEXION ANKLE JOINTS COMPONENTS AND ACCESSORIES FOR INCLUSION IN AN ORTHOSIS TO INFLUENCE DORSIFLEXION/PLANTARFLEXION ACTION
13001 | 4224200020600 | "ORTHOTIC ANKLE JOINT WITH DORSIFLEXION EFFECT .INDEPENDENTLY ADJUSTABLE PLANTAR FLEXION RESIST INDEPENDENTLY ADJUSTABLE RANGE OF MOTION INDEPENDENTLY ADJUSTABLE DORSIFLEXION RESIST INDEPENDENTLY ADJUSTABLE ANKLE ALIGNMENT MEDIAL/LATERAL CONTROL MOTION LIMITING RESIST DORSIFLEXION AND/OR PLANTAR FLEXION ASSORTED SIZE"
13002 | 4224200020800 | "DORSIFLEXION ASSIST FLEXURE JOINT PROVIDES MOTION ASSIST POWER SIMILAR TO TRADITIONAL DORSI-ASSIST ANKLE JOINTS ASSORTED DUROMETER AND SIZE"
13003 | 4224200021000 | JOINTS ARTICULATING IN LOWER AND UPPER EXTREMITY ORTHOSIS MADE USING THERMOFORMABLE AND THERMOSET MATERIALS CONSTRUCTED OF STAINLESS STEEL VARIABLE DORSIFLEXION STOP FREE MOTION ANKLE JOINT SPHERICAL HINGE AUTOMATIC CO - ALIGNMENT OF THE MEDIAL AND LATERAL JOINT AXES EASY TO FABRICATE EASIER ALIGNMENT PRECISE 24 DEGREE CONICAL RANGE ARTICULATING JOINTS IN LOWER AND UPPER EXTREMITY ORTHOSIS MADE USING THERMOFORMABLE AND THERMOSET MATERIALS
13004 | 4224200021100 | ANKLE JOINT ADJUSTABLE RANGE - OF - MOTION WITH ANATOMICAL AXIS ALIGNMENT HYBRID MATERIAL EASY TO FABRICATE MATCHES CONTOURS AND CO - AXIAL ALIGNMENT OF THE ANATOMICAL ANKLE JOINT PLANTAR FLEXION RANGE OF MOTION IS LIMITED DORSIFLEXION RANGE OF MOTION IS LIMITED CAN BE CONFIGURED TO PROVIDE FREE MOTION OR NO MOTION DESIGN TO BE STRONG AND STABLE MEDIAL/LATERAL CONTROL MOTION LIMITING DORSIFLEXION AND/OR PLANTAR FLEXION MOTION ADJUSTMENT
13005 | 4224200021200 | "ORTHOTIC ANKLE JOINT POLYPROPYLENE FUNCTIONS AS A FREE MOTION JOINT AVAILABLE IN NATURAL AND BLACK COST - EFFECTIVE PROVIDES MEDIOLATERAL CONTROL CAN BE CONFIGURED TO LIMIT MOTION WHEN COMBINED WITH A POSTERIOR STOP MEDIAL/LATERAL CONTROL MOTION LIMITING ASSIST DORSIFLEXION AND/OR PLANTAR FLEXION"
13006 | 4224200021300 | "ORTHOTIC ANKLE JOINT NYLON FUNCTIONS AS A FREE MOTION JOINT COST - EFFECTIVE PROVIDES MEDIOLATERAL CONTROL CAN BE CONFIGURED TO LIMIT MOTION WHEN COMBINED WITH A POSTERIOR STOP STRONGER THAN POLYPROPYLENE VERSION MEDIAL/LATERAL CONTROL MOTION LIMITING ASSIST DORSIFLEXION AND/OR PLANTAR FLEXION"
13007 | 4224200021700 | "MALE INSERT PYRAMID FOR PRONG STAINLESS STEEL INSERT HEIGHT 31 MM APPROXIMATELY WEIGHT UP TO 100 GRAMS WEIGHT CAPACITY IS UP TO 100 KG"
13008 | 4224200021900 | "ADAPTER 4 - HOLE THREADED TOP ALUMINUM HEIGHT 22 MM APPROXIMATELY WEIGHT CAPACITY IS UP TO 100 KG"
13009 | 4224200022700 | PYLON FEMALE KIT 1 LONG TITANIUM TUBE CLAMP CARBON TUBE AND SOCKET ADAPTOR LENGTH UP TO 250 MM WEIGHT LIMIT 170 KG
13010 | 4224200023000 | PYLON FEMALE KIT 1 SHORT ALUMINUM TUBE CLAMP STAINLESS STEEL TUBE LENGTH 250 MM WEIGHT LIMIT 100 KG
13011 | 4224200023100 | "PYLON FEMALE KIT 1 LONG ALUMINUM TUB CLAMP STAINLESS STEEL TUBE LENGTH 250 MM APPROXIMATELY WEIGHT LIMIT 100 KG"
13012 | 4224200023200 | "TUBE ALUMINUM LENGTH 250 MM APPROXIMATELY WEIGHT UP TO 100 KG"
13013 | 4224200023300 | "TUBE ALUMINUM LENGTH 400 MM APPROXIMATELY WEIGHT UP TO100 KG"
13014 | 4224200024300 | SILICONE BREAST FORM DELTA SHAPE FULL CUP SOFT AND LIGHT NATURAL LOOKING DRAPE TEAR-PROOF SILICON ENCASED IN TEAR-PROOF FILM FIT IN POCKETED BRA SIZE 6 (LYMPHEDEMA)
13015 | 4224200024400 | CONTOUR PAD HD FOAM
13016 | 4224200024500 | EXTENDED THE WARRANTY TO THREE-YEARS FOR ADVANCED TECHNOLOGY ITEMS - CLASS B
13017 | 4224200024600 | EXTENDED THE WARRANTY TO THREE-YEARS FOR ADVANCED TECHNOLOGY ITEMS - CLASS C
13018 | 4224200024700 | EXTENDED THE WARRANTY TO THREE-YEARS FOR ADVANCED TECHNOLOGY ITEMS - CLASS D
13019 | 4224200024800 | ACETOXY SILICONE DISPERSION ADHESIVE TO SEAL THE COLORATION WITH SILICONE 1 - 5 OZ
13020 | 4224200024900 | CRYSTAL CLEAR OCULAR HEAT CURE ACRYLIC RESIN (POWDER) . HIGHEST QUALITY CLEAR ACRYLIC RESIN FOR CREATING CONJUNCTIVA IN ARTIFICIAL ACRYLIC EYES OCULAR PROSTHESIS. VERY FINE GRAIN CLEAR ACRYLIC. 250G-1KG
13021 | 4224200025000 | CUSTOM FLOCKING KIT FOR SILICONE COLORATION 10 COLORS. INTRINSIC
13022 | 4224200025100 | EXTRINSIC COLORATION SYSTEM FOR FACIAL SILICONE PROSTHESIS 8 COLORS
13023 | 4224200025200 | EXTRINSIC TRI-FLUID TO OPEN PORES OF SILICONE ALLOWING TIME FOR PIGMENT TO INFUSE INTO THESE AREAS 1-20 OZ
13024 | 4224200025300 | FUNCTIONAL INTRINSIC KIT FOR SILICONE COLORATION 23 COLORS 10-50ML
13025 | 4224200025400 | FUNCTIONAL SILICONE FLUID TO REDUCE VISCOSITY OF SILICONE ELASTOMERS BY NOT CHANGING THE DUROMETER 1 - 5.5 OZ
13026 | 4224200025500 | MAXILLOFACIAL FACIAL PROSTHETICS PLATINUM SILICONE ELASTOMER 10:1 LOW VISCOSITY TRANSLUCENT 500G-1KG 1:1
13027 | 4224200025600 | MAXILLOFACIAL FACIAL PROSTHETICS SILICONE ELASTOMER 1:1 RATIO 500G -1KG
13028 | 4224200025700 | MAXILLOFACIAL FACIAL PROSTHETICS SILICONE ELASTOMER 10:1 RATIO- 500G -1KG
13029 | 4224200025800 | MEDICAL ADHESIVE SILICONE IS A ONE-COMPONENT MEDIUM-SLUMP TRANSLUCENT SILICONE MATERIAL FOR BONDING SILICONE ELASTOMERS TO ONE ANOTHER 50-100G
13030 | 4224200025900 | MEDICAL SILICONE ADHESIVE IS FOR PATIENTS WITH IMPLANT RETAINED PROSTHESIS 0.25 - 1.5OZ
13031 | 4224200026000 | MONOMER CROSSLINKED LIQUID 5-40 OZ
13032 | 4224200026100 | MONOMER NON-CROSSLINKED LIQUID 5-40 OZ
13033 | 4224200026200 | MONOPOLY SYRUP. USED IN PAINTING AND SEALING OF ACRYLIC ARTIFICIAL EYES 1 - 5.5OZ
13034 | 4224200026300 | OIL COLORS WITH HIGH CHROMA HIGH TINTING STRENGTH EXCELLENT ADHESION FOR PAINTING ARTIFICIAL ACRYLIC EYES - CERULEAN BLUE OR COBALT BLUE COLOR 10-40 ML (TUBE=EA)
13035 | 4224200026400 | OIL COLORS WITH HIGH CHROMA HIGH TINTING STRENGTH EXCELLENT ADHESION FOR PAINTING ARTIFICIAL ACRYLIC EYES - IVORY BLACK COLOR 10-40 ML (TUBE=EA)
13036 | 4224200026500 | OIL COLORS WITH HIGH CHROMA HIGH TINTING STRENGTH EXCELLENT ADHESION FOR PAINTING ARTIFICIAL ACRYLIC EYES - OLIVE GREEN COLOR 10-40 ML (TUBE=EA)
13037 | 4224200026600 | OIL COLORS WITH HIGH CHROMA HIGH TINTING STRENGTH EXCELLENT ADHESION FOR PAINTING ARTIFICIAL ACRYLIC EYES - ROSE MADDER OR ALIZARIN CRIMSON COLOR 10-40 ML (TUBE=EA)
13038 | 4224200026700 | OIL COLORS WITH HIGH CHROMA HIGH TINTING STRENGTH EXCELLENT ADHESION FOR PAINTING ARTIFICIAL ACRYLIC EYES - TITANIUM WHITE COLOR 10-40 ML (TUBE=EA)
13039 | 4224200026800 | OIL COLORS WITH HIGH CHROMA HIGH TINTING STRENGTH EXCELLENT ADHESION FOR PAINTING ARTIFICIAL ACRYLIC EYES - VANDYKE BROWN COLOR 10-40 ML (TUBE=EA)
13040 | 4224200026900 | OIL COLORS WITH HIGH CHROMA HIGH TINTING STRENGTH EXCELLENT ADHESION FOR PAINTING ARTIFICIAL ACRYLIC EYES - YELLOW OCHRE COLOR 10-40 ML (TUBE=EA)
13041 | 4224200027000 | OIL COLORS WITH HIGH CHROMA HIGH TINTING STRENGTH EXCELLENT ADHESION FOR PAINTING ARTIFICIAL ACRYLIC EYES - ZINC WHITE COLOR 10-40 ML (TUBE=EA)
13042 | 4224200027100 | PIGMENT FOR INTRINSIC SKIN COLORATION OF SILICONE RUBBERS USED WITH SPECTROMETER DIGITAL COLOR MATCHING SYSTEM AUBERGINE COLOR 10 - 50 ML
13043 | 4224200027200 | PIGMENT FOR INTRINSIC SKIN COLORATION OF SILICONE RUBBERS USED WITH SPECTROMETER DIGITAL COLOR MATCHING SYSTEM CREAM COLOR 10 - 50 ML
13044 | 4224200027300 | PIGMENT FOR INTRINSIC SKIN COLORATION OF SILICONE RUBBERS USED WITH SPECTROMETER DIGITAL COLOR MATCHING SYSTEM DARK DAPPLE COLOR 10 - 50 ML
13045 | 4224200027400 | PIGMENT FOR INTRINSIC SKIN COLORATION OF SILICONE RUBBERS USED WITH SPECTROMETER DIGITAL COLOR MATCHING SYSTEM DEEP GREY COLOR 10 - 50 ML
13046 | 4224200027500 | PIGMENT FOR INTRINSIC SKIN COLORATION OF SILICONE RUBBERS USED WITH SPECTROMETER DIGITAL COLOR MATCHING SYSTEM DEEP MOTTLE COLOR 10 - 50 ML
13047 | 4224200027600 | PIGMENT FOR INTRINSIC SKIN COLORATION OF SILICONE RUBBERS USED WITH SPECTROMETER DIGITAL COLOR MATCHING SYSTEM DEEP ORANGE COLOR 10 - 50 ML
13048 | 4224200027700 | PIGMENT FOR INTRINSIC SKIN COLORATION OF SILICONE RUBBERS USED WITH SPECTROMETER DIGITAL COLOR MATCHING SYSTEM LIGHT DAPPLE 10 - 50 ML
13049 | 4224200027800 | PIGMENT FOR INTRINSIC SKIN COLORATION OF SILICONE RUBBERS USED WITH SPECTROMETER DIGITAL COLOR MATCHING SYSTEM LIGHT GREY COLOR 10 - 50 ML
13050 | 4224200027900 | PIGMENT FOR INTRINSIC SKIN COLORATION OF SILICONE RUBBERS USED WITH SPECTROMETER DIGITAL COLOR MATCHING SYSTEM OCRE COLOR 10 - 50 ML
13051 | 4224200028000 | PIGMENT FOR INTRINSIC SKIN COLORATION OF SILICONE RUBBERS USED WITH SPECTROMETER DIGITAL COLOR MATCHING SYSTEM OLIVE COLOR 10 - 50 ML
13052 | 4224200028100 | PIGMENT FOR INTRINSIC SKIN COLORATION OF SILICONE RUBBERS USED WITH SPECTROMETER DIGITAL COLOR MATCHING SYSTEM ORANGE BROWN COLOR 10 - 50 ML
13053 | 4224200028200 | PIGMENT FOR INTRINSIC SKIN COLORATION OF SILICONE RUBBERS USED WITH SPECTROMETER DIGITAL COLOR MATCHING SYSTEM ORANGE COLOR 10 - 50 ML
13054 | 4224200028300 | PIGMENT FOR INTRINSIC SKIN COLORATION OF SILICONE RUBBERS USED WITH SPECTROMETER DIGITAL COLOR MATCHING SYSTEM PINK COLOR 10 - 50 ML
13055 | 4224200028400 | PIGMENT FOR INTRINSIC SKIN COLORATION OF SILICONE RUBBERS USED WITH SPECTROMETER DIGITAL COLOR MATCHING SYSTEM RED BROWN COLOR 10 - 50 ML
13056 | 4224200028500 | PIGMENT FOR INTRINSIC SKIN COLORATION OF SILICONE RUBBERS USED WITH SPECTROMETER DIGITAL COLOR MATCHING SYSTEM RED COLOR 10 - 50 ML
13057 | 4224200028600 | PIGMENT FOR INTRINSIC SKIN COLORATION OF SILICONE RUBBERS USED WITH SPECTROMETER DIGITAL COLOR MATCHING SYSTEM RED MOTTLE COLOR 10 - 50 ML
13058 | 4224200028700 | PIGMENT FOR INTRINSIC SKIN COLORATION OF SILICONE RUBBERS USED WITH SPECTROMETER DIGITAL COLOR MATCHING SYSTEM WHITE COLOR 10 - 50 ML
13059 | 4224200028800 | PRIMER AGENT TO ENHANCING THE BOND BETWEEN PLATINUM SILICON TO VARIOUS SUBSTRATES 1 - 2.5 OZ
13060 | 4224200028900 | SECURE SILICONE ADHESIVE (BT=EA)
13061 | 4224200029000 | SILICONE CONDENSATION MATTING AGENT 1 - 5 OZ
13062 | 4224200029100 | SUPER TRANSLUCENT COLOR LIQUID SET (CLASSIC SHADES)
13063 | 4224200029200 | THIXOTROPIC AGENT TO RAISE OR INCREASE THE VISCOSITY OF MOST PLATINUM SILICONE ELASTOMERS.10-40 ML
13064 | 4224200029300 | TRANSLUCENT COLOR LIQUID SET (CLASSIC SHADES)
13065 | 4224200029400 | WATER BASED ADHESIVES FOR SILICONE PROSTHESIS 1 - 5.5OZ
13066 | 4224200029500 | WHITE ACRYLIC RESIN POLYMER (POWDER) FOR ARTIFICIAL ACRYLIC EYES OCULAR PROSTHESIS. VERY FINE GRAIN CLEAR ACRYLIC.250G -1KG (EA=JAR)
13067 | 4224200029600 | OIL COLORS WITH HIGH CHROMA HIGH TINTING STRENGTH EXCELLENT ADHESION FOR PAINTING ARTIFICIAL ACRYLIC EYES -BURNT UMBER COLOR 10-40 ML (TUBE=EA)
13068 | 4224200029700 | "DIRECT SOCKET MATERIAL GLASS FIBER STANDARD DISTAL CONNECTOR SIZE 5 INCH APPROXIMATELY"
13069 | 4224200029800 | "DIRECT SOCKET MATERIAL GLASS FIBER STANDARD DISTAL CONNECTOR SIZE 7 INCH APPROXIMATELY"
13070 | 4224200029900 | "DIRECT SOCKET MATERIAL GLASS FIBER LARGE DISTAL CONNECTOR SIZE 7 INCH APPROXIMATELY"
13071 | 4224200030000 | "DIRECT SOCKET MATERIAL GLASS FIBER LARGE DISTAL CONNECTOR SIZE 9 INCH APPROXIMATELY"
13072 | 4224200030100 | "FAST SETTING ADHESIVE TWO COMPONENTS 4 TO 10 MINUTES CURING TIME FOR ATTACHMENTS OF SOCKET ADAPTER METAL AND PLASTIC HIGH TEMPERATURE RESISTANCE INCLUDING GUN OF SUPERGLUE NET CONTENTS 50 ML GRAMS APPROXIMATELY"
13073 | 4224200030200 | "PADDING SHEET POLYETHYLENE FOAM HARDNESS APPROX. SHORE A 15-20 LOW DENSITY: APPROX. 45 KG/M# GOOD RESILIENCE WASHABLE CAUCASIAN COLOR SIZE 1000 X 1000 MM THICKNESS 3 MM"
13074 | 4224200030300 | "PADDING SHEET POLYETHYLENE FOAM HARDNESS APPROX. SHORE A 15-20 LOW DENSITY: APPROX. 45 KG/M# GOOD RESILIENCE WASHABLE CAUCASIAN COLOR SIZE 1000 X 1000 MM THICKNESS 4 MM"
13075 | 4224200030400 | "PADDING SHEET POLYETHYLENE FOAM HARDNESS APPROX. SHORE A 15-20 LOW DENSITY: APPROX. 45 KG/M# GOOD RESILIENCE WASHABLE CAUCASIAN COLOR SIZE 1000 X 1000 MM THICKNESS 5 MM"
13076 | 4224200030500 | TORQUE WRENCH WITH CONNECTION PIECE ADJUSTABLE AT THE HANDLE AND APPEARS ON THE SCALE TOTAL WRENCH LENGTH 290 MM AND MEASUREMENT RANGE 1 - 25 NM INCLUDES THREE BITS OF THE SIZE 3 4 5
13077 | 4224200030600 | "TOOLS KIT FOR TAKING THE MEASUREMENTS OF THE TRANSFEMORAL INCLUDING SPRING-TENSIONED MEASURING TAPE LENGTH 1500MM TWO-SIDED CM BOTH SIDES CALLIPERS : MEASUREMENT RANGE 30 MM - 500 MM TO BE USED FOR DETERMINING THE LENGTH OF THE RESIDUAL LIMB FROM THE ISCHIAL TUBEROSITY TO THE RESIDUAL LIMB END AND CALLIPER TO TAKE BONY AND ANATOMIC MEASUREMENTS OF TRANSFEMORAL WITH SYNTHETIC MATERIAL WHICH IS PLEASANT ON THE SKIN ADJUSTABLE GONIOMETER : DIMENSIONS ( W X D X H ) 250 X 20 X 125 MM APPROXIMATELY ROTATABLE LEVEL ALUMINUM SOLE WITH INSET MAGNETS HANDY ADJUSTABLE GONIOMETER ROTATION DISC SCALE IN DEGREES AND MM/M"
13078 | 4224200030700 | ANVILS AN ORTHOTICS WORKSHOP TOOL HIGH-GRADE STEEL WHICH FEATURES HIGH HARDNESS AND DURABILITY DIMENSIONS WXH 500 X 190 MM ITS EXCELLENT FOR RIVETING FLATTENING AND FORMING METAL WEIGHT 40-80 KG
13079 | 4224200030800 | "BENCH VICE WITH SURFACE-HARDENED CLAMPING JAWS ADJUSTABLE HARDENED GUIDE RAIL MEASURING SCALE FOR QUICK PRE-ADJUSTMENT OF THE CLAMPING WIDTH ROUND STABLE JAW WIDTH 140-160 MM HOLE SPACING 140-160 MM WEIGHT 15-20 KG"
13080 | 4224200031000 | PIPE VISE OR PIPE-HOLDING FIXTURE AN ORTHOTICS WORKSHOP TOOL HINGED DESIGN WITH AUTOMATICALLY CLOSING SECURING HOOK DROP FORGED MOVABLE JAW MOVABLE JAW AND FIXED JAW EXCHANGEABLE GRIPPING SURFACES MILLED AND HARDENED STRONG SPINDLE WITH ADJUSTABLE T-HANDLE TO BE USED FOR FOR PIPES UP TO 2 INCHES JAW OPENING 60-80 MM WEIGHT 4-6 KG
13081 | 4224200031100 | "C CLAMPS AN ORTHOTICS WORKSHOP TOOL CLAMPING ARM MADE OF MALLEABLE IRON PROFILED STEEL SLIDE RAIL WOODEN HANDLE JAW OPENING 180-220 MM APPROXIMATELY WORKING RADIUS 100 MM WEIGHT 1-3 KG"
13082 | 4224200031200 | YATES CLAMPS AN ORTHOTICS WORKSHOP TOOL
13083 | 4224200031300 | LONG-NOSED PLIERS AN ORTHOTICS WORKSHOP TOOL OIL HARDENED SIDE PIECE WITH PVC COATING POLISHED HEAD LENGTH 140-160 MM
13084 | 4224200031400 | ROUND-NOSED PLIERS AN ORTHOTICS WORKSHOP TOOL SIDE PIECE WITH PVC COATING LENGTH 140-160 MM
13085 | 4224200031500 | COMBINATION PLIERS AN ORTHOTICS WORKSHOP TOOL SIDE PIECE WITH PVC COATING LENGTH 140-160 MM
13086 | 4224200031600 | "LASTING PLIERS AN ORTHOTICS WORKSHOP TOOL JAW WIDTH 8-10 MM APPROXIMATELY LENGTH 180-220 MM APPROXIMATELY"
13087 | 4224200031700 | "END-CUTTING PLIERS AN ORTHOTICS WORKSHOP TOOL INDUCTIVELY HARDENED CUTTING SIDE PIECE WITH PVC COATING FOR HARD WIRE LENGTH 160-200 MMG APPROXIMATELY"
13088 | 4224200031800 | "DIAGONAL-CUTTING AND SIDE-CUTTING PLIERS AN ORTHOTICS WORKSHOP TOOL SIDE PIECE WITH PVC COATING FOR HARD WIRE LENGTH 160-200 MM APPROXIMATELY"
13089 | 4224200031900 | SPREADING PLIERS AN ORTHOTICS WORKSHOP TOOL
13090 | 4224200032100 | RIVETING HAMMER AN ORTHOTICS WORKSHOP TOOL DOUBLE CHANNEL CHASING HAMMER WITH SHAFT
13091 | 4224200032200 | BALL-PEEN HAMMER AN ORTHOTICS WORKSHOP TOOL DOUBLE CHANNEL HEMISPHERIC/FLAT-ROUND WITH SHAFT
13092 | 4224200032300 | SLEDGE HAMMER AN ORTHOTICS WORKSHOP TOOL
13093 | 4224200032500 | RUBBER HEAD HAMMER AN ORTHOTICS WORKSHOP TOOL RUBBER MALLET WITH SHAFT
13094 | 4224200032700 | COMBINATION WRENCH STEEL AN ORTHOTICS WORKSHOP TOOL
13095 | 4224200032800 | RATCHET WRENCHES KIT STEEL AN ORTHOTICS WORKSHOP TOOL SHORT DESIGN RING HEAD ANGLED AT 15° 17 PARTS IN TRANSPARENT BAG FROM 6 TO 22 IN 1 MM INCREMENTS
13096 | 4224200032900 | SINGLE-HOOK SPANNER KIT STEEL AN ORTHOTICS WORKSHOP TOOL
13097 | 4224200033000 | FOLD UP POCKET HEX KEY KIT AN ORTHOTICS WORKSHOP TOOL STEEL INCLUDES HOLDER WRENCH SIZE 2 5 / 3 / 4 / 5 / 6 / 8 / 10
13098 | 4224200033100 | T- HANDLE HEX KEY SET STEEL BLADE AN ORTHOTICS WORKSHOP TOOL WITH PLASTIC T-HANDLE WRENCH SIZE 2 / 3 / 4 / 5 / 6 / 8 / 10
13099 | 4224200033200 | DRAW KNIFE FOR MODIFICATION PURPOSES AN ORTHOTICS WORKSHOP TOOL STEEL BLADE WITH WOODEN HANDLE
13100 | 4224200033300 | SKIVING KNIFE LEATHER CUTTING KNIFE HALF-ROUND AN ORTHOTICS WORKSHOP TOOL WOODEN HANDLE WITH BRASS COLLAR
13101 | 4224200033400 | STRAIGHT HAND SHEARS OR SNIPS AN ORTHOTICS WORKSHOP TOOL STEEL STRAIGHT WITH TOOTHED BLADE PAINTED HANDLE
13102 | 4224200033500 | AVIATION SNIPS SHEAR STEEL AN ORTHOTICS WORKSHOP TOOL
13103 | 4224200033600 | HAND BEVERLY SHEAR AN ORTHOTICS WORKSHOP TOOL FOR CUTTING METAL PLATES
13104 | 4224200033700 | HACKSAW TO CUT METAL AN ORTHOTICS WORKSHOP TOOL STEEL WITH PLASTIC HANDLE
13105 | 4224200033800 | CORDLESS JIGSAW AN ORTHOTICS WORKSHOP TOOL 4-STAGE PENDULUM STROKE KNOB HANDLE ELECTRONICS INCLUDE CHOICE OF PROPER STROKE FOR RESPECTIVE MATERIAL FIXTEC QUICK-CLAMPING SYSTEM FOR CHANGING SAW BLADES WITHOUT THE NEED FOR TOOLS QUICK-ADJUSTMENT SYSTEM FOR 45° BEVEL CUTS STABLE ALUMINUM CAST BASE PLATE FOR PRECISION WORK METAL CHIP BLOWER IDLE SPEED 450 - 3 000 MIN-1 STROKE DEPTH 26 MM
13106 | 4224200033900 | SCRATCH AWL AN ORTHOTICS WORKSHOP TOOL STEEL WITH ROUND BLADE AND PLASTIC HANDLE
13107 | 4224200034000 | CENTER PUNCH KIT AN ORTHOTICS WORKSHOP TOOL STEEL OCTAGONAL SHAFT PAINTED
13108 | 4224200034200 | PIN PUNCH KIT AN ORTHOTICS WORKSHOP TOOL CHROME-VANADIUM STEEL SIX PARTS IN WOODEN STAND OCTAGONAL SHAFT Ø 2 3 4 5 6 AND 8 MM
13109 | 4224200034300 | LEATHER DRIVE PUNCH KIT AN ORTHOTICS WORKSHOP TOOL STEEL 13 PARTS Ø 2 3 4 5 6 8 10 11 13 14 16 19 AND 20 MM
13110 | 4224200034400 | CORDLESS HAND DRILL 18 VOLT AN ORTHOTICS WORKSHOP TOOL WORK ON RECHARGEABLE BATTERIES ALLOWING THE USER TO INSERT A BATTERY PACK AND INSTANTLY HAVE AN OPERATING DRILL WITHOUT A POWER CABLE
13111 | 4224200034500 | DRILL BITS KIT AN ORTHOTICS WORKSHOP TOOL USING FOR CUT AND MAKE HOLE FOR WOOD SURFACES
13112 | 4224200034600 | DRILL BITS KIT AN ORTHOTICS WORKSHOP TOOL USING FOR CUT AND MAKE HOLE FOR METAL SURFACES
13113 | 4224200034700 | DRILL BITS KIT AN ORTHOTICS WORKSHOP TOOL USING FOR CUT AND MAKE HOLE FOR STEEL SURFACES
13114 | 4224200034800 | TUBE CUTTER AN ORTHOTICS WORKSHOP TOOL ESPECIALLY COMPACT AND HANDY DESIGN CUTTING WHEEL FOR ESPECIALLY LONG SERVICE LIVES AND ESPECIALLY SUITABLE FOR STAINLESS STEEL
13115 | 4224200034900 | BENDING IRONS KIT AN ORTHOTICS WORKSHOP TOOL FOR SHAPING OF STEELS METAL PLATE AND ORTHOTICS BRACES
13116 | 4224200035000 | "STORAGE CONTAINER FOR GLUE AN ORTHOTICS WORKSHOP TOOL FLAT BRUSH FOR ADHESIVE VARNISH CONTENTS 450-800 ML"
13117 | 4224200035100 | BENDING FORK AN ORTHOTICS WORKSHOP TOOL FOR SHAPING OF STEELS METALS PLATE AND ORTHOTICS BRACES
13118 | 4224200035200 | FIXTURE FOR BENDING BANDS AN ORTHOTICS WORKSHOP TOOL FOR BRACES AN ORTHOTICS FOR SHAPING OF STEELS AND METALS PLATE
13119 | 4224200035300 | FLAT SURFORM FILE AN ORTHOTICS WORKSHOP TOOL FOR SHAPING OF CASTING AND MODIFICATION PURPOSE
13120 | 4224200035400 | "HALF-ROUND SURFORM FILE AN ORTHOTICS WORKSHOP TOOL FOR SHAPING OF CASTING AND MODIFICATION PURPOSE"
13121 | 4224200035500 | ROUND SURFORM FILE AN ORTHOTICS WORKSHOP TOOL FOR SHAPING OF CASTING AND MODIFICATION PURPOSE
13122 | 4224200035600 | "STEEL RULER AN ORTHOTICS WORKSHOP TOOL SCALES 50-60 CM APPROXIMATELY"
13123 | 4224200035700 | "STEEL RULER AN ORTHOTICS WORKSHOP TOOL SCALES 30 CM APPROXIMATELY"
13124 | 4224200035800 | "ADJUSTABLE GONIOMETER MANAGEABLE AN ORTHOTICS WORKSHOP TOOL POSITIONING OF THE ROTATING LEVEL USING A HAND WHEEL. SOLE MADE OF ALUMINUM WITH INTEGRATED MAGNETS. ROTATION DISK SCALE IN DEGREES AND MM/M DIMENSIONS ( L X W X H ) 250 X 20 X 125 MM APPROXIMATELY WEIGHT 0.370 KG"
13125 | 4224200036000 | "WATER LEVEL TOOL FOR ALIGNMENT AN ORTHOTICS WORKSHOP TOOL ALUMINUM ALLOY WITH HORIZONTAL AND VERTICAL LEVEL MADE OF PLEXIGLAS LENGTH 300-400 MM APPROXIMATELY"
13126 | 4224200036100 | SCHMID PERIMETER GAGE (INSIDE CIRCUMFERENCE GAUGE) AN ORTHOTICS WORKSHOP TOOL USED FOR MEASURING THE DISTANCE AROUND THE INSIDE OF A SOCKET AT ANY SELECTED DEPTH BELOW THE LOWEST PORTION OF THE TOP OF THE SOCKET
13127 | 4224200036200 | "TRY SQUARE AN ORTHOTICS WORKSHOP TOOL STEEL SQUARE 90 DEGREE STEEL GALVANISED SIDE PIECE LENGTH 200 X 130 MM APPROXIMATELY"
13128 | 4224200036300 | "ELECTRONIC WEIGHING SCALES OF MATERIAL IN A CONTAINER AN ORTHOTICS WORKSHOP TOOL SUITABLE FOR BATTERY AND MAINS OPERATION ROBUST DESIGN CAN BE TARED TOTAL WEIGHT IS DISPLAYED AFTER THE WEIGHT IS REMOVED FROM THE SCALE PAN DIMENSIONS ( W X D X H ) 140-250 X 200-240 X 60-90 MM APPROXIMATELY WEIGHING RANGE UP TO 6000 G"
13129 | 4224200036400 | VERTICAL FABRICATING JIG AN ORTHOTICS WORKSHOP TOOL FOR ASSEMBLING A PROSTHESIS
13130 | 4224200036500 | SPANNER WRENCHES KIT STEEL AN ORTHOTICS WORKSHOP TOOL
13131 | 4224200036600 | ROTARY HOLE LEATHER PUNCHER AN ORTHOTICS WORKSHOP TOOL PUNCHED WITH SIX PUNCHING TUBES DIAMETERS: 2 / 2.5 / 3 / 3.5 / 4 AND 5 MM
13132 | 4224200036700 | PLASTIC HEAD HAMMER AN ORTHOTICS WORKSHOP TOOL
13133 | 4224200036900 | FILLAUER SHUTTLE LOCK CYLINDRICAL LOCK DELRIN MATERIAL GREEN WITH 1-1/2 INCH PLUNGER
13134 | 4224200037000 | INTEGRATED AIR EXPULSION PUMP FOR ELEVATED VACUUM. ITS USE PROVIDES PATIENTS CONTINUOUS TOTAL CONTACT WHEN DONNING THE PROSTHESIS VACUUM LEVEL APPROXIMATELY 10-13 INCHES OF MERCURY
13135 | 4224200037100 | INTEGRATED AIR EXPULSION PUMP FOR ELEVATED VACUUM. ITS USE PROVIDES PATIENTS CONTINUOUS TOTAL CONTACT WHEN DONNING THE PROSTHESIS VACUUM LEVEL APPROXIMATELY 5-8 INCHES OF MERCURY
13136 | 4224200037200 | INTEGRATED DUMMY - POSITIVE PROFILE FOR SOCKET LAMINATION TO ACCOMMODATE AIR EXPULSION PUMP
13137 | 4224200037300 | INTERCHANGEABLE LOCKING DEVICE TO TRANSITION TO ELEVATED VACUUM REPLACES VACUUM PUMP
13138 | 4224200037400 | "SHUTTLE LOCK WITH PYRAMID ATTACHED OUTSIDE SOCKET ALUMINUM BODY"
13139 | 4224200037500 | SPACER PLATE FOR INTEGRATED DUMMY
13140 | 4224200037600 | SILICONE BREAST FORM DELTA SHAPE FULL CUP SOFT AND LIGHT NATURAL LOOKING DRAPE TEAR-PROOF SILICON ENCASED IN TEAR-PROOF FILM FIT IN POCKETED BRA SIZE 10 (LYMPHEDEMA)
13141 | 4224200037700 | SILICONE BREAST FORM DELTA SHAPE FULL CUP SOFT AND LIGHT NATURAL LOOKING DRAPE TEAR-PROOF SILICON ENCASED IN TEAR-PROOF FILM FIT IN POCKETED BRA SIZE 11 (LYMPHEDEMA)
13142 | 4224200037800 | SILICONE BREAST FORM DELTA SHAPE FULL CUP SOFT AND LIGHT NATURAL LOOKING DRAPE TEAR-PROOF SILICON ENCASED IN TEAR-PROOF FILM FIT IN POCKETED BRA SIZE 5 (LYMPHEDEMA)
13143 | 4224200037900 | SILICONE BREAST FORM DELTA SHAPE FULL CUP SOFT AND LIGHT NATURAL LOOKING DRAPE TEAR-PROOF SILICON ENCASED IN TEAR-PROOF FILM FIT IN POCKETED BRA SIZE 7 (LYMPHEDEMA)
13144 | 4224200038000 | SILICONE BREAST FORM DELTA SHAPE FULL CUP SOFT AND LIGHT NATURAL LOOKING DRAPE TEAR-PROOF SILICON ENCASED IN TEAR-PROOF FILM FIT IN POCKETED BRA SIZE 8 (LYMPHEDEMA)
13145 | 4224200038100 | SILICONE BREAST FORM DELTA SHAPE FULL CUP SOFT AND LIGHT NATURAL LOOKING DRAPE TEAR-PROOF SILICON ENCASED IN TEAR-PROOF FILM FIT IN POCKETED BRA SIZE 9 (LYMPHEDEMA)
13146 | 4224200107200 | "SILICONE LINER LOCKING FOR TRANSFEMORAL AMPUTEES ANTIBACTERIAL MATERIAL SUITABLE FOR AMPUTEES WITH EXCESS SOFT TISSUE SKEO 3D OR EQUIVALENT CLOTH COVER CONICAL SHAPE IN DISTAL CYLINDRICAL SHAPE IN PROXIMAL THICKNESS FROM 4.5 MM DISTAL 2.5 MM PROXIMAL SIZE 360 MM APPROXIMATELY"
13147 | 4224200107300 | "PROSTHETIC MULTIAXIAL FOOT WITH DIVIDED HEEL 3 - D SPACER SMOOTH TRANSITION FROM STANCE PHASE TO SWING PHASE PHYSIOLOGICAL ROLLOVER AND S - SPRING MULTI - AXIAL MOBILITY TO COMPENSATE FOR UNEVEN SURFACES AND COMFORTABLE WALKING UPHILL AND ON INCLINES ELASTIC FOAM COMPRESSION SPRING ARCH AT HEEL STRIKE OF THE BACK SPRING ARCH AT ROLLOVER SIZE: 28 CM RIGHT"
13148 | 4224200107400 | DYNAMIC ANKLE FOOT ORTHOSIS LEFT FOOT SIZE 103/4 INCHES FOOT PLATE 101/4 INCHES HEIGHT AT THICKEST PART OF CALF 131/4 INCHES - 15 INCHES PROXIMAL STRAP 141/4 INCHES HEEL HEIGHT 3/5 INCHES APPROXIMATELY CARBON FIBER INCORPORATED LIGHTWEIGHT ENERGY RETURN WITH TEXTILE COVER TO PREVENT SKIN CONTACT
13149 | 4224200107500 | DYNAMIC ANKLE FOOT ORTHOSIS LEFT FOOT SIZE 11 1/2 INCHES FOOT PLATE 11 INCHES HEIGHT AT THICKEST PART OF CALF 14 1/4 INCHES-15 3/4 INCHES PROXIMAL STRAP 15 INCHES HEEL HEIGHT 3/5 INCHES APPROXIMATELY CARBON FIBER INCORPORATED LIGHTWEIGHT ENERGY RETURN WITH TEXTILE COVER TO PREVENT SKIN CONTACT
13150 | 4224200107600 | "DYNAMIC ANKLE FOOT ORTHOSIS (DAFO) RIGHT FOOT SIZE 10 3/4 INCHES FOOT PLATE 10 1/4 INCHES HEIGHT AT THICKEST PART OF CALF 13 1/4 INCH-15 INCHES PROXIMAL STRAP 14 1/4 INCHES HEEL HEIGHT 3/5 INCHES APPROXIMATELY CARBON FIBER INCORPORATED LIGHTWEIGHT ENERGY RETURN WITH TEXTILE COVER TO PREVENT SKIN CONTACT"
13151 | 4224200107700 | "DYNAMIC ANKLE FOOT ORTHOSIS (DAFO) RIGHT FOOT SIZE 10 INCHES FOOT PLATE 93/4 INCHES HEIGHT AT THICKEST PART OF CALF 12 1/2 INCHES - 14 1/4 INCHES PROXIMAL STRAP 131/4 INCHES HEEL HEIGHT 3/5 INCHES APPROXIMATELY CARBON FIBER INCORPORATED LIGHTWEIGHT ENERGY RETURN WITH TEXTILE COVER TO PREVENT SKIN CONTACT"
13152 | 4224200107800 | DYNAMIC ANKLE FOOT ORTHOSIS RIGHT FOOT SIZE 11 1/2 INCHES FOOT PLATE 11 INCHES HEIGHT AT THICKEST PART OF CALF 14 1/4 INCHES-15 3/4 INCHES PROXIMAL STRAP 15 INCHES HEEL HEIGHT 3/5 INCHES APPROXIMATELY CARBON FIBER INCORPORATED LIGHTWEIGHT ENERGY RETURN WITH TEXTILE COVER TO PREVENT SKIN CONTACT
13153 | 4224200107900 | "PROSTHETIC FOOT FOR MEN WITH INNER FLEXIBLE FOOT DORSAL REINFORCEMENT MEDIUM DENSITY HEEL AND RESEMBLES THE NATURAL FOOT SHAPE WITH SMOOTH SURFACE SHAPED TOES AND SANDAL TOE COMFORTABLE HEEL STRIKE AND A SMOOTHER MORE DYNAMIC HEEL HEIGHT 10 MM LEFT MEN SIZE 22 CM"
13154 | 4224200108000 | "PROSTHETIC FOOT FOR MEN WITH INNER FLEXIBLE FOOT DORSAL REINFORCEMENT MEDIUM DENSITY HEEL AND RESEMBLES THE NATURAL FOOT SHAPE WITH SMOOTH SURFACE SHAPED TOES AND SANDAL TOE COMFORTABLE HEEL STRIKE AND A SMOOTHER MORE DYNAMIC HEEL HEIGHT 10 MM LEFT MEN SIZE 23 CM"
13155 | 4224200108100 | "PROSTHETIC FOOT FOR MEN WITH INNER FLEXIBLE FOOT DORSAL REINFORCEMENT MEDIUM DENSITY HEEL AND RESEMBLES THE NATURAL FOOT SHAPE WITH SMOOTH SURFACE SHAPED TOES AND SANDAL TOE COMFORTABLE HEEL STRIKE AND A SMOOTHER MORE DYNAMIC HEEL HEIGHT 10 MM LEFT MEN SIZE 26 CM"
13156 | 4224200108200 | "PROSTHETIC FOOT FOR MEN WITH INNER FLEXIBLE FOOT DORSAL REINFORCEMENT MEDIUM DENSITY HEEL AND RESEMBLES THE NATURAL FOOT SHAPE WITH SMOOTH SURFACE SHAPED TOES AND SANDAL TOE COMFORTABLE HEEL STRIKE AND A SMOOTHER MORE DYNAMIC HEEL HEIGHT 10 MM LEFT MEN SIZE 28 CM"
13157 | 4224200108300 | "PROSTHETIC FOOT FOR MEN WITH INNER FLEXIBLE FOOT DORSAL REINFORCEMENT MEDIUM DENSITY HEEL AND RESEMBLES THE NATURAL FOOT SHAPE WITH SMOOTH SURFACE SHAPED TOES AND SANDAL TOE COMFORTABLE HEEL STRIKE AND A SMOOTHER MORE DYNAMIC HEEL HEIGHT 10 MM RIGHT MEN SIZE 24 CM"
13158 | 4224200108400 | "PROSTHETIC FOOT FOR MEN WITH INNER FLEXIBLE FOOT DORSAL REINFORCEMENT MEDIUM DENSITY HEEL AND RESEMBLES THE NATURAL FOOT SHAPE WITH SMOOTH SURFACE SHAPED TOES AND SANDAL TOE COMFORTABLE HEEL STRIKE AND A SMOOTHER MORE DYNAMIC HEEL HEIGHT 10 MM RIGHT MEN SIZE 25 CM"
13159 | 4224200108500 | "PROSTHETIC FOOT FOR MEN WITH INNER FLEXIBLE FOOT DORSAL REINFORCEMENT MEDIUM DENSITY HEEL AND RESEMBLES THE NATURAL FOOT SHAPE WITH SMOOTH SURFACE SHAPED TOES AND SANDAL TOE COMFORTABLE HEEL STRIKE AND A SMOOTHER MORE DYNAMIC HEEL HEIGHT 10 MM RIGHT MEN SIZE 26 CM"
13160 | 4224200108600 | "PROSTHETIC FOOT FOR MEN WITH INNER FLEXIBLE FOOT DORSAL REINFORCEMENT MEDIUM DENSITY HEEL AND RESEMBLES THE NATURAL FOOT SHAPE WITH SMOOTH SURFACE SHAPED TOES AND SANDAL TOE COMFORTABLE HEEL STRIKE AND A SMOOTHER MORE DYNAMIC HEEL HEIGHT 10 MM LEFT MEN SIZE 24 CM"
13161 | 4224200108700 | "PROSTHETIC FOOT FOR MEN WITH INNER FLEXIBLE FOOT DORSAL REINFORCEMENT MEDIUM DENSITY HEEL AND RESEMBLES THE NATURAL FOOT SHAPE WITH SMOOTH SURFACE SHAPED TOES AND SANDAL TOE COMFORTABLE HEEL STRIKE AND A SMOOTHER MORE DYNAMIC HEEL HEIGHT 10 MM LEFT MEN SIZE 25 CM"
13162 | 4224200108800 | "PROSTHETIC FOOT FOR MEN WITH INNER FLEXIBLE FOOT DORSAL REINFORCEMENT MEDIUM DENSITY HEEL AND RESEMBLES THE NATURAL FOOT SHAPE WITH SMOOTH SURFACE SHAPED TOES AND SANDAL TOE COMFORTABLE HEEL STRIKE AND A SMOOTHER MORE DYNAMIC HEEL HEIGHT 10 MM LEFT MEN SIZE 27 CM"
13163 | 4224200108900 | "PROSTHETIC FOOT FOR MEN WITH INNER FLEXIBLE FOOT DORSAL REINFORCEMENT MEDIUM DENSITY HEEL AND RESEMBLES THE NATURAL FOOT SHAPE WITH SMOOTH SURFACE SHAPED TOES AND SANDAL TOE COMFORTABLE HEEL STRIKE AND A SMOOTHER MORE DYNAMIC HEEL HEIGHT 10 MM RIGHT MEN SIZE 22 CM"
13164 | 4224200109000 | "PROSTHETIC FOOT FOR MEN WITH INNER FLEXIBLE FOOT DORSAL REINFORCEMENT MEDIUM DENSITY HEEL AND RESEMBLES THE NATURAL FOOT SHAPE WITH SMOOTH SURFACE SHAPED TOES AND SANDAL TOE COMFORTABLE HEEL STRIKE AND A SMOOTHER MORE DYNAMIC HEEL HEIGHT 10 MM RIGHT MEN SIZE 23 CM"
13165 | 4224200109100 | "PROSTHETIC FOOT FOR MEN WITH INNER FLEXIBLE FOOT DORSAL REINFORCEMENT MEDIUM DENSITY HEEL AND RESEMBLES THE NATURAL FOOT SHAPE WITH SMOOTH SURFACE SHAPED TOES AND SANDAL TOE COMFORTABLE HEEL STRIKE AND A SMOOTHER MORE DYNAMIC HEEL HEIGHT 10 MM RIGHT MEN SIZE 28 CM"
13166 | 4224200110700 | FOOT ADAPTER FOR SACH AND DYNAMIC FOOT FOR CHILDREN WITH M6 THREAD
13167 | 4224200110800 | "PROSTHETIC FOOT FOR MEN WITH INNER FLEXIBLE FOOT DORSAL REINFORCEMENT MEDIUM DENSITY HEEL AND RESEMBLES THE NATURAL FOOT SHAPE WITH SMOOTH SURFACE SHAPED TOES AND SANDAL TOE COMFORTABLE HEEL STRIKE AND A SMOOTHER MORE DYNAMIC HEEL HEIGHT 10 MM RIGHT MEN SIZE 27 CM"
13168 | 4224200110900 | "ELECTRONICALLY CONTROLLED SYSTEM ORTHOTIC KNEE JOINT WITH A LOCKED STANCE PHASE AND FREE SWING THROUGH PHASE KIT INCLUDES ALL COMPONENTS TRAINING AND CERTIFICATION FOR CPO AND TECHNICIANS SECURED STANCE PHASE FREE SWING THROUGH PHASE ELECTRONICALLY LEFT"
13169 | 4224200111000 | "CUSTOM MADE COMPLETE BIONIC PROSTHETIC LEG SYSTEM KIT LIGHT KNEE MICROPROCESSOR ROTATION ADAPTER DOUBLE ADAPTER LAMINATION ANCHOR WITH PYRAMID ADAPTER LAMINATION DUMMY PYRAMID RECEIVER WITH THREADED CONNECTOR CUSTOM CARBON PROTECTOR FOOTSHELL PROSTHETIC FOOT TUBE ADAPTER ALUMINUM WITH CONNECTION CABLE KNEE JOINT SHOULD ALSO INCLUDE CLIMBING STAIRS SAFELY WALKING BACKWARDS AND OVERCOMING OBSTACLES RELIEVES THE ENTIRE MUSCULOSKELETAL SYSTEM WITH THE HYDRAULIC UNIT CONTROLS KNEE MOVEMENT RESISTANCES ARE CONTROLLED INDEPENDENTLY OF ONE ANOTHER BY TWO CONTROL VALVES WEATHERPROOF CONTROLLED VIA THE APP JOINT INCLUDE THE COMPLEX SENSOR SYSTEM INCLUDES ALL REQUIRED MATERIALS/COMPONENTS TO FABRICATE PROSTHESIS DELIVERY FITTING BY CERTIFIED ORTHOTIST IN MULTIPLE CLINICS AND DIFFERENT REGIONS WITH FOLLOW UP AND PROGRAM AND TRAINING (APPENDIX C)"
13170 | 4224200111100 | "CUSTOM MADE ELECTRONICALLY CONTROLLED SYSTEM ORTHOTIC KNEE JOINT WITH A LOCKED STANCE PHASE AND FREE SWING-THROUGH PHASE. KIT INCLUDES ALL COMPONENTS TRAINING AND CERTIFICATION FOR CPO AND TECHNICIANS. SECURED STANCE PHASE - FREE SWING-THROUGH PHASE ELECTRONICALLY LEFT OR RIGHT INCLUDES - PATIENT ASSESSMENT AT CUSTOMERS PREMISES MEASURING INCLUDES ALL REQUIRED MATERIALS/COMPONENTS TO FABRICATE ORTHOSIS DELIVERY FITTING BY CERTIFIED ORTHOTIST IN MULTIPLE CLINICS AND DIFFERENT REGIONS WITH FOLLOW UP (APPENDIX C)"
13171 | 4224200111200 | "CUSTOM MADE COSMETIC COVER HIGH DEFINITION SILICONE TRANSTIBIAL ADULT WITH MULTI-COLORED SKIN TONE AND ATTENTION TO DETAIL INCLUDING HAIRS MOLES AND FRECKLES SILICONE TOE NAILS WHICH CAN BE PAINTED WITH NAIL VARNISH BY PATIENT TO INCLUDE SILICONE TEST EACH IF REQUIRED (APPENDIX B)"
13172 | 4224200111300 | "CUSTOM MADE COSMETIC COVER HALF LENGTH HIGH DEFINITION SILICONE TRANSFEMORAL ADULT WITH MULTI-COLORED SKIN TONE AND ATTENTION TO DETAIL INCLUDING HAIRS MOLES AND FRECKLES SILICONE TOE NAILS WHICH CAN BE PAINTED WITH NAIL VARNISH BY PATIENT TO INCLUDE SILICONE TEST EACH IF REQUIRED (APPENDIX B)"
13173 | 4224200111400 | "ELECTRONICALLY CONTROLLED SYSTEM ORTHOTIC KNEE JOINT WITH A LOCKED STANCE PHASE AND FREE SWING THROUGH PHASE KIT INCLUDES ALL COMPONENTS TRAINING AND CERTIFICATION FOR CPO AND TECHNICIANS SECURED STANCE PHASE FREE SWING THROUGH PHASE ELECTRONICALLY RIGHT"
13174 | 4224200111500 | "CUSTOM MADE PARTIAL FOOT PROSTHESIS HIGH DEFINITION SILICONE WITH CARBON FOOT PLATE ADULT MULTI-COLORED SKIN TONE AND ATTENTION TO DETAIL INCLUDING HAIRS MOLES AND FRECKLES SILICONE TOES NAILS WHICH CAN BE PAINTED WITH NAIL VARNISH BY THE USER TO INCLUDE SILICONE TEST PIECE IF REQUIRED (APPENDIX B)"
13175 | 4224200111600 | SILICONE PARTIAL FOOT PROSTHESIS CUSTOM MADE HIGH DEFINITION WITH MULTI-COLORED SKIN TONE AND ATTENTION TO DETAIL INCLUDING HAIRS MOLES AND FRECKLES SILICONE TOES NAILS WHICH CAN BE PAINTED WITH NAIL VARNISH BY THE USER TO INCLUDE SILICONE TEST PIECE IF REQUIRED FOR ADULT
13176 | 4224200111700 | "PROSTHETIC MULTIAXIAL FOOT WITH DIVIDED HEEL 3 - D SPACER SMOOTH TRANSITION FROM STANCE PHASE TO SWING PHASE PHYSIOLOGICAL ROLLOVER AND S - SPRING MULTI - AXIAL MOBILITY TO COMPENSATE FOR UNEVEN SURFACES AND COMFORTABLE WALKING UPHILL AND ON INCLINES ELASTIC FOAM COMPRESSION SPRING ARCH AT HEEL STRIKE OF THE BACK SPRING ARCH AT ROLLOVER SIZE: 24 CM LEFT"
13177 | 4224200111800 | "CUSTOM MADE PARTIAL HAND PROSTHESIS HIGH DEFINITION SILICONE ADULT MULTI-COLORED SKIN TONE AND ATTENTION TO DETAIL INCLUDING HAIRS MOLES AND FRECKLES SILICONE NAILS WHICH CAN BE PAINTED WITH NAIL VARNISH BY THE USER TO INCLUDE SILICONE TEST PIECE IF REQUIRED (APPENDIX B)"
13178 | 4224200111900 | "CUSTOM MADE COSMETIC PROSTHESIS HIGH DEFINITION SILICONE TOE ADULT ONE TOE STRETCHABLE SILICONE WITH MULTI-COLORED SKIN TONE AND ATTENTION TO DETAIL INCLUDING HAIRS MOLES AND FRECKLES SILICONE NAILS WHICH CAN BE PAINTED WITH NAIL VARNISH BY USER INCLUDE SILICONE FOOT BAND INCLUDE SILICONE SOCKET COMPONENTS AND TEST PIECE REQUIRED (APPENDIX B)"
13179 | 4224200112000 | "PROSTHETIC MULTIAXIAL FOOT WITH DIVIDED HEEL 3 - D SPACER SMOOTH TRANSITION FROM STANCE PHASE TO SWING PHASE PHYSIOLOGICAL ROLLOVER AND S - SPRING MULTI - AXIAL MOBILITY TO COMPENSATE FOR UNEVEN SURFACES AND COMFORTABLE WALKING UPHILL AND ON INCLINES ELASTIC FOAM COMPRESSION SPRING ARCH AT HEEL STRIKE OF THE BACK SPRING ARCH AT ROLLOVER SIZE: 24 CM RIGHT"
13180 | 4224200112200 | "MICROPROCESSOR CONTROLLED PROSTHETIC LEG SYSTEM (COMPLETE KIT ) MICROPROCESSOR KNEE PROSTHETIC FOOT ADAPTER CHARGER AND WIRELESS CONNECTION WITH COMPLETE ACCESSORIES INCLUDING PROGRAM TRAINING THE HYDRAULIC UNIT IS CONTROLLED BY THE MICROPROCESSOR INCLUDE ADAPTATION USER ADJUSTABLE ACTIVITY MODES EASY SWING PHASE RELEASE ALSO POSSIBLE WITH SMALL STEPS AND WHEN USING WALKING AIDS HIGH DEGREE OF SAFETY CONTROLLED SITTING AND STANDING SAFE STANDING THANKS TO LOCKED STANCE PHASE OR INTUITIVE STANCE FUNCTION IN ACTIVITY SMART CONTROL INTEGRATED BLUETOOTH KNEE JOINT WEIGHTUP TO 950 GRAMS USER WEIGHT 120 KG 3 YEARS WARRANTY INCLUDES SERVICE UNIT FOR USE DURING REPAIRS AND SERVICE INSPECTIONS SIZE SIDE AND COLOR WILL BE SPECIFY WHEN ORDERED FOR EACH PATIENT INDIVIDUAL"
13181 | 4224200112300 | "PROSTHETIC MULTIAXIAL FOOT WITH DIVIDED HEEL 3 - D SPACER SMOOTH TRANSITION FROM STANCE PHASE TO SWING PHASE PHYSIOLOGICAL ROLLOVER AND S - SPRING MULTI - AXIAL MOBILITY TO COMPENSATE FOR UNEVEN SURFACES AND COMFORTABLE WALKING UPHILL AND ON INCLINES ELASTIC FOAM COMPRESSION SPRING ARCH AT HEEL STRIKE OF THE BACK SPRING ARCH AT ROLLOVER SIZE: 25 CM LEFT"
13182 | 4224200112400 | "CUSTOM MADE MICROPROCESSOR CONTROLLED PROSTHETIC LEG SYSTEM (COMPLETE KIT ) MICROPROCESSOR KNEE PROSTHETIC FOOT ADAPTER CHARGER AND WIRELESS CONNECTION WITH COMPLETE ACCESSORIES INCLUDING PROGRAM TRAINING THE HYDRAULIC UNIT IS CONTROLLED BY THE MICROPROCESSOR INCLUDE ADAPTATION USER ADJUSTABLE ACTIVITY MODES EASY SWING PHASE RELEASE ALSO POSSIBLE WITH SMALL STEPS AND WHEN USING WALKING AIDS HIGH DEGREE OF SAFETY CONTROLLED SITTING AND STANDING SAFE STANDING THANKS TO LOCKED STANCE PHASE OR INTUITIVE STANCE FUNCTION IN ACTIVITY SMART CONTROL INTEGRATED BLUETOOTH KNEE JOINT WEIGHTUP TO 950 GRAMS USER WEIGHT 120 KG 3 YEARS WARRANTY INCLUDES SERVICE UNIT FOR USE DURING REPAIRS AND SERVICE INSPECTIONS SIZE SIDE AND COLOR WILL BE SPECIFY WHEN ORDERED FOR EACH PATIENT INDIVIDUAL INCLUDES PATIENT ASSESSMENT AT CUSTOMERS PREMISES MEASURING INCLUDES ALL REQUIRED MATERIALS/COMPONENTS TO FABRICATE PROSTHESIS DELIVERY FITTING BY CERTIFIED ORTHOTIST IN MULTIPLE CLINICS AND DIFFERENT REGIONS WITH FOLLOW UP (APPENDIX C)"
13183 | 4224200112500 | "MICROPROCESSOR CONTROLLED PROSTHETIC LEG SYSTEM (COMPLETE KIT ) MICROPROCESSOR KNEE PROSTHETIC FOOT TUBE ADAPTER TITANIUM CHARGER AND WIRELESS CONNECTION WITH COMPLETE ACCESSORIES INCLUDING PROGRAM AND TRAINING THE STANCE AND SWING PHASE AND USES THE MEASUREMENTS OF AN INTEGRATED SENSOR SYSTEM AS A BASIS TO CONTROL A HYDRAULIC UNIT THE SENSOR DATA ARE UPDATED AND EVALUATED 100 TIMES PER SECOND ITEM IS ADAPTED TO THE CURRENT MOTION SITUATION WEATHERPROOF CONTROLLED BY APP ONCE THE BATTERY IS DRAINED THE AUTOMATICALLY SWITCHES TO SAFETY MODE EMPTY BATTERY MODE PERMITS SAFE WALKING WALK BACKWARDS CONFIDENTLY WITHOUT SWING PHASE RELEASE SMART CONTROL THROUGH INTEGRATED BLUETOOTH KNEE JOINT WEIGHT UP TO 1300 GRAMS USER WEIGHT 140 KG 3 YEARS WARRANTY INCLUDES SERVICE UNIT FOR USE DURING REPAIRS AND SERVICE INSPECTIONS SIZE SIDE AND COLOR WILL BE SPECIFY WHEN ORDERED FOR EACH PATIENT INDIVIDUAL"
13184 | 4224200112600 | "PROSTHETIC MULTIAXIAL FOOT WITH DIVIDED HEEL 3 - D SPACER SMOOTH TRANSITION FROM STANCE PHASE TO SWING PHASE PHYSIOLOGICAL ROLLOVER AND S - SPRING MULTI - AXIAL MOBILITY TO COMPENSATE FOR UNEVEN SURFACES AND COMFORTABLE WALKING UPHILL AND ON INCLINES ELASTIC FOAM COMPRESSION SPRING ARCH AT HEEL STRIKE OF THE BACK SPRING ARCH AT ROLLOVER SIZE: 25 CM RIGHT"
13185 | 4224200112800 | "PROSTHETIC MULTIAXIAL FOOT WITH DIVIDED HEEL 3 - D SPACER SMOOTH TRANSITION FROM STANCE PHASE TO SWING PHASE PHYSIOLOGICAL ROLLOVER AND S - SPRING MULTI - AXIAL MOBILITY TO COMPENSATE FOR UNEVEN SURFACES AND COMFORTABLE WALKING UPHILL AND ON INCLINES ELASTIC FOAM COMPRESSION SPRING ARCH AT HEEL STRIKE OF THE BACK SPRING ARCH AT ROLLOVER SIZE: 26 CM LEFT"
13186 | 4224200112900 | "SILICONE LINER LOCKING FOR TRANSFEMORAL AMPUTEES ANTIBACTERIAL MATERIAL SUITABLE FOR AMPUTEES WITH EXCESS SOFT TISSUE SKEO 3D OR EQUIVALENT CLOTH COVER CONICAL SHAPE IN DISTAL CYLINDRICAL SHAPE IN PROXIMAL THICKNESS FROM 4.5 MM DISTAL 2.5 MM PROXIMAL SIZE 320 MM APPROXIMATELY"
13187 | 4224200113000 | "PROSTHETIC MULTIAXIAL FOOT WITH DIVIDED HEEL 3 - D SPACER SMOOTH TRANSITION FROM STANCE PHASE TO SWING PHASE PHYSIOLOGICAL ROLLOVER AND S - SPRING MULTI - AXIAL MOBILITY TO COMPENSATE FOR UNEVEN SURFACES AND COMFORTABLE WALKING UPHILL AND ON INCLINES ELASTIC FOAM COMPRESSION SPRING ARCH AT HEEL STRIKE OF THE BACK SPRING ARCH AT ROLLOVER SIZE: 27 CM LEFT"
13188 | 4224200113100 | "PROSTHETIC MULTIAXIAL FOOT WITH DIVIDED HEEL 3 - D SPACER SMOOTH TRANSITION FROM STANCE PHASE TO SWING PHASE PHYSIOLOGICAL ROLLOVER AND S - SPRING MULTI - AXIAL MOBILITY TO COMPENSATE FOR UNEVEN SURFACES AND COMFORTABLE WALKING UPHILL AND ON INCLINES ELASTIC FOAM COMPRESSION SPRING ARCH AT HEEL STRIKE OF THE BACK SPRING ARCH AT ROLLOVER SIZE: 28 CM LEFT"
13189 | 4224200113200 | "PROSTHETIC MULTIAXIAL FOOT WITH DIVIDED HEEL 3 - D SPACER SMOOTH TRANSITION FROM STANCE PHASE TO SWING PHASE PHYSIOLOGICAL ROLLOVER AND S - SPRING MULTI - AXIAL MOBILITY TO COMPENSATE FOR UNEVEN SURFACES AND COMFORTABLE WALKING UPHILL AND ON INCLINES ELASTIC FOAM COMPRESSION SPRING ARCH AT HEEL STRIKE OF THE BACK SPRING ARCH AT ROLLOVER SIZE: 29 CM LEFT"
13190 | 4224200113300 | "PROSTHETIC MULTIAXIAL FOOT WITH DIVIDED HEEL 3 - D SPACER SMOOTH TRANSITION FROM STANCE PHASE TO SWING PHASE PHYSIOLOGICAL ROLLOVER AND S - SPRING MULTI - AXIAL MOBILITY TO COMPENSATE FOR UNEVEN SURFACES AND COMFORTABLE WALKING UPHILL AND ON INCLINES ELASTIC FOAM COMPRESSION SPRING ARCH AT HEEL STRIKE OF THE BACK SPRING ARCH AT ROLLOVER SIZE: 30 CM LEFT"
13191 | 4224200113400 | "PROSTHETIC FOOT WITH FOOT SHELL WITH DIVIDED FOREFOOT AREA CUSHIONING HEEL HIGH ENERGY RETURN MULTI AXIAL FUNCTION SIZE: 31 CM LEFT"
13192 | 4224200113500 | "ELEVATED VACUUM SYSTEM PREVENTS VOLUME LOSS AND MINIMIZES VOLUME FLUCTUATIONS IN THE RESIDUAL LIMB TUBE CLAMP 34 MM SYSTEM HEIGHT 95 MM FOR BODY WEIGHT UP TO 125 KG INCLUDING SEALING SLEEVE AND LINER W/ COMPLETE ACCESSORIES AND TRAINING"
13193 | 4224200113600 | "PROSTHETIC MODULAR POLYCENTRIC KNEE JOINT WITH HYDRAULIC SWING PHASE CONTROL HAS FIVE AXES ARRANGED IN A CIRCULAR FORM WHICH ALLOWS FOR TWO DIFFERENT MODES OF OPERATION: SWING AND STANCE COMFORT AND SAFETY ARE ENSURED BY CHARACTERISTIC OF THE ELASTIC FLEXION UNIT WHICH SIMULATES THE NATURAL GAIT SWING PHASE HYDRAULICS THAT ARE VERY EASY TO ADJUST WITH EASY INITIATION OF THE SWING PHASE OPTIMUM PROGRESSIVE DAMPING FOR NATURAL MOVEMENT AND COMFORTABLE END POSITION DAMPING FOR A LARGE RANGE OF WALKING SPEEDS CONTROLLED STANCE PHASE FLEXION OF UP TO 15 DEGREE AND THUS COMFORTABLE WALKING WITH HIGH SAFETY EVEN ON ROUGH TERRAIN AND ON INCLINES UP TO 10 DEGREE LOW WEIGHT AND A VERY LARGE FLEXION ANGLE OF 175 DEGREE FOR GREATER FREEDOM OF MOVEMENT HIGH GROUND CLEARANCE IN THE SWING PHASE DUE TO MULTI - AXIAL JOINT DESIGN FLEXION AND EXTENSION MOVEMENT"
13194 | 4224200113700 | "PROSTHETIC MODULAR MONOCENTRIC KNEE JOINT WITH ROTARY HYDRAULICS APPROVED FOR PROSTHESIS WEARERS WITH A BODY WEIGHT OF UP TO 150 KG BOTH THE STANCE AND THE SWING PHASE ARE CONTROLLED BY THE HYDRAULICS AND WALKING DOWN INCLINES ARE EFFECTIVELY SUPPORTED BY CLOSELY APPROXIMATELY IMITATING A PHYSIOLOGICAL GAIT PATTERN EVEN AT VARIOUS WALKING SPEEDS WATER PROOF CONSTRUCTION CAN BE USED IN THE SHOWER OR IN THE POOL INTEGRATED MANUAL LOCK OFFERS IMPROVED SAFETY IN WET AREAS AND MORE COMFORTABLE WHEN STANDING FOR EXTENDED PERIODS INCLUDING TUBE ADAPTER DIAMETER 34 MM MAXIMUM WEIGHT OF THE KNEE JOINT 1250 GRAMS APPROXIMATELY"
13195 | 4224200113900 | "COMPLETE BIONIC PROSTHETIC LEG SYSTEM KIT LIGHT KNEE MICROPROCESSOR ROTATION ADAPTER DOUBLE ADAPTER LAMINATION ANCHOR WITH PYRAMID ADAPTER LAMINATION DUMMY PYRAMID RECEIVER WITH THREADED CONNECTOR CUSTOM CARBON PROTECTOR FOOTSHELL PROSTHETIC FOOT TUBE ADAPTER ALUMINUM WITH CONNECTION CABLE KNEE JOINT SHOULD ALSO INCLUDE CLIMBING STAIRS SAFELY WALKING BACKWARDS AND OVERCOMING OBSTACLES RELIEVES THE ENTIRE MUSCULOSKELETAL SYSTEM WITH THE HYDRAULIC UNIT CONTROLS KNEE MOVEMENT RESISTANCES ARE CONTROLLED INDEPENDENTLY OF ONE ANOTHER BY TWO CONTROL VALVES WEATHERPROOF CONTROLLED VIA THE APP JOINT INCLUDE THE COMPLEX SENSOR SYSTEM INCLUDES ALL REQUIRED MATERIALS/COMPONENTS TO FABRICATE PROSTHESIS CLIMBING WITH COMPLETE ACCESSORIES INCLUDING PROGRAM AND TRAINING"
13196 | 4224200114000 | "CUSTOM MADE COSMETIC COVER FULL LENGTH HIGH DEFINITION SILICONE TRANSFEMORAL ADULT WITH MULTI-COLORED SKIN TONE AND ATTENTION TO DETAIL INCLUDING HAIRS MOLES AND FRECKLES SILICONE TOE NAILS WHICH CAN BE PAINTED WITH NAIL VARNISH BY PATIENT TO INCLUDE SILICONE TEST EACH IF REQUIRED (APPENDIX B)"
13197 | 4224200114300 | "ORTHOTIC KNEE JOINT RING LOCK RING LOCK EXTENDED LOCKING SURFACE DROP LOCK ALUMINUM ROUNDED ALUMINUM SQUARED STAINLESS STEEL AND TITANIUM UPRIGHTS AVAILABLE STRONGEST RING LOCK KNEE JOINT PROVIDES STABILITY DURING THE STANCE PHASE OF GAIT MEDIAL/LATERAL CONTROL GENU RECURVATUM PROFOUND QUADRICEP INSTABILITY"
13198 | 4224200114400 | "ORTHOTIC KNEE JOINT RING LOCK RING LOCKDROP LOCK NO PROTRUSION WHEN FLEXED ALUMINUM ROUNDED ALUMINUM SQUARED STAINLESS STEEL AND TITANIUM UPRIGHTS AVAILABLE INFANT SIZE S AVAILABLE VARUS/VALGUS CONTOURS AVAILABLE NO PROTRUSION WHEN FLEXED PROVIDES STABILITY DURING THE STANCE PHASE OF GAIT MEDIAL/LATERAL CONTROL GENU RECURVATUM PROFOUND QUADRICEP INSTABILITY"
13199 | 4224200114500 | "ORTHOTIC KNEE JOINT LEVER LOCK SPRING LOADED LEVER SYSTEM AUTOMATIC LOCKING ALUMINUM ROUNDED ALUMINUM SQUARED STAINLESS STEEL AND TITANIUM UPRIGHTS AVAILABLE VARUS/VALGUS CONTOURS AVAILABLE CAN BE COMBINED WITH LEVER RELEASE KIT PROVIDE STABILITY DURING THE STANCE PHASE OF GAIT AUTOMATIC LOCKING CONVENIENT UNLOCKING WHEN COMBINED WITH LEVER RELEASE KIT GENU RECURVATUM MEDIAL/LATERAL CONTROL PROFOUND QUADRICEP INSTABILITY"
13200 | 4224200114600 | "ORTHOTIC KNEE JOINT LEVER LOCK SYSTEM AXIS OF MOTION POSTERIOR TO UPRIGHT ALUMINUM ROUNDED ALUMINUM SQUARED STAINLESS STEEL AND TITANIUM UPRIGHTS AVAILABLE VARUS/VALGUS CONTOURS AVAILABLE CAN BE COMBINED WITH LEVER RELEASE KIT PROVIDE STABILITY DURING THE STANCE PHASE OF GAIT LEVER LOCKS AUTOMATICALLY AT FULL EXTENSION POSTERIOR OFFSET PROVIDES LOAD RESPONSE STABILITY CONVENIENT UNLOCKING WHEN COMBINED WITH LEVER RELEASE KIT MEDIAL/LATERAL CONTROL "
13201 | 4224200114700 | "ORTHOTIC KNEE JOINT FREE MOTION 180 DEGREE EXTENSION STOP UNRESTRICTED FLEXION THROUGH FULL RANGE OF MOTION ALUMINUM ROUNDED ALUMINUM SQUARED STAINLESS STEEL AND TITANIUM UPRIGHTS AVAILABLE UNRESTRICTED FLEXION THROUGH FULL RANGE OF MOTION MEDIAL/LATERAL CONTROL GENU RECURVATUM"
13202 | 4224200114900 | "ORTHOTIC KNEE JOINT LEVER LOCK SYSTEM INCREASE/DECREASE KNEE EXTENSION IN 6 DEGREE INTERVALS KNEE LOCKS WHEN SET EXTENSION IS METAL ALUMINUM ROUNDED AND STAINLESS STEEL UPRIGHTS AVAILABLE CAN BE COMBINED WITH LEVER RELEASE KIT VARYING DEGREES OF KNEE EXTENSION OPTIMAL FOR PERSONS THAT CANNOT REACH FULL KNEE EXTENSION MEDIAL/LATERAL CONTROL GENU RECURVATUM PROFOUND QUADRICEP INSTABILITY STATIC POSITIONING FLEXURE CONTRACTURE"
13203 | 4224200115000 | "ORTHOTIC KNEE JOINT OFFSET FREE MOTION WITH 180 DEGREE EXTENSION STOP POSTERIOR OFFSET PROVIDES MEDIOLATERAL KNEE STABILITY DOES NOT LIMIT FUNCTIONAL KNEE FLEXION RANGE OF MOTION VARUS/VALGUS CONTOURS AVAILABLE INFANT SIZE S AVAILABLE ALUMINUM ROUNDED ALUMINUM SQUARED STAINLESS STEEL AND TITANIUM UPRIGHTS AVAILABLE PROVIDE STABILITY DURING THE STANCE PHASE OF GAIT ALLOW UNRESTRICTED FLEXION THROUGH RANGE OF MOTION POSTERIOR OFFSET PROVIDES LOAD RESPONSE STABILITY MEDIAL/LATERAL CONTROL GENU RECURVATUM"
13204 | 4224200115100 | "ORTHOTIC KNEE JOINT RING LOCK ADJUSTABLE EXTENSION STOP IN 6 DEGREE INTERVALS ADJUSTABLE FLEXION STOP IN 19 DEGREE INTERVALS (A AND B) OR 23.75 DEGREE INTERVALS (C SIZE) ALUMINUM ROUNDED AND STAINLESS STEEL UPRIGHTS AVAILABLE PROVIDE STABILITY DURING THE STANCE PHASE OF GAIT ADJUSTABLE EXTENSION TO RESTRICT FULL LEG EXTENSION MEDIAL LATERAL INSTABILITY STATIC PROGRESSIVE POSITIONING RANGE OF MOTION LIMITING"
13205 | 4224200115200 | "SILICONE LINER LOCKING FOR TRANSFEMORAL AMPUTEES ANTIBACTERIAL MATERIAL SUITABLE FOR AMPUTEES WITH EXCESS SOFT TISSUE SKEO 3D OR EQUIVALENT CLOTH COVER CONICAL SHAPE IN DISTAL CYLINDRICAL SHAPE IN PROXIMAL THICKNESS FROM 4.5 MM DISTAL 2.5 MM PROXIMAL SIZE 380 MM APPROXIMATELY"
13206 | 4224200115300 | "ORTHOTIC KNEE JOINT TRIGGER LOCK SPRING LOADED LEVER SYSTEM AUTOMATICALLY ENGAGED LOCK ALUMINUM ROUNDED ALUMINUM SQUARED STAINLESS STEEL AND TITANIUM UPRIGHTS AVAILABLE TRIGGER LOCK RELEASE SYSTEM PROVIDE STABILITY DURING THE STANCE PHASE OF GAIT TRIGGER ALLOWS THE JOINT TO BE UNLOCKED WITHOUT BENDING MEDIAL/LATERAL CONTROL GENU RECURVATUM PROFOUND QUADRICEP INSTABILITY"
13207 | 4224200115400 | "SILICONE LINER LOCKING FOR TRANSFEMORAL AMPUTEES ANTIBACTERIAL MATERIAL SUITABLE FOR AMPUTEES WITH EXCESS SOFT TISSUE SKEO 3D OR EQUIVALENT CLOTH COVER CONICAL SHAPE IN DISTAL CYLINDRICAL SHAPE IN PROXIMAL THICKNESS FROM 4.5 MM DISTAL 2.5 MM PROXIMAL SIZE 400 MM APPROXIMATELY"
13208 | 4224200115500 | "ORTHOTIC KNEE JOINT RING LOCK AXIS OF MOTION POSTERIOR TO UPRIGHT POSTERIOR OFFSET PROVIDES MEDIOLATERAL KNEE STABILITY PROVIDES ANTERIO-POSTERIOR STABILITY WITH LOCK ENGAGED VARUS/VALGUS CONTOURS AVAILABLE IN FANT SIZE S AVAILABLE ALUMINUM ROUNDED ALUMINUM SQUARED STAINLESS STEEL AND TITANIUM UPRIGHTS AVAILABLE PROVIDE STABILITY DURING THE STANCE PHASE OF GAIT MEDIAL/LATERAL CONTROL GENU RECURVATUM PROFOUND QUADRICEP INSTABILITY"
13209 | 4224200115600 | "SILICONE LINER LOCKING FOR TRANSFEMORAL AMPUTEES ANTIBACTERIAL MATERIAL SUITABLE FOR AMPUTEES WITH EXCESS SOFT TISSUE SKEO 3D OR EQUIVALENT CLOTH COVER CONICAL SHAPE IN DISTAL CYLINDRICAL SHAPE IN PROXIMAL THICKNESS FROM 4.5 MM DISTAL 2.5 MM PROXIMAL SIZE 450 MM APPROXIMATELY"
13210 | 4224200115700 | "ORTHOTIC KNEE JOINT RATCHET LOCK PROMOTES FULL KNEE EXTENSION THROUGH INCREMENTAL RANGE OF KNEE FLEXION SECURE SEMI - AUTOMATIC LOCKING MECHANISM ALUMINUM ROUNDED STAINLESS STEEL AND TITANIUM UPRIGHTS AVAILABLE PROVIDE STABILITY DURING THE FLEXION STAGE OF THE KNEE DISTINCTIVE ANTERIOR LOW PROFILE LOCKING MECHANISMS LOCK CAN BE QUICKLY AND EASILY DISENGAGED MEDIAL LATERAL INSTABILITY STATIC PROGRESSIVE POSITIONING RANGE OF MOTION LIMITING"
13211 | 4224200116000 | "PROSTHETIC MODULAR MONOCENTRIC KNEE JOINT TITANIUM WITH FRICTION BRAKE WITH EXTENSION ASSIST AND PROTECTIVE SLEEVE LOAD-DEPENDENT BRAKE TO CONTROL THE SWING PHASE THE AXIS FRICTION AND THE SPRING FORCE OF THE EXTENSION ASSIST ARE ADJUSTABLE INCLUDING: ROTATABLE SOCKET ADAPTER WITH PYRAMID RECEIVER TUBE ADAPTER PROTECTIVE SLEEVE AND COSMETIC FOAM MAXIMUM WEIGHT OF THE KNEE JOINT : 370 GRAMS APPROXIMATELY"
13212 | 4224200116100 | "PROSTHETIC MODULAR KNEE JOINT LIGHTWEIGHT MONOCENTRIC WITH HYDRAULIC SWING PHASE CONTROL AND WITH POWERFUL LINEAR HYDRAULICS FOR SWING PHASE CONTROL PARTICULARLY WELL SUITED FOR HIGHLY ACTIVE USERS HYDRAULICS FOR SWING PHASE CONTROL ARE ADAPTED TO THE LOWER PENDULUM MASS THE KNEE JOINT HOUSING HAS A DORSAL RECESS TO ALLOW FOR A LARGER FLEXION ANGLE FOR LOADING UP TO 75 KG INCLUDING ROTATABLE SOCKET ADAPTER WITH PYRAMID RECEIVER STAINLESS STEEL TUBE ADAPTER AND TUBE CLAMP ADAPTER ALUMINUM AND COSMETIC FOAM COVER MAXIMUM WEIGHT OF THE KNEE JOINT: 350 GRAMS APPROXIMATELY"
13213 | 4224200116200 | "PROSTHETIC MODULAR KNEE JOINT LIGHTWEIGHT MONOCENTRIC WITH HYDRAULIC SWING PHASE CONTROL AND WITH POWERFUL LINEAR HYDRAULICS FOR SWING PHASE CONTROL PARTICULARLY WELL SUITED FOR HIGHLY ACTIVE USERS. HYDRAULICS FOR SWING PHASE CONTROL ARE ADAPTED TO THE LOWER PENDULUM MASS THE KNEE JOINT HOUSING HAS A DORSAL RECESS TO ALLOW FOR A LARGER FLEXION ANGLE FOR LOADING UP TO 150 KG INCLUDING : ROTATABLE SOCKET ADAPTER WITH PYRAMID RECEIVER STAINLESS STEEL TUBE ADAPTER AND TUBE CLAMP ADAPTER STAINLESS STEEL AND COSMETIC FOAM COVER MAXIMUM WEIGHT OF THE KNEE JOINT : 370 GRAMS APPROXIMATELY"
13214 | 4224200116300 | "MICROPROCESSOR CONTROLLED PROSTHETIC LEG SYSTEM (COMPLETE KIT ) INCLUDING MICROPROCESSOR KNEE PROSTHETIC FOOT ADAPTER CHARGER AND WIRELESS CONNECTION WITH COMPLETE FITTING ACCESSORIES INCLUDING FITTING AND TRAINING WITH FULL PROGRAM SYSTEM"
13215 | 4224200116400 | "SILICONE LINER LOCKING FOR TRANSHUMERAL AND TRANSRADIAL AMPUTEES SUITABLE FOR AMPUTEES WITH EXCESS SOFT TISSUE SIZE 110 MM APPROXIMATELY"
13216 | 4224200116500 | "SILICONE LINER LOCKING FOR TRANSHUMERAL AND TRANSRADIAL AMPUTEES SUITABLE FOR AMPUTEES WITH EXCESS SOFT TISSUE SIZE 140 MM APPROXIMATELY"
13217 | 4224200116600 | "SILICONE LINER LOCKING FOR TRANSHUMERAL AND TRANSRADIAL AMPUTEES SUITABLE FOR AMPUTEES WITH EXCESS SOFT TISSUE SIZE 160 MM APPROXIMATELY"
13218 | 4224200116700 | "SILICONE LINER LOCKING FOR TRANSHUMERAL AND TRANSRADIAL AMPUTEES SUITABLE FOR AMPUTEES WITH EXCESS SOFT TISSUE SIZE 180 MM APPROXIMATELY"
13219 | 4224200116800 | "SILICONE LINER LOCKING FOR TRANSHUMERAL AND TRANSRADIAL AMPUTEES SUITABLE FOR AMPUTEES WITH EXCESS SOFT TISSUE SIZE 200 MM APPROXIMATELY"
13220 | 4224200116900 | "SILICONE LINER LOCKING FOR TRANSHUMERAL AND TRANSRADIAL AMPUTEES SUITABLE FOR AMPUTEES WITH EXCESS SOFT TISSUE SIZE 220 MM APPROXIMATELY"
13221 | 4224200117000 | "KNEE ANKLE FOOT ORTHOSIS (KAFO) FREE WALK OR EQUAL FREE SWING PHASE SECURE STANCE PHASE SMOOTH GAIT PATTERN LIGHTWEIGHT THIN AND STABLE SUITABLE FOR A WEIGHT OF UP TO 120 KILOGRAMS UNILATERAL JOINT BAR ASSORTED SIZE AND SIDE"
13222 | 4224200117200 | "KNEE ANKLE FOOT ORTHOSIS (KAFO) FREE WALK OR EQUAL FREE SWING PHASE SECURE STANCE PHASE SMOOTH GAIT PATTERN LIGHTWEIGHT THIN AND STABLE SUITABLE FOR A WEIGHT OF UP TO 80 KILOGRAMS UNILATERAL JOINT BAR ASSORTED SIDE AND COLOUR"
13223 | 4224200117400 | ORTHOTIC SYSTEM THAT LOCKS THE KNEE JOINT DURING THE STANCE PHASE AND BECOMES RELEASED DURING THE SWING PHASE ALLOWING PATIENTS TO BEND THEIR LEG THUS REQUIRING LESS ENERGY WHEN WALKING ALSO LIGHTENS THE LOAD ON THE BACK HIPS AND KNEE JOINT THROUGH ITS MODE OF OPERATION THE SYSTEM ENSURES THE PATIENTS INDIVIDUAL SECURITY STABILITY AND ABOVE ALL MOBILITY FOR PARTIAL PARALYSIS OR A COMPLETE FAILURE OF THE KNEE EXTENSORS 80 KG CAUCASIAN SKIN COLOR RIGHT
13224 | 4224200117500 | "ORTHOTIC KNEE JOINTS WITH WEDGE LOCK AND PULL RELEASE CABLE LIGHT AND STURDY MODULAR JOINT SYSTEM VERSATILE IN APPLICATION EASY MAINTENANCE YOU CAN EASILY DISASSEMBLE ALL COMPONENTS FOR MAINTENANCE PURPOSES AND REPLACE THEM IF NECESSARY PAIR"
13225 | 4224200117600 | "PROSTHETIC FOOT MULTI - AXIAL FUNCTION FLEXIBLE KEEL FOOT WITH TOES WITH ASSEMBLED TITANIUM ADAPTER PERMITS MULTI AXIAL ANKLE MOVEMENT AND HAS PRONATION SUPINATION AND ROTATION IN THE HORIZONTAL PLANE FOAM CONNECTION CAP K LEVEL UP TO K3 MAX. BODY WEIGHT 100 KG SIZE: 24 LEFT"
13226 | 4224200117700 | "PROSTHETIC FOOT MULTI - AXIAL FUNCTION FLEXIBLE KEEL FOOT WITH TOES WITH ASSEMBLED TITANIUM ADAPTER PERMITS MULTI AXIAL ANKLE MOVEMENT AND HAS PRONATION SUPINATION AND ROTATION IN THE HORIZONTAL PLANE FOAM CONNECTION CAP K LEVEL UP TO K3 MAX. BODY WEIGHT 100 KG SIZE: 25 LEFT"
13227 | 4224200117800 | "PROSTHETIC FOOT MULTI - AXIAL FUNCTION FLEXIBLE KEEL FOOT WITH TOES WITH ASSEMBLED TITANIUM ADAPTER PERMITS MULTI AXIAL ANKLE MOVEMENT AND HAS PRONATION SUPINATION AND ROTATION IN THE HORIZONTAL PLANE FOAM CONNECTION CAP K LEVEL UP TO K3 MAX. BODY WEIGHT 100 KG SIZE: 26 LEFT"
13228 | 4224200117900 | "PROSTHETIC FOOT MULTI - AXIAL FUNCTION FLEXIBLE KEEL FOOT WITH TOES WITH ASSEMBLED TITANIUM ADAPTER PERMITS MULTI AXIAL ANKLE MOVEMENT AND HAS PRONATION SUPINATION AND ROTATION IN THE HORIZONTAL PLANE FOAM CONNECTION CAP K LEVEL UP TO K3 MAX. BODY WEIGHT 100 KG SIZE: 27 LEFT"
13229 | 4224200118000 | "PROSTHETIC FOOT MULTI - AXIAL FUNCTION FLEXIBLE KEEL FOOT WITH TOES WITH ASSEMBLED TITANIUM ADAPTER PERMITS MULTI AXIAL ANKLE MOVEMENT AND HAS PRONATION SUPINATION AND ROTATION IN THE HORIZONTAL PLANE FOAM CONNECTION CAP K LEVEL UP TO K3 MAX. BODY WEIGHT 100 KG SIZE: 28 LEFT"
13230 | 4224200118100 | "PROSTHETIC FOOT MULTI - AXIAL FUNCTION FLEXIBLE KEEL FOOT WITH TOES WITH ASSEMBLED TITANIUM ADAPTER PERMITS MULTI AXIAL ANKLE MOVEMENT AND HAS PRONATION SUPINATION AND ROTATION IN THE HORIZONTAL PLANE FOAM CONNECTION CAP K LEVEL UP TO K3 MAX. BODY WEIGHT 100 KG SIZE: 29 LEFT"
13231 | 4224200118200 | "PROSTHETIC FOOT MULTI - AXIAL FUNCTION FLEXIBLE KEEL FOOT WITH TOES WITH ASSEMBLED TITANIUM ADAPTER PERMITS MULTI AXIAL ANKLE MOVEMENT AND HAS PRONATION SUPINATION AND ROTATION IN THE HORIZONTAL PLANE FOAM CONNECTION CAP K LEVEL UP TO K3 MAX. BODY WEIGHT 100 KG SIZE: 24 RIGHT"
13232 | 4224200118300 | "PROSTHETIC FOOT MULTI - AXIAL FUNCTION FLEXIBLE KEEL FOOT WITH TOES WITH ASSEMBLED TITANIUM ADAPTER PERMITS MULTI AXIAL ANKLE MOVEMENT AND HAS PRONATION SUPINATION AND ROTATION IN THE HORIZONTAL PLANE FOAM CONNECTION CAP K LEVEL UP TO K3 MAX. BODY WEIGHT 100 KG SIZE: 25 RIGHT"
13233 | 4224200118400 | "PROSTHETIC FOOT MULTI - AXIAL FUNCTION FLEXIBLE KEEL FOOT WITH TOES WITH ASSEMBLED TITANIUM ADAPTER PERMITS MULTI AXIAL ANKLE MOVEMENT AND HAS PRONATION SUPINATION AND ROTATION IN THE HORIZONTAL PLANE FOAM CONNECTION CAP K LEVEL UP TO K3 MAX. BODY WEIGHT 100 KG SIZE: 26 RIGHT"
13234 | 4224200118500 | "PROSTHETIC FOOT MULTI - AXIAL FUNCTION FLEXIBLE KEEL FOOT WITH TOES WITH ASSEMBLED TITANIUM ADAPTER PERMITS MULTI AXIAL ANKLE MOVEMENT AND HAS PRONATION SUPINATION AND ROTATION IN THE HORIZONTAL PLANE FOAM CONNECTION CAP K LEVEL UP TO K3 MAX. BODY WEIGHT 100 KG SIZE: 27 RIGHT"
13235 | 4224200118600 | "PROSTHETIC FOOT MULTI - AXIAL FUNCTION FLEXIBLE KEEL FOOT WITH TOES WITH ASSEMBLED TITANIUM ADAPTER PERMITS MULTI AXIAL ANKLE MOVEMENT AND HAS PRONATION SUPINATION AND ROTATION IN THE HORIZONTAL PLANE FOAM CONNECTION CAP K LEVEL UP TO K3 MAX. BODY WEIGHT 100 KG SIZE: 28 RIGHT"
13236 | 4224200118700 | "PROSTHETIC FOOT MULTI - AXIAL FUNCTION FLEXIBLE KEEL FOOT WITH TOES WITH ASSEMBLED TITANIUM ADAPTER PERMITS MULTI AXIAL ANKLE MOVEMENT AND HAS PRONATION SUPINATION AND ROTATION IN THE HORIZONTAL PLANE FOAM CONNECTION CAP K LEVEL UP TO K3 MAX. BODY WEIGHT 100 KG SIZE: 29 RIGHT"
13237 | 4224200118800 | "PROSTHETIC FOOT LIGHTWEIGHT CARBON WITH COMFORTABLE ROLLOVER CHARACTERISTICS INCLUDES THE FOOTSHELL WITH COSMESIS CONNECTION CAP SMOOTH TRANSITION FROM STANCE PHASE TO SWING PHASE MULTI - AXIAL MOBILITY TO COMPENSATE FOR UNEVEN SURFACES AND COMFORTABLE WALKING UPHILL AND ON INCLINES GOOD ENERGY RETURN IN THE FOREFOOT AND HEEL GOOD SHOCK ABSORPTION PROGRESSIVE SPRING CHARACTERISTICS SAFETY: CONTROLLED PLANTAR FLEXION OF UP TO 12 DEGREE VERY GOOD IN - /EVERSION AND PRO - SUPINATION GOOD INITIATION OF KNEE FLEXION LEFT SIZE 24"
13238 | 4224200118900 | "PROSTHETIC FOOT LIGHTWEIGHT CARBON WITH COMFORTABLE ROLLOVER CHARACTERISTICS INCLUDES THE FOOTSHELL WITH COSMESIS CONNECTION CAP SMOOTH TRANSITION FROM STANCE PHASE TO SWING PHASE MULTI - AXIAL MOBILITY TO COMPENSATE FOR UNEVEN SURFACES AND COMFORTABLE WALKING UPHILL AND ON INCLINES GOOD ENERGY RETURN IN THE FOREFOOT AND HEEL GOOD SHOCK ABSORPTION PROGRESSIVE SPRING CHARACTERISTICS SAFETY: CONTROLLED PLANTAR FLEXION OF UP TO 12 DEGREE VERY GOOD IN - /EVERSION AND PRO - SUPINATION GOOD INITIATION OF KNEE FLEXION LEFT SIZE 25"
13239 | 4224200119000 | "PROSTHETIC FOOT LIGHTWEIGHT CARBON WITH COMFORTABLE ROLLOVER CHARACTERISTICS INCLUDES THE FOOTSHELL WITH COSMESIS CONNECTION CAP SMOOTH TRANSITION FROM STANCE PHASE TO SWING PHASE MULTI - AXIAL MOBILITY TO COMPENSATE FOR UNEVEN SURFACES AND COMFORTABLE WALKING UPHILL AND ON INCLINES GOOD ENERGY RETURN IN THE FOREFOOT AND HEEL GOOD SHOCK ABSORPTION PROGRESSIVE SPRING CHARACTERISTICS SAFETY: CONTROLLED PLANTAR FLEXION OF UP TO 12 DEGREE VERY GOOD IN - /EVERSION AND PRO - SUPINATION GOOD INITIATION OF KNEE FLEXION LEFT SIZE 26"
13240 | 4224200119100 | "PROSTHETIC FOOT LIGHTWEIGHT CARBON WITH COMFORTABLE ROLLOVER CHARACTERISTICS INCLUDES THE FOOTSHELL WITH COSMESIS CONNECTION CAP SMOOTH TRANSITION FROM STANCE PHASE TO SWING PHASE MULTI - AXIAL MOBILITY TO COMPENSATE FOR UNEVEN SURFACES AND COMFORTABLE WALKING UPHILL AND ON INCLINES GOOD ENERGY RETURN IN THE FOREFOOT AND HEEL GOOD SHOCK ABSORPTION PROGRESSIVE SPRING CHARACTERISTICS SAFETY: CONTROLLED PLANTAR FLEXION OF UP TO 12 DEGREE VERY GOOD IN - /EVERSION AND PRO - SUPINATION GOOD INITIATION OF KNEE FLEXION LEFT SIZE 27"
13241 | 4224200119200 | "PROSTHETIC FOOT LIGHTWEIGHT CARBON WITH COMFORTABLE ROLLOVER CHARACTERISTICS INCLUDES THE FOOTSHELL WITH COSMESIS CONNECTION CAP SMOOTH TRANSITION FROM STANCE PHASE TO SWING PHASE MULTI - AXIAL MOBILITY TO COMPENSATE FOR UNEVEN SURFACES AND COMFORTABLE WALKING UPHILL AND ON INCLINES GOOD ENERGY RETURN IN THE FOREFOOT AND HEEL GOOD SHOCK ABSORPTION PROGRESSIVE SPRING CHARACTERISTICS SAFETY: CONTROLLED PLANTAR FLEXION OF UP TO 12 DEGREE VERY GOOD IN - /EVERSION AND PRO - SUPINATION GOOD INITIATION OF KNEE FLEXION LEFT SIZE 28"
13242 | 4224200119300 | "PROSTHETIC FOOT LIGHTWEIGHT CARBON WITH COMFORTABLE ROLLOVER CHARACTERISTICS INCLUDES THE FOOTSHELL WITH COSMESIS CONNECTION CAP SMOOTH TRANSITION FROM STANCE PHASE TO SWING PHASE MULTI - AXIAL MOBILITY TO COMPENSATE FOR UNEVEN SURFACES AND COMFORTABLE WALKING UPHILL AND ON INCLINES GOOD ENERGY RETURN IN THE FOREFOOT AND HEEL GOOD SHOCK ABSORPTION PROGRESSIVE SPRING CHARACTERISTICS SAFETY: CONTROLLED PLANTAR FLEXION OF UP TO 12 DEGREE VERY GOOD IN - /EVERSION AND PRO - SUPINATION GOOD INITIATION OF KNEE FLEXION LEFT SIZE 29"
13243 | 4224200119400 | LIGHTWEIGHT CARBON FOOT WITH COMFORTABLE ROLLOVER CHARACTERISTICS INCLUDES THE FOOTSHELL WITH COSMESIS CONNECTION CAP SMOOTH TRANSITION FROM STANCE PHASE TO SWING PHASE MULTI - AXIAL MOBILITY TO COMPENSATE FOR UNEVEN SURFACES AND COMFORTABLE WALKING UPHILL AND ON INCLINES GOOD ENERGY RETURN IN THE FOREFOOT AND HEEL GOOD SHOCK ABSORPTION PROGRESSIVE SPRING CHARACTERISTICS SAFETY: CONTROLLED PLANTAR FLEXION OF UP TO 12 DEGREE VERY GOOD IN - EVERSION AND PRO - SUPINATION GOOD INITIATION OF KNEE FLEXION C - SPRING AND CONTROL RING GUARANTEES THAT BOTH SPRINGS WORK TOGETHER SIZE 30 LEFT
13244 | 4224200119500 | "PROSTHETIC FOOT LIGHTWEIGHT CARBON WITH COMFORTABLE ROLLOVER CHARACTERISTICS INCLUDES THE FOOTSHELL WITH COSMESIS CONNECTION CAP SMOOTH TRANSITION FROM STANCE PHASE TO SWING PHASE MULTI - AXIAL MOBILITY TO COMPENSATE FOR UNEVEN SURFACES AND COMFORTABLE WALKING UPHILL AND ON INCLINES GOOD ENERGY RETURN IN THE FOREFOOT AND HEEL GOOD SHOCK ABSORPTION PROGRESSIVE SPRING CHARACTERISTICS SAFETY: CONTROLLED PLANTAR FLEXION OF UP TO 12 DEGREE VERY GOOD IN - /EVERSION AND PRO - SUPINATION GOOD INITIATION OF KNEE FLEXION RIGHT SIZE 24"
13245 | 4224200119600 | "PROSTHETIC FOOT LIGHTWEIGHT CARBON WITH COMFORTABLE ROLLOVER CHARACTERISTICS INCLUDES THE FOOTSHELL WITH COSMESIS CONNECTION CAP SMOOTH TRANSITION FROM STANCE PHASE TO SWING PHASE MULTI - AXIAL MOBILITY TO COMPENSATE FOR UNEVEN SURFACES AND COMFORTABLE WALKING UPHILL AND ON INCLINES GOOD ENERGY RETURN IN THE FOREFOOT AND HEEL GOOD SHOCK ABSORPTION PROGRESSIVE SPRING CHARACTERISTICS SAFETY: CONTROLLED PLANTAR FLEXION OF UP TO 12 DEGREE VERY GOOD IN - /EVERSION AND PRO - SUPINATION GOOD INITIATION OF KNEE FLEXION RIGHT SIZE 25"
13246 | 4224200119700 | "PROSTHETIC FOOT LIGHTWEIGHT CARBON WITH COMFORTABLE ROLLOVER CHARACTERISTICS INCLUDES THE FOOTSHELL WITH COSMESIS CONNECTION CAP SMOOTH TRANSITION FROM STANCE PHASE TO SWING PHASE MULTI - AXIAL MOBILITY TO COMPENSATE FOR UNEVEN SURFACES AND COMFORTABLE WALKING UPHILL AND ON INCLINES GOOD ENERGY RETURN IN THE FOREFOOT AND HEEL GOOD SHOCK ABSORPTION PROGRESSIVE SPRING CHARACTERISTICS SAFETY: CONTROLLED PLANTAR FLEXION OF UP TO 12 DEGREE VERY GOOD IN - /EVERSION AND PRO - SUPINATION GOOD INITIATION OF KNEE FLEXION RIGHT SIZE 26"
13247 | 4224200119800 | "PROSTHETIC FOOT LIGHTWEIGHT CARBON WITH COMFORTABLE ROLLOVER CHARACTERISTICS INCLUDES THE FOOTSHELL WITH COSMESIS CONNECTION CAP SMOOTH TRANSITION FROM STANCE PHASE TO SWING PHASE MULTI - AXIAL MOBILITY TO COMPENSATE FOR UNEVEN SURFACES AND COMFORTABLE WALKING UPHILL AND ON INCLINES GOOD ENERGY RETURN IN THE FOREFOOT AND HEEL GOOD SHOCK ABSORPTION PROGRESSIVE SPRING CHARACTERISTICS SAFETY: CONTROLLED PLANTAR FLEXION OF UP TO 12 DEGREE VERY GOOD IN - /EVERSION AND PRO - SUPINATION GOOD INITIATION OF KNEE FLEXION RIGHT SIZE 27"
13248 | 4224200119900 | "PROSTHETIC FOOT LIGHTWEIGHT CARBON WITH COMFORTABLE ROLLOVER CHARACTERISTICS INCLUDES THE FOOTSHELL WITH COSMESIS CONNECTION CAP SMOOTH TRANSITION FROM STANCE PHASE TO SWING PHASE MULTI - AXIAL MOBILITY TO COMPENSATE FOR UNEVEN SURFACES AND COMFORTABLE WALKING UPHILL AND ON INCLINES GOOD ENERGY RETURN IN THE FOREFOOT AND HEEL GOOD SHOCK ABSORPTION PROGRESSIVE SPRING CHARACTERISTICS SAFETY: CONTROLLED PLANTAR FLEXION OF UP TO 12 DEGREE VERY GOOD IN - /EVERSION AND PRO - SUPINATION GOOD INITIATION OF KNEE FLEXION RIGHT SIZE 28"
13249 | 4224200120000 | "PROSTHETIC FOOT LIGHTWEIGHT CARBON WITH COMFORTABLE ROLLOVER CHARACTERISTICS INCLUDES THE FOOTSHELL WITH COSMESIS CONNECTION CAP SMOOTH TRANSITION FROM STANCE PHASE TO SWING PHASE MULTI - AXIAL MOBILITY TO COMPENSATE FOR UNEVEN SURFACES AND COMFORTABLE WALKING UPHILL AND ON INCLINES GOOD ENERGY RETURN IN THE FOREFOOT AND HEEL GOOD SHOCK ABSORPTION PROGRESSIVE SPRING CHARACTERISTICS SAFETY: CONTROLLED PLANTAR FLEXION OF UP TO 12 DEGREE VERY GOOD IN - /EVERSION AND PRO - SUPINATION GOOD INITIATION OF KNEE FLEXION RIGHT SIZE 29"
13250 | 4224200120100 | LIGHTWEIGHT CARBON FOOT WITH COMFORTABLE ROLLOVER CHARACTERISTICS INCLUDES THE FOOTSHELL WITH COSMESIS CONNECTION CAP SMOOTH TRANSITION FROM STANCE PHASE TO SWING PHASE MULTI - AXIAL MOBILITY TO COMPENSATE FOR UNEVEN SURFACES AND COMFORTABLE WALKING UPHILL AND ON INCLINES GOOD ENERGY RETURN IN THE FOREFOOT AND HEEL GOOD SHOCK ABSORPTION PROGRESSIVE SPRING CHARACTERISTICS SAFETY: CONTROLLED PLANTAR FLEXION OF UP TO 12 DEGREE VERY GOOD IN - EVERSION AND PRO - SUPINATION GOOD INITIATION OF KNEE FLEXION C - SPRING AND CONTROL RING GUARANTEES THAT BOTH SPRINGS WORK TOGETHER SIZE 30 RIGHT
13251 | 4224200120200 | "PROSTHETIC FOOT FOR CHILDREN SIZE 14 LEFT SUPPLIED WITH FOOT ADAPTER AND SCREW CONNECTION TUBE ADAPTER TUBE CLAMP ADAPTER SOCKET ADAPTER COSMETIC FOAM AND PERLON STOCKINGS"
13252 | 4224200120300 | "PROSTHETIC FOOT FOR CHILDREN SIZE 15 LEFT SUPPLIED WITH FOOT ADAPTER AND SCREW CONNECTION TUBE ADAPTER TUBE CLAMP ADAPTER SOCKET ADAPTER COSMETIC FOAM AND PERLON STOCKINGS"
13253 | 4224200120400 | "PROSTHETIC FOOT FOR CHILDREN SIZE 16 LEFT SUPPLIED WITH FOOT ADAPTER AND SCREW CONNECTION TUBE ADAPTER TUBE CLAMP ADAPTER SOCKET ADAPTER COSMETIC FOAM AND PERLON STOCKINGS"
13254 | 4224200120500 | "PROSTHETIC FOOT FOR CHILDREN SIZE 17 LEFT SUPPLIED WITH FOOT ADAPTER AND SCREW CONNECTION TUBE ADAPTER TUBE CLAMP ADAPTER SOCKET ADAPTER COSMETIC FOAM AND PERLON STOCKINGS"
13255 | 4224200120600 | "PROSTHETIC FOOTFOR CHILDREN SIZE 18 LEFT. SUPPLIED WITH FOOT ADAPTER AND SCREW CONNECTION TUBE ADAPTER TUBE CLAMP ADAPTER SOCKET ADAPTER COSMETIC FOAM AND PERLON STOCKINGS"
13256 | 4224200120700 | "PROSTHETIC FOOT FOR CHILDREN SIZE 19 LEFT. SUPPLIED WITH FOOT ADAPTER AND SCREW CONNECTION TUBE ADAPTER TUBE CLAMP ADAPTER SOCKET ADAPTER COSMETIC FOAM AND PERLON STOCKINGS"
13257 | 4224200120800 | "PROSTHETIC FOOTFOR CHILDREN SIZE 20 LEFT. SUPPLIED WITH FOOT ADAPTER AND SCREW CONNECTION TUBE ADAPTER TUBE CLAMP ADAPTER SOCKET ADAPTER COSMETIC FOAM AND PERLON STOCKINGS"
13258 | 4224200120900 | "PROSTHETIC FOOT FOR CHILDREN SIZE 21 LEFT. SUPPLIED WITH FOOT ADAPTER AND SCREW CONNECTION TUBE ADAPTER TUBE CLAMP ADAPTER SOCKET ADAPTER COSMETIC FOAM AND PERLON STOCKINGS"
13259 | 4224200121000 | "PROSTHETIC FOOT FOR CHILDREN SIZE 14 RIGHT SUPPLIED WITH FOOT ADAPTER AND SCREW CONNECTION TUBE ADAPTER TUBE CLAMP ADAPTER SOCKET ADAPTER COSMETIC FOAM AND PERLON STOCKINGS"
13260 | 4224200121100 | "PROSTHETIC FOOT FOR CHILDREN SIZE 15 RIGHT SUPPLIED WITH FOOT ADAPTER AND SCREW CONNECTION TUBE ADAPTER TUBE CLAMP ADAPTER SOCKET ADAPTER COSMETIC FOAM AND PERLON STOCKINGS"
13261 | 4224200121200 | "PROSTHETIC FOOT FOR CHILDREN SIZE 16 RIGHT SUPPLIED WITH FOOT ADAPTER AND SCREW CONNECTION TUBE ADAPTER TUBE CLAMP ADAPTER SOCKET ADAPTER AND COSMETIC FOAM"
13262 | 4224200121300 | "PROSTHETIC FOOT FOR CHILDREN SIZE 17 RIGHT SUPPLIED WITH FOOT ADAPTER AND SCREW CONNECTION TUBE ADAPTER TUBE CLAMP ADAPTER SOCKET ADAPTER COSMETIC FOAM AND PERLON STOCKINGS"
13263 | 4224200121400 | "PROSTHETIC FOOT FOR CHILDREN SIZE 18 RIGHT. SUPPLIED WITH FOOT ADAPTER AND SCREW CONNECTION TUBE ADAPTER TUBE CLAMP ADAPTER SOCKET ADAPTER COSMETIC FOAM AND PERLON STOCKINGS"
13264 | 4224200121500 | "PROSTHETIC FOOT FOR CHILDREN SIZE 19 RIGHT. SUPPLIED WITH FOOT ADAPTER AND SCREW CONNECTION TUBE ADAPTER TUBE CLAMP ADAPTER SOCKET ADAPTER COSMETIC FOAM AND PERLON STOCKINGS"
13265 | 4224200121600 | "PROSTHETIC FOOT FOR CHILDREN SIZE 20 RIGHT. SUPPLIED WITH FOOT ADAPTER AND SCREW CONNECTION TUBE ADAPTER TUBE CLAMP ADAPTER SOCKET ADAPTER COSMETIC FOAM AND PERLON STOCKINGS"
13266 | 4224200121700 | "PROSTHETIC FOOT FOR CHILDREN SIZE 21 RIGHT SUPPLIED WITH FOOT ADAPTER AND SCREW CONNECTION TUBE ADAPTER TUBE CLAMP ADAPTER SOCKET ADAPTER COSMETIC FOAM AND PERLON STOCKINGS"
13267 | 4224200122600 | "HYPEREXTENSION SPINAL ORTHOSIS CONTINUOUS HEIGHT ADJUSTMENT WATERPROOF UP TO SIZE 150 CM"
13268 | 4224200122700 | "PROSTHETIC CARBON FOOT FOOTSHELL WITH COSMESIS CONNECTION CAP SPLIT BIG TOE AND CONNECTS THE FOREFOOT AND THE HEEL SPRING K LEVEL K3 -K4 WITH CARBON HEEL SPRING CUSTOMIZABLE SHOCK ABSORPTION WITH TWO DIFFERENT HEEL WEDGE OPTIONS WITH POSSIBILITY REPLACEABLE HEEL WEDGE WATERPROOF BODY WEIGHT 100 - 150 KG SIZE 24 LEFT"
13269 | 4224200122800 | "PROSTHETIC CARBON FOOT FOOTSHELL WITH COSMESIS CONNECTION CAP SPLIT BIG TOE AND CONNECTS THE FOREFOOT AND THE HEEL SPRING K LEVEL K3 -K4 WITH CARBON HEEL SPRING CUSTOMIZABLE SHOCK ABSORPTION WITH TWO DIFFERENT HEEL WEDGE OPTIONS WITH POSSIBILITY REPLACEABLE HEEL WEDGE WATERPROOF BODY WEIGHT 100 - 150 KG SIZE 25 LEFT"
13270 | 4224200122900 | "PROSTHETIC CARBON FOOT FOOTSHELL WITH COSMESIS CONNECTION CAP SPLIT BIG TOE AND CONNECTS THE FOREFOOT AND THE HEEL SPRING K LEVEL K3 -K4 WITH CARBON HEEL SPRING CUSTOMIZABLE SHOCK ABSORPTION WITH TWO DIFFERENT HEEL WEDGE OPTIONS WITH POSSIBILITY REPLACEABLE HEEL WEDGE WATERPROOF BODY WEIGHT 100 - 150 KG SIZE 26 LEFT"
13271 | 4224200123000 | "PROSTHETIC CARBON FOOT FOOTSHELL WITH COSMESIS CONNECTION CAP SPLIT BIG TOE AND CONNECTS THE FOREFOOT AND THE HEEL SPRING K LEVEL K3 -K4 WITH CARBON HEEL SPRING CUSTOMIZABLE SHOCK ABSORPTION WITH TWO DIFFERENT HEEL WEDGE OPTIONS WITH POSSIBILITY REPLACEABLE HEEL WEDGE WATERPROOF BODY WEIGHT 100 - 150 KG SIZE 27 LEFT"
13272 | 4224200123100 | "PROSTHETIC CARBON FOOT FOOTSHELL WITH COSMESIS CONNECTION CAP SPLIT BIG TOE AND CONNECTS THE FOREFOOT AND THE HEEL SPRING K LEVEL K3 -K4 WITH CARBON HEEL SPRING CUSTOMIZABLE SHOCK ABSORPTION WITH TWO DIFFERENT HEEL WEDGE OPTIONS WITH POSSIBILITY REPLACEABLE HEEL WEDGE WATERPROOF BODY WEIGHT 100 - 150 KG SIZE 28 LEFT"
13273 | 4224200123200 | "PROSTHETIC CARBON FOOT FOOTSHELL WITH COSMESIS CONNECTION CAP SPLIT BIG TOE AND CONNECTS THE FOREFOOT AND THE HEEL SPRING K LEVEL K3 -K4 WITH CARBON HEEL SPRING CUSTOMIZABLE SHOCK ABSORPTION WITH TWO DIFFERENT HEEL WEDGE OPTIONS WITH POSSIBILITY REPLACEABLE HEEL WEDGE WATERPROOF BODY WEIGHT 100 - 150 KG SIZE 29 LEFT"
13274 | 4224200123300 | "PROSTHETIC CARBON FOOT FOOTSHELL WITH COSMESIS CONNECTION CAP SPLIT BIG TOE AND CONNECTS THE FOREFOOT AND THE HEEL SPRING K LEVEL K3 -K4 WITH CARBON HEEL SPRING CUSTOMIZABLE SHOCK ABSORPTION WITH TWO DIFFERENT HEEL WEDGE OPTIONS WITH POSSIBILITY REPLACEABLE HEEL WEDGE WATERPROOF BODY WEIGHT 100 - 150 KG SIZE 30 LEFT"
13275 | 4224200123400 | "PROSTHETIC CARBON FOOT FOOTSHELL WITH COSMESIS CONNECTION CAP SPLIT BIG TOE AND CONNECTS THE FOREFOOT AND THE HEEL SPRING K LEVEL K3 -K4 WITH CARBON HEEL SPRING CUSTOMIZABLE SHOCK ABSORPTION WITH TWO DIFFERENT HEEL WEDGE OPTIONS WITH POSSIBILITY REPLACEABLE HEEL WEDGE WATERPROOF BODY WEIGHT 100 - 150 KG SIZE 24 RIGHT"
13276 | 4224200123500 | "PROSTHETIC CARBON FOOT FOOTSHELL WITH COSMESIS CONNECTION CAP SPLIT BIG TOE AND CONNECTS THE FOREFOOT AND THE HEEL SPRING K LEVEL K3 -K4 WITH CARBON HEEL SPRING CUSTOMIZABLE SHOCK ABSORPTION WITH TWO DIFFERENT HEEL WEDGE OPTIONS WITH POSSIBILITY REPLACEABLE HEEL WEDGE WATERPROOF BODY WEIGHT 100 - 150 KG SIZE 25 RIGHT"
13277 | 4224200123600 | "PROSTHETIC CARBON FOOT FOOTSHELL WITH COSMESIS CONNECTION CAP SPLIT BIG TOE AND CONNECTS THE FOREFOOT AND THE HEEL SPRING K LEVEL K3 -K4 WITH CARBON HEEL SPRING CUSTOMIZABLE SHOCK ABSORPTION WITH TWO DIFFERENT HEEL WEDGE OPTIONS WITH POSSIBILITY REPLACEABLE HEEL WEDGE WATERPROOF BODY WEIGHT 100 - 150 KG SIZE 26 RIGHT"
13278 | 4224200123700 | "PROSTHETIC CARBON FOOT FOOTSHELL WITH COSMESIS CONNECTION CAP SPLIT BIG TOE AND CONNECTS THE FOREFOOT AND THE HEEL SPRING K LEVEL K3 -K4 WITH CARBON HEEL SPRING CUSTOMIZABLE SHOCK ABSORPTION WITH TWO DIFFERENT HEEL WEDGE OPTIONS WITH POSSIBILITY REPLACEABLE HEEL WEDGE WATERPROOF BODY WEIGHT 100 - 150 KG SIZE 27 RIGHT"
13279 | 4224200123800 | "PROSTHETIC CARBON FOOT FOOTSHELL WITH COSMESIS CONNECTION CAP SPLIT BIG TOE AND CONNECTS THE FOREFOOT AND THE HEEL SPRING K LEVEL K3 -K4 WITH CARBON HEEL SPRING CUSTOMIZABLE SHOCK ABSORPTION WITH TWO DIFFERENT HEEL WEDGE OPTIONS WITH POSSIBILITY REPLACEABLE HEEL WEDGE WATERPROOF BODY WEIGHT 100 - 150 KG SIZE 28 RIGHT"
13280 | 4224200123900 | "PROSTHETIC CARBON FOOT FOOTSHELL WITH COSMESIS CONNECTION CAP SPLIT BIG TOE AND CONNECTS THE FOREFOOT AND THE HEEL SPRING K LEVEL K3 -K4 WITH CARBON HEEL SPRING CUSTOMIZABLE SHOCK ABSORPTION WITH TWO DIFFERENT HEEL WEDGE OPTIONS WITH POSSIBILITY REPLACEABLE HEEL WEDGE WATERPROOF BODY WEIGHT 100 - 150 KG SIZE 29 RIGHT"
13281 | 4224200124000 | "PROSTHETIC CARBON FOOT FOOTSHELL WITH COSMESIS CONNECTION CAP SPLIT BIG TOE AND CONNECTS THE FOREFOOT AND THE HEEL SPRING K LEVEL K3 -K4 WITH CARBON HEEL SPRING CUSTOMIZABLE SHOCK ABSORPTION WITH TWO DIFFERENT HEEL WEDGE OPTIONS WITH POSSIBILITY REPLACEABLE HEEL WEDGE WATERPROOF BODY WEIGHT 100 - 150 KG SIZE 30 RIGHT"
13282 | 4224200124200 | "CARBON FOOT WITH FOOTSHELL AND COSMESIS CONNECTION CAP INCLUDES A SEPARATE BIG TOE AND CONNECTS THE FOREFOOT AND THE HEEL SPRING TO FORM A COMPLETE SYSTEM SAFETY WALKING ON UNEVEN SURFACES AN INTERCONNECTED LINEAR SPRING DESIGN PROVIDES THE LEVEL OF MIDSTANCE SUPPORT NEEDED FOR ACTIVITIES WHERE RESPONSIVENESS IS ESSENTIAL FOR PATIENTS WITH LIMITED CLEARANCE ROBUST TITANIUM ADAPTER CUSTOMIZABLE SHOCK ABSORPTION WITH TWO DIFFERENT HEEL WEDGE OPTIONS SUITABLE FOR A BROAD RANGE OF APPLICATION FROM EVERYDAY LIFE TO DEMANDING PROFESSIONS AND EVEN LEISURE SPORTS WATER AND CORROSION - RESISTANT SIZE 24 LEFT"
13283 | 4224200124400 | "CARBON FOOT WITH FOOTSHELL AND COSMESIS CONNECTION CAP INCLUDES A SEPARATE BIG TOE AND CONNECTS THE FOREFOOT AND THE HEEL SPRING TO FORM A COMPLETE SYSTEM SAFETY WALKING ON UNEVEN SURFACES AN INTERCONNECTED LINEAR SPRING DESIGN PROVIDES THE LEVEL OF MIDSTANCE SUPPORT NEEDED FOR ACTIVITIES WHERE RESPONSIVENESS IS ESSENTIAL FOR PATIENTS WITH LIMITED CLEARANCE ROBUST TITANIUM ADAPTER CUSTOMIZABLE SHOCK ABSORPTION WITH TWO DIFFERENT HEEL WEDGE OPTIONS SUITABLE FOR A BROAD RANGE OF APPLICATION FROM EVERYDAY LIFE TO DEMANDING PROFESSIONS AND EVEN LEISURE SPORTS WATER AND CORROSION - RESISTANT SIZE 25 LEFT"
13284 | 4224200124600 | "CARBON FOOT WITH FOOTSHELL AND COSMESIS CONNECTION CAP INCLUDES A SEPARATE BIG TOE AND CONNECTS THE FOREFOOT AND THE HEEL SPRING TO FORM A COMPLETE SYSTEM SAFETY WALKING ON UNEVEN SURFACES AN INTERCONNECTED LINEAR SPRING DESIGN PROVIDES THE LEVEL OF MIDSTANCE SUPPORT NEEDED FOR ACTIVITIES WHERE RESPONSIVENESS IS ESSENTIAL FOR PATIENTS WITH LIMITED CLEARANCE ROBUST TITANIUM ADAPTER CUSTOMIZABLE SHOCK ABSORPTION WITH TWO DIFFERENT HEEL WEDGE OPTIONS SUITABLE FOR A BROAD RANGE OF APPLICATION FROM EVERYDAY LIFE TO DEMANDING PROFESSIONS AND EVEN LEISURE SPORTS WATER AND CORROSION - RESISTANT SIZE 26 LEFT"
13285 | 4224200124800 | "CARBON FOOT WITH FOOTSHELL AND COSMESIS CONNECTION CAP INCLUDES A SEPARATE BIG TOE AND CONNECTS THE FOREFOOT AND THE HEEL SPRING TO FORM A COMPLETE SYSTEM SAFETY WALKING ON UNEVEN SURFACES AN INTERCONNECTED LINEAR SPRING DESIGN PROVIDES THE LEVEL OF MIDSTANCE SUPPORT NEEDED FOR ACTIVITIES WHERE RESPONSIVENESS IS ESSENTIAL FOR PATIENTS WITH LIMITED CLEARANCE ROBUST TITANIUM ADAPTER CUSTOMIZABLE SHOCK ABSORPTION WITH TWO DIFFERENT HEEL WEDGE OPTIONS SUITABLE FOR A BROAD RANGE OF APPLICATION FROM EVERYDAY LIFE TO DEMANDING PROFESSIONS AND EVEN LEISURE SPORTS WATER AND CORROSION - RESISTANT SIZE 27 LEFT"
13286 | 4224200125000 | PROSTHETIC CARBON FOOT EXCELLENT FUNCTIONALITY EVEN UNDER THE HIGHEST LOAD SMOOTH ROLLOVER CONTROLLED USER MOVEMENT INCLUDES THE FOOTSHELL WITH COSMESIS CONNECTION CAP INCLUDES A SEPARATE BIG TOE AND CONNECTS THE FOREFOOT AND THE HEEL SPRING TO FORM A COMPLETE SYSTEM TRIANGULAR TECHNOLOGY SAFETY: HEAVY DUTY / WALKING ON UNEVEN SURFACES AND CHANGING DURING SPORTS SUITABLE FOR A BROAD RANGE OF APPLICATION FROM EVERYDAY LIFE TO DEMANDING PROFESSIONS AND EVEN LEISURE SPORTS WITH CARBON HEEL SPRING CUSTOMIZABLE SHOCK ABSORPTION WITH TWO DIFFERENT HEEL WEDGE OPTIONS WITH POSSIBILITY REPLACEABLE HEEL WEDGE WATERPROOF SIZE 28 LEFT
13287 | 4224200125200 | "CARBON FOOT WITH FOOTSHELL AND COSMESIS CONNECTION CAP INCLUDES A SEPARATE BIG TOE AND CONNECTS THE FOREFOOT AND THE HEEL SPRING TO FORM A COMPLETE SYSTEM SAFETY WALKING ON UNEVEN SURFACES AN INTERCONNECTED LINEAR SPRING DESIGN PROVIDES THE LEVEL OF MIDSTANCE SUPPORT NEEDED FOR ACTIVITIES WHERE RESPONSIVENESS IS ESSENTIAL FOR PATIENTS WITH LIMITED CLEARANCE ROBUST TITANIUM ADAPTER CUSTOMIZABLE SHOCK ABSORPTION WITH TWO DIFFERENT HEEL WEDGE OPTIONS SUITABLE FOR A BROAD RANGE OF APPLICATION FROM EVERYDAY LIFE TO DEMANDING PROFESSIONS AND EVEN LEISURE SPORTS WATER AND CORROSION - RESISTANT SIZE 29 LEFT"
13288 | 4224200125300 | PROSTHETIC CARBON FOOT EXCELLENT FUNCTIONALITY EVEN UNDER THE HIGHEST LOAD SMOOTH ROLLOVER CONTROLLED USER MOVEMENT INCLUDES THE FOOTSHELL WITH COSMESIS CONNECTION CAP INCLUDES A SEPARATE BIG TOE AND CONNECTS THE FOREFOOT AND THE HEEL SPRING TO FORM A COMPLETE SYSTEM TRIANGULAR TECHNOLOGY SAFETY: HEAVY DUTY/WALKING ON UNEVEN SURFACES AND CHANGING DURING SPORTS SUITABLE FOR A BROAD RANGE OF APPLICATION FROM EVERYDAY LIFE TO DEMANDING PROFESSIONS AND EVEN LEISURE SPORTS WITH CARBON HEEL SPRING CUSTOMIZABLE SHOCK ABSORPTION WITH TWO DIFFERENT HEEL WEDGE OPTIONS WITH POSSIBILITY REPLACEABLE HEEL WEDGE WATERPROOF SIZE 30 LEFT
13289 | 4224200125400 | PROSTHETIC CARBON FOOT EXCELLENT FUNCTIONALITY EVEN UNDER THE HIGHEST LOAD SMOOTH ROLLOVER CONTROLLED USER MOVEMENT INCLUDES THE FOOTSHELL WITH COSMESIS CONNECTION CAP INCLUDES A SEPARATE BIG TOE AND CONNECTS THE FOREFOOT AND THE HEEL SPRING TO FORM A COMPLETE SYSTEM TRIANGULAR TECHNOLOGY SAFETY: HEAVY DUTY/WALKING ON UNEVEN SURFACES AND CHANGING DURING SPORTS SUITABLE FOR A BROAD RANGE OF APPLICATION FROM EVERYDAY LIFE TO DEMANDING PROFESSIONS AND EVEN LEISURE SPORTS WITH CARBON HEEL SPRING CUSTOMIZABLE SHOCK ABSORPTION WITH TWO DIFFERENT HEEL WEDGE OPTIONS WITH POSSIBILITY REPLACEABLE HEEL WEDGE WATERPROOF SIZE 24 RIGHT
13290 | 4224200125600 | PROSTHETIC CARBON FOOT EXCELLENT FUNCTIONALITY EVEN UNDER THE HIGHEST LOAD SMOOTH ROLLOVER CONTROLLED USER MOVEMENT INCLUDES THE FOOTSHELL WITH COSMESIS CONNECTION CAP INCLUDES A SEPARATE BIG TOE AND CONNECTS THE FOREFOOT AND THE HEEL SPRING TO FORM A COMPLETE SYSTEM TRIANGULAR TECHNOLOGY SAFETY: HEAVY DUTY/WALKING ON UNEVEN SURFACES AND CHANGING DURING SPORTS SUITABLE FOR A BROAD RANGE OF APPLICATION FROM EVERYDAY LIFE TO DEMANDING PROFESSIONS AND EVEN LEISURE SPORTS WITH CARBON HEEL SPRING CUSTOMIZABLE SHOCK ABSORPTION WITH TWO DIFFERENT HEEL WEDGE OPTIONS WITH POSSIBILITY REPLACEABLE HEEL WEDGE WATERPROOF SIZE 25 RIGHT
13291 | 4224200125800 | PROSTHETIC CARBON FOOT EXCELLENT FUNCTIONALITY EVEN UNDER THE HIGHEST LOAD SMOOTH ROLLOVER CONTROLLED USER MOVEMENT INCLUDES THE FOOTSHELL WITH COSMESIS CONNECTION CAP INCLUDES A SEPARATE BIG TOE AND CONNECTS THE FOREFOOT AND THE HEEL SPRING TO FORM A COMPLETE SYSTEM TRIANGULAR TECHNOLOGY SAFETY: HEAVY DUTY/WALKING ON UNEVEN SURFACES AND CHANGING DURING SPORTS SUITABLE FOR A BROAD RANGE OF APPLICATION FROM EVERYDAY LIFE TO DEMANDING PROFESSIONS AND EVEN LEISURE SPORTS WITH CARBON HEEL SPRING CUSTOMIZABLE SHOCK ABSORPTION WITH TWO DIFFERENT HEEL WEDGE OPTIONS WITH POSSIBILITY REPLACEABLE HEEL WEDGE WATERPROOF SIZE 26 RIGHT
13292 | 4224200126000 | PROSTHETIC CARBON FOOT EXCELLENT FUNCTIONALITY EVEN UNDER THE HIGHEST LOAD SMOOTH ROLLOVER CONTROLLED USER MOVEMENT INCLUDES THE FOOTSHELL WITH COSMESIS CONNECTION CAP INCLUDES A SEPARATE BIG TOE AND CONNECTS THE FOREFOOT AND THE HEEL SPRING TO FORM A COMPLETE SYSTEM TRIANGULAR TECHNOLOGY SAFETY: HEAVY DUTY / WALKING ON UNEVEN SURFACES AND CHANGING DURING SPORTS SUITABLE FOR A BROAD RANGE OF APPLICATION FROM EVERYDAY LIFE TO DEMANDING PROFESSIONS AND EVEN LEISURE SPORTS WITH CARBON HEEL SPRING CUSTOMIZABLE SHOCK ABSORPTION WITH TWO DIFFERENT HEEL WEDGE OPTIONS WITH POSSIBILITY REPLACEABLE HEEL WEDGE WATERPROOF SIZE 27 RIGHT
13293 | 4224200126200 | PROSTHETIC CARBON FOOT EXCELLENT FUNCTIONALITY EVEN UNDER THE HIGHEST LOAD SMOOTH ROLLOVER CONTROLLED USER MOVEMENT INCLUDES THE FOOTSHELL WITH COSMESIS CONNECTION CAP INCLUDES A SEPARATE BIG TOE AND CONNECTS THE FOREFOOT AND THE HEEL SPRING TO FORM A COMPLETE SYSTEM TRIANGULAR TECHNOLOGY SAFETY: HEAVY DUTY/WALKING ON UNEVEN SURFACES AND CHANGING DURING SPORTS SUITABLE FOR A BROAD RANGE OF APPLICATION FROM EVERYDAY LIFE TO DEMANDING PROFESSIONS AND EVEN LEISURE SPORTS WITH CARBON HEEL SPRING CUSTOMIZABLE SHOCK ABSORPTION WITH TWO DIFFERENT HEEL WEDGE OPTIONS WITH POSSIBILITY REPLACEABLE HEEL WEDGE WATERPROOF SIZE 28 RIGHT
13294 | 4224200126400 | PROSTHETIC CARBON FOOT EXCELLENT FUNCTIONALITY EVEN UNDER THE HIGHEST LOAD SMOOTH ROLLOVER CONTROLLED USER MOVEMENT INCLUDES THE FOOTSHELL WITH COSMESIS CONNECTION CAP INCLUDES A SEPARATE BIG TOE AND CONNECTS THE FOREFOOT AND THE HEEL SPRING TO FORM A COMPLETE SYSTEM TRIANGULAR TECHNOLOGY SAFETY: HEAVY DUTY/WALKING ON UNEVEN SURFACES AND CHANGING DURING SPORTS SUITABLE FOR A BROAD RANGE OF APPLICATION FROM EVERYDAY LIFE TO DEMANDING PROFESSIONS AND EVEN LEISURE SPORTS WITH CARBON HEEL SPRING CUSTOMIZABLE SHOCK ABSORPTION WITH TWO DIFFERENT HEEL WEDGE OPTIONS WITH POSSIBILITY REPLACEABLE HEEL WEDGE WATERPROOF SIZE 29 RIGHT
13295 | 4224200126600 | PROSTHETIC CARBON FOOT EXCELLENT FUNCTIONALITY EVEN UNDER THE HIGHEST LOAD SMOOTH ROLLOVER CONTROLLED USER MOVEMENT INCLUDES THE FOOTSHELL WITH COSMESIS CONNECTION CAP INCLUDES A SEPARATE BIG TOE AND CONNECTS THE FOREFOOT AND THE HEEL SPRING TO FORM A COMPLETE SYSTEM TRIANGULAR TECHNOLOGY SAFETY: HEAVY DUTY/WALKING ON UNEVEN SURFACES AND CHANGING DURING SPORTS SUITABLE FOR A BROAD RANGE OF APPLICATION FROM EVERYDAY LIFE TO DEMANDING PROFESSIONS AND EVEN LEISURE SPORTS WITH CARBON HEEL SPRING CUSTOMIZABLE SHOCK ABSORPTION WITH TWO DIFFERENT HEEL WEDGE OPTIONS WITH POSSIBILITY REPLACEABLE HEEL WEDGE WATERPROOF SIZE 30 RIGHT
13296 | 4224200126700 | "PROSTHETIC MODULAR TRANSTIBIAL KIT TITANIUM 34 MM WITH COSMETIC FOAM MAX WEIGHT 150 KG CE MARK OR EQUIVALENT"
13297 | 4224200126800 | "TRANSTIBIAL PROSTHETIC KIT LIGHTWEIGHT ROBUST AND DURABLE CARBON FOOT WITH LOW CLEARANCE RESISTANT AGAINST DUST DIRT AND SPLASH WATER THE CARBON SPRING OFFERS A GOOD FOREFOOT STABILITY AND AN EFFICIENT ENERGY RETURN THE HEEL FOAM OFFERS A COMFORTABLE AND SAVE HEEL STRIKE TOE INSERT PRE-INSTALLED IN THE FOOTSHELL SERVES TO EXTEND THE LENGTH OF THE FOREFOOT SUPPORTING DIFFERENT WALKING SPEEDS LOW PROFILE FOOTSHELL FOR EASY ACCESS TO ADJUSTMENT SCREWS AND CONVENIENT INSTALLATION ALIGNMENT MARKS ON THE FOOTSHELL AND CONNECTION CAP ALLOW AN EASY BENCH ALIGNMENT INCLUDED TITANIUM TUBE ADAPTER TITANIUM TUBE CLAMP ADAPTER TITANIUM TRANS-TIBIAL LAMINATION ANCHOR WITH PYRAMID AND COSMETIC FOAM LEFT SIZE 24"
13298 | 4224200126900 | "TRANSTIBIAL PROSTHETIC KIT LIGHTWEIGHT ROBUST AND DURABLE CARBON FOOT WITH LOW CLEARANCE RESISTANT AGAINST DUST DIRT AND SPLASH WATER THE CARBON SPRING OFFERS A GOOD FOREFOOT STABILITY AND AN EFFICIENT ENERGY RETURN THE HEEL FOAM OFFERS A COMFORTABLE AND SAVE HEEL STRIKE TOE INSERT PRE-INSTALLED IN THE FOOTSHELL SERVES TO EXTEND THE LENGTH OF THE FOREFOOT SUPPORTING DIFFERENT WALKING SPEEDS LOW PROFILE FOOTSHELL FOR EASY ACCESS TO ADJUSTMENT SCREWS AND CONVENIENT INSTALLATION ALIGNMENT MARKS ON THE FOOTSHELL AND CONNECTION CAP ALLOW AN EASY BENCH ALIGNMENT INCLUDED TITANIUM TUBE ADAPTER TITANIUM TUBE CLAMP ADAPTER TITANIUM TRANS-TIBIAL LAMINATION ANCHOR WITH PYRAMID AND COSMETIC FOAM LEFT SIZE 25"
13299 | 4224200127000 | "TRANSTIBIAL PROSTHETIC KIT LIGHTWEIGHT ROBUST AND DURABLE CARBON FOOT WITH LOW CLEARANCE RESISTANT AGAINST DUST DIRT AND SPLASH WATER THE CARBON SPRING OFFERS A GOOD FOREFOOT STABILITY AND AN EFFICIENT ENERGY RETURN THE HEEL FOAM OFFERS A COMFORTABLE AND SAVE HEEL STRIKE TOE INSERT PRE-INSTALLED IN THE FOOTSHELL SERVES TO EXTEND THE LENGTH OF THE FOREFOOT SUPPORTING DIFFERENT WALKING SPEEDS LOW PROFILE FOOTSHELL FOR EASY ACCESS TO ADJUSTMENT SCREWS AND CONVENIENT INSTALLATION ALIGNMENT MARKS ON THE FOOTSHELL AND CONNECTION CAP ALLOW AN EASY BENCH ALIGNMENT INCLUDED TITANIUM TUBE ADAPTER TITANIUM TUBE CLAMP ADAPTER TITANIUM TRANS-TIBIAL LAMINATION ANCHOR WITH PYRAMID AND COSMETIC FOAM RIGHT SIZE 24"
13300 | 4224200127100 | "TRANSTIBIAL PROSTHETIC KIT LIGHTWEIGHT ROBUST AND DURABLE CARBON FOOT WITH LOW CLEARANCE RESISTANT AGAINST DUST DIRT AND SPLASH WATER THE CARBON SPRING OFFERS A GOOD FOREFOOT STABILITY AND AN EFFICIENT ENERGY RETURN THE HEEL FOAM OFFERS A COMFORTABLE AND SAVE HEEL STRIKE TOE INSERT PRE-INSTALLED IN THE FOOTSHELL SERVES TO EXTEND THE LENGTH OF THE FOREFOOT SUPPORTING DIFFERENT WALKING SPEEDS LOW PROFILE FOOTSHELL FOR EASY ACCESS TO ADJUSTMENT SCREWS AND CONVENIENT INSTALLATION ALIGNMENT MARKS ON THE FOOTSHELL AND CONNECTION CAP ALLOW AN EASY BENCH ALIGNMENT INCLUDED TITANIUM TUBE ADAPTER TITANIUM TUBE CLAMP ADAPTER TITANIUM TRANS-TIBIAL LAMINATION ANCHOR WITH PYRAMID AND COSMETIC FOAM RIGHT SIZE 25"
13301 | 4224200127200 | "TRANSTIBIAL PROSTHETIC KIT LIGHTWEIGHT ROBUST AND DURABLE CARBON FOOT WITH LOW CLEARANCE RESISTANT AGAINST DUST DIRT AND SPLASH WATER THE CARBON SPRING OFFERS A GOOD FOREFOOT STABILITY AND AN EFFICIENT ENERGY RETURN THE HEEL FOAM OFFERS A COMFORTABLE AND SAVE HEEL STRIKE TOE INSERT PRE-INSTALLED IN THE FOOTSHELL SERVES TO EXTEND THE LENGTH OF THE FOREFOOT SUPPORTING DIFFERENT WALKING SPEEDS LOW PROFILE FOOTSHELL FOR EASY ACCESS TO ADJUSTMENT SCREWS AND CONVENIENT INSTALLATION ALIGNMENT MARKS ON THE FOOTSHELL AND CONNECTION CAP ALLOW AN EASY BENCH ALIGNMENT INCLUDED TITANIUM TUBE ADAPTER TITANIUM TUBE CLAMP ADAPTER TITANIUM TRANS-TIBIAL LAMINATION ANCHOR WITH PYRAMID AND COSMETIC FOAM LEFT SIZE 26"
13302 | 4224200127300 | "TRANSTIBIAL PROSTHETIC KIT LIGHTWEIGHT ROBUST AND DURABLE CARBON FOOT WITH LOW CLEARANCE RESISTANT AGAINST DUST DIRT AND SPLASH WATER THE CARBON SPRING OFFERS A GOOD FOREFOOT STABILITY AND AN EFFICIENT ENERGY RETURN THE HEEL FOAM OFFERS A COMFORTABLE AND SAVE HEEL STRIKE TOE INSERT PRE-INSTALLED IN THE FOOTSHELL SERVES TO EXTEND THE LENGTH OF THE FOREFOOT SUPPORTING DIFFERENT WALKING SPEEDS LOW PROFILE FOOTSHELL FOR EASY ACCESS TO ADJUSTMENT SCREWS AND CONVENIENT INSTALLATION ALIGNMENT MARKS ON THE FOOTSHELL AND CONNECTION CAP ALLOW AN EASY BENCH ALIGNMENT INCLUDED TITANIUM TUBE ADAPTER TITANIUM TUBE CLAMP ADAPTER TITANIUM TRANS-TIBIAL LAMINATION ANCHOR WITH PYRAMID AND COSMETIC FOAM LEFT SIZE 27"
13303 | 4224200127400 | "TRANSTIBIAL PROSTHETIC KIT LIGHTWEIGHT ROBUST AND DURABLE CARBON FOOT WITH LOW CLEARANCE RESISTANT AGAINST DUST DIRT AND SPLASH WATER THE CARBON SPRING OFFERS A GOOD FOREFOOT STABILITY AND AN EFFICIENT ENERGY RETURN THE HEEL FOAM OFFERS A COMFORTABLE AND SAVE HEEL STRIKE TOE INSERT PRE-INSTALLED IN THE FOOTSHELL SERVES TO EXTEND THE LENGTH OF THE FOREFOOT SUPPORTING DIFFERENT WALKING SPEEDS LOW PROFILE FOOTSHELL FOR EASY ACCESS TO ADJUSTMENT SCREWS AND CONVENIENT INSTALLATION ALIGNMENT MARKS ON THE FOOTSHELL AND CONNECTION CAP ALLOW AN EASY BENCH ALIGNMENT INCLUDED TITANIUM TUBE ADAPTER TITANIUM TUBE CLAMP ADAPTER TITANIUM TRANS-TIBIAL LAMINATION ANCHOR WITH PYRAMID AND COSMETIC FOAM LEFT SIZE 28"
13304 | 4224200127500 | "TRANSTIBIAL PROSTHETIC KIT LIGHTWEIGHT ROBUST AND DURABLE CARBON FOOT WITH LOW CLEARANCE RESISTANT AGAINST DUST DIRT AND SPLASH WATER THE CARBON SPRING OFFERS A GOOD FOREFOOT STABILITY AND AN EFFICIENT ENERGY RETURN THE HEEL FOAM OFFERS A COMFORTABLE AND SAVE HEEL STRIKE TOE INSERT PRE-INSTALLED IN THE FOOTSHELL SERVES TO EXTEND THE LENGTH OF THE FOREFOOT SUPPORTING DIFFERENT WALKING SPEEDS LOW PROFILE FOOTSHELL FOR EASY ACCESS TO ADJUSTMENT SCREWS AND CONVENIENT INSTALLATION ALIGNMENT MARKS ON THE FOOTSHELL AND CONNECTION CAP ALLOW AN EASY BENCH ALIGNMENT INCLUDED TITANIUM TUBE ADAPTER TITANIUM TUBE CLAMP ADAPTER TITANIUM TRANS-TIBIAL LAMINATION ANCHOR WITH PYRAMID AND COSMETIC FOAM RIGHT SIZE 26"
13305 | 4224200127600 | "TRANSTIBIAL PROSTHETIC KIT LIGHTWEIGHT ROBUST AND DURABLE CARBON FOOT WITH LOW CLEARANCE RESISTANT AGAINST DUST DIRT AND SPLASH WATER THE CARBON SPRING OFFERS A GOOD FOREFOOT STABILITY AND AN EFFICIENT ENERGY RETURN THE HEEL FOAM OFFERS A COMFORTABLE AND SAVE HEEL STRIKE TOE INSERT PRE-INSTALLED IN THE FOOTSHELL SERVES TO EXTEND THE LENGTH OF THE FOREFOOT SUPPORTING DIFFERENT WALKING SPEEDS LOW PROFILE FOOTSHELL FOR EASY ACCESS TO ADJUSTMENT SCREWS AND CONVENIENT INSTALLATION ALIGNMENT MARKS ON THE FOOTSHELL AND CONNECTION CAP ALLOW AN EASY BENCH ALIGNMENT INCLUDED TITANIUM TUBE ADAPTER TITANIUM TUBE CLAMP ADAPTER TITANIUM TRANS-TIBIAL LAMINATION ANCHOR WITH PYRAMID AND COSMETIC FOAM RIGHT SIZE 27"
13306 | 4224200127700 | "TRANSTIBIAL PROSTHETIC KIT LIGHTWEIGHT ROBUST AND DURABLE CARBON FOOT WITH LOW CLEARANCE RESISTANT AGAINST DUST DIRT AND SPLASH WATER THE CARBON SPRING OFFERS A GOOD FOREFOOT STABILITY AND AN EFFICIENT ENERGY RETURN THE HEEL FOAM OFFERS A COMFORTABLE AND SAVE HEEL STRIKE TOE INSERT PRE-INSTALLED IN THE FOOTSHELL SERVES TO EXTEND THE LENGTH OF THE FOREFOOT SUPPORTING DIFFERENT WALKING SPEEDS LOW PROFILE FOOTSHELL FOR EASY ACCESS TO ADJUSTMENT SCREWS AND CONVENIENT INSTALLATION ALIGNMENT MARKS ON THE FOOTSHELL AND CONNECTION CAP ALLOW AN EASY BENCH ALIGNMENT INCLUDED TITANIUM TUBE ADAPTER TITANIUM TUBE CLAMP ADAPTER TITANIUM TRANS-TIBIAL LAMINATION ANCHOR WITH PYRAMID AND COSMETIC FOAM RIGHT SIZE 28"
13307 | 4224200127800 | "PROSTHETIC MODULAR TRANSTIBIAL KIT WITH LAMINATION ANCHOR AND COSMETIC FOAM CE MARK OR EQUIVALENT"
13308 | 4224200127900 | "PROSTHETIC MODULAR SINGLE AXIS KNEE JOINT STAINLESS STEEL WITH MANUAL LOCK AND INTERNAL EXTENSION ASSIST"
13309 | 4224200128000 | "PROSTHETIC MODULAR SINGLE AXIS KNEE JOINT TITANIUM WITH MANUAL LOCK AND INTERNAL EXTENSION ASSIST"
13310 | 4224200128100 | "PROSTHETIC MODULAR POLYCENTRIC FOUR BAR LINKAGE KNEE JOINT WITH INTERNAL EXTENSION ASSIST TITANIUM"
13311 | 4224200128300 | "PROSTHETIC MODULAR TRANSFEMORAL KIT PEDIATRIC INCLUDING SINGLE AXIS KNEE JOINT CLAMP ADAPTER COSMETIC FOAM AND PERLON STOCKINGS KIT OR EQUIVALENT"
13312 | 4224200128400 | "PROSTHETIC MODULAR SINGLE AXIS KNEE JOINT WITH LOCK FOR CHILDREN ALUMINUM ALLOY WITH PROXIMAL ADJUSTMENT PYRAMID AND DISTAL TUBE CLAMP"
13313 | 4224200128500 | "PROSTHETIC MODULAR TRANSFEMORAL KIT PEDIATRIC INCLUDING SINGLE AXIS KNEE JOINT WITH LOCK CLAMP ADAPTER COSMETIC FOAM AND PERLON STOCKINGS OR EQUIVALENT"
13314 | 4224200128700 | "POLYCENTRIC PROSTHETIC KNEE WITH HYDRAULIC SWING PHASE CONTROL FOR KNEE DISARTICULATION TUBE ADAPTER TUBE CLAMP ADAPTER AND COSMETIC FOAM FOR HIGH TO V HIGH ACTIVITY MAXIMUM WEIGHT 120-130 KG KIT"
13315 | 4224200128800 | "PROSTHETIC MODULAR KNEE JOINT POLYCENTRIC ALUMINUM WITH INTEGRATED ROTATION THE LOWER JOINT SECTION PERMITS ROTATION OF THE PROSTHETIC FOOT THE FLEXION ANGLE OF APPROXIMATELY 165 DEGREES AND KNEE FLEXION APPROXIMATELY 175 DEGREES ENABLES CHILDREN A GOOD KNEELING OR SQUATTING POSITION WITH FOOT ROTATED OUTWARD FOR BODY WEIGHT UP TO 35 KG"
13316 | 4224200128900 | "PROSTHETIC MODULAR TRANSFEMORAL KIT PEDIATRIC INCLUDING POLYCENTRIC KNEE JOINT CLAMP ADAPTER COSMETIC FOAM AND PERLON STOCKINGS OR EQUIVALENT"
13317 | 4224200129000 | PROSTHETIC MODULAR HYDRAULIC KNEE JOINT FOR CHILDREN ALUMINUM WITH 4 - AXIS - POLYCENTRIC WITH HYDRAULIC SWING PHASE CONTROL OFFERS ENHANCED SAFETY AND MAKES IT EASY TO INITIATE THE SWING PHASE HIGH FLEXION ANGLE OF 150 DEGREE ALLOWS THE CHILD MAXIMUM FREEDOM OF MOVEMENT HYDRAULIC SWING PHASE CONTROL SUPPORTS THE CHILD AT DIFFERENT WALKING SPEEDS FOR BODY WEIGHT UP TO 45 KG MAXIMUM WEIGHT OF THE KNEE JOINT 515 GRAM APPROXIMATELY
13318 | 4224200129100 | "PROSTHETIC MONOCENTRIC KNEE JOINT ALUMINUM KNEE OFFERS TARGETED SUPPORT FOR THE THERAPY PROCESS FOLLOWING AN AMPUTATION THE RIGHT KNEE JOINT FROM THE FIRST STANDING AND WALKING EXERCISES WITH THE INTERIM PROSTHESIS ALL THE WAY TO THE DEFINITIVE FITTING IT IS A MONOCENTRIC KNEE JOINT WITH A LOAD - DEPENDENT BRAKE MECHANISM AND AN OPTIONAL LOCKING FUNCTION THE SWING PHASE IS CONTROLLED BY AN INTEGRATED ADJUSTABLE SPRING EXTENSION ASSIST KNEE FLEXION ANGLE 130 DEGREES FOR BODY WEIGHT UP TO 125 KG"
13319 | 4224200129200 | "SILICONE LINER CUSHION FOR TRANSTIBIAL AMPUTEES WITH ONE SEALING RING HEIGHTS SUITABLE FOR AMPUTEES WITH EXCESS SOFT TISSUE CLOTH COVER SIZE 180 MM APPROXIMATELY THICKNESS: 2.5-3 MM"
13320 | 4224200129300 | "SILICONE LINER CUSHION FOR TRANSTIBIAL AMPUTEES WITH ONE SEALING RING HEIGHTS SUITABLE FOR AMPUTEES WITH EXCESS SOFT TISSUE CLOTH COVER SIZE 200 MM APPROXIMATELY THICKNESS: 2.5-3 MM"
13321 | 4224200129400 | "SILICONE LINER CUSHION FOR TRANSTIBIAL AMPUTEES WITH ONE SEALING RING HEIGHTS SUITABLE FOR AMPUTEES WITH EXCESS SOFT TISSUE CLOTH COVER SIZE 220 MM APPROXIMATELY THICKNESS: 2.5-3 MM"
13322 | 4224200129500 | "SILICONE LINER CUSHION FOR TRANSTIBIAL AMPUTEES WITH ONE SEALING RING HEIGHTS SUITABLE FOR AMPUTEES WITH EXCESS SOFT TISSUE CLOTH COVER SIZE 235 MM APPROXIMATELY THICKNESS: 2.5-3 MM"
13323 | 4224200129600 | "SILICONE LINER CUSHION FOR TRANSTIBIAL AMPUTEES WITH ONE SEALING RING HEIGHTS SUITABLE FOR AMPUTEES WITH EXCESS SOFT TISSUE CLOTH COVER SIZE 250 MM APPROXIMATELY THICKNESS: 2.5-3 MM"
13324 | 4224200129700 | "SILICONE LINER CUSHION FOR TRANSTIBIAL AMPUTEES WITH ONE SEALING RING HEIGHTS SUITABLE FOR AMPUTEES WITH EXCESS SOFT TISSUE CLOTH COVER SIZE 265 MM APPROXIMATELY THICKNESS: 2.5-3 MM"
13325 | 4224200129800 | "SILICONE LINER CUSHION FOR TRANSTIBIAL AMPUTEES WITH ONE SEALING RING HEIGHTS SUITABLE FOR AMPUTEES WITH EXCESS SOFT TISSUE CLOTH COVER SIZE 280 MM APPROXIMATELY THICKNESS: 2.5-3 MM"
13326 | 4224200129900 | "SILICONE LINER CUSHION FOR TRANSTIBIAL AMPUTEES WITH ONE SEALING RING HEIGHTS SUITABLE FOR AMPUTEES WITH EXCESS SOFT TISSUE CLOTH COVER SIZE 300 MM APPROXIMATELY THICKNESS: 2.5-3 MM"
13327 | 4224200130000 | "SILICONE LINER CUSHION FOR TRANSTIBIAL AMPUTEES WITH ONE SEALING RING HEIGHTS SUITABLE FOR AMPUTEES WITH EXCESS SOFT TISSUE CLOTH COVER SIZE 320 MM APPROXIMATELY THICKNESS: 2.5-3 MM"
13328 | 4224200130100 | "SILICONE LINER CUSHION FOR TRANSTIBIAL AMPUTEES WITH ONE SEALING RING HEIGHTS SUITABLE FOR AMPUTEES WITH EXCESS SOFT TISSUE CLOTH COVER SIZE 340 MM APPROXIMATELY THICKNESS: 2.5-3 MM"
13329 | 4224200130200 | "SILICONE LINER CUSHION FOR TRANSTIBIAL AMPUTEES WITH ONE SEALING RING HEIGHTS SUITABLE FOR AMPUTEES WITH EXCESS SOFT TISSUE CLOTH COVER SIZE 360 MM APPROXIMATELY THICKNESS: 2.5-3 MM"
13330 | 4224200130300 | "SILICONE LINER CUSHION FOR TRANSTIBIAL AMPUTEES WITH ONE SEALING RING HEIGHTS SUITABLE FOR AMPUTEES WITH EXCESS SOFT TISSUE CLOTH COVER SIZE 400 MM APPROXIMATELY THICKNESS: 2.5-3 MM"
13331 | 4224200130400 | "SILICONE LINER LOCKING FOR TRANSTIBIAL AMPUTEES WITH DISTAL CONNECTION ANTIBACTERIAL MATERIAL SUITABLE FOR AMPUTEES WITH EXCESS SOFT TISSUE CLOTH COVER SIZE 160 MM APPROXIMATELY THICKNESS: 2.5-3 MM"
13332 | 4224200130500 | "SILICONE LINER LOCKING FOR TRANSTIBIAL AMPUTEES WITH DISTAL CONNECTION ANTIBACTERIAL MATERIAL SUITABLE FOR AMPUTEES WITH EXCESS SOFT TISSUE CLOTH COVER SIZE 180 MM APPROXIMATELY THICKNESS: 2.5-3 MM"
13333 | 4224200130600 | SILICONE LINER FOR LOW ACTIVITY TRANS - TIBIAL AMPUTATION 6 MM LOCKING LINER WITH ACTIVE SKIN CARE ELEMENTS AND SUPLEX OUTER COVER SIZE 20
13334 | 4224200130700 | SILICONE LINER FOR LOW ACTIVITY TRANS - TIBIAL AMPUTATION 6 MM LOCKING LINER WITH ACTIVE SKIN CARE ELEMENTS AND SUPLEX OUTER COVER SIZE 22
13335 | 4224200130800 | SILICONE LINER FOR LOW ACTIVITY TRANS - TIBIAL AMPUTATION 6 MM LOCKING LINER WITH ACTIVE SKIN CARE ELEMENTS AND SUPLEX OUTER COVER SIZE 23.5
13336 | 4224200130900 | SILICONE LINER FOR LOW ACTIVITY TRANS - TIBIAL AMPUTATION 6 MM LOCKING LINER WITH ACTIVE SKIN CARE ELEMENTS AND SUPLEX OUTER COVER SIZE 25
13337 | 4224200131000 | SILICONE LINER FOR LOW ACTIVITY TRANS - TIBIAL AMPUTATION 6 MM LOCKING LINER WITH ACTIVE SKIN CARE ELEMENTS AND SUPLEX OUTER COVER SIZE 26.5
13338 | 4224200131100 | SILICONE LINER FOR LOW ACTIVITY TRANS - TIBIAL AMPUTATION 6 MM LOCKING LINER WITH ACTIVE SKIN CARE ELEMENTS AND SUPLEX OUTER COVER SIZE 28
13339 | 4224200131200 | SILICONE LINER FOR LOW ACTIVITY TRANS - TIBIAL AMPUTATION 6 MM LOCKING LINER WITH ACTIVE SKIN CARE ELEMENTS AND SUPLEX OUTER COVER SIZE 30
13340 | 4224200131300 | SILICONE LINER FOR LOW ACTIVITY TRANS - TIBIAL AMPUTATION 6 MM LOCKING LINER WITH ACTIVE SKIN CARE ELEMENTS AND SUPLEX OUTER COVER SIZE 32
13341 | 4224200131400 | SILICONE LINER FOR LOW ACTIVITY TRANS - TIBIAL AMPUTATION 6 MM LOCKING LINER WITH ACTIVE SKIN CARE ELEMENTS AND SUPLEX OUTER COVER SIZE 34
13342 | 4224200131500 | SILICONE LINER FOR LOW ACTIVITY TRANS - TIBIAL AMPUTATION 6 MM LOCKING LINER WITH ACTIVE SKIN CARE ELEMENTS AND SUPLEX OUTER COVER SIZE 36
13343 | 4224200131600 | SILICONE LINER FOR LOW ACTIVITY TRANS - TIBIAL AMPUTATION 6 MM LOCKING LINER WITH ACTIVE SKIN CARE ELEMENTS AND SUPLEX OUTER COVER SIZE 38
13344 | 4224200131700 | SILICONE LINER FOR LOW ACTIVITY TRANS - TIBIAL AMPUTATION 6 MM LOCKING LINER WITH ACTIVE SKIN CARE ELEMENTS AND SUPLEX OUTER COVER SIZE 40
13345 | 4224200131800 | "PROSTHETICS HIP JOINT SYSTEM COMBINATION WITH THE MICROPROCESSOR KNEE JOINT AND THE CORRESPONDING SYSTEM COMPONENTS FLEXION ANGLE 130 DEGREE MAXIMUM BODY WEIGHT 100 KG LEFT"
13346 | 4224200131900 | "PROSTHETICS HIP JOINT SYSTEM COMBINATION WITH THE MICROPROCESSOR KNEE JOINT AND THE CORRESPONDING SYSTEM COMPONENTS FLEXION ANGLE 130 DEGREE MAXIMUM BODY WEIGHT 100 KG RIGHT"
13347 | 4224200132000 | "PROSTHETIC MODULAR SINGLE AXIS HIP JOINT ALUMINUM WITH STRIDE CONTROL AND EXTENSION ASSIST"
13348 | 4224200132100 | "PROSTHETIC MODULAR SINGLE AXIS HIP JOINT ALUMINUM WITH MANUAL LOCK LEFT"
13349 | 4224200132200 | "PROSTHETIC MODULAR HIP JOINT OF TITANIUM WITH INTERNAL EXTENSION ASSIST ADJUSTABLE ABDUCTION FLEXION AND EXTENSION"
13350 | 4224200132300 | "PROSTHETIC MODULAR HIP JOINT FOR CHILDREN ALUMINUM ALLOY WITH PROXIMAL SOCKET ATTACHMENT PLATE AND DISTAL TUBE CLAMP (HIP DISARTICULATION)"
13351 | 4224200132400 | "ANKLE FOOT ORTHOSIS (AFO) PEDIATRIC CARBON FIBER SIZE LARGE LEFT"
13352 | 4224200132500 | "ANKLE FOOT ORTHOSIS (AFO) PEDIATRIC CARBON FIBER SIZE LARGE RIGHT"
13353 | 4224200132600 | "ANKLE FOOT ORTHOSIS (AFO) PEDIATRIC CARBON FIBER SIZE MEDIUM LEFT"
13354 | 4224200132700 | "ANKLE FOOT ORTHOSIS (AFO) PEDIATRIC CARBON FIBER SIZE MEDIUM RIGHT"
13355 | 4224200132800 | "ANKLE FOOT ORTHOSIS (AFO) PEDIATRIC CARBON FIBER SIZE SMALL LEFT"
13356 | 4224200132900 | "ANKLE FOOT ORTHOSIS (AFO) PEDIATRIC CARBON FIBER SIZE SMALL RIGHT"
13357 | 4224200133000 | "CUSTOM MADE PROSTHETIC LEG SYSTEM COMPLETE KIT BIONIC OR EQUIVALENT INCLUDING MICROPROCESSOR KNEE PROSTHETIC FOOT ADAPTER CHARGER AND WIRELESS CONNECTION WITH COMPLETE ACCESSORIES INCLUDING PROGRAM AND TRAINING KNEE JOINT INCLUDE MICROPROCESSOR SENSOR AND CONTROL TECHNOLOGY KNEE THE SENSOR DATA ARE UPDATED AND EVALUATED 100 TIMES PER SECOND MAXIMUM KNEE FLEXION ANGLE MAXIMUM 135 DEGREE WITHOUT FLEXION STOP PYRAMID ADAPTER 5 DIFFERENT MODES WATERPROOF SMART CONTROL BLUETOOTH WITH APP PROTECTIVE COVER IS MADE OF A DURABLE PU MATERIAL INDUCTIVE CHARGER IS MAGNETICALLY ATTACHED TO THE BACK OF JOINT BATTERY LIFE: 5 DAYS KNEE JOINT WEIGHT UP TO 1.8 KG BODY WEIGHT 125 KG 3 YEARS WARRANTY INCLUDES SERVICE UNIT FOR USE DURING REPAIRS AND SERVICE INSPECTIONS SIZE SIDE AND COLOR WILL BE SPECIFY WHEN ORDERED FOR EACH PATIENT INDIVIDUAL INCLUDES PATIENT ASSESSMENT AT CUSTOMERS PREMISES MEASURING INCLUDES ALL MATERIALS/COMPONENTS TO FABRICATE PROSTHESIS DELIVERY FITTING BY CERTIFIED ORTHOTIST IN MULTIPLE CLINICS AND DIFFERENT REGIONS WITH FOLLOW UP (APPENDIX C)"
13358 | 4224200133200 | "CUSTOM MADE KAFO MICROPROCESSOR CONTROL KNEE COMPLETE INCLUDING SUPPORTS KNEE FLEXION NAVIGATING SLOPES WALKING ON UNEVEN TERRAIN OR THE MICROPROCESSOR SENSOR MAKES THE ENTIRE GAIT PATTERN MORE DYNAMIC AND RESPONSIVE THE USER CAN ALSO CHANGE SETTINGS ON THEIR JOINT SWITCHING BETWEEN DIFFERENT MODES USING THE SMARTPHONE APPLICATION INCLUDES PATIENT ASSESSMENT AT CUSTOMERS PREMISES MEASURING INCLUDES ALL REQUIRED MATERIALS/COMPONENTS TO FABRICATE ORTHOSIS FITTING AND DELIVERY BY CERTIFIED ORTHOTIST IN MULTIPLE CLINICS AND DIFFERENT REGIONS WITH FOLLOW UP (APPENDIX C)"
13359 | 4224200133300 | "KAFO MICROPROCESSOR CONTROL KNEE COMPLETE INCLUDING SUPPORTS KNEE FLEXION NAVIGATING SLOPES WALKING ON UNEVEN TERRAIN OR THE MICROPROCESSOR SENSOR MAKES THE ENTIRE GAIT PATTERN MORE DYNAMIC AND RESPONSIVE THE USER CAN ALSO CHANGE SETTINGS ON THEIR JOINT SWITCHING BETWEEN DIFFERENT MODES USING THE SMARTPHONE APPLICATION"
13360 | 4224200133400 | "ORTHOTIC KNEE JOINT ANKLE MODULAR SYSTEM JOINT BODY DOUBLE ACTION FUNCTION INTERCHANGEABLE FUNCTION MODULES ADJUSTABLE TO REHABILITATION PROCESS ENERGY RETURN FUNCTION CONTINUOUSLY ADJUSTABLE CONTROL OF PLANTAR FLEXION AND DORSAL EXTENSION FOR PARTIAL OR TOTAL PARALYSIS OF THE LEG MUSCLES MAINLY IN CASE OF NEUROLOGICAL DISEASES SUCH AS: INCOMPLETE SPINAL CORD INJURY (ISC) TRAUMATIC BRAIN INJURY INFANTILE CEREBRAL PALSY AND STROKE"
13361 | 4224200133500 | "MICROPROCESSOR FOOT AND ANKLE COMPLETE PROSTHETIC FOOT SYSTEM OFFERS A HIGH LEVEL OF SECURITY ALONG WITH INCREASED ADAPTABILITY AND A MORE NATURAL MOTION SEQUENCE THE UNIQUE 4-AXIS DESIGN DURING FOOT ROLLOVER THE FOUR AXES CAUSE THE ANKLE JOINT TO PLANTAR FLEX (FOOT LOWERING) HIS ENABLES A MORE EVEN AND MORE NATURAL GAIT PATTERN WHILE PREVENTING TIRING COMPENSATING MOVEMENTS WITH HYDRAULIC REAL-TIME CONTROL THEREFORE ADJUSTS ITSELF IMMEDIATELY TO THE USER#S WALKING SPEED AND GROUND CONDITIONS CONTROLLED BY APP MAXIMUM BODY WEIGHT 125 KG APPROXIMATELY FOOT ASSORTED SIZES"
13362 | 4224200133600 | FOOT LIGHTWEIGHT CARBON WITH PYRAMID ADAPTER LIGHTWEIGHT WITH FOOTSHELL ROBUST AND DURABLE WITH LOW CLEARANCE WATER AND DUST RESISTANT CONFORMANCE ON UNEVEN TERRAIN FOR SAFE STANDING AND WALKING THE HEEL FOAM OFFERS A COMFORTABLE AND SAVE HEEL STRIKE TOE INSERT PRE - INSTALLED IN THE FOOTSHELL SERVES TO EXTEND MULTIPLE CADENCE MAXIMUM BODY WEIGHT: 125 KG FOOT ASSORTED SIZE
13363 | 4224200133700 | "PROSTHETIC CARBON FOOT FOOTSHELL DOUBLE SPRINGS AND A LONG CARBON BASE SPRING SHOCK ABSORPTION DIFFERENT HEEL WEDGE OPTIONS WATER RESISTANT TO FRESH SALT AND CHLORINATED WATER WITH SLIM CONNECTION ADAPTER MAXIMUM BODY WEIGHT 150 KG ASSORTED SIZE AND SIDE"
13364 | 4224200133900 | "PROSTHETIC FOOT AND ANKLE MICROPROCESSOR CONTROLLED HYDRAULIC ANKLE VARIABLE RESPONSE CADENCE INCREASE STABILITY DOWN SLOPE ASSORTED SIDE AND SIZE"
13365 | 4224200134000 | "HYDRAULIC ANKLE FOOT SYSTEM WITH SLIT TOE CARBON FIBER FOOT MODULE INDEPENDENT HYDRAULIC CONTROL OF PLANTAR AND DORSIFLEXION ACTIVITY LEVEL K3 ASSORTED SIDE AND SIZE."
13366 | 4224200134100 | FOOT DROP SYSTEM AN ADVANCED FUNCTIONAL ELECTRICAL STIMULATION (FES) SYSTEM THAT SENDS LOW-LEVEL ELECTRICAL IMPULSES TO THE COMMON PERONEAL NERVE IN THE LEG STIMULATING MUSCLES TO LIFT THE FOOT THE DEVICE SENSES IN REAL TIME WALKING POSITION VARYING GAIT SPEED AND CHANGING TERRAIN THEREFORE ASSIST PATIENTS’ GAIT FOLLOWING AN UPPER MOTOR NEURON INJURY OR DISEASE CONSISTS OF THREE WIRELESS COMPONENTS 1- INTELLI-SENSE GAIT SENSOR AS PATIENTS WALK THE SENSOR AUTOMATICALLY DETECTS “HEEL OFF ” AND “HEEL ON” POSITIONS AS WELL AS DIFFERENT SURFACES AND SPEEDS 2- COMFORTABLE LIGHTWEIGHT LEG CUFF INSIDE THE CUFF ARE THE ELECTRODES CUSTOM POSITIONED FOR EACH PATIENT THE CUFF IS DESIGNED TO ASSURE REPRODUCIBLE PLACEMENT AND IS EASY FOR PATIENTS TO PUT ON WITH ONE HAND 3- MINIATURE CONTROL UNIT THE HAND-HELD CONTROL UNIT IS USED TO TURN THE DEVICE ON AND OFF AND ADJUST STIMULATION
13367 | 4224200134500 | "HYDRAULIC KNEE GEOMETRIC LOCK STANCE FLEXION CAN BE ADJUSTED MIMICKING KNEE FLEXION DURING EARLY STANCE MID SWING SHORTENING - FOR BETTER TOE CLEARANCE SWING CONTROL ADJUSTMENT TO ACCOMMODATE TO CHANGES IN WALKING SPEED APPLICABLE TO LONG TF OR KD USERS ENHANCED STABILITY OVER 4 - BAR SYSTEMS FOR AMPUTEES TRANSFEMORAL AND KNEE DISARTICULATION AMPUTEES MULTI SPEED WALKERS MODERATE TO HIGH IMPACT MAX. USER WEIGHT 100 KG LEVEL: K3 AND K4"
13368 | 4224200134700 | EARLIER/LATER STANCE RELEASE LATER MORE SAFETY NORMAL SAFETY AND DYNAMICS EARLIER MORE DYNAMICS STANCE PHASE STABILITY LOW VOLUNTARY CONTROL REQUIRED MID SWING SHORTENING FOR BETTER TO CLEARANCE ADJUSTABLE EXTENSION TO OPTIMIZE EXTENSION SPEED ADJUSTABLE STANCE SETTINGS FOR INDIVIDUAL USERS NEED FOR STABILITY INCREASED STABILITY LESS EFFORT AND MORE CONFIDENCE DURING WALKING REDUCED RISK OF TRIPS AND FALLS SAFER WALKING AND MORE CONFIDENCE TRANSFEMORAL LOW TO MODERATE IMPACT LEVEL MAX USER WEIGHT 136 KG. K - LEVEL: K 1 AND K 2 ADJUSTABLE GEOMETRY WITH STANCE RELEASE SETTING 4 - BAR GEOMETRY INTEGRATED EXTENSION SPRING
13369 | 4224200134900 | "PROSTHETIC KNEE JOINT TRANSFEMORAL LOCKING POSSIBILITY WHEN NEEDED STANCE PHASE STABILITY LOW VOLUNTARY CONTROL REQUIRED MID SWING SHORTENING - FOR BETTER TO CLEARANCE ADJUSTABLE EXTENSION TO OPTIMIZE EXTENSION SPEED MORE SAFETY WHEN NEEDED LESS EFFORT AND MORE CONFIDENCE DURING WALKING LESS RISK OF TRIPS AND FALLS INDIVIDUALLY ADAPTABLE TO INCREASE MOBILITY DURING REHABILITATION PHASE TRANSFEMORAL LOW TO MODERATE IMPACT LEVEL MAXIMUM USER WEIGHT 136 KG K - LEVEL: K 1 AND K 2 2 - IN - 1 FUNCTION 4 - BAR GEOMETRY INTEGRATED EXTENSION SPRING"
13370 | 4224200135100 | "PROSTHETIC FOOT SHOCK - ABSORPTION FULL-LENGTH TOE LEVER VERTICAL FORCES GENERATED AT HEEL CONTACT ARE INITIALLY ABSORBED AND TRANSLATED INTO FORWARD MOTION MORE COMFORT PROTECTING SOUND SIDE - MORE NATURAL GAIT BALANCE AND LESS EFFORT FOR PUSH OFF MORE NATURAL GAIT AND REDUCED WALKING EFFORT TRANSTIBIAL AND TRANSFEMORAL LOW IMPACT LEVEL MAXIMUM USER WEIGHT 136 KG. K - LEVEL: K 1 AND K 2 LIGHTWEIGHT PROPORTIONAL RESPONSE ACTIVE HEEL OPTIMAL ROLL - OVER ACTIVE TIBIAL PROGRESSION ASSORTED SIZE"
13371 | 4224200135300 | MAIN PIVOT WORKS AS ANKLE JOINT LOW STIFFNESS IN MID - STANCE HIGH STIFFNESS IN LATE STANCE BETTER PLANTAR PRESSURE SOLE BLADE OFFERS FULL-LENGTH AND BIG TOE SOLE BLADE: SPLIT FROM MID - FOOT TO FOREFOOT AND WIDER BLADE MULTI - AXIAL ADAPTATION ALLOWING THE FOOT TO ADJUST TO THE SURFACE LIGHTWEIGHT WITH GRIPPING SOLE FOR BETTER GRIP BAREFOOT SANDAL CLAMPING FOR FLIP - FLOPS NATURAL ARCH AND FOOTPRINT AND PAINTABLE NAILS SMOOTH AND MORE SYMMETRICAL GAIT MORE NATURAL MOVEMENT AND LESS IMPACT ON SOUND SIDE INCREASED PUSH - OFF AND CONTROL MORE STABILITY UNTIL TERMINAL STANCE HELPS TO MAINTAIN BALANCE STABILITY AND REDUCES PEAK IMPACT DURING LOADING ALLOWING AMPUTEES TO WALK NATURALLY ON EVEN GROUND MORE NATURAL LOOK AND MORE NATURAL USE TRANSTIBIAL TRANSFEMORAL KNEE AND HIP DISARTICULATION AMPUTEES LOW TO MODERATE IMPACT LEVEL MAXIMUM USER WEIGHT 125 KGK - LEVEL: K 2 AND K 3 THREE ROTATIONAL JOINTS 3 - BLADE CARBON DESIGN SPLIT TOE ANATOMICALLY SHAPED FOOT COVER
13372 | 4224200135500 | CARBON FOOT SMOOTH ROLL OVER INCREASED PUSH - OFF CONTROL UNTIL LAST STANCE MORE STABILITY VERTICAL SHOCK ABSORPTION MORE DORSIFLEXION THAN STANDARD FEET CLOSER TO SOUND SIDE STANDARD PROSTHETIC FEET (LESS COMORBIDITIES) LESS EFFORT WHEN WALKING LESS FATIGUE IMPROVED SATISFACTION AND DISPLACEMENT TRANSTIBIAL TRANSFEMORAL KNEE AND HIP DISARTICULATION AMPUTEES LOW MODERATE AND HIGH IMPACT LEVEL K - LEVEL: K2 K 3 AND K 4 USER WEIGHT ABOVE 130 KG MAX SIZE AND SIDE UP ON PATIENT DEMAND
13373 | 4224200135900 | "PROSTHETIC CARBON FOOT PLATE USED FOR AMPUTEES WITH LONG RESIDUAL LIMB INCLUDING PARTIAL FOOT AMPUTATION PLATE SECURELY BONDS TO THE SOCKET FACILITATES COSMETIC FINISHING ENERGY STORING LOW / MODERATE AND HIGH IMPACT LEVEL K - LEVEL: K1 K 2 K 3 AND K 4 MAXIMUM BODY WEIGHT UP TO 150 KG FITS REGULAR FOOT COVER ASSORTED SIZE"
13374 | 4224200136100 | "CUSTOM MADE PARTIAL HAND PROSTHESIS MICROPROCESSOR CONTROLLED CUSTOM FITTED REPLACEMENT FOR 1 TO 5 DIGITS COMBINATION OF QUICK GRIPS APP CONTROL AND GRIP CHIPS PROXIMITY CONTROL COMPACT SOLUTION MUSCLE CONTROL USES SPECIFIC MUSCLE SIGNALS CALLED TRIGGERS TO INSTRUCT THE HAND TO ACTIVATE A SPECIFIC GRIP VARI - GRIP OR EQUIVALENT FEATURE FOR ADDITIONAL GRIP STRENGTH AUTO - GRASP OR EQUIVALENT - ANTI DROP SAFETY FEATURE TO PREVENT OBJECTS FROM SLIPPING QUICK ACCESS TO MOST USED GRIPS AND ACTIVITIES COMPACT AND LOW KEY NATURAL MOVEMENT NATURAL MOVEMENT PARTIAL HAND LOSS OR ABSENCE LOW TO MODERATE IMPACT LEVEL UP TO 32 GRIPS AVAILABLE CONTROLLED BY APP INDIVIDUAL. INCLUDES - PATIENT ASSESSMENT AT CUSTOMERS PREMISES MEASURING AND REQUIRED MATERIALS/COMPONENTS TO FABRICATE PROSTHESIS DELIVERY FITTING BY CERTIFIED ORTHOTIST IN MULTIPLE CLINICS AND DIFFERENT REGIONS WITH FOLLOW UP (APPENDIX A)"
13375 | 4224200136200 | "PARTIAL HAND PROSTHESIS MICROPROCESSOR CONTROLLED CUSTOM FITTED REPLACEMENT FOR 1 TO 5 DIGITS COMBINATION OF QUICK GRIPS APP CONTROL AND GRIP CHIPS PROXIMITY CONTROL COMPACT SOLUTION MUSCLE CONTROL USES SPECIFIC MUSCLE SIGNALS CALLED TRIGGERS TO INSTRUCT THE HAND TO ACTIVATE A SPECIFIC GRIP VARI - GRIP OR EQUIVALENT FEATURE FOR ADDITIONAL GRIP STRENGTH AUTO - GRASP OR EQUIVALENT - ANTI DROP SAFETY FEATURE TO PREVENT OBJECTS FROM SLIPPING QUICK ACCESS TO MOST USED GRIPS AND ACTIVITIES COMPACT AND LOW KEY NATURAL MOVEMENT NATURAL MOVEMENT PARTIAL HAND LOSS OR ABSENCE LOW TO MODERATE IMPACT LEVEL UP TO 32 GRIPS AVAILABLE CONTROLLED BY APP"
13376 | 4224200136500 | "ORTHOTIC ANKLE JOINT ANKLE FLEXIBLE SYSTEM FULL RANGE OF OPTIONS FOR THERMOPLASTIC ORTHOSIS POSTERIOR STOP INCLUDED FLEXIBLE ANKLE JOINT SYSTEM IDEAL FOR MAXIMUM FUNCTIONAL STRETCH PROVIDES MEDIOLATERAL CONTROL LIMITS MOTION MEDIAL/LATERAL CONTROL MOTION LIMITING ASSIST DORSIFLEXION AND/OR PLANTAR FLEXION"
13377 | 4224200136600 | KNEE MICROPROCESSOR-CONTROLLED AUTOMATIC SET-UP LESS STEPS NEEDED FOR USER SPECIFIC SETTINGS ADVANCED CONTROL FEATURES MONITOR AN D ADAPT TO RESISTANCE LEVELS AND POSSIBLE TO MANUALLY ADAPT ANGLE SENSOR MEASURING KNEE ANGLE ROBUST SENSOR NO NEED FOR CALIBRATION LOAD CELLS IN ANTERIOR AND POSTERIOR MEASURING LOAD FROM HEEL STRIKE TO TOE OFF KINEMATIC SENSOR FOR CONTINUOUS STABILITY CONTROL WHILE STANDING ACCURATE STAND TO WALK TRANSITION SECURE AND COMFORTABLE KNEELING AT UP TO 45 DEGREE ABDUCTION ANGLE CIRCUMFERENCE MAGNETORHEOLOGICAL TECHNOLOGY ENSURES IMMEDIATE PROPORTIONAL RESPONSE TO GAIT VARIATIONS AND ENABLES KNEE TO ADAPT TO USERS MOTIONS ACTUATOR DESIGN INCREASES RESPONSIVENESS TO DIFFERENT AND CHANGING CIRCUMSTANCES. IT ALSO INCREASES THE MAXIMUM TORQUE FOR ADDITIONAL SUPPORT AND STABILITY. LASTLY IT ENABLES EASY SWING INITIATION AND NATURAL SWING MOTION MANUAL EXTENSION LOCK ADDED AT THE SIDE COVERS AND MATERIALS ARE RATED IP34 OR EQUIVALENT LOGIC APP COMPAT
13378 | 4224200136700 | "CUSTOM MADE PROSTHETIC KNEE MICROPROCESSOR CONTROLLED SYSTEM TRANSFEMORAL AND KNEE DISARTICULATION HIGH RESISTANCE OUTPUT STUMBLE RECOVERY BATTERY LIFE UP TO 3 DAYS CARBON FOOT ANGLE SENSOR MEASURING KNEE ANGLE ROBUST SENSOR NO NEED FOR CALIBRATION LOAD CELLS IN ANTERIOR AND POSTERIOR MEASURING LOAD FROM HEEL STRIKE TO TOE OFF KINEMATIC SENSOR SECURE KNEELING AT UP TO 45 DEGREE ABDUCTION ANGLE KNEE IMMEDIATE ADAPT TO USERS MOTIONS LASTLY IT ENABLES EASY SWING INITIATION MINIMAL INTERNAL FRICTION MANUAL EXTENSION LOCK ADDED AT THE SIDE COVERS AND MATERIALS ARE RATED IP34 CONTROLLED BY APP MORE NATURAL GAIT AND MOVEMENT LESS ENERGY CONSUMPTION AND MORE MOBILITY KNEE CAN WITHSTAND CONDENSATION WATERPROOF USER CAN CHANGE SETTINGS POSSIBILITY TO MONITOR PROGRESS WEIGHT 135 KG K-LEVEL: K3 AND K4 INCLUDES ALL REQUIRED MATERIALS/COMPONENTS TO FABRICATE PROSTHESIS DELIVERY FITTING BY CERTIFIED ORTHOTIST IN MULTIPLE CLINICS AND DIFFERENT REGIONS WITH FOLLOW UP (APPENDIX C)"
13379 | 4224200136800 | "CUSTOM MADE ANKLE FOOT MICROPROCESSOR SYSTEM CARBON FIBER FOOT ANKLE ALIGNMENT SWING DORSIFLEXION ROUGHLY 70% GREATER MINIMUM TOE CLEARANCE INCREASED RANGE OF MOTION HIGHER GROUND COMPLIANCE ANKLE ADJUSTS TO THE HEEL HEIGHT OR BAREFOOT SITUATION OF USER STAIR ADAPTATION RAMP ADAPTATION RELAX/CHAIR EXIT FASTER TERRAIN ADAPTATION AUTOMATIC CYCLING RECOGNITION STANDB WEATHERPROOF WATER RESISTING APP TO ADJUST SETTINGS FIT FOR ANY FOOTWEAR NATURAL MOVEMENTS LOW TO MODERATE IMPACT LEVEL MAX. WEIGHT 125 KG CONTROLK-LEVEL: K2 AND K3 INCLUDES - PATIENT ASSESSMENT AT CUSTOMERS PREMISES MEASURING INCLUDES ALL REQUIRED MATERIALS/COMPONENTS TO FABRICATE PROSTHESIS DELIVERY FITTING BY CERTIFIED ORTHOTIST IN MULTIPLE CLINICS AND DIFFERENT REGIONS WITH FOLLOW UP (APPENDIX C)"
13380 | 4224200136900 | "TRANSFEMORAL PROSTHESIS SACH FOOT WITH TOES FOOT ADAPTER TUBE CLAMP ADAPTER TUBE ADAPTER LAMINATION ANCHOR WITH PYRAMID ROTATABLE FOAM COVER COSMETIC STOCKINGS INTERNAL SOFT SOCKET OR DERMA SEAL DOUBLE FORTE ALL COMPONENTS FROM STAINLESS STEEL SIZE AND SIDE WILL BE SPECIFY WHEN ORDERED FOR EACH PATIENT INDIVIDUAL"
13381 | 4224200137000 | "CUSTOM MADE TRANSFEMORAL PROSTHESIS SACH FOOT WITH TOES FOOT ADAPTER TUBE CLAMP ADAPTER TUBE ADAPTER LAMINATION ANCHOR WITH PYRAMID ROTATABLE FOAM COVER PERLON COSMETIC STOCKINGS OR EQUIVALENT INTERNAL SOFT SOCKET OR DERMA SEAL DOUBLE FORTE ALL COMPONENTS FROM STAINLESS STEEL SIZE AND SIDE WILL BE SPECIFY INCLUDES - PATIENT ASSESSMENT AT CUSTOMERS PREMISES MEASURING INCLUDES ALL REQUIRED MATERIALS/COMPONENTS TO FABRICATE PROSTHESIS DELIVERY FITTING BY CERTIFIED ORTHOTIST IN MULTIPLE CLINICS AND DIFFERENT REGIONS WITH FOLLOW UP (APPENDIX C)"
13382 | 4224200137300 | "TRANSFEMORAL PROSTHESIS SINGLE AXIS FOOT WITH TOES SINGLE AXIS FOOT ADAPTER WITH CONNECTION CAP TUBE CLAMP ADAPTER TUBE ADAPTER LAMINATION ANCHOR WITH PYRAMID ROTATABLE FOAM COVER PERLON COSMETIC STOCKINGS INTERNAL SOFT SOCKET OR DERMA SEAL DOUBLE FORTE ALL COMPONENTS FROM STAINLESS STEEL SIZE AND SIDE WILL BE SPECIFY WHEN ORDERED FOR EACH PATIENT INDIVIDUAL"
13383 | 4224200137400 | "CUSTOM MADE TRANSFEMORAL PROSTHESIS SINGLE AXIS FOOT WITH TOES SINGLE AXIS FOOT ADAPTER WITH CONNECTION CAP TUBE CLAMP ADAPTER TUBE ADAPTER LAMINATION ANCHOR WITH PYRAMID ROTATABLE FOAM COVER PERLON COSMETIC STOCKINGS INTERNAL SOFT SOCKET OR DERMA SEAL DOUBLE FORTE ALL COMPONENTS FROM STAINLESS STEEL SIZE AND SIDE WILL BE SPECIFY WHEN ORDERED FOR EACH PATIENT INDIVIDUAL INCLUDES - PATIENT ASSESSMENT AT CUSTOMERS PREMISES MEASURING INCLUDES ALL REQUIRED MATERIALS/COMPONENTS TO FABRICATE PROSTHESIS DELIVERY FITTING BY CERTIFIED ORTHOTIST IN MULTIPLE CLINICS AND DIFFERENT REGIONS WITH FOLLOW UP (APPENDIX C)"
13384 | 4224200137500 | "TRANSFEMORAL PROSTHESIS SINGLE AXIS FOOT WITH TOES SINGLE AXIS FOOT ADAPTER CONNECTION CAP TUBE CLAMP ADAPTER TUBE ADAPTER LAMINATION ANCHOR WITH PYRAMID ROTATABLE FOAM COVER COSMETIC STOCKINGS INTERNAL SOFT SOCKET OR DERMA SEAL DOUBLE FORTE ALL COMPONENTS FROM TITANIUM SIZE AND SIDE WILL BE SPECIFY WHEN ORDERED FOR EACH PATIENT INDIVIDUAL"
13385 | 4224200137600 | "CUSTOM MADE TRANSFEMORAL PROSTHESIS SINGLE AXIS FOOT WITH TOES SINGLE AXIS FOOT ADAPTER CONNECTION CAP TUBE CLAMP ADAPTER TUBE ADAPTER LAMINATION ANCHOR WITH PYRAMID ROTATABLE FOAM COVER COSMETIC STOCKINGS INTERNAL SOFT SOCKET OR DERMA SEAL DOUBLE FORTE ALL COMPONENTS FROM TITANIUM SIZE AND SIDE WILL BE SPECIFY WHEN ORDERED FOR EACH PATIENT INDIVIDUAL INCLUDES - PATIENT ASSESSMENT AT CUSTOMERS PREMISES MEASURING INCLUDES ALL REQUIRED MATERIALS/COMPONENTS TO FABRICATE PROSTHESIS DELIVERY FITTING BY CERTIFIED ORTHOTIST IN MULTIPLE CLINICS AND DIFFERENT REGIONS WITH FOLLOW UP (APPENDIX C)"
13386 | 4224200137700 | "TRANSFEMORAL PROSTHESIS DYNAMIC FOOT WITH PYRAMID WITH INNER FLEXIBLE FOOT DORSAL REINFORCEMENT MEDIUM DENSITY HEEL AND RESEMBLES THE NATURAL FOOT SHAPE WITH SMOOTH SURFACE AND SANDAL TOE TUBE CLAMP ADAPTER TUBE ADAPTER LAMINATION ANCHOR WITH PYRAMID ROTATABLE FOAM COVER PERLON COSMETIC STOCKINGS INTERNAL SOFT SOCKET OR DERMA SEAL DOUBLE FORTE ALL COMPONENTS FROM STAINLESS STEEL SIZE AND SIDE WILL BE SPECIFY WHEN ORDERED FOR EACH PATIENT INDIVIDUAL"
13387 | 4224200137800 | "CUSTOM MADE TRANSFEMORAL PROSTHESIS DYNAMIC FOOT WITH PYRAMID WITH INNER FLEXIBLE FOOT DORSAL REINFORCEMENT MEDIUM DENSITY HEEL AND RESEMBLES THE NATURAL FOOT SHAPE WITH SMOOTH SURFACE AND SANDAL TOE TUBE CLAMP ADAPTER TUBE ADAPTER LAMINATION ANCHOR WITH PYRAMID ROTATABLE FOAM COVER PERLON COSMETIC STOCKINGS INTERNAL SOFT SOCKET OR DERMA SEAL DOUBLE FORTE ALL COMPONENTS FROM STAINLESS STEEL SIZE AND SIDE WILL BE SPECIFY WHEN ORDERED FOR EACH PATIENT INDIVIDUAL. INCLUDES - PATIENT ASSESSMENT AT CUSTOMERS PREMISES MEASURING INCLUDES ALL REQUIRED MATERIALS/COMPONENTS TO FABRICATE PROSTHESIS DELIVERY FITTING BY CERTIFIED ORTHOTIST IN MULTIPLE CLINICS AND DIFFERENT REGIONS WITH FOLLOW UP (APPENDIX C)"
13388 | 4224200137900 | "TRANSFEMORAL PROSTHESIS KIT DYNAMIC FOOT WITH PYRAMID WITH INNER FLEXIBLE FOOT DORSAL REINFORCEMENT MEDIUM DENSITY HEEL AND RESEMBLES THE NATURAL FOOT SHAPE WITH SMOOTH SURFACE AND SANDAL TOE TUBE CLAMP ADAPTER TUBE ADAPTER LAMINATION ANCHOR WITH PYRAMID ROTATABLE FOAM COVER PERLON COSMETIC STOCKINGS INTERNAL SOFT SOCKET OR DERMA SEAL DOUBLE FORTE ALL COMPONENTS FROM TITANIUM SIZE AND SIDE WILL BE SPECIFY WHEN ORDERED FOR EACH PATIENT INDIVIDUAL"
13389 | 4224200138000 | "CUSTOM MADE TRANSFEMORAL PROSTHESIS DYNAMIC FOOT WITH PYRAMID WITH INNER FLEXIBLE FOOT DORSAL REINFORCEMENT MEDIUM DENSITY HEEL AND RESEMBLES THE NATURAL FOOT SHAPE WITH SMOOTH SURFACE AND SANDAL TOE TUBE CLAMP ADAPTER TUBE ADAPTER LAMINATION ANCHOR WITH PYRAMID ROTATABLE FOAM COVER PERLON COSMETIC STOCKINGS INTERNAL SOFT SOCKET OR DERMA SEAL DOUBLE FORTE ALL COMPONENTS FROM TITANIUM SIZE AND SIDE WILL BE SPECIFY WHEN ORDERED FOR EACH PATIENT INDIVIDUAL. INCLUDES - PATIENT ASSESSMENT AT CUSTOMERS PREMISES MEASURING INCLUDES ALL REQUIRED MATERIALS/COMPONENTS TO FABRICATE PROSTHESIS DELIVERY FITTING BY CERTIFIED ORTHOTIST IN MULTIPLE CLINICS AND DIFFERENT REGIONS WITH FOLLOW UP (APPENDIX C)"
13390 | 4224200138100 | "CUSTOM MADE TRANSFEMORAL PROSTHESIS PROSTHETIC CARBON FOOT FOOTSHELL WITH COSMESIS CONNECTION CAP AND FOOT ADAPTER TUBE CLAMP ADAPTER TUBE ADAPTER LAMINATION ANCHOR WITH PYRAMID ROTATABLE FOAM COVER COSMETIC STOCKINGS ALL COMPONENTS FROM STAINLESS STEEL SHUTTLE LOCK WITH DISTAL ADJUSTABLE PYRAMID COMPLETE SET HEIGHT: 25 MM APPROXIMATELY. INCLUDING LAMINATION DUMMY SET WITH SCREW AND SILICONE LINER SOCKET WITH DISTAL CONNECTION WITH HIGH SHOCK ABSORPTION ANTI-BACTERIAL AND SKIN FRIENDLY SIZE AND SIDE WILL BE SPECIFY WHEN ORDERED FOR EACH PATIENT INDIVIDUAL"
13391 | 4224200138200 | "CUSTOM MADE TRANSFEMORAL PROSTHESIS CARBON FOOT FOOTSHELL WITH COSMESIS CONNECTION CAP AND FOOT ADAPTER TUBE CLAMP ADAPTER TUBE ADAPTER LAMINATION ANCHOR WITH PYRAMID ROTATABLE FOAM COVER COSMETIC STOCKINGS ALL COMPONENTS FROM STAINLESS STEEL SHUTTLE LOCK WITH DISTAL ADJUSTABLE PYRAMID COMPLETE SET HEIGHT: 25 MM APPROXIMATELY LAMINATION DUMMY SET WITH SCREW AND SILICONE LINER SOCKET WITH DISTAL CONNECTION WITH HIGH SHOCK ABSORPTION ANTIBACTERIAL AND SKIN-FRIENDLY SIZE AND SIDE WILL BE SPECIFY WHEN ORDERED FOR EACH PATIENT INDIVIDUAL INCLUDES - PATIENT ASSESSMENT AT CUSTOMERS PREMISES MEASURING INCLUDES ALL REQUIRED MATERIALS/COMPONENTS TO FABRICATE PROSTHESIS DELIVERY FITTING BY CERTIFIED ORTHOTIST IN MULTIPLE CLINICS AND DIFFERENT REGIONS WITH FOLLOW UP (APPENDIX C)"
13392 | 4224200138300 | "TRANSFEMORAL PROSTHESIS CARBON FOOT FOOTSHELL WITH COSMESIS CONNECTION CAP AND FOOT ADAPTER TUBE CLAMP ADAPTER TUBE ADAPTER LAMINATION ANCHOR WITH PYRAMID ROTATABLE FOAM COVER COSMETIC STOCKINGS ALL COMPONENTS FROM TITANIUM SHUTTLE LOCK WITH DISTAL ADJUSTABLE PYRAMID COMPLETE SET TO CONNECTION BETWEEN THE LINER AND PROSTHESIS SYSTEM HEIGHT: 25 MM APPROXIMATELY. INCLUDING LAMINATION DUMMY SET WITH SCREW AND SILICONE LINER SOCKET WITH DISTAL CONNECTION WITH HIGH SHOCK ABSORPTION ANTI-BACTERIAL AND SKIN-FRIENDLY SIZE AND SIDE WILL BE SPECIFY WHEN ORDERED FOR EACH PATIENT INDIVIDUAL"
13393 | 4224200138400 | "CUSTOM MADE TRANSFEMORAL PROSTHESIS CARBON FOOT FOOTSHELL WITH COSMESIS CONNECTION CAP AND FOOT ADAPTER TUBE CLAMP ADAPTER TUBE ADAPTER LAMINATION ANCHOR WITH PYRAMID ROTATABLE FOAM COVER COSMETIC STOCKINGS ALL COMPONENTS FROM TITANIUM SHUTTLE LOCK WITH DISTAL ADJUSTABLE PYRAMID COMPLETE SET HEIGHT: 25 MM APPROXIMATELY LAMINATION DUMMY SET WITH SCREW AND SILICONE LINER SOCKET WITH DISTAL CONNECTION WITH HIGH SHOCK ABSORPTION ANTIBACTERIAL AND SKIN-FRIENDLY SIZE AND SIDE WILL BE SPECIFY WHEN ORDERED FOR EACH PATIENT INDIVIDUAL INCLUDES - PATIENT ASSESSMENT AT CUSTOMERS PREMISES MEASURING INCLUDES ALL REQUIRED MATERIALS/COMPONENTS TO FABRICATE PROSTHESIS DELIVERY FITTING BY CERTIFIED ORTHOTIST IN MULTIPLE CLINICS AND DIFFERENT REGIONS WITH FOLLOW UP (APPENDIX C)"
13394 | 4224200138500 | "TRANSFEMORAL PROSTHESIS MULTIAXIAL FOOT WITH PYRAMID DIVIDED HEEL SPACER SMOOTH TRANSITION FROM STANCE PHASE TO SWING PHASE TUBE CLAMP ADAPTER TUBE ADAPTER LAMINATION ANCHOR WITH PYRAMID ROTATABLE FOAM COVER COSMETIC STOCKINGS ALL COMPONENTS FROM STAINLESS STEEL SHUTTLE LOCK WITH DISTAL ADJUSTABLE PYRAMID COMPLETE SET TO CONNECTION BETWEEN THE LINER AND PROSTHESIS SYSTEM HEIGHT: 25 MM APPROXIMATELY LAMINATION DUMMY SET WITH SCREW AND SILICONE LINER SOCKET WITH DISTAL CONNECTION WITH HIGH SHOCK ABSORPTION ANTI-BACTERIAL PROPERTIES AND SKIN-FRIENDLY SIZE AND SIDE WILL BE SPECIFY WHEN ORDERED FOR EACH PATIENT INDIVIDUAL"
13395 | 4224200138600 | "CUSTOM MADE TRANSFEMORAL PROSTHESIS MULTIAXIAL FOOT WITH PYRAMID DIVIDED HEEL SPACER SMOOTH TRANSITION FROM STANCE PHASE TO SWING PHASE TUBE CLAMP ADAPTER TUBE ADAPTER LAMINATION ANCHOR WITH PYRAMID ROTATABLE FOAM COVER COSMETIC STOCKINGS ALL COMPONENTS FROM STAINLESS STEEL SHUTTLE LOCK WITH DISTAL ADJUSTABLE PYRAMID COMPLETE SET HEIGHT: 25 MM APPROXIMATELY LAMINATION DUMMY SET WITH SCREW AND SILICONE LINER SOCKET WITH DISTAL CONNECTION WITH HIGH SHOCK ABSORPTION THE ANTI-BACTERIAL AND SKIN-FRIENDLY SIZE AND SIDE WILL BE SPECIFY WHEN ORDERED FOR EACH PATIENT INDIVIDUAL. INCLUDES - PATIENT ASSESSMENT AT CUSTOMERS PREMISES MEASURING INCLUDES ALL REQUIRED MATERIALS/COMPONENTS TO FABRICATE PROSTHESIS DELIVERY FITTING BY CERTIFIED ORTHOTIST IN MULTIPLE CLINICS AND DIFFERENT REGIONS WITH FOLLOW UP (APPENDIX C)"
13396 | 4224200138700 | "TRANSFEMORAL PROSTHESIS MULTIAXIAL FOOT WITH PYRAMID DIVIDED HEEL SPACER SMOOTH TRANSITION FROM STANCE PHASE TO SWING PHASE TUBE CLAMP ADAPTER TUBE ADAPTER LAMINATION ANCHOR WITH PYRAMID ROTATABLE FOAM COVER COSMETIC STOCKINGS ALL COMPONENTS FROM TITANIUM SHUTTLE LOCK WITH DISTAL ADJUSTABLE PYRAMID COMPLETE SET SYSTEM HEIGHT: 25 MM APPROXIMATELY INCLUDING LAMINATION DUMMY SET WITH SCREW AND SILICONE LINER SOCKET WITH DISTAL CONNECTION WITH HIGH SHOCK ABSORPTION WITH ANTI-BACTERIAL AND SKIN-FRIENDLY SIZE AND SIDE WILL BE SPECIFY WHEN ORDERED FOR EACH PATIENT INDIVIDUAL"
13397 | 4224200138800 | "CUSTOM MADE TRANSFEMORAL PROSTHESIS MULTIAXIAL FOOT WITH PYRAMID DIVIDED HEEL SPACER SMOOTH TRANSITION FROM STANCE PHASE TO SWING PHASE TUBE CLAMP ADAPTER TUBE ADAPTER LAMINATION ANCHOR WITH PYRAMID ROTATABLE FOAM COVER COSMETIC STOCKINGS ALL COMPONENTS FROM TITANIUM SHUTTLE LOCK WITH DISTAL ADJUSTABLE PYRAMID COMPLETE SET SYSTEM HEIGHT: 25 MM APPROXIMATELY INCLUDING LAMINATION DUMMY SET WITH SCREW AND SILICONE LINER SOCKET WITH DISTAL CONNECTION WITH HIGH SHOCK ABSORPTION WITH ANTI-BACTERIAL AND SKIN-FRIENDLY SIZE AND SIDE WILL BE SPECIFY WHEN ORDERED FOR EACH PATIENT INDIVIDUAL. INCLUDES - PATIENT ASSESSMENT AT CUSTOMERS PREMISES MEASURING INCLUDES ALL REQUIRED MATERIALS/COMPONENTS TO FABRICATE PROSTHESIS DELIVERY FITTING BY CERTIFIED ORTHOTIST IN MULTIPLE CLINICS AND DIFFERENT REGIONS WITH FOLLOW UP (APPENDIX C)"
13398 | 4224200138900 | "TRANSFEMORAL PROSTHESIS SINGLE AXIS FOOT WITH TOES SINGLE AXIS FOOT ADAPTER ""ALUMINUM"" WITH CONNECTION CAP TUBE ADAPTER ""ALUMINUM"" MODULAR LIGHTWEIGHT SINGLE AXIS KNEE JOINT WITH LOCK THE UPPER JOINT SECTION WITH PYRAMID ADAPTER AND LOWER JOINT SECTION WITH TUBE CLAMP ARE CONNECTED THROUGH THE KNEE AXIS KNEE FLEXION ANGLE 155 DEGREE MAXIMUM WEIGHT OF THE KNEE JOINT: 290 GRAMS APPROXIMATELY FOR BODY WEIGHT UP TO 150 KG. LAMINATION ANCHOR WITH PYRAMID RECEIVER ROTATABLE FOAM COVER PERLON COSMETIC STOCKINGS INTERNAL SOFT SOCKET SIZE AND SIDE WILL BE SPECIFY WHEN ORDERED FOR EACH PATIENT INDIVIDUAL"
13399 | 4224200139000 | "CUSTOM MADE TRANSFEMORAL PROSTHESIS SINGLE AXIS FOOT WITH TOES SINGLE AXIS FOOT ADAPTER ""ALUMINUM"" WITH CONNECTION CAP TUBE ADAPTER ""ALUMINUM"" MODULAR LIGHTWEIGHT SINGLE AXIS KNEE JOINT WITH LOCK THE UPPER JOINT SECTION WITH PYRAMID ADAPTER AND LOWER JOINT SECTION WITH TUBE CLAMP ARE CONNECTED THROUGH THE KNEE AXIS KNEE FLEXION ANGLE 155 DEGREE MAXIMUM WEIGHT OF THE KNEE JOINT: 290 GRAMS APPROXIMATELY FOR BODY WEIGHT UP TO 150 KG. LAMINATION ANCHOR WITH PYRAMID RECEIVER ROTATABLE FOAM COVER PERLON COSMETIC STOCKINGS INTERNAL SOFT SOCKET SIZE AND SIDE WILL BE SPECIFY WHEN ORDERED FOR EACH PATIENT INDIVIDUAL INCLUDES - PATIENT ASSESSMENT AT CUSTOMERS PREMISES MEASURING INCLUDES ALL REQUIRED MATERIALS/COMPONENTS TO FABRICATE PROSTHESIS DELIVERY FITTING BY CERTIFIED ORTHOTIST IN MULTIPLE CLINICS AND DIFFERENT REGIONS WITH FOLLOW UP (APPENDIX C)"
13400 | 4224200139100 | "TRANSFEMORAL PROSTHESIS SINGLE AXIS FOOT WITH TOES SINGLE AXIS FOOT ADAPTER ""STAINLESS STEEL"" WITH CONNECTION CAP TUBE ADAPTER AND TUBE CLAMP ADAPTER ""STAINLESS STEEL"" MODULAR MONOCENTRIC KNEE JOINT TITANIUM WITH FRICTION BRAKE WITH EXTENSION ASSIST AND PROTECTIVE SLEEVE LOAD-DEPENDENT BRAKE TO CONTROL THE SWING PHASE THE AXIS FRICTION AND THE SPRING FORCE OF THE EXTENSION ASSIST ARE ADJUSTABLE KNEE FLEXION ANGLE 150 DEGREE MAXIMUM WEIGHT OF THE KNEE JOINT: 490 GRAMS APPROXIMATELY FOR BODY WEIGHT UP TO 100 KG. LAMINATION ANCHOR WITH PYRAMID RECEIVER ROTATABLE FOAM COVER PERLON COSMETIC STOCKINGS INTERNAL SOFT SOCKET SIZE AND SIDE WILL BE SPECIFY WHEN ORDERED FOR EACH PATIENT INDIVIDUAL"
13401 | 4224200139200 | "CUSTOM MADE TRANSFEMORAL PROSTHESIS SINGLE AXIS FOOT WITH TOES SINGLE AXIS FOOT ADAPTER ""STAINLESS STEEL"" WITH CONNECTION CAP TUBE ADAPTER AND TUBE CLAMP ADAPTER ""STAINLESS STEEL"" MODULAR MONOCENTRIC KNEE JOINT TITANIUM WITH FRICTION BRAKE WITH EXTENSION ASSIST AND PROTECTIVE SLEEVE LOAD-DEPENDENT BRAKE TO CONTROL THE SWING PHASE THE AXIS FRICTION AND THE SPRING FORCE OF THE EXTENSION ASSIST ARE ADJUSTABLE KNEE FLEXION ANGLE 150 DEGREE MAXIMUM WEIGHT OF THE KNEE JOINT: 490 GRAMS APPROXIMATELY FOR BODY WEIGHT UP TO 100 KG. LAMINATION ANCHOR WITH PYRAMID RECEIVER ROTATABLE FOAM COVER PERLON COSMETIC STOCKINGS INTERNAL SOFT SOCKET SIZE AND SIDE WILL BE SPECIFY WHEN ORDERED FOR EACH PATIENT INDIVIDUAL INCLUDES - PATIENT ASSESSMENT AT CUSTOMERS PREMISES MEASURING INCLUDES ALL REQUIRED MATERIALS/COMPONENTS TO FABRICATE PROSTHESIS DELIVERY FITTING BY CERTIFIED ORTHOTIST IN MULTIPLE CLINICS AND DIFFERENT REGIONS WITH FOLLOW UP (APPENDIX C)"
13402 | 4224200139300 | "TRANSFEMORAL PROSTHESIS SINGLE AXIS FOOT WITH TOES SINGLE AXIS FOOT ADAPTER ""TITANIUM"" WITH CONNECTION CAP TUBE ADAPTER AND TUBE CLAMP ADAPTER ""TITANIUM"" MODULAR KNEE JOINT ""TITANIUM"" POLYCENTRIC WITH INTEGRATED EXTENSION ASSIST ""FOUR BAR"" SWING PHASE SETTINGS CAN BE CONTINUOUSLY ADJUSTED THROUGH THE AXIS FRICTION AND EXTENSION ASSIST THE EXTENSION STOP ALLOWS ADJUSTMENT OF THE INSTANTANEOUS CENTER OF ROTATION KNEE FLEXION ANGLE 110 DEGREE MAXIMUM WEIGHT OF THE KNEE JOINT: 445 GRAMS APPROXIMATELY FOR BODY WEIGHT UP TO 100 KG. LAMINATION ANCHOR WITH PYRAMID RECEIVER ROTATABLE FOAM COVER PERLON COSMETIC STOCKINGS INTERNAL SOFT SOCKET SIZE AND SIDE WILL BE SPECIFY WHEN ORDERED FOR EACH PATIENT INDIVIDUAL"
13403 | 4224200139400 | "CUSTOM MADE TRANSFEMORAL PROSTHESIS SINGLE AXIS FOOT WITH TOES SINGLE AXIS FOOT ADAPTER ""TITANIUM"" WITH CONNECTION CAP TUBE ADAPTER AND TUBE CLAMP ADAPTER ""TITANIUM"" MODULAR KNEE JOINT ""TITANIUM"" POLYCENTRIC WITH INTEGRATED EXTENSION ASSIST ""FOUR BAR"" SWING PHASE SETTINGS CAN BE CONTINUOUSLY ADJUSTED THROUGH THE AXIS FRICTION AND EXTENSION ASSIST THE EXTENSION STOP ALLOWS ADJUSTMENT OF THE INSTANTANEOUS CENTER OF ROTATION KNEE FLEXION ANGLE 110 DEGREE KNEE JOINT WEIGHT UP TO 450 GRAMS FOR BODY WEIGHT UP TO 100 KG. LAMINATION ANCHOR WITH PYRAMID RECEIVER ROTATABLE FOAM COVER COSMETIC STOCKINGS OR ANY EQUIVALENT INTERNAL SOFT SOCKET SIZE AND SIDE WILL BE SPECIFY WHEN ORDERED FOR EACH PATIENT INDIVIDUAL INCLUDES - PATIENT ASSESSMENT AT CUSTOMERS PREMISES MEASURING INCLUDES ALL REQUIRED MATERIALS/COMPONENTS TO FABRICATE PROSTHESIS DELIVERY FITTING BY CERTIFIED ORTHOTIST IN MULTIPLE CLINICS AND DIFFERENT REGIONS WITH FOLLOW UP (APPENDIX C)"
13404 | 4224200139500 | "TRANSFEMORAL PROSTHESIS COMPONENT KIT INCLUDING : DYNAMIC FOOT WITH PYRAMID MEDIUM DENSITY HEEL AND RESEMBLES THE NATURAL FOOT SHAPE WITH SMOOTH SURFACE AND SANDAL TOE TUBE ADAPTER AND TUBE CLAMP ADAPTER ""TITANIUM"" MODULAR KNEE JOINT ""TITANIUM"" POLYCENTRIC WITH INTEGRATED EXTENSION ASSIST ""FOUR BAR"" SWING PHASE SETTINGS CAN BE CONTINUOUSLY ADJUSTED THROUGH THE AXIS FRICTION AND EXTENSION ASSIST KNEE FLEXION ANGLE 110 DEGREE MAXIMUM WEIGHT OF THE KNEE JOINT : 445 GRAMS APPROXIMATELY FOR BODY WEIGHT UP TO 100 KG LAMINATION ANCHOR WITH PYRAMID RECEIVER ROTATABLE FOAM COVER PERLON COSMETIC STOCKINGS INTERNAL SOFT SOCKET SIZE AND SIDE WILL BE SPECIFY WHEN ORDERED FOR EACH PATIENT INDIVIDUAL"
13405 | 4224200139600 | "CUSTOM MADE TRANSFEMORAL PROSTHESIS DYNAMIC FOOT WITH PYRAMID WITH INNER FLEXIBLE FOOT DORSAL REINFORCEMENT MEDIUM DENSITY HEEL AND RESEMBLES THE NATURAL FOOT SHAPE WITH SMOOTH SURFACE AND SANDAL TOE TUBE ADAPTER AND TUBE CLAMP ADAPTER ""TITANIUM"" MODULAR KNEE JOINT ""TITANIUM"" POLYCENTRIC WITH INTEGRATED EXTENSION ASSIST ""4 BAR"" SWING PHASE SETTINGS KNEE FLEXION ANGLE 110 DEGREE MAXIMUM WEIGHT OF THE KNEE JOINT WEIGHT 445 G APPROX FOR BODY WEIGHT UP TO 100 KG. LAMINATION ANCHOR WITH PYRAMID RECEIVER ROTATABLE FOAM COVER COSMETIC STOCKINGS INTERNAL SOFT SOCKET SIZE AND SIDE WILL BE SPECIFY WHEN ORDERED FOR EACH PATIENT INDIVIDUAL. INCLUDES - PATIENT ASSESSMENT AT CUSTOMERS PREMISES MEASURING SIZE AND SIDE WILL BE SPECIFY INCLUDES ALL REQUIRED MATERIALS/COMPONENTS TO FABRICATE PROSTHESIS DELIVERY FITTING BY CERTIFIED ORTHOTIST IN MULTIPLE CLINICS AND DIFFERENT REGIONS WITH FOLLOW UP (APPENDIX C)"
13406 | 4224200139700 | "CUSTOM MADE TRANSFEMORAL PROSTHESIS MULTIAXIAL FOOT WITH PYRAMID DIVIDED HEEL SPACER SMOOTH TRANSITION FROM STANCE PHASE TUBE CLAMP ADAPTER ""TITANIUM"" MODULAR MONOCENTRIC KNEE JOINT WITH ROTARY HYDRAULICS BODY WEIGHT UP TO 150 KG WATERPROOF INTEGRATED MANUAL LOCK INCLUDING TUBE ADAPTER DIAMETER 34MM KNEE JOINT WEIGHT 1250 GR APPROX ROTATION ADAPTER FOR MODULAR PROSTHESIS WITH PYRAMID STAINLESS STEEL HEIGHT: 22 MM ROTATION: MAX. 360 DEGREE BODY WEIGHT UP TO 150 KG ADAPTER (DOUBLE) TITANIUM WITH FOUR EACH ADJUSTMENT SCREWS FOR CONNECTION BETWEEN TWO PYRAMID ADAPTERS LAMINATION ANCHOR WITH PYRAMID ROTATABLE STAINLESS STEEL HEIGHT 2 MM FOAM COVER COSMETIC STOCKINGS SEALING LINER WITH TWO SEALING RING CUSHION ANTIBACTERIAL AND SKINFRIENDLY SIZE AND SIDE WILL BE SPECIFY WHEN ORDERED INCLUDES PATIENT ASSESSMENT AT CUSTOMERS PREMISES MEASURING INCLUDES ALL MATERIALS/COMPONENTS TO FABRICATE PROSTHESIS DELIVERY FITTING BY CERTIFIED ORTHOTIST IN MULTIPLE CLINICS AND DIFFERENT REGIONS WITH FOLLOW UP (APPENDIX C)"
13407 | 4224200139800 | "CUSTOM MADE TRANSFEMORAL PROSTHESIS MULTIAXIAL FOOT WITH PYRAMID DIVIDED HEEL SPACER SMOOTH TRANSITION FROM STANCE PHASE TO SWING PHASE TUBE CLAMP ADAPTER ""TITANIUM"" MODULAR MONOCENTRIC KNEE JOINT WITH ROTARY HYDRAULICS BODY WEIGHT OF UP TO 150 KG WATERPROOF INTEGRATED MANUAL LOCK INCLUDING TUBE ADAPTER DIAMETER 34MM MAXIMUM MAXIMUM WEIGHT OF THE KNEE JOINT: 1250 GRAMS APPROX. ROTATION ADAPTER FOR MODULAR PROSTHESIS WITH PYRAMID STAINLESS STEEL SYSTEM HEIGHT: 22 MM ROTATION: MAX. 360 DEGREE FOR BODY WEIGHT UP TO 150 KG ADAPTER (DOUBLE) TITANIUM ABOVE AND BELOW WITH FOUR EACH ADJUSTMENT SCREWS FOR CONNECTION BETWEEN TWOPYRAMID ADAPTERS LAMINATION ANCHOR WITH PYRAMID ROTATABLE STAINLESS STEEL SYSTEM HEIGHT: 2 MM FOAM COVER COSMETIC STOCKINGS SEALING LINER WITH TWO SEALING RING HEIGHTS WITHOUT DISTAL CONNECTION ANTI-BACTERIAL AND SKIN-FRIENDLY SIZE AND SIDE WILL BE SPECIFY WHEN ORDERED FOR EACH PATIENT INDIVIDUAL"
13408 | 4224200139900 | "CUSTOM MADE TRANSFEMORAL PROSTHESIS COMPONENT KIT INCLUDING LIGHTWEIGHT CARBON FOOT WITH PYRAMID AND COMFORTABLE ROLLOVER CHARACTERISTICS FOOTSHELL WITH COSMESIS CONNECTION CAP MULTI-AXIAL MOBILITY SHOCK ABSORPTION PROGRESSIVE SPRING CHARACTERISTICS TUBE ADAPTER AND TUBE CLAMP ADAPTER ""TITANIUM"" MODULAR POLYCENTRIC KNEE JOINT WITH HYDRAULIC SWING PHASE CONTROL FLEXION ANGLE OF 175 DEGREE KNEE JOINT WEIGHT 850 GRAMS APPROX ROTATION ADAPTER FOR MODULAR PROSTHESIS WITH PYRAMID STAINLESS STEEL HEIGHT 22 MM BODY WEIGHT UP TO 150 KG ADAPTER (DOUBLE) FOUR TITANIUM ADJUSTMENT SCREWS FOR CONNECTION BETWEEN TWOPYRAMID ADAPTERS LAMINATION ANCHOR WITH PYRAMID ROTATABLE STAINLESS STEEL HEIGHT 2 MM FOAM COVER COSMETIC STOCKINGS SEALING LINER WITH 2 SEALING RING CUSHION ANTIBACTERIAL AND SKINFRIENDLY SIZE AND SIDE WILL BE SPECIFY INCLUDES PATIENT ASSESSMENT AT CUSTOMERS PREMISES MEASURING INCLUDES ALL MATERIALS/COMPONENTS TO FABRICATE PROSTHESIS DELIVERY FITTING BY CERTIFIED ORTHOTIST IN MULTIPLE CLINICS AND DIFFERENT REGIONS WITH FOLLOW UP (APPENDIX C)"
13409 | 4224200140000 | KIT PROSTHESIS MODULAR ABOVE KNEE INCLUDING : LIGHTWEIGHT CARBON FOOT WITH PYRAMID AND COMFORTABLE ROLLOVER CHARACTERISTICS INCLUDES THE FOOTSHELL WITH COSMESIS CONNECTION CAP SMOOTH TRANSITION FROM STANCE PHASE TO SWING PHASE MULTI-AXIAL MOBILITY TO COMPENSATE FOR UNEVEN SURFACES AND COMFORTABLE WALKING UPHILL AND ON INCLINES GOOD ENERGY RETURN IN THE FOREFOOT AND HEEL GOOD SHOCK ABSORPTION PROGRESSIVE SPRING CHARACTERISTICS TUBE ADAPTER AND TUBE CLAMP ADAPTER "TITANIUM" MODULAR POLYCENTRIC KNEE JOINT WITH HYDRAULIC SWING PHASE CONTROL WITH THE ERGONOMICALLY BALANCED STRIDE FEATURE HAS FIVE AXES ARRANGED IN A CIRCULAR FORM WHICH ALLOWS FOR TWO DIFFERENT MODES OF OPERATION: SWING PHASE MODE PLUS STANCE PHASE FLEXION MODE ERGONOMICALLY BALANCED STRIDE (E.B.S) FUNCTION FOR CONTROLLED KNEE FLEXION AT HEEL STRIKE COMFORT AND SAFETY ARE ENSURED BY THE UNIQUE CHARACTERISTIC OF THE EBS ELASTIC FLEXION UNIT FLEXION ANGLE OF 175° MAXIMUM WEIGHT OF THE KNEE JOINT 845 GRAMS
13410 | 4224200145400 | FOOT SACH (SOLID ANKLE CUSHION HEEL) PROSTHETIC FOOT HAS A NATURAL SHAPE WITH A SMOOTH SURFACE SHAPED TOES AND A SANDAL TOE AND TO COMBINATION OF A FIBERGLASS REINFORCED PLASTIC CORE AND FUNCTIONAL FOAM THE FOOT IS DESIGNED FOR USE IN MODULAR AND EXOSKELETAL PROSTHESIS BODY WEIGHT OF UP TO 125 KG MEN 10 MM TOES LEFT SIZE: 21
13411 | 4224200145500 | "PROSTHETIC FOOT SACH (SOLID ANKLE CUSHION HEEL) HAS A NATURAL SHAPE SHAPED TOES AND A SANDAL TOE DESIGNED FOR USE IN MODULAR AND EXOSKELETAL PROSTHESIS BODY WEIGHT OF UP TO 125 KG. MEN 10 MM TOES LEFT SIZE 22"
13412 | 4224200145600 | "PROSTHETIC FOOT SACH (SOLID ANKLE CUSHION HEEL) HAS A NATURAL SHAPE SHAPED TOES AND A SANDAL TOE DESIGNED FOR USE IN MODULAR AND EXOSKELETAL PROSTHESIS BODY WEIGHT OF UP TO 125 KG. MEN 10 MM TOES LEFT SIZE 23"
13413 | 4224200145700 | "PROSTHETIC FOOT SACH (SOLID ANKLE CUSHION HEEL) HAS A NATURAL SHAPE SHAPED TOES AND A SANDAL TOE DESIGNED FOR USE IN MODULAR AND EXOSKELETAL PROSTHESIS BODY WEIGHT OF UP TO 125 KG. MEN 10 MM TOES LEFT SIZE 24"
13414 | 4224200145800 | "PROSTHETIC FOOT SACH (SOLID ANKLE CUSHION HEEL) HAS A NATURAL SHAPE SHAPED TOES AND A SANDAL TOE DESIGNED FOR USE IN MODULAR AND EXOSKELETAL PROSTHESIS BODY WEIGHT OF UP TO 125 KG. MEN 10 MM TOES LEFT SIZE 25"
13415 | 4224200145900 | "PROSTHETIC FOOT SACH (SOLID ANKLE CUSHION HEEL) HAS A NATURAL SHAPE SHAPED TOES AND A SANDAL TOE DESIGNED FOR USE IN MODULAR AND EXOSKELETAL PROSTHESIS BODY WEIGHT OF UP TO 125 KG. MEN 10 MM TOES LEFT SIZE 26"
13416 | 4224200146000 | "PROSTHETIC FOOT SACH (SOLID ANKLE CUSHION HEEL) HAS A NATURAL SHAPE SHAPED TOES AND A SANDAL TOE DESIGNED FOR USE IN MODULAR AND EXOSKELETAL PROSTHESIS BODY WEIGHT OF UP TO 125 KG. MEN 10 MM TOES LEFT SIZE 27"
13417 | 4224200146100 | "PROSTHETIC FOOT SACH (SOLID ANKLE CUSHION HEEL) HAS A NATURAL SHAPE SHAPED TOES AND A SANDAL TOE DESIGNED FOR USE IN MODULAR AND EXOSKELETAL PROSTHESIS BODY WEIGHT OF UP TO 125 KG. MEN 10 MM TOES LEFT SIZE 28"
13418 | 4224200146200 | "PROSTHETIC FOOT SACH (SOLID ANKLE CUSHION HEEL) HAS A NATURAL SHAPE SHAPED TOES AND A SANDAL TOE DESIGNED FOR USE IN MODULAR AND EXOSKELETAL PROSTHESIS BODY WEIGHT OF UP TO 125 KG. MEN 10 MM TOES RIGHT SIZE 21"
13419 | 4224200146300 | "PROSTHETIC FOOT SACH (SOLID ANKLE CUSHION HEEL) HAS A NATURAL SHAPE SHAPED TOES AND A SANDAL TOE DESIGNED FOR USE IN MODULAR AND EXOSKELETAL PROSTHESIS BODY WEIGHT OF UP TO 125 KG. MEN 10 MM TOES RIGHT SIZE 22"
13420 | 4224200146400 | "PROSTHETIC FOOT SACH (SOLID ANKLE CUSHION HEEL) HAS A NATURAL SHAPE SHAPED TOES AND A SANDAL TOE DESIGNED FOR USE IN MODULAR AND EXOSKELETAL PROSTHESIS BODY WEIGHT OF UP TO 125 KG. MEN 10 MM TOES RIGHT SIZE 23"
13421 | 4224200146500 | "PROSTHETIC FOOT SACH (SOLID ANKLE CUSHION HEEL) HAS A NATURAL SHAPE SHAPED TOES AND A SANDAL TOE DESIGNED FOR USE IN MODULAR AND EXOSKELETAL PROSTHESIS BODY WEIGHT OF UP TO 125 KG. MEN 10 MM TOES RIGHT SIZE 24"
13422 | 4224200146600 | "PROSTHETIC FOOT SACH (SOLID ANKLE CUSHION HEEL) HAS A NATURAL SHAPE SHAPED TOES AND A SANDAL TOE DESIGNED FOR USE IN MODULAR AND EXOSKELETAL PROSTHESIS BODY WEIGHT OF UP TO 125 KG. MEN 10 MM TOES RIGHT SIZE 25"
13423 | 4224200146700 | "PROSTHETIC FOOT SACH (SOLID ANKLE CUSHION HEEL) HAS A NATURAL SHAPE SHAPED TOES AND A SANDAL TOE DESIGNED FOR USE IN MODULAR AND EXOSKELETAL PROSTHESIS BODY WEIGHT OF UP TO 125 KG. MEN 10 MM TOES RIGHT SIZE 26"
13424 | 4224200146800 | "PROSTHETIC FOOT SACH (SOLID ANKLE CUSHION HEEL) HAS A NATURAL SHAPE SHAPED TOES AND A SANDAL TOE DESIGNED FOR USE IN MODULAR AND EXOSKELETAL PROSTHESIS BODY WEIGHT OF UP TO 125 KG. MEN 10 MM TOES RIGHT SIZE 27"
13425 | 4224200146900 | "PROSTHETIC FOOT SACH (SOLID ANKLE CUSHION HEEL) HAS A NATURAL SHAPE SHAPED TOES AND A SANDAL TOE DESIGNED FOR USE IN MODULAR AND EXOSKELETAL PROSTHESIS BODY WEIGHT OF UP TO 125 KG. MEN 10 MM TOES RIGHT SIZE 28"
13426 | 4224200147000 | "PROSTHETIC FOOT SINGLE AXIS 10 MM HEEL HEIGHT APPROXIMATELY NATURAL SHAPE SMOOTH SURFACE AND SHAPED TOES SUITABLE FOR TRANSFEMORAL FITTINGS BODY WEIGHT OF UP TO 100 KG MEN LEFT SIZE 22"
13427 | 4224200147100 | "PROSTHETIC FOOT SINGLE AXIS 10 MM HEEL HEIGHT APPROXIMATELY NATURAL SHAPE SMOOTH SURFACE AND SHAPED TOES SUITABLE FOR TRANSFEMORAL FITTINGS BODY WEIGHT OF UP TO 100 KG MEN LEFT SIZE 23"
13428 | 4224200147200 | "PROSTHETIC FOOT SINGLE AXIS 10 MM HEEL HEIGHT APPROXIMATELY NATURAL SHAPE SMOOTH SURFACE AND SHAPED TOES SUITABLE FOR TRANSFEMORAL FITTINGS BODY WEIGHT OF UP TO 100 KG MEN LEFT SIZE 24"
13429 | 4224200147300 | "PROSTHETIC FOOT SINGLE AXIS 10 MM HEEL HEIGHT APPROXIMATELY NATURAL SHAPE SMOOTH SURFACE AND SHAPED TOES SUITABLE FOR TRANSFEMORAL FITTINGS BODY WEIGHT OF UP TO 100 KG MEN LEFT SIZE 25"
13430 | 4224200147400 | "PROSTHETIC FOOT SINGLE AXIS 10 MM HEEL HEIGHT APPROXIMATELY NATURAL SHAPE SMOOTH SURFACE AND SHAPED TOES SUITABLE FOR TRANSFEMORAL FITTINGS BODY WEIGHT OF UP TO 100 KG MEN LEFT SIZE 26"
13431 | 4224200147500 | "PROSTHETIC FOOT SINGLE AXIS 10 MM HEEL HEIGHT APPROXIMATELY NATURAL SHAPE SMOOTH SURFACE AND SHAPED TOES SUITABLE FOR TRANSFEMORAL FITTINGS BODY WEIGHT OF UP TO 100 KG MEN LEFT SIZE 27"
13432 | 4224200147600 | "PROSTHETIC FOOT SINGLE AXIS 10 MM HEEL HEIGHT APPROXIMATELY NATURAL SHAPE SMOOTH SURFACE AND SHAPED TOES SUITABLE FOR TRANSFEMORAL FITTINGS BODY WEIGHT OF UP TO 100 KG MEN LEFT SIZE 28"
13433 | 4224200147700 | "PROSTHETIC FOOT SINGLE AXIS 10 MM HEEL HEIGHT APPROXIMATELY NATURAL SHAPE SMOOTH SURFACE AND SHAPED TOES SUITABLE FOR TRANSFEMORAL FITTINGS BODY WEIGHT OF UP TO 100 KG MEN RIGHT SIZE 21"
13434 | 4224200147800 | "PROSTHETIC FOOT SINGLE AXIS 10 MM HEEL HEIGHT APPROXIMATELY NATURAL SHAPE SMOOTH SURFACE AND SHAPED TOES SUITABLE FOR TRANSFEMORAL FITTINGS BODY WEIGHT OF UP TO 100 KG MEN RIGHT SIZE 22"
13435 | 4224200147900 | "PROSTHETIC FOOT SINGLE AXIS 10 MM HEEL HEIGHT APPROXIMATELY NATURAL SHAPE SMOOTH SURFACE AND SHAPED TOES SUITABLE FOR TRANSFEMORAL FITTINGS BODY WEIGHT OF UP TO 100 KG MEN RIGHT SIZE 23"
13436 | 4224200148000 | "PROSTHETIC FOOT SINGLE AXIS 10 MM HEEL HEIGHT APPROXIMATELY NATURAL SHAPE SMOOTH SURFACE AND SHAPED TOES SUITABLE FOR TRANSFEMORAL FITTINGS BODY WEIGHT OF UP TO 100 KG MEN RIGHT SIZE 24"
13437 | 4224200148100 | "PROSTHETIC FOOT SINGLE AXIS 10 MM HEEL HEIGHT APPROXIMATELY NATURAL SHAPE SMOOTH SURFACE AND SHAPED TOES SUITABLE FOR TRANSFEMORAL FITTINGS BODY WEIGHT OF UP TO 100 KG MEN RIGHT SIZE 25"
13438 | 4224200148200 | "PROSTHETIC FOOT SINGLE AXIS 10 MM HEEL HEIGHT APPROXIMATELY NATURAL SHAPE SMOOTH SURFACE AND SHAPED TOES SUITABLE FOR TRANSFEMORAL FITTINGS BODY WEIGHT OF UP TO 100 KG MEN RIGHT SIZE 26"
13439 | 4224200148300 | "PROSTHETIC FOOT SINGLE AXIS 10 MM HEEL HEIGHT APPROXIMATELY NATURAL SHAPE SMOOTH SURFACE AND SHAPED TOES SUITABLE FOR TRANSFEMORAL FITTINGS BODY WEIGHT OF UP TO 100 KG MEN RIGHT SIZE 27"
13440 | 4224200148400 | "PROSTHETIC FOOT SINGLE AXIS 10 MM HEEL HEIGHT APPROXIMATELY NATURAL SHAPE SMOOTH SURFACE AND SHAPED TOES SUITABLE FOR TRANSFEMORAL FITTINGS BODY WEIGHT OF UP TO 100 KG MEN RIGHT SIZE 28"
13441 | 4224200148500 | "ORTHOTIC KNEE JOINT SINGLE AXIS CHILDREN MODULAR KNEE JOINT WITH INDIVIDUALLY ADJUSTABLE EXTENSION ASSIST MECHANISM TO CONTROL THE SWING PHASE MAXIMUM BODY WEIGHT 45 KG ALUMINUM MAXIMUM KNEE FLEXION ANGLE 145 DEGREES KNEE CENTER TO PROXIMAL CONNECTION 18 MM APPROXIMATELY"
13442 | 4224200148600 | POLYCENTRIC KNEE JOINT TITAN UPPER AND LOWER JOINT SECTIONS ARE CONNECTED BY LINKAGE BARS STANCE PHASE STABILITY IS ACHIEVED THROUGH POLYCENTRIC KINEMATICS (INSTANTANEOUS CENTER OF ROTATION IS SET BY ADJUSTING THE STOP) SWING PHASE CONTROL IS ADJUSTABLE USING AXIS FRICTION AND THE EXTENSION ASSIST SPRING MAXIMUM BODY WEIGHT (100 KG) MAXIMUM KNEE FLEXION ANGLE 110 DEGREES KNEE CENTER TO PROXIMAL CONNECTION 30 MM
13443 | 4224200148700 | ORTHOSIS ANKLE-FOOT PEDIATRIC CARBON ADJUSTABLE SHELL MEDIUM LEFT BLUE HEIGHT 26 CM FOOT LENGTH 18 CM
13444 | 4224200148800 | ORTHOSIS ANKLE-FOOT PEDIATRIC CARBON ADJUSTABLE SHELL MEDIUM RIGHT BLUE HEIGHT 26 CM FOOT LENGTH 18 CM
13445 | 4224200149100 | FOOT SACH (SOLID ANKLE CUSHION HEEL) PEDIATRIC SHAPED TOES WEIGHING UP TO 45 KG. LEFT SIZE 18
13446 | 4224200149200 | "PROSTHETIC FOOT DYNAMIC PEDIATRIC FOR USERS IN MOBILITY GRADES 1 - 2 THE FOOT HAS ASSEMBLED TITANIUM ADAPTER AND IS APPROVED FOR A BODY WEIGHT OF UP TO 50 KG NATURAL FOR CHILDREN RIGHT SIZE 15"
13447 | 4224200149300 | FOOT SACH (SOLID ANKLE CUSHION HEEL) PEDIATRIC SHAPED TOES WEIGHING UP TO 45 KG. LEFT SIZE 19
13448 | 4224200149400 | "PROSTHETIC FOOT DYNAMIC PEDIATRIC FOR USERS IN MOBILITY GRADES 1 - 2 THE FOOT HAS ASSEMBLED TITANIUM ADAPTER AND IS APPROVED FOR A BODY WEIGHT OF UP TO 50 KG NATURAL FOR CHILDREN RIGHT SIZE 16"
13449 | 4224200149500 | FOOT SACH (SOLID ANKLE CUSHION HEEL) PEDIATRIC SHAPED TOES WEIGHING UP TO 45 KG. LEFT SIZE 20
13450 | 4224200149600 | "PROSTHETIC FOOT DYNAMIC PEDIATRIC FOR USERS IN MOBILITY GRADES 1 - 2 THE FOOT HAS ASSEMBLED TITANIUM ADAPTER AND IS APPROVED FOR A BODY WEIGHT OF UP TO 50 KG NATURAL FOR CHILDREN RIGHT SIZE 17"
13451 | 4224200149700 | FOOT SACH (SOLID ANKLE CUSHION HEEL) PEDIATRIC SHAPED TOES WEIGHING UP TO 45 KG. LEFT SIZE 21
13452 | 4224200149800 | "PROSTHETIC FOOT DYNAMIC PEDIATRIC FOR USERS IN MOBILITY GRADES 1 - 2 THE FOOT HAS ASSEMBLED TITANIUM ADAPTER AND IS APPROVED FOR A BODY WEIGHT OF UP TO 50 KG NATURAL FOR CHILDREN LEFT SIZE 14"
13453 | 4224200149900 | FOOT SACH (SOLID ANKLE CUSHION HEEL) PEDIATRIC SHAPED TOES WEIGHING UP TO 45 KG. RIGHT SIZE 18
13454 | 4224200150000 | "PROSTHETIC FOOT DYNAMIC PEDIATRIC FOR USERS IN MOBILITY GRADES 1 - 2 THE FOOT HAS ASSEMBLED TITANIUM ADAPTER AND IS APPROVED FOR A BODY WEIGHT OF UP TO 50 KG NATURAL FOR CHILDREN LEFT SIZE 15"
13455 | 4224200150100 | FOOT SACH (SOLID ANKLE CUSHION HEEL) PEDIATRIC SHAPED TOES WEIGHING UP TO 45 KG. RIGHT SIZE 19
13456 | 4224200150200 | "PROSTHETIC FOOT DYNAMIC PEDIATRIC FOR USERS IN MOBILITY GRADES 1 - 2 THE FOOT HAS ASSEMBLED TITANIUM ADAPTER AND IS APPROVED FOR A BODY WEIGHT OF UP TO 50 KG NATURAL FOR CHILDREN LEFT SIZE 16"
13457 | 4224200150300 | FOOT SACH (SOLID ANKLE CUSHION HEEL) PEDIATRIC SHAPED TOES WEIGHING UP TO 45 KG. RIGHT SIZE 20
13458 | 4224200150400 | "PROSTHETIC FOOT DYNAMIC PEDIATRIC FOR USERS IN MOBILITY GRADES 1 - 2 THE FOOT HAS ASSEMBLED TITANIUM ADAPTER AND IS APPROVED FOR A BODY WEIGHT OF UP TO 50 KG NATURAL FOR CHILDREN LEFT SIZE 17"
13459 | 4224200150500 | FOOT SACH (SOLID ANKLE CUSHION HEEL) PEDIATRIC SHAPED TOES WEIGHING UP TO 45 KG. RIGHT SIZE 21
13460 | 4224200150600 | FOOT SACH (SOLID ANKLE CUSHION HEEL) PEDIATRIC SHAPED TOES WEIGHING UP TO 45 KG. LEFT SIZE 12
13461 | 4224200150700 | FOOT SACH (SOLID ANKLE CUSHION HEEL) PEDIATRIC SHAPED TOES WEIGHING UP TO 45 KG. LEFT SIZE 13
13462 | 4224200150800 | FOOT SACH (SOLID ANKLE CUSHION HEEL) PEDIATRIC SHAPED TOES WEIGHING UP TO 45 KG. RIGHT SIZE 12
13463 | 4224200150900 | FOOT SACH (SOLID ANKLE CUSHION HEEL) PEDIATRIC SHAPED TOES WEIGHING UP TO 45 KG. RIGHT SIZE 13
13464 | 4224200151000 | FOOT SACH (SOLID ANKLE CUSHION HEEL) PEDIATRIC SHAPED TOES WEIGHING UP TO 45 KG. LEFT SIZE 14
13465 | 4224200151100 | FOOT SACH (SOLID ANKLE CUSHION HEEL) PEDIATRIC SHAPED TOES WEIGHING UP TO 45 KG. LEFT SIZE 15
13466 | 4224200151200 | FOOT SACH (SOLID ANKLE CUSHION HEEL) PEDIATRIC SHAPED TOES WEIGHING UP TO 45 KG. LEFT SIZE 16
13467 | 4224200151300 | FOOT SACH (SOLID ANKLE CUSHION HEEL) PEDIATRIC SHAPED TOES WEIGHING UP TO 45 KG. LEFT SIZE 17
13468 | 4224200151400 | FOOT SACH (SOLID ANKLE CUSHION HEEL) PEDIATRIC SHAPED TOES WEIGHING UP TO 45 KG. RIGHT SIZE 14
13469 | 4224200151500 | FOOT SACH (SOLID ANKLE CUSHION HEEL) PEDIATRIC SHAPED TOES WEIGHING UP TO 45 KG. RIGHT SIZE 15
13470 | 4224200151600 | FOOT SACH (SOLID ANKLE CUSHION HEEL) PEDIATRIC SHAPED TOES WEIGHING UP TO 45 KG. RIGHT SIZE 16
13471 | 4224200151700 | FOOT SACH (SOLID ANKLE CUSHION HEEL) PEDIATRIC SHAPED TOES WEIGHING UP TO 45 KG. RIGHT SIZE 17
13472 | 4224200151800 | "PROSTHETIC FOOT DYNAMIC PEDIATRIC FOR USERS IN MOBILITY GRADES 1 - 2 THE FOOT HAS ASSEMBLED TITANIUM ADAPTER AND IS APPROVED FOR A BODY WEIGHT OF UP TO 50 KG NATURAL FOR CHILDREN RIGHT SIZE 18"
13473 | 4224200151900 | "PROSTHETIC FOOT DYNAMIC PEDIATRIC FOR USERS IN MOBILITY GRADES 1 - 2 THE FOOT HAS ASSEMBLED TITANIUM ADAPTER AND IS APPROVED FOR A BODY WEIGHT OF UP TO 50 KG NATURAL FOR CHILDREN RIGHT SIZE 19"
13474 | 4224200152000 | "PROSTHETIC FOOT DYNAMIC PEDIATRIC FOR USERS IN MOBILITY GRADES 1 - 2 THE FOOT HAS ASSEMBLED TITANIUM ADAPTER AND IS APPROVED FOR A BODY WEIGHT OF UP TO 50 KG NATURAL FOR CHILDREN RIGHT SIZE 20"
13475 | 4224200152100 | "PROSTHETIC FOOT DYNAMIC PEDIATRIC FOR USERS IN MOBILITY GRADES 1 - 2 THE FOOT HAS ASSEMBLED TITANIUM ADAPTER AND IS APPROVED FOR A BODY WEIGHT OF UP TO 50 KG NATURAL FOR CHILDREN RIGHT SIZE 21"
13476 | 4224200152200 | "PROSTHETIC FOOT DYNAMIC PEDIATRIC FOR USERS IN MOBILITY GRADES 1 - 2 THE FOOT HAS ASSEMBLED TITANIUM ADAPTER AND IS APPROVED FOR A BODY WEIGHT OF UP TO 50 KG NATURAL FOR CHILDREN LEFT SIZE 18"
13477 | 4224200152300 | "PROSTHETIC FOOT DYNAMIC PEDIATRIC FOR USERS IN MOBILITY GRADES 1 - 2 THE FOOT HAS ASSEMBLED TITANIUM ADAPTER AND IS APPROVED FOR A BODY WEIGHT OF UP TO 50 KG NATURAL FOR CHILDREN LEFT SIZE 19"
13478 | 4224200152400 | "PROSTHETIC FOOT DYNAMIC PEDIATRIC FOR USERS IN MOBILITY GRADES 1 - 2 THE FOOT HAS ASSEMBLED TITANIUM ADAPTER AND IS APPROVED FOR A BODY WEIGHT OF UP TO 50 KG NATURAL FOR CHILDREN LEFT SIZE 20"
13479 | 4224200152500 | "PROSTHETIC FOOT DYNAMIC PEDIATRIC FOR USERS IN MOBILITY GRADES 1 - 2 THE FOOT HAS ASSEMBLED TITANIUM ADAPTER AND IS APPROVED FOR A BODY WEIGHT OF UP TO 50 KG NATURAL FOR CHILDREN LEFT SIZE 21"
13480 | 4224200152600 | "PROSTHETIC FOOT DYNAMIC PEDIATRIC FOR USERS IN MOBILITY GRADES 1 - 2 THE FOOT HAS ASSEMBLED TITANIUM ADAPTER AND IS APPROVED FOR A BODY WEIGHT OF UP TO 50 KG NATURAL FOR CHILDREN RIGHT SIZE 14"
13481 | 4224200152700 | "SILICONE LINER LOCKING FOR TRANSFEMORAL AMPUTEES ANTIBACTERIAL MATERIAL SUITABLE FOR AMPUTEES WITH EXCESS SOFT TISSUE SKEO 3D OR EQUIVALENT CLOTH COVER CONICAL SHAPE IN DISTAL CYLINDRICAL SHAPE IN PROXIMAL THICKNESS FROM 4.5 MM DISTAL 2.5 MM PROXIMAL SIZE 280 MM APPROXIMATELY"
13482 | 4224200152800 | "SILICONE LINER LOCKING FOR TRANSFEMORAL AMPUTEES ANTIBACTERIAL MATERIAL SUITABLE FOR AMPUTEES WITH EXCESS SOFT TISSUE SKEO 3D OR EQUIVALENT CLOTH COVER CONICAL SHAPE IN DISTAL CYLINDRICAL SHAPE IN PROXIMAL THICKNESS FROM 4.5 MM DISTAL 2.5 MM PROXIMAL SIZE 340 MM APPROXIMATELY"
13483 | 4224200194200 | DYNAMIC ANKLE FOOT ORTHOSIS FULL FOOT WHITE COLOR FOR ADULT CUSTOM-MADE THERMOLYN POLYETHYLENE THICKNESS 3MM - 5MM WITH VELCRO STRAPS FULL PADDING PERFORATED MATERIAL WITH OUTSOLES 2MM - 1CM INCLUDES: PATIENT ASSESSMENT AT CUSTOMERS PREMISES MEASURING DELIVERY FITTING BY CERTIFIED PROSTHETIST ORTHOTIST IN MULTIPLE CLINICS AND DIFFERENT REGIONS WITH FOLLOW UP. WARRANTY 2 YEARS. WITH THE COMMITMENT WITH APPENDIX D.
13484 | 4224200194300 | GROUND REACTION ANKLE FOOT ORTHOSIS (GRAFO) CUSTOM-MADE PEDIATRIC WHITE COLOR THERMOLYN POLYETHYLENE THICKNESS 3MM - 4MM WITH VELCRO STRAPS FULL PADDING PERFORATED MATERIAL WITH OUTSOLES 2MM - 1CM INCLUDES: PATIENT ASSESSMENT AT CUSTOMERS PREMISES MEASURING DELIVERY FITTING BY CERTIFIED PROSTHETIST ORTHOTIST IN MULTIPLE CLINICS AND DIFFERENT REGIONS WITH FOLLOW UP. WITH THE COMMITMENT WITH APPENDIX D.
13485 | 4224200194400 | KIT CUSTOM-MADE HIP DISARTICULATION MODULAR PROSTHESIS FOR ADULT K1+K2 FLEXIBLE LAMINATED SOCKET PROXIMALLY AND HARD DISTALY WITH MANUAL LOCK HIP JOINT FLEXION ANGLE 120 DEGREE WEIGHT APPROXIMATELY 900 G MAX BODY WEIGHT 100 KG OVER MONOCENTRIC KNEE JOINT WITH FRICTION BRAKE AND EXTENSION ASSIST K1+K2 PROSTHETIC FOOT SKIN COLOR. SIZE AND SIDE WILL BE SPECIFIED WHEN ORDERED FOR EACH PATIENT INDIVIDUAL INCLUDES: PATIENT ASSESSMENT AT CUSTOMERS PREMISES MEASURING DELIVERY FITTING BY CERTIFIED PROSTHETIST ORTHOTIST IN MULTIPLE CLINICS AND DIFFERENT REGIONS WITH FOLLOW UP. WARRANTY 2 YEARS. WITH THE COMMITMENT WITH APPENDIX D.
13486 | 4224200194500 | KNEE ANKLE FOOT ORTHOSIS (KAFO) CUSTOM-MADE FOR ADULT WITH RING LOCK KNEE JOINT STAINLESS STEEL BAR 20MM THERMOLYN POLYETHYLENE THICKNESS 4MM - 6MM WITH VELCRO STRAPS FULL PADDING PERFORATED MATERIAL. INCLUDES: PATIENT ASSESSMENT AT CUSTOMERS PREMISES MEASURING DELIVERY FITTING BY CERTIFIED PROSTHETIST ORTHOTIST IN MULTIPLE CLINICS AND DIFFERENT REGIONS WITH FOLLOW UP. WARRANTY 2 YEARS. WITH THE COMMITMENT WITH APPENDIX D.
13487 | 4224200194600 | KNEE ANKLE FOOT ORTHOSIS KAFO CUSTOM-MADE FOR ADULT WITH RING LOCK KNEE JOINT STAINLESS STEEL BAR 20MM THERMOLYN POLYPROPYLENE THICKNESS 4MM - 6MM WITH VELCRO STRAPS FULL PADDING PERFORATED MATERIAL. INCLUDES: PATIENT ASSESSMENT AT CUSTOMERS PREMISES MEASURING DELIVERY FITTING BY CERTIFIED PROSTHETIST ORTHOTIST IN MULTIPLE CLINICS AND DIFFERENT REGIONS WITH FOLLOW UP. WARRANTY 2 YEARS. WITH THE COMMITMENT WITH APPENDIX D.
13488 | 4224200194700 | KNEE ANKLE FOOT ORTHOSIS KAFO CUSTOM-MADE FOR ADULT WITHOUT KNEE JOINT WHITE COLOR CUSTOM-MADE THERMOLYN POLYETHYLENE THICKNESS 4MM - 6MM WITH VELCRO STRAPS FULL PADDING PERFORATED MATERIAL INCLUDES: PATIENT ASSESSMENT AT CUSTOMERS PREMISES MEASURING DELIVERY FITTING BY CERTIFIED PROSTHETIST ORTHOTIST IN MULTIPLE CLINICS AND DIFFERENT REGIONS WITH FOLLOW UP. WARRANTY 2 YEARS. WITH THE COMMITMENT WITH APPENDIX D.
13489 | 4224200194800 | KNEE ANKLE FOOT ORTHOSIS KAFO CUSTOM-MADE FOR ADULT WITH SWISS LOCK KNEE JOINT STAINLESS STEEL BAR 20MM THERMOLYN POLYPROPYLENE THICKNESS 4MM - 6MM WITH VELCRO STRAPS FULL PADDING PERFORATED MATERIAL. INCLUDES: PATIENT ASSESSMENT AT CUSTOMERS PREMISES MEASURING DELIVERY FITTING BY CERTIFIED PROSTHETIST ORTHOTIST IN MULTIPLE CLINICS AND DIFFERENT REGIONS WITH FOLLOW UP. WARRANTY 2 YEARS. WITH THE COMMITMENT WITH APPENDIX D.
13490 | 4224200194900 | KNEE ANKLE FOOT ORTHOSIS KAFO METAL WITH INNER LEATHER SHOE CUSTOM-MADE FOR ADULT WITH SWISS LOCK KNEE JOINT STAINLESS STEEL BAR 20MM STIRRUP ANKLE JOINT WITH LEATHER STRAPS WITH BUCKLES FULL PADDING LEATHER MATERIAL.
13491 | 4224200195000 | MULTIAXIAL FOOT WITH DIVIDED HEEL 3-D SPACER SMOOTH TRANSITION FROM STANCE PHASE TO SWING PHASE PHYSIOLOGICAL ROLLOVER AND S-SPRING MULTI-AXIAL MOBILITY TO COMPENSATE FOR UNEVEN SURFACES AND COMFORTABLE WALKING UPHILL AND ON INCLINES ELASTIC FOAM COMPRESSION SPRING ARCH AT HEEL STRIKE OF THE BACK SPRING ARCH AT ROLLOVER SIZE: 29 CM RIGHT
13492 | 4224200195100 | MULTIAXIAL FOOT WITH DIVIDED HEEL 3-D SPACER SMOOTH TRANSITION FROM STANCE PHASE TO SWING PHASE PHYSIOLOGICAL ROLLOVER AND S-SPRING MULTI-AXIAL MOBILITY TO COMPENSATE FOR UNEVEN SURFACES AND COMFORTABLE WALKING UPHILL AND ON INCLINES ELASTIC FOAM COMPRESSION SPRING ARCH AT HEEL STRIKE OF THE BACK SPRING ARCH AT ROLLOVER SIZE: 27 CM RIGHT
13493 | 4224200195200 | MULTIAXIAL FOOT WITH DIVIDED HEEL 3-D SPACER SMOOTH TRANSITION FROM STANCE PHASE TO SWING PHASE PHYSIOLOGICAL ROLLOVER AND S-SPRING MULTI-AXIAL MOBILITY TO COMPENSATE FOR UNEVEN SURFACES AND COMFORTABLE WALKING UPHILL AND ON INCLINES ELASTIC FOAM COMPRESSION SPRING ARCH AT HEEL STRIKE OF THE BACK SPRING ARCH AT ROLLOVER SIZE: 26 CM RIGHT
13494 | 4224200195300 | MULTIAXIAL FOOT WITH DIVIDED HEEL 3-D SPACER SMOOTH TRANSITION FROM STANCE PHASE TO SWING PHASE PHYSIOLOGICAL ROLLOVER AND S-SPRING MULTI-AXIAL MOBILITY TO COMPENSATE FOR UNEVEN SURFACES AND COMFORTABLE WALKING UPHILL AND ON INCLINES ELASTIC FOAM COMPRESSION SPRING ARCH AT HEEL STRIKE OF THE BACK SPRING ARCH AT ROLLOVER SIZE: 30 CM RIGHT
13495 | 4224200195400 | POLYCENTRIC KNEE WITH HYDRAULIC SWING PHASE CONTROL FOR KNEE DISARTICULATION MAXIMUM WEIGHT 70-90 KG
13496 | 4224200195500 | POLYCENTRIC KNEE WITH HYDRAULIC SWING PHASE CONTROL FOR KNEE DISARTICULATION MAXIMUM WEIGHT 120-130 KG
13497 | 4224200195600 | "PROSTHETIC GEOMETRIC KNEE PEDIATRIC FOUR BAR MANUAL LOCK CAN BE CONVERTED FOR FREE MOTION VARIABLE FRICTION EXTENSION ASSIST WEIGHT UP TO 40-60 KG"
13498 | 4224200195700 | "PROSTHETIC CARBON FOOT FOOTSHELL WITH COSMESIS CONNECTION CAP SPLIT BIG TOE AND CONNECTS THE FOREFOOT AND THE HEEL SPRING K LEVEL K3 -K4 WITH CARBON HEEL SPRING CUSTOMIZABLE SHOCK ABSORPTION WITH TWO DIFFERENT HEEL WEDGE OPTIONS WITH POSSIBILITY REPLACEABLE HEEL WEDGE WATERPROOF BODY WEIGHT 100 - 150 KG SIZE 23 LEFT"
13499 | 4224200195800 | "PROSTHETIC CARBON FOOT FOOTSHELL WITH COSMESIS CONNECTION CAP SPLIT BIG TOE AND CONNECTS THE FOREFOOT AND THE HEEL SPRING K LEVEL K3 -K4 WITH CARBON HEEL SPRING CUSTOMIZABLE SHOCK ABSORPTION WITH TWO DIFFERENT HEEL WEDGE OPTIONS WITH POSSIBILITY REPLACEABLE HEEL WEDGE WATERPROOF BODY WEIGHT 100 - 150 KG SIZE 23 RIGHT"
13500 | 4224200213800 | "PROSTHETIC ELBOW JOINT AUTOMATIC MORE THAN 7 LOCKING POSITIONS ELBOW SIZE 64 MM APPROXIMATELY ASSORTED COLOR"
13501 | 4224200213900 | AUTOMATIC ELBOW JOINT 8 LOCK POSITIONS ADOLESCENT ELBOW SIZE 64 MM SUN TAN
13502 | 4224200214000 | "PROSTHETIC ELBOW JOINT AUTOMATIC MORE THAN 7 LOCKING POSITIONS ELBOW SIZE 70 MM APPROXIMATELY ASSORTED COLOR"
13503 | 4224200214100 | AUTOMATIC ELBOW JOINT 8 LOCK POSITIONS ADULT ELBOW SIZE 70 MM SUN TAN
13504 | 4224200214200 | "PROSTHETIC ELBOW JOINT AUTOMATIC LOCKING MORE THAN 7 LOCKING POSITIONS ELBOW SIZE 58 MM APPROXIMATELY ASSORTED COLOR"
13505 | 4224200214300 | AUTOMATIC ELBOW JOINT 8 LOCK POSITIONS CHILD ELBOW SIZE 58 MM SUN TAN
13506 | 4224200214400 | "ELBOW JOINT AUTOMATIC LOCK EXTERNAL STAINLESS STEEL LEFT MEDIAL"
13507 | 4224200214500 | "ELBOW JOINT AUTOMATIC LOCK EXTERNAL STAINLESS STEEL LEFT/RIGHT LATERAL"
13508 | 4224200214600 | "ELBOW JOINT AUTOMATIC LOCK EXTERNAL STAINLESS STEEL RIGHT MEDIAL"
13509 | 4224200214700 | "CUSTOM MADE COSMETIC PROSTHESIS HIGH DEFINITION SILICONE TRANSHUMERAL ADULT STRETCHABLE SILICONE WITH MULTI-COLORED SKIN TONE AND ATTENTION TO DETAIL INCLUDING HAIRS MOLES AND FRECKLES SILICONE NAILS WHICH CAN BE PAINTED WITH NAIL VARNISH BY USER TO INCLUDE SILICONE SOCKET COMPONENTS AND TEST PIECE REQUIRED (APPENDIX B)"
13510 | 4224200214800 | "CUSTOM MADE COSMETIC PROSTHESIS HIGH DEFINITION SILICONE TRANSRADIAL ADULT STRETCHABLE SILICONE WITH MULTI-COLORED SKIN TONE AND ATTENTION TO DETAIL INCLUDING HAIRS MOLES AND FRECKLES SILICONE NAILS WHICH CAN BE PAINTED WITH NAIL VARNISH BY USER TO INCLUDE SILICONE SOCKET COMPONENTS AND TEST PIECE REQUIRED (APPENDIX B)"
13511 | 4224200214900 | "CUSTOM MADE COSMETIC PROSTHESIS HIGH DEFINITION SILICONE FINGER ADULT ONE DIGITS STRETCHABLE SILICONE WITH MULTI-COLORED SKIN TONE AND ATTENTION TO DETAIL INCLUDING HAIRS MOLES AND FRECKLES SILICONE NAILS WHICH CAN BE PAINTED WITH NAIL VARNISH BY USER TO INCLUDE SILICONE SOCKET COMPONENTS AND TEST PIECE REQUIRED (APPENDIX B)"
13512 | 4224200215000 | "CUSTOM MADE COSMETIC PROSTHESIS HIGH DEFINITION SILICONE FINGER ADULT TWO DIGITS STRETCHABLE SILICONE WITH MULTI-COLORED SKIN TONE AND ATTENTION TO DETAIL INCLUDING HAIRS MOLES AND FRECKLES SILICONE NAILS WHICH CAN BE PAINTED WITH NAIL VARNISH BY USER TO INCLUDE SILICONE SOCKET COMPONENTS AND TEST PIECE REQUIRED (APPENDIX B)"
13513 | 4224200215100 | "CUSTOM MADE COSMETIC PROSTHESIS HIGH DEFINITION SILICONE FINGER ADULT MORE THAN 3 DIGITS STRETCHABLE SILICONE WITH MULTI-COLORED SKIN TONE AND ATTENTION TO DETAIL INCLUDING HAIRS MOLES AND FRECKLES SILICONE NAILS WHICH CAN BE PAINTED WITH NAIL VARNISH BY USER TO INCLUDE SILICONE SOCKET COMPONENTS AND TEST PIECE REQUIRED (APPENDIX B)"
13514 | 4224200215200 | WRIST UNIT ENABLES FLEXION AND EXTENSION OF CABLE CONTROLLED OR PASSIVE TERMINAL DEVICE
13515 | 4224200215300 | "PROSTHETIC MYOELECTRIC WRIST UNIT TO POSITION THE HAND IN ANY DIRECTION WRIST CONNECTION 40 MM APPROXIMATELY"
13516 | 4224200215500 | "CUSTOM MADE MICROPROCESSOR-CONTROLLED ELBOW JOINT WITH ADJUSTABLE FRICTION WITH CONTINUOUS GEARING HIGH LIFTING AND HOLDING FORCE LOW NOISE LEVEL NO NOISE AT ALL DURING FREE SWING NATURAL FREE SWING BEHAVIOUR AND ACTIVE ELBOW COMPONENT WITH LIFTING LOAD CAPACITY OF (6 KG) APPROXIMATELY WITH INTEGRATED LITHUIM ION BATTERY FOREARM LAMINATION RING 45 MM APPROXIMATELY ELECTRIC ROTATOR AND SYSTEM ELECTRIC HAND WITH QUICK-DISCONNECT WRIST UNIT PROPORTIONAL SPEED 15 # 300 MM/SEC OPENING WIDTH 100 MM APPROXIMATELY COSMETIC GLOVE WITH COMPLETE ACCESSORIES INCLUDING PROGRAM AND TRAINING 3 YEARS WARRANTY SIZE SIDE AND COLOR WILL BE SPECIFY WHEN ORDERED FOR EACH PATIENT INDIVIDUAL. INCLUDES - PATIENT ASSESSMENT AT CUSTOMERS PREMISES MEASURING AND REQUIRED MATERIALS/COMPONENTS TO FABRICATE PROSTHESIS DELIVERY FITTING BY CERTIFIED ORTHOTIST IN MULTIPLE CLINICS AND DIFFERENT REGIONS WITH FOLLOW UP (APPENDIX A)"
13517 | 4224200215600 | "MICROPROCESSOR-CONTROLLED ELBOW JOINT WITH ADJUSTABLE FRICTION WITH CONTINUOUS GEARING HIGH LIFTING AND HOLDING FORCE LOW NOISE LEVEL NO NOISE AT ALL DURING FREE SWING NATURAL FREE SWING BEHAVIOUR AND ACTIVE ELBOW COMPONENT WITH LIFTING LOAD CAPACITY OF (6 KG APPROXIMATELY) WITH INTEGRATED LITHUIM ION BATTERY FOREARM LAMINATION RING 45 MM APPROXIMATELY INCLUDES : ELECTRIC ROTATOR AND SYSTEM ELECTRIC HAND WITH QUICK-DISCONNECT WRIST UNIT PROPORTIONAL SPEED 15 # 300 MM/SEC OPENING WIDTH 100 MM APPROXIMATELY COSMETIC GLOVE WITH COMPLETE ACCESSORIES INCLUDING PROGRAM AND TRAINING 3 YEARS WARRANTY SIZE SIDE AND COLOR WILL BE SPECIFY WHEN ORDERED FOR EACH PATIENT INDIVIDUAL."
13518 | 4224200215700 | "CUSTOM MADE MICROPROCESSOR-CONTROLLED ELBOW JOINT WITH ADJUSTABLE FRICTION WITH CONTINUOUS GEARING HIGH LIFTING AND HOLDING FORCE LOW NOISE LEVEL NO NOISE AT ALL DURING FREE SWING NATURAL FREE SWING BEHAVIOUR AND ACTIVE ELBOW COMPONENT WITH LIFTING LOAD CAPACITY OF (6 KG) WITH INTEGRATED LITHUIM ION BATTERY FOREARM LAMINATION RING 50 MM INCLUDES : ELECTRIC ROTATOR AND SYSTEM ELECTRIC HAND WITH QUICK-DISCONNECT WRIST UNIT PROPORTIONAL SPEED 15 # 300 MM/SEC OPENING WIDTH 100 MM COSMETIC GLOVE WITH COMPLETE ACCESSORIES INCLUDING PROGRAM AND TRAINING 3 YEARS WARRANTY SIZE SIDE AND COLOR WILL BE SPECIFY WHEN ORDERED FOR EACH PATIENT INDIVIDUAL. INCLUDES - PATIENT ASSESSMENT AT CUSTOMERS PREMISES MEASURING AND REQUIRED MATERIALS/COMPONENTS TO FABRICATE PROSTHESIS DELIVERY FITTING BY CERTIFIED ORTHOTIST IN MULTIPLE CLINICS AND DIFFERENT REGIONS WITH FOLLOW UP (APPENDIX A)"
13519 | 4224200215800 | ELBOW JOINT COMPATIBLE WITH PASSIVE CABLE-CONTROLLED AND MYOELECTRIC ARM PROSTHESIS SYSTEM FOR CHILDREN WRIST CONNECTION DIAMETER 34 MM APPROXIMATELY
13520 | 4224200215900 | "ELBOW COMPONENT WITH CABLE LOCK AND AUTOMATIC FOR ARM BALANCE SUITABLE FOR ALL AMPUTATION LEVELS AND FOR ELBOW DISARTICULATION FOR HAND SIZE 6 3/4 - 7 1/4 APPROXIMATELY"
13521 | 4224200216000 | "ELBOW COMPONENT WITH CABLE LOCK AND AUTOMATIC FOR ARM BALANCE SUITABLE FOR ALL AMPUTATION LEVELS AND FOR ELBOW DISARTICULATION FOR HAND SIZE 7 3/4 - 8 APPROXIMATELY"
13522 | 4224200216500 | "PROSTHETIC MODULAR ARM COMPONENTS KIT FOR LONG ABOVE ELBOW WITH PASSIVE ELBOW LOCK UPPER ARM AND FOREARM ROTATION SEPARATE FRICTION WITH PRE-SHAPED FOAM BLOCK BEIGE FOREARM CIRCUMFERENCE 300 MM APPROXIMATELY WITH PROXIMALLY ATTACHED CONNECTION FLANGE AND 1 METER APPROXIMATELY COSMETIC STOCKINETTE BEIGE LEFT"
13523 | 4224200216700 | "PROSTHETIC MODULAR ARM COMPONENTS KIT FOR LONG ABOVE ELBOW WITH PASSIVE ELBOW LOCK UPPER ARM AND FOREARM ROTATION SEPARATE FRICTION WITH PRE-SHAPED FOAM BLOCK BEIGE FOREARM CIRCUMFERENCE 300 MM APPROXIMATELY WITH PROXIMALLY ATTACHED CONNECTION FLANGE AND 1 METER APPROXIMATELY COSMETIC STOCKINETTE BEIGE RIGHT"
13524 | 4224200216900 | "PROSTHETIC MODULAR ARM COMPONENTS KIT FOR SHOULDER DISARTICULATION WITH PASSIVE ELBOW LOCK AND ADAPTER FOR CONNECTION TO A SHOULDER JOINT WITH SHOULDER JOINT TWO AXES WITH SEPARATE FRICTION WITH TWO UPPER ARM PARTS LENGTH 220 MM APPROXIMATELY AND LAMINATION RING DIAMETER 43 MM WITH PRE-SHAPED FOAM BLOCK TWO PIECES BEIGE FOREARM CIRCUMFERENCE 300 MM AND TWO METERS BEIGE COSMETIC STOCKINETTE LEFT"
13525 | 4224200217000 | "PROSTHETIC MODULAR ARM COMPONENTS KIT FOR SHOULDER DISARTICULATION WITH PASSIVE ELBOW LOCK AND ADAPTER FOR CONNECTION TO A SHOULDER JOINT WITH SHOULDER JOINT TWO AXES WITH SEPARATE FRICTION WITH TWO UPPER ARM PARTS LENGTH 220 MM APPROXIMATELY AND LAMINATION RING DIAMETER 43 MM WITH PRE-SHAPED FOAM BLOCK TWO PIECES BEIGE FOREARM CIRCUMFERENCE 300 MM AND TWO METERS BEIGE COSMETIC STOCKINETTE RIGHT"
13526 | 4224200217100 | "PROSTHETIC MODULAR SHOULDER UNIT 2 INDEPENDENT FRICTION CONTROLS FOR FLEXION/EXTENSION AND ABDUCTION/ADDUCTION"
13527 | 4224200217200 | ELBOW EXTENSION ORTHOSIS DESIGNED FOR USE WITH INDIVIDUALS WITH ELBOW FLEXION CONTRACTURES PROVIDES ACTIVE SERIAL ADULT LARGE SIZE
13528 | 4224200217300 | ELECTRONIC HAND CHILDREN BETWEEN 5 - 10 YEARS OLD LEFT
13529 | 4224200217400 | ELECTRONIC HAND CHILDREN BETWEEN 1.5 - 3 YEARS OLD RIGHT
13530 | 4224200217500 | ELECTRONIC HAND CHILDREN 5 - 10 YEARS OLD RIGHT
13531 | 4224200217600 | PROSTHESIS BELOW ELBOW ELECTRIC HAND COMPLETE WORKING SYSTEM FOR ALL AMPUTATION LEVELS AND BATTERY CHARGER (110 - 220 V 50/60 HZ) SIZE: 71/4 LEFT
13532 | 4224200217700 | PROSTHESIS BELOW ELBOW ELECTRIC HAND COMPLETE WORKING SYSTEM FOR ALL AMPUTATION LEVELS AND BATTERY CHARGER (110 - 220 V 50/60 HZ) SIZE: 73/4 LEFT
13533 | 4224200217800 | PROSTHESIS BELOW ELBOW ELECTRIC HAND COMPLETE WORKING SYSTEM FOR ALL AMPUTATION LEVELS AND BATTERY CHARGER (110 - 220 V 50/60 HZ) SIZE: 71/4 RIGHT
13534 | 4224200217900 | PROSTHESIS BELOW ELBOW ELECTRIC HAND COMPLETE WORKING SYSTEM FOR ALL AMPUTATION LEVELS AND BATTERY CHARGER (110 - 220 V 50/60 HZ) SIZE: 73/4 RIGHT
13535 | 4224200218000 | "PROSTHETIC HAND MULTI ARTICULATING MYOELECTRIC HAND MULTI AXIS WRIST PASSIVE WRIST MOVEMENT AND ABILITY TO LOCK IN 30 DEGREE FLEXION AND EXTENSION OR A NEUTRAL POSITION LATERAL DEVIATION AVAILABLE WHILE WRIST IS LOCKED IN FLEXION ANGLE INDIVIDUAL FINGER MOVEMENT 14 OR MORE GRIP OPTIONS INCLUDING MOUSE AND SMART THUMB AND TRIGGER GRIPS MICROPROCESSORS CONSTANTLY MONITOR THE POSITION OF THE DIGITS TO ENSURE THAT GRIP SEQUENCES ARE ACCURATE EVERY TIME INDIVIDUAL DRIVES IN THE FINGERS WITH PADDED FINGERTIPS AND A WIDE THUMB ADJUSTMENT SOFTWARE VIA BLUETOOTH COMPATIBLE WITH ELBOW JOINT INCLUDE ELECTRODE CABLE BATTERY BATTERY CHARGER AND ANY OTHER PARTS FOR INSTALLING THIS ITEM HAND CARRY LOAD (STATIC) 40 KG APPROX 3 YEARS WARRANTY INCLUDES SERVICE UNIT FOR USE DURING REPAIRS AND SERVICE INSPECTIONS SIZE SIDE AND COLOR WILL BE SPECIFY WHEN ORDERED FOR EACH PATIENT INDIVIDUAL"
13536 | 4224200218100 | "CUSTOM MADE PROSTHETIC HAND MULTI ARTICULATING MYOELECTRIC HAND MULTI AXIS WRIST PASSIVE WRIST MOVEMENT AND ABILITY TO LOCK IN 30 DEGREE FLEXION AND EXTENSION OR A NEUTRAL POSITION LATERAL DEVIATION AVAILABLE WHILE WRIST IS LOCKED IN FLEXION ANGLE INDIVIDUAL FINGER MOVEMENT 14 OR MORE GRIP OPTIONS INCLUDING MOUSE AND SMART THUMB AND TRIGGER GRIPS MICROPROCESSORS CONSTANTLY MONITOR THE POSITION OF THE DIGITS TO ENSURE THAT GRIP SEQUENCES ARE ACCURATE EVERY TIME INDIVIDUAL DRIVES IN THE FINGERS WITH PADDED FINGERTIPS AND A WIDE THUMB ADJUSTMENT SOFTWARE VIA BLUETOOTH COMPATIBLE WITH ELBOW JOINT INCLUDE ELECTRODE CABLE BATTERY CHARGER AND ANY OTHER PARTS FOR INSTALLING THIS ITEM HAND CARRY LOAD (STATIC) 40 KG APPROX 3 YEARS WARRANTY INCLUDES SERVICE UNIT FOR USE DURING REPAIRS AND SERVICE INSPECTIONS SIZE SIDE AND COLOR WILL BE SPECIFY WHEN ORDERED FOR EACH PATIENT INDIVIDUAL INCLUDES - PATIENT ASSESSMENT AT CUSTOMERS PREMISES MEASURING INCLUDES ALL MATERIALS/COMPONENTS TO FABRICATE PROSTHESIS DELIVERY FITTING BY CERTIFIED ORTHOTIST IN MULTIPLE CLINICS AND DIFFERENT REGIONS WITH FOLLOW UP (APPENDIX A)"
13537 | 4224200218200 | "PROSTHETIC HAND MULTI ARTICULATING MYOELECTRIC HAND WITH FLEXION WRIST (3 STAGE JOINT) OFFERS 30 DEGREE OR MORE IN EITHER DIRECTION AND CAN BE LOCKED IN EACH 3 POSITIONS INDIVIDUAL FINGER MOVEMENT 14 OR MORE GRIP OPTIONS INCLUDING THE MOUSE AND SMART THUMB AND TRIGGER GRIPS THE MICROPROCESSORS CONSTANTLY MONITOR THE POSITION OF THE DIGITS TO ENSURE THAT GRIP SEQUENCES ARE ACCURATE EVERY TIME INDIVIDUAL DRIVES IN THE FINGERS WITH PADDED FINGERTIPS AND A WIDE THUMB ADJUSTMENT SOFTWARE VIA BLUETOOTH COMPATIBLE WITH ELBOW JOINT INCLUDE ELECTRODE CABLE BATTERY BATTERY CHARGER AND ANY OTHER PARTS FOR INSTALLING THIS ITEM HAND CARRY LOAD (STATIC) 40 KG APPROX. THREE YEARS WARRANTY INCLUDES SERVICE UNIT FOR USE DURING REPAIRS AND SERVICE INSPECTIONS SIZE SIDE AND COLOR WILL BE SPECIFY WHEN ORDERED FOR EACH PATIENT INDIVIDUAL"
13538 | 4224200218300 | "CUSTOM MADE PROSTHETIC HAND MULTI ARTICULATING MYOELECTRIC HAND WITH FLEXION WRIST (3 STAGE JOINT) OFFERS 30 DEGREE OR MORE IN EITHER DIRECTION AND CAN BE LOCKED IN EACH 3 POSITIONS INDIVIDUAL FINGER MOVEMENT 14 OR MORE GRIP OPTIONS INCLUDING MOUSE AND SMART THUMB AND TRIGGER GRIPS MICROPROCESSORS CONSTANTLY MONITOR THE POSITION OF THE DIGITS TO ENSURE THAT GRIP SEQUENCES ARE ACCURATE EVERY TIME INDIVIDUAL DRIVES IN THE FINGERS WITH PADDED FINGERTIPS AND A WIDE THUMB ADJUSTMENT SOFTWARE VIA BLUETOOTH COMPATIBLE WITH ELBOW JOINT INCLUDE ELECTRODE CABLE BATTERY BATTERY CHARGER AND ANY OTHER PARTS FOR INSTALLING THIS ITEM HAND CARRY LOAD (STATIC) 40 KG APPROX 3 YEARS WARRANTY INCLUDES SERVICE UNIT FOR USE DURING REPAIRS AND SERVICE INSPECTIONS SIZE SIDE AND COLOR WILL BE SPECIFY WHEN ORDERED FOR EACH PATIENT INDIVIDUAL INCLUDES PATIENT ASSESSMENT AT CUSTOMERS PREMISES MEASURING INCLUDES ALL MATERIALS/COMPONENTS TO FABRICATE PROSTHESIS DELIVERY FITTING BY CERTIFIED ORTHOTIST IN MULTIPLE CLINICS AND DIFFERENT REGIONS WITH FOLLOW UP (APPENDIX A)"
13539 | 4224200218400 | "PROSTHETIC HAND MULTI ARTICULATING MYOELECTRIC HAND WITH ELECTRIC QUICK DISCONNECT WRIST INDIVIDUAL FINGER MOVEMENT 14 OR MORE GRIP OPTIONS INCLUDING THE MOUSE AND SMART THUMB AND TRIGGER GRIPS THE MICROPROCESSORS CONSTANTLY MONITOR THE POSITION OF THE DIGITS TO ENSURE THAT GRIP SEQUENCES ARE ACCURATE EVERY TIME INDIVIDUAL DRIVES IN THE FINGERS WITH PADDED FINGERTIPS AND A WIDE THUMB ADJUSTMENT SOFTWARE VIA BLUETOOTH COMPATIBLE WITH ELBOW JOINT INCLUDE ELECTRODE CABLE BATTERY BATTERY CHARGER AND ANY OTHER PARTS FOR INSTALLING THIS ITEM HAND CARRY LOAD (STATIC) 40 KG APPROX. THREE YEARS WARRANTY INCLUDES SERVICE UNIT FOR USE DURING REPAIRS AND SERVICE INSPECTIONS SIZE SIDE AND COLOR WILL BE SPECIFY WHEN ORDERED FOR EACH PATIENT INDIVIDUAL"
13540 | 4224200218500 | "CUSTOM MADE PROSTHETIC HAND MULTI ARTICULATING MYOELECTRIC HAND WITH ELECTRIC QUICK DISCONNECT WRIST INDIVIDUAL FINGER MOVEMENT 14 OR MORE GRIP OPTIONS INCLUDING MOUSE AND SMART THUMB AND TRIGGER GRIPS MICROPROCESSORS CONSTANTLY MONITOR THE POSITION OF THE DIGITS TO ENSURE THAT GRIP SEQUENCES ARE ACCURATE EVERY TIME INDIVIDUAL DRIVES IN THE FINGERS WITH PADDED FINGERTIPS AND A WIDE THUMB ADJUSTMENT SOFTWARE VIA BLUETOOTH COMPATIBLE WITH ELBOW JOINT INCLUDE ELECTRODE CABLE BATTERY BATTERY CHARGER AND ANY OTHER PARTS FOR INSTALLING THIS ITEM HAND CARRY LOAD (STATIC) 40 KG APPROX. 3 YEARS WARRANTY INCLUDES SERVICE UNIT FOR USE DURING REPAIRS AND SERVICE INSPECTIONS SIZE SIDE AND COLOR WILL BE SPECIFY WHEN ORDERED FOR EACH PATIENT INDIVIDUAL INCLUDES PATIENT ASSESSMENT AT CUSTOMERS PREMISES MEASURING INCLUDES ALL MATERIALS/COMPONENTS TO FABRICATE PROSTHESIS DELIVERY FITTING BY CERTIFIED ORTHOTIST IN MULTIPLE CLINICS AND DIFFERENT REGIONS WITH FOLLOW UP (APPENDIX A)"
13541 | 4224200218600 | "PROSTHETIC HAND MYOELECTRIC HAND WITH SHORT WRIST MULTI ARTICULATING ROTATES 360 DEGREE FOR LONG RESIDUAL LIMB INDIVIDUAL FINGER MOVEMENT 14 OR MORE GRIP OPTIONS INCLUDES MOUSE AND SMART THUMB AND TRIGGER GRIPS MICROPROCESSORS CONSTANTLY MONITOR THE POSITION OF THE DIGITS TO ENSURE THAT GRIP SEQUENCES ARE ACCURATE EVERY TIME INDIVIDUAL DRIVES IN THE FINGERS WITH PADDED FINGERTIPS AND A WIDE THUMB ADJUSTMENT SOFTWARE VIA BLUETOOTH COMPATIBLE WITH ELBOW JOINT INCLUDE ELECTRODE CABLE BATTERY BATTERY CHARGER AND ANY OTHER PARTS FOR INSTALLING THIS ITEM HAND CARRY LOAD (STATIC) 40 KG APPROX 3 YEARS WARRANTY INCLUDES SERVICE UNIT FOR USE DURING REPAIRS AND SERVICE INSPECTIONS SIZE SIDE AND COLOR WILL BE SPECIFY WHEN ORDERED FOR EACH PATIENT INDIVIDUAL"
13542 | 4224200218700 | "CUSTOM MADE PROSTHETIC HAND MYOELECTRIC HAND WITH SHORT WRIST MULTI ARTICULATING ROTATES 360 DEGREE LONG RESIDUAL LIMB INDIVIDUAL FINGER MOVEMENT 14 OR MORE GRIP OPTIONS INCLUDES MOUSE AND SMART THUMB AND TRIGGER GRIPS MICROPROCESSORS CONSTANTLY MONITOR THE POSITION OF THE DIGITS TO ENSURE THAT GRIP SEQUENCES ARE ACCURATE EVERY TIME INDIVIDUAL DRIVES IN THE FINGERS WITH PADDED FINGERTIPS AND A WIDE THUMB ADJUSTMENT SOFTWARE VIA BLUETOOTH COMPATIBLE WITH ELBOW JOINT INCLUDE ELECTRODE CABLE BATTERY BATTERY CHARGER AND ANY OTHER PARTS FOR INSTALLING THIS ITEM HAND CARRY LOAD (STATIC) 40 KG APPROX 3 YEARS WARRANTY INCLUDES SERVICE UNIT FOR USE DURING REPAIRS AND SERVICE INSPECTIONS SIZE SIDE AND COLOR WILL BE SPECIFY WHEN ORDERED FOR EACH PATIENT INDIVIDUAL INCLUDES PATIENT ASSESSMENT AT CUSTOMERS PREMISES MEASURING INCLUDES ALL MATERIALS/COMPONENTS TO FABRICATE PROSTHESIS DELIVERY FITTING BY CERTIFIED ORTHOTIST IN MULTIPLE CLINICS AND DIFFERENT REGIONS WITH FOLLOW UP (APPENDIX A)"
13543 | 4224200218900 | PROSTHESIS BELOW ELBOW ELECTRIC HAND COMPLETE WORKING SYSTEM FOR ALL AMPUTATION LEVELS AND BATTERY CHARGER (110 - 220 V 50/60 HZ) SIZE - 81/4 LEFT
13544 | 4224200219000 | PROSTHESIS BELOW ELBOW ELECTRIC HAND COMPLETE WORKING SYSTEM FOR ALL AMPUTATION LEVELS AND BATTERY CHARGER (110 - 220 V 50/60 HZ) SIZE - 81/4 RIGHT
13545 | 4224200219100 | PROSTHESIS BELOW ELBOW ELECTRIC HAND COMPLETE WORKING SYSTEM FOR WRIST DISARTICULATION AMPUTATION AND BATTERY CHARGER (110 - 220 V 50/60 HZ) SIZE: 63/4 INCHES LEFT
13546 | 4224200219200 | PROSTHESIS BELOW ELBOW ELECTRIC HAND COMPLETE WORKING SYSTEM FOR WRIST DISARTICULATION AMPUTATION AND BATTERY CHARGER (110 - 220 V 50/60 HZ) SIZE: 71/4 INCHES LEFT
13547 | 4224200219300 | PROSTHESIS BELOW ELBOW ELECTRIC HAND COMPLETE WORKING SYSTEM FOR WRIST DISARTICULATION AMPUTATION AND BATTERY CHARGER (110 - 220 V 50/60 HZ) SIZE: 71/4 INCHES RIGHT
13548 | 4224200219400 | PROSTHESIS BELOW ELBOW ELECTRIC HAND COMPLETE WORKING SYSTEM FOR WRIST DISARTICULATION AMPUTATION AND BATTERY CHARGER (110 - 220 V 50/60 HZ) SIZE: 73/4 INCHES LEFT
13549 | 4224200219700 | PROSTHESIS BELOW ELBOW ELECTRIC HAND COMPLETE WORKING SYSTEM FOR WRIST DISARTICULATION AMPUTATION AND BATTERY CHARGER (110 - 220 V 50/60 HZ) SIZE - 73/4 RIGHT
13550 | 4224200219900 | PROSTHESIS BELOW ELBOW ELECTRIC HAND COMPLETE WORKING SYSTEM FOR WRIST DISARTICULATION AMPUTATION AND BATTERY CHARGER (110 - 220 V 50/60 HZ) SIZE - 63/4 RIGHT
13551 | 4224200220000 | ELBOW EXTENSION ORTHOSIS DESIGNED FOR USE WITH INDIVIDUALS WITH ELBOW FLEXION CONTRACTURES PROVIDES ACTIVE SERIAL ADULT MEDIUM SIZE
13552 | 4224200220100 | ELBOW EXTENSION ORTHOSIS DESIGNED FOR USE WITH INDIVIDUALS WITH ELBOW FLEXION CONTRACTURES PROVIDES ACTIVE SERIAL ADULT SMALL SIZE
13553 | 4224200220400 | "CUSTOM MADE MICROPROCESSOR CONTROLLED MULTI ARTICULATING TRANSRADIAL AND WRIST DISARTICULATION GRIP COMPLIANT WITH PROPORTIONAL CONTROL INDIVIDUALLY MOTORIZED DIGITS WITH COMPLIANT GRIP AND STALL-OUT ABILITY MANUALLY ROTATABLE THUMB THAT CAN BE POSITIONED BETWEEN LATERAL AND GRIP OPPOSITIONAL MODE FOR CREATING DIFFERENT GRIP POSITIONS APP CONTROL 12 DIFFERENT AUTOMATED GRIP OPTIONS AVAILABLE ANTI DROP SAFETY FEATURE MULTIPLE COVERING INCREASES CARRY LOAD GRIPS THAT ARE USED IN CERTAIN AREAS OR CERTAIN ACTIVITIES CAN BE PROGRAMMED NATURAL LOOK TOUCH SCREEN ABLE TO WITHSTAND HEAVIER LOADS INCLUDES PATIENT ASSESSMENT MEASURING INCLUDES ALL REQUIRED MATERIALS/COMPONENTS TO FABRICATE PROSTHESIS DELIVERY FITTING BY CERTIFIED ORTHOTIST IN MULTIPLE CLINICS AND DIFFERENT REGIONS WITH FOLLOW UP (APPENDIX A )"
13554 | 4224200220500 | "PROSTHETIC HAND PASSIVE (NON FUNCTIONAL) COSMETIC FOAM SIZE 5 LEFT"
13555 | 4224200220600 | "PROSTHETIC HAND PASSIVE (NON FUNCTIONAL) COSMETIC FOAM SIZE 5 RIGHT"
13556 | 4224200220700 | "PROSTHETIC HAND PASSIVE (NON FUNCTIONAL) COSMETIC FOAM SIZE 5 1/2 INCHES LEFT"
13557 | 4224200220800 | "PROSTHETIC HAND PASSIVE (NON FUNCTIONAL) COSMETIC FOAM SIZE 5 1/2 INCHES RIGHT"
13558 | 4224200221200 | "PROSTHETIC HAND PASSIVE (NON FUNCTIONAL) COSMETIC FOAM SIZE 6 RIGHT"
13559 | 4224200221300 | "PROSTHETIC HAND PASSIVE (NON FUNCTIONAL) COSMETIC FOAM SIZE 6 1/8 INCHES LEFT"
13560 | 4224200221500 | "PROSTHETIC HAND PASSIVE (NON FUNCTIONAL) COSMETIC FOAM SIZE 6 1/4 INCHES LEFT"
13561 | 4224200221600 | "PROSTHETIC HAND PASSIVE (NON FUNCTIONAL) COSMETIC FOAM SIZE 6 1/4 INCHES RIGHT"
13562 | 4224200221700 | "PROSTHETIC HAND PASSIVE (NON FUNCTIONAL) COSMETIC FOAM SIZE 6 1/2 INCHES LEFT"
13563 | 4224200221900 | "PROSTHETIC HAND PASSIVE (NON FUNCTIONAL) COSMETIC FOAM SIZE 6 3/4 INCHES LEFT"
13564 | 4224200222000 | "PROSTHETIC HAND PASSIVE (NON FUNCTIONAL) COSMETIC FOAM SIZE 6 3/4 INCHES RIGHT"
13565 | 4224200222100 | "PROSTHETIC HAND PASSIVE (NON FUNCTIONAL) COSMETIC FOAM SIZE 6 3/4 INCHES LEFT WITH EXTENDED WIRE"
13566 | 4224200222200 | "PROSTHETIC HAND PASSIVE (NON FUNCTIONAL) COSMETIC FOAM SIZE 6 3/4 INCHES RIGHT WITH EXTENDED WIRE"
13567 | 4224200222400 | "PROSTHETIC HAND PASSIVE (NON FUNCTIONAL) COSMETIC FOAM SIZE 6 7/8 INCHES RIGHT"
13568 | 4224200222700 | "PROSTHETIC HAND PASSIVE (NON FUNCTIONAL) COSMETIC FOAM SIZE 7 1/4 INCHES LEFT"
13569 | 4224200222800 | "PROSTHETIC HAND PASSIVE (NON FUNCTIONAL) COSMETIC FOAM SIZE 7 1/4 INCHES RIGHT"
13570 | 4224200222900 | "PROSTHETIC HAND PASSIVE (NON FUNCTIONAL) COSMETIC FOAM SIZE 7 1/4 INCHES LEFT WITH EXTENDED WIRE"
13571 | 4224200223000 | "PROSTHETIC HAND PASSIVE (NON FUNCTIONAL) COSMETIC FOAM SIZE 7 1/4 INCHES RIGHT WITH EXTENDED WIRE"
13572 | 4224200223200 | "PROSTHETIC HAND PASSIVE (NON FUNCTIONAL) COSMETIC FOAM SIZE 7 3/8 INCHES RIGHT"
13573 | 4224200223300 | "PROSTHETIC HAND PASSIVE (NON FUNCTIONAL) COSMETIC FOAM SIZE 7 1/2 INCHES LEFT"
13574 | 4224200223400 | "PROSTHETIC HAND PASSIVE (NON FUNCTIONAL) COSMETIC FOAM SIZE 7 1/2 INCHES RIGHT"
13575 | 4224200223500 | "PROSTHETIC HAND PASSIVE (NON FUNCTIONAL) COSMETIC FOAM SIZE 7 7/8 INCHES LEFT"
13576 | 4224200223600 | "PROSTHETIC HAND PASSIVE (NON FUNCTIONAL) COSMETIC FOAM SIZE 7 7/8 INCHES RIGHT"
13577 | 4224200223700 | "PROSTHETIC HAND PASSIVE (NON FUNCTIONAL) COSMETIC FOAM SIZE 8 LEFT WITH EXTENDED WIRE"
13578 | 4224200223900 | "PROSTHETIC HAND PASSIVE (NON FUNCTIONAL) COSMETIC FOAM SIZE 8 LEFT"
13579 | 4224200224100 | "PROSTHETIC HAND PASSIVE (NON FUNCTIONAL) COSMETIC FOAM SIZE 8 1/4 INCHES LEFT"
13580 | 4224200224200 | "PROSTHETIC HAND PASSIVE (NON FUNCTIONAL) COSMETIC FOAM SIZE 8 1/4 INCHES RIGHT"
13581 | 4224200224300 | "PROSTHETIC HAND PASSIVE (NON FUNCTIONAL) COSMETIC FOAM SIZE 8 1/4 INCHES LEFT WITH EXTENDED WIRE"
13582 | 4224200224400 | "PROSTHETIC HAND PASSIVE (NON FUNCTIONAL) COSMETIC FOAM SIZE 8 1/4 INCHES RIGHT WITH EXTENDED WIRE"
13583 | 4224200224500 | "PROSTHETIC HAND PASSIVE (NON FUNCTIONAL) COSMETIC FOAM SIZE 8 5/8 INCHES LEFT"
13584 | 4224200224600 | "PROSTHETIC HAND PASSIVE (NON FUNCTIONAL) COSMETIC FOAM SIZE 8 5/8 INCHES RIGHT"
13585 | 4224200261600 | ABOVE ELBOW SILICONE COSMETIC PROSTHESIS CUSTOM MADE FOR TRANS-HUMERAL COSMETIC PROSTHESIS HIGH DEFINITION SILICONE WITH MULTI-COLORED SKIN TONE AND ATTENTION TO DETAIL INCLUDING HAIRS MOLES AND FRECKLES SILICONE NAILS WHICH CAN BE PAINTED WITH NAIL VARNISH BY USER TO INCLUDE SILICONE SOCKET COMPONENTS AND TEST PIECE IF REQUIRED. FOR ADULTS
13586 | 4224200261700 | BELOW ELBOW SILICONE COSMETIC PROSTHESIS CUSTOM MADE FOR TRANS-RADIAL COSMETIC PROSTHESIS HIGH DEFINITION SILICONE WITH MULTI-COLORED SKIN TONE AND ATTENTION TO DETAIL INCLUDING HAIRS MOLES AND FRECKLES SILICONE NAILS WHICH CAN BE PAINTED WITH NAIL VARNISH BY USER TO INCLUDE SILICONE SOCKET AND TEST PIECE IF REQUIRED FOR ADULTS
13587 | 4224200261800 | "CUSTOM MADE COSMETIC PROSTHESIS HIGH DEFINITION SILICONE TRANSHUMERAL PEDIATRIC STRETCHABLE SILICONE WITH MULTI-COLORED SKIN TONE AND ATTENTION TO DETAIL INCLUDING HAIRS MOLES AND FRECKLES SILICONE NAILS WHICH CAN BE PAINTED WITH NAIL VARNISH BY USER TO INCLUDE SILICONE SOCKET COMPONENTS AND TEST PIECE REQUIRED (APPENDIX B)"
13588 | 4224200261900 | ABOVE ELBOW SILICONE COSMETIC PROSTHESIS FOR CHILDREN CUSTOM MADE FROM A MORE FLEXIBLE SILICONE TO STRETCH TO ALLOW GROWTH COMPLETE FOR TRANS-HUMERAL COSMETIC PROSTHESIS HIGH DEFINITION SILICONE WITH MULTI-COLORED SKIN TONE AND ATTENTION TO DETAIL INCLUDING HAIRS MOLES AND FRECKLES SILICONE NAILS WHICH CAN BE PAINTED WITH NAIL VARNISH BY USER TO INCLUDE SILICONE SOCKET COMPONENTS AND TEST PIECE IF REQUIRED. INCLUDES - PATIENT ASSESSMENT AT CUSTOMERS PREMISES MEASURING INCLUDED ALL REQUIRED MATERIALS / COMPONENTS
13589 | 4224200262000 | CUSTOM FITTED ONE DIGIT DEPENDING ON RESIDUAL LIMB COMBINATION OF QUICK GRIPS APP CONTROL AND GRIP CHIPS PROXIMITY CONTROL COMPACT SOLUTION MUSCLE CONTROL USES SPECIFIC MUSCLE SIGNALS CALLED TRIGGERS TO INSTRUCT THE HAND TO ACTIVATE A SPECIFIC GRIP VARI-GRIP OR EQUIVALENT FEATURE FOR ADDITIONAL GRIP STRENGTH AUTO-GRAS OR EQUIVALENT- ANTI DROP SAFETY FEATURE TO PREVENT OBJECTS FROM SLIPPING BOOST SPEED AND STRENGTH UP TO 30% COMFORTABLE FIT FOR EACH USER SOLUTION MATCHES USERS RESIDUAL LIMB QUICK ACCESS TO MOST USED GRIPS AND ACTIVITIES COMPACT AND LOW KEY NATURAL MOVEMENT STRENGTH AND GRIP ADJUSTED DEPENDING ON THE ACTIVITY HOLDING GLASS OR OTHER SLIPPERY SURFACES IS NOT AN ISSUE (COMBINED WITH COMPLIANT GRIPS) NATURAL MOVEMENT PARTIAL HAND LOSS OR ABSENCE LOW TO MODERATE IMPACT LEVEL FULLY CUSTOMIZED PROSTHESIS UP TO 32 GRIPS AVAILABLE SELF-CONTAINED WRISTBAND HOUSES BATTERIES AND MICROPROCESSOR DIGITS MOVE INDEPENDENTLY
13590 | 4224200262100 | CUSTOM FITTED TWO DIGIT DEPENDING ON RESIDUAL LIMB COMBINATION OF QUICK GRIPS APP CONTROL AND GRIP CHIPS PROXIMITY CONTROL COMPACT SOLUTION MUSCLE CONTROL USES SPECIFIC MUSCLE SIGNALS CALLED TRIGGERS TO INSTRUCT THE HAND TO ACTIVATE A SPECIFIC GRIP VARI-GRIP OR EQUIVALENT FEATURE FOR ADDITIONAL GRIP STRENGTH AUTO-GRAS OR EQUIVALENT- ANTI DROP SAFETY FEATURE TO PREVENT OBJECTS FROM SLIPPING BOOST SPEED AND STRENGTH UP TO 30% COMFORTABLE FIT FOR EACH USER SOLUTION MATCHES USERS RESIDUAL LIMB QUICK ACCESS TO MOST USED GRIPS AND ACTIVITIES COMPACT AND LOW KEY NATURAL MOVEMENT STRENGTH AND GRIP ADJUSTED DEPENDING ON THE ACTIVITY HOLDING GLASS OR OTHER SLIPPERY SURFACES IS NOT AN ISSUE (COMBINED WITH COMPLIANT GRIPS) NATURAL MOVEMENT PARTIAL HAND LOSS OR ABSENCE LOW TO MODERATE IMPACT LEVEL FULLY CUSTOMIZED PROSTHESIS UP TO 32 GRIPS AVAILABLE SELF-CONTAINED WRISTBAND HOUSES BATTERIES AND MICROPROCESSOR DIGITS MOVE INDEPENDENTLY
13591 | 4224200262200 | CUSTOM FITTED THREE DIGIT DEPENDING ON RESIDUAL LIMB COMBINATION OF QUICK GRIPS APP CONTROL AND GRIP CHIPS PROXIMITY CONTROL COMPACT SOLUTION MUSCLE CONTROL USES SPECIFIC MUSCLE SIGNALS CALLED TRIGGERS TO INSTRUCT THE HAND TO ACTIVATE A SPECIFIC GRIP VARI-GRIP OR EQUIVALENT FEATURE FOR ADDITIONAL GRIP STRENGTH AUTO-GRAS OR EQUIVALENT- ANTI DROP SAFETY FEATURE TO PREVENT OBJECTS FROM SLIPPING BOOST SPEED AND STRENGTH UP TO 30% COMFORTABLE FIT FOR EACH USER SOLUTION MATCHES USERS RESIDUAL LIMB QUICK ACCESS TO MOST USED GRIPS AND ACTIVITIES COMPACT AND LOW KEY NATURAL MOVEMENT STRENGTH AND GRIP ADJUSTED DEPENDING ON THE ACTIVITY HOLDING GLASS OR OTHER SLIPPERY SURFACES IS NOT AN ISSUE (COMBINED WITH COMPLIANT GRIPS) NATURAL MOVEMENT PARTIAL HAND LOSS OR ABSENCE LOW TO MODERATE IMPACT LEVEL FULLY CUSTOMIZED PROSTHESIS UP TO 32 GRIPS AVAILABLE SELF-CONTAINED WRISTBAND HOUSES BATTERIES AND MICROPROCESSOR DIGITS MOVE INDEPENDENTLY
13592 | 4224200262300 | CUSTOM FITTED FOUR DIGIT DEPENDING ON RESIDUAL LIMB COMBINATION OF QUICK GRIPS APP CONTROL AND GRIP CHIPS PROXIMITY CONTROL COMPACT SOLUTION MUSCLE CONTROL USES SPECIFIC MUSCLE SIGNALS CALLED TRIGGERS TO INSTRUCT THE HAND TO ACTIVATE A SPECIFIC GRIP VARI-GRIP OR EQUIVALENT FEATURE FOR ADDITIONAL GRIP STRENGTH AUTO-GRAS OR EQUIVALENT- ANTI DROP SAFETY FEATURE TO PREVENT OBJECTS FROM SLIPPING BOOST SPEED AND STRENGTH UP TO 30% COMFORTABLE FIT FOR EACH USER SOLUTION MATCHES USERS RESIDUAL LIMB QUICK ACCESS TO MOST USED GRIPS AND ACTIVITIES COMPACT AND LOW KEY NATURAL MOVEMENT STRENGTH AND GRIP ADJUSTED DEPENDING ON THE ACTIVITY HOLDING GLASS OR OTHER SLIPPERY SURFACES IS NOT AN ISSUE (COMBINED WITH COMPLIANT GRIPS) NATURAL MOVEMENT PARTIAL HAND LOSS OR ABSENCE LOW TO MODERATE IMPACT LEVEL FULLY CUSTOMIZED PROSTHESIS UP TO 32 GRIPS AVAILABLE SELF-CONTAINED WRISTBAND HOUSES BATTERIES AND MICROPROCESSOR DIGITS MOVE INDEPENDENTLY
13593 | 4224200262400 | CUSTOM FITTED FIVE DIGIT DEPENDING ON RESIDUAL LIMB COMBINATION OF QUICK GRIPS APP CONTROL AND GRIP CHIPS PROXIMITY CONTROL COMPACT SOLUTION MUSCLE CONTROL USES SPECIFIC MUSCLE SIGNALS CALLED TRIGGERS TO INSTRUCT THE HAND TO ACTIVATE A SPECIFIC GRIP VARI-GRIP OR EQUIVALENT FEATURE FOR ADDITIONAL GRIP STRENGTH AUTO-GRAS OR EQUIVALENT- ANTI DROP SAFETY FEATURE TO PREVENT OBJECTS FROM SLIPPING BOOST SPEED AND STRENGTH UP TO 30% COMFORTABLE FIT FOR EACH USER SOLUTION MATCHES USERS RESIDUAL LIMB QUICK ACCESS TO MOST USED GRIPS AND ACTIVITIES COMPACT AND LOW KEY NATURAL MOVEMENT STRENGTH AND GRIP ADJUSTED DEPENDING ON THE ACTIVITY HOLDING GLASS OR OTHER SLIPPERY SURFACES IS NOT AN ISSUE (COMBINED WITH COMPLIANT GRIPS) NATURAL MOVEMENT PARTIAL HAND LOSS OR ABSENCE LOW TO MODERATE IMPACT LEVEL FULLY CUSTOMIZED PROSTHESIS UP TO 32 GRIPS AVAILABLE SELF-CONTAINED WRISTBAND HOUSES BATTERIES AND MICROPROCESSOR DIGITS MOVE INDEPENDENTLY
13594 | 4224200262500 | PROSTHESIS INTERPHALANGEAL FUNCTIONAL CUSTOM MADE MID FINGER AMPUTATION FUNCTIONAL DEVICE. USED FOR DIP AMPUTATIONS. RESTORES LENGTH. CUSTOM DESIGNED AND MADE TO PATIENT SPECIFICATIONS. SLENDER DESIGN MADE FROM MEDICAL GRADE NYLON. SILICON FINGERTIPS TRAINING FOR EVALUATION AND MEASUREMENT INCLUDED
13595 | 4224200300000 | "ADAPTER DOUBLE TITANIUM ABOVE AND BELOW WITH FOUR EACH ADJUSTMENT SCREWS FOR CONNECTION BETWEEN TWO PYRAMID ADAPTERS HEIGHT: 69 MM APPROXIMATELY FOR BODY WEIGHT UP TO 150 KG"
13596 | 4224200300100 | "ADAPTER TUBE CLAMP TITANIUM WITH 4 ADJUSTMENT SET SCREWS INNER DIAMETER 30 MM APPROXIMATELY SYSTEM HEIGHT: 33 MM APPROXIMATELY FOR BODY WEIGHT UP TO 100 KG"
13597 | 4224200300200 | "FOUR HOLE MALE PYRAMID ALUMINUM WITH STAINLESS STEEL INSERT HEIGHT 23 MM APPROXIMATELY WEIGHT CAPACITY IS UP TO 100 KG"
13598 | 4224200300300 | CLAMP MALE PYRAMID TUBE ALUMINUM WITH STAINLESS STEEL INSERT HEIGHT 56 MM BUILD HEIGHT 41.5 MM WEIGHT 62 GRAMS WEIGHT CAPACITY IS UPTO 100 KG
13599 | 4224200300400 | CLAMP FEMALE PYRAMID TUBE ALUMINUM HEIGHT 50 MM BUILD HEIGHT 16 MM WEIGHT 64 GRAMS WEIGHT CAPACITY IS UPTO 100 KG
13600 | 4224200300500 | "TUBE CLAMP 4 - HOLE TUBE ALUMINUM HEIGHT 38 MM APPROXIMATELY BUILD HEIGHT 4 MM APPROXIMATELY WEIGHT CAPACITY IS UP TO 100 KG"
13601 | 4224200300600 | CLAMP FEMALE PYRAMID TUBE WITH 14 MM OFFSET ALUMINUM HEIGHT 69 MM BUILD HEIGHT 35 MM WEIGHT 135 GRAMS WEIGHT CAPACITY IS UP TO 100 KG
13602 | 4224200400600 | ELASTIC NYLON SOCKS WITH INNER POLYMER GEL COATING FOR TRANSTIBIAL AMPUTATION SOCKS LENGTH 400 MM GEL LENGTH 200 MM DISTAL CIRCUMFERENCE 160 - 220 MM PROXIMAL CIRCUMFERENCE 160 - 250 MM APPROXIMATELY
13603 | 4224200400700 | ELASTIC NYLON SOCKS WITH INNER POLYMER GEL COATING FOR TRANSTIBIAL AMPUTATION SOCKS LENGTH 450 MM GEL LENGTH 250 MM DISTAL CIRCUMFERENCE 230 - 350 MM PROXIMAL CIRCUMFERENCE 230 - 400 MM APPROXIMATELY
13604 | 4224200400800 | "SOCKS MULTIPLE PLY WOOL TRANSTIBIAL AMPUTATION NATURAL LENGTH 35 CM UPPER WIDTH 15 CM APPROXIMATELY LOWER WIDTH 9 CM APPROXIMATELY"
13605 | 4224200400900 | "SOCKS MULTIPLE PLY WOOL TRANSTIBIAL AMPUTATION NATURAL LENGTH 45 CM UPPER WIDTH 15 CM APPROXIMATELY LOWER WIDTH 9 CM APPROXIMATELY"
13606 | 4224200401000 | ELASTIC NYLON SOCKS WITH INNER POLYMER GEL COATING FOR TRANSTIBIAL AMPUTATION SOCKS LENGTH 450 MM GEL LENGTH 250 MM DISTAL CIRCUMFERENCE 200 - 310 MM PROXIMAL CIRCUMFERENCE 200 - 350 MM APPROXIMATELY
13607 | 4224200401100 | ELASTIC NYLON SOCKS WITH INNER POLYMER GEL COATING FOR TRANSTIBIA AMPUTATION SOCKS LENGTH 500 MM GEL LENGTH 330 MM DISTAL CIRCUMFERENCE 270 - 400 MM PROXIMAL CIRCUMFERENCE 270 - 450 MM APPROXIMATELY
13608 | 4224200401200 | "SOCKS MULTIPLE PLY WOOL TRANSTIBIAL AMPUTATION NATURAL LENGTH 50 CM UPPER WIDTH 15 CM APPROXIMATELY LOWER WIDTH 9 CM APPROXIMATELY"
13609 | 4224200401300 | "SOCKS MULTIPLE PLY TERRY CLOTH WHITE THIN - WALLED FOR TRANSTIBIAL AMPUTATION LENGTH 60 CM APPROXIMATELY"
13610 | 4224200401400 | "SOCKS MULTIPLE PLY TERRY CLOTH WHITE THIN - WALLED FOR TRANSTIBIAL AMPUTATION LENGTH 40 CM APPROXIMATELY"
13611 | 4224200401500 | "SOCKS MULTIPLE PLY TERRY CLOTH WHITE THIN - WALLED FOR TRANSTIBIAL AMPUTATION LENGTH 50 CM APPROXIMATELY"
13612 | 4224200401600 | "SOCKS MULTIPLE PLY TERRY CLOTH WHITE THIN - WALLED FOR TRANSTIBIAL AMPUTATION LENGTH 30 CM APPROXIMATELY"
13613 | 4224200401700 | ELASTIC FABRIC SOCKS COOLMAX OR EQUIVALENT WITH INNER POLYMER GEL COATING FOR TRANSTIBIAL AMPUTATION SOCKS LENGTH 300 MM GEL LENGTH 250 MM DISTAL CIRCUMFERENCE 120 - 260 MM PROXIMAL CIRCUMFERENCE 280 - 420 MM APPROXIMATELY
13614 | 4224200401800 | ELASTIC FABRIC SOCKS COOLMAX OR EQUIVALENT WITH INNER POLYMER GEL COATING FOR TRANSTIBIAL AMPUTATION SOCKS LENGTH 400 MM GEL LENGTH 300 MM DISTAL CIRCUMFERENCE 120 - 260 MM PROXIMAL CIRCUMFERENCE 280 - 450 MM APPROXIMATELY
13615 | 4224200401900 | "SOCKS ELASTIC FABRIC WITH INNER POLYMER GEL COATING FOR TRANSTIBIAL AMPUTATION SOCKS LENGTH 650 MM GEL LENGTH 250 MM DISTAL CIRCUMFERENCE 150 - 220 MM PROXIMAL CIRCUMFERENCE 220 - 320 MM APPROXIMATELY"
13616 | 4224200402000 | RESIDUAL LIMB SOCK WITH SILICONE FOR ADDITIONAL PROTECTION OF BONY AREAS AND 2 LAYERS OF COOLMAX FABRIC DERMA SEAL DOUBLE FORTE SIZE 1
13617 | 4224200402100 | RESIDUAL LIMB SOCK WITH SILICONE FOR ADDITIONAL PROTECTION OF BONY AREAS AND 2 LAYERS OF COOLMAX FABRIC DERMA SEAL DOUBLE FORTE SIZE 10
13618 | 4224200402200 | RESIDUAL LIMB SOCK WITH SILICONE FOR ADDITIONAL PROTECTION OF BONY AREAS AND 2 LAYERS OF COOLMAX FABRIC DERMA SEAL DOUBLE FORTE SIZE 2
13619 | 4224200402300 | RESIDUAL LIMB SOCK WITH SILICONE FOR ADDITIONAL PROTECTION OF BONY AREAS AND 2 LAYERS OF COOLMAX FABRIC DERMA SEAL DOUBLE FORTE SIZE 20
13620 | 4224200402400 | RESIDUAL LIMB SOCK WITH SILICONE FOR ADDITIONAL PROTECTION OF BONY AREAS AND 2 LAYERS OF COOLMAX FABRIC DERMA SEAL DOUBLE FORTE SIZE 3
13621 | 4224200402500 | RESIDUAL LIMB SOCK WITH SILICONE FOR ADDITIONAL PROTECTION OF BONY AREAS DERMA SEAL FORTE SIZE 1
13622 | 4224200402600 | RESIDUAL LIMB SOCK WITH SILICONE FOR ADDITIONAL PROTECTION OF BONY AREAS DERMA SEAL FORTE SIZE 2
13623 | 4224200402700 | RESIDUAL LIMB SOCK WITH SILICONE FOR ADDITIONAL PROTECTION OF BONY AREAS DERMA SEAL FORTE SIZE 3
13624 | 4224200402800 | RESIDUAL LIMB SOCK WITH SILICONE FOR ADDITIONAL PROTECTION OF BONY AREAS DERMA SEAL FORTE SIZE 4
13625 | 4224200402900 | RESIDUAL LIMB SOCK WITH SILICONE FOR ADDITIONAL PROTECTION OF BONY AREAS DERMA SEAL FORTE SIZE 5
13626 | 4224200403000 | RESIDUAL LIMB SOCK WITH SILICONE FOR ADDITIONAL PROTECTION OF BONY AREAS DERMA SEAL FORTE SIZE 6
13627 | 4224200403100 | RESIDUAL LIMB SOCK WITH SILICONE FOR ADDITIONAL PROTECTION OF BONY AREAS DERMA SEAL FORTE SIZE 7
13628 | 4224200403200 | "SOCK NYLON MULTIPLE PLY PROTECTIVE LENGTH 40 CM APPROXIMATELY"
13629 | 4224200403300 | "SOCK NYLON MULTIPLE PLY PROTECTIVE LENGTH 45 CM APPROXIMATELY"
13630 | 4224200403400 | "SOCK NYLON MULTIPLE PLY PROTECTIVE LENGTH 30 CM APPROXIMATELY"
13631 | 4224200403500 | "SOCK NYLON MULTIPLE PLY PROTECTIVE LENGTH 35 CM APPROXIMATELY"
13632 | 4224200403600 | "SOCK NYLON MULTIPLE PLY PROTECTIVE LENGTH 20 CM APPROXIMATELY"
13633 | 4224200403700 | "SOCK NYLON MULTIPLE PLY PROTECTIVE LENGTH 25 CM APPROXIMATELY"
13634 | 4224200403800 | "SOCK COTTON MULTIPLE PLY RESIDUAL LIMB 20 CM APPROXIMATELY"
13635 | 4224200403900 | "SOCK COTTON MULTIPLE PLY RESIDUAL LIMB 25 CM APPROXIMATELY"
13636 | 4224200404000 | "SOCK COTTON MULTIPLE PLY RESIDUAL LIMB 30 CM APPROXIMATELY"
13637 | 4224200404100 | "SOCK COTTON MULTIPLE PLY RESIDUAL LIMB 35 CM APPROXIMATELY"
13638 | 4224200404200 | "SOCK COTTON MULTIPLE PLY RESIDUAL LIMB 40 CM APPROXIMATELY"
13639 | 4224200404300 | "SOCK COTTON MULTIPLE PLY RESIDUAL LIMB 45 CM APPROXIMATELY"
13640 | 4224200404400 | "SOCK COTTON MULTIPLE PLY RESIDUAL LIMB 50 CM APPROXIMATELY"
13641 | 4224200404500 | "SOCK COTTON MULTIPLE PLY RESIDUAL LIMB 60 CM APPROXIMATELY"
13642 | 4224200404600 | SOCK STRETCHABLE FOR LISFRANC/CHOPART AMPUTATION SEAMLESS DISTAL END OF SOCK HAS POLYMER GEL FOR PROTECTION OF BONY AREAS DERMA SEAL TRANS PED SIZE: SMALL STANDARD
13643 | 4224200405100 | STOCKINGS COSMETIC FOR BELOW KNEE PROSTHESIS SIZE 2 LENGTH 40.5 CM APPROXIMATELY
13644 | 4224200405200 | "STOCKINGS NYLON COSMETIC TRANSFEMORAL FOR PEDIATRIC 34 CM APPROXIMATELY"
13645 | 4224200405300 | "STOCKINGS NYLON COSMETIC TRANSFEMORAL FOR PEDIATRIC 37 CM APPROXIMATELY"
13646 | 4224200405400 | "STOCKINGS NYLON COSMETIC TRANSFEMORAL FOR PEDIATRIC 44 CM APPROXIMATELY"
13647 | 4224200405500 | "SOCK COMPRESSION SHRINKER TRANSFEMORAL RESIDUAL LIMB CLASS 1 SIZE: LARGE ASSORTED LENGTH"
13648 | 4224200405600 | "SOCK COMPRESSION SHRINKER TRANSFEMORAL RESIDUAL LIMB CLASS 1 SIZE: MEDIUM ASSORTED LENGTH"
13649 | 4224200405700 | "SOCK COMPRESSION SHRINKER TRANSFEMORAL RESIDUAL LIMB CLASS 1 SIZE: X-LARGE ASSORTED LENGTH"
13650 | 4224200405800 | "SOCK COMPRESSION SHRINKER TRANSFEMORAL RESIDUAL LIMB CLASS 1 SIZE: X-SMALL ASSORTED LENGTH"
13651 | 4224200405900 | "SOCK COMPRESSION SHRINKER TRANSFEMORAL RESIDUAL LIMB CLASS 1 SIZE: XX-LARGE ASSORTED LENGTH"
13652 | 4224200406000 | "SOCK COMPRESSION SHRINKER TRANSTIBIAL RESIDUAL LIMB CLASS 1 SIZE: LARGE ASSORTED LENGTH"
13653 | 4224200406100 | "SOCK COMPRESSION SHRINKER TRANSTIBIAL RESIDUAL LIMB CLASS 1 SIZE: MEDIUM ASSORTED LENGTH"
13654 | 4224200406200 | "SOCK COMPRESSION SHRINKER TRANSTIBIAL RESIDUAL LIMB CLASS 1 SIZE: SMALL ASSORTED LENGTH"
13655 | 4224200406300 | "SOCK COMPRESSION SHRINKER TRANSTIBIAL RESIDUAL LIMB CLASS 1 SIZE: X-LARGE ASSORTED LENGTH"
13656 | 4224200406400 | "SOCK COMPRESSION SHRINKER TRANSTIBIAL RESIDUAL LIMB CLASS 1 SIZE: X-SMALL ASSORTED LENGTH"
13657 | 4224200406500 | "SOCK COMPRESSION SHRINKER TRANSTIBIAL RESIDUAL LIMB CLASS 1 SIZE: XX-LARGE ASSORTED LENGTH"
13658 | 4224200406600 | "NYLON CONNECTOR CONNECTION PIECE FOR COSMETIC FOAM PERLON CONNECTION 1"
13659 | 4224200406700 | "NYLON CONNECTOR CONNECTION PIECE FOR COSMETIC FOAM PERLON CONNECTION 2"
13660 | 4224200406800 | "NYLON CONNECTOR CONNECTION PIECE FOR COSMETIC FOAM PERLON CONNECTION 3"
13661 | 4224200406900 | "DISTAL CUP SILICONE FOR USE ON CONICAL STUMPS THAT REQUIRE VOLUME BUILD - UP SIZE: 24 CM APPROXIMATELY"
13662 | 4224200407000 | "DISTAL CUP SILICONE FOR USE ON CONICAL STUMPS THAT REQUIRE VOLUME BUILD - UP SIZE: 26 CM APPROXIMATELY"
13663 | 4224200407100 | "SOCKS MULTIPLE PLY TERRY CLOTH WHITE THIN - WALLED FOR TRANSTIBIAL AMPUTATION LENGTH 20 CM APPROXIMATELY"
13664 | 4224200407200 | "SOCKS MULTIPLE PLY TERRY CLOTH WHITE THIN - WALLED FOR TRANSTIBIAL AMPUTATION LENGTH 25 CM APPROXIMATELY"
13665 | 4224200407400 | "SOCKS MULTIPLE PLY TERRY CLOTH WHITE THIN - WALLED FOR TRANSTIBIAL AMPUTATION LENGTH 35 CM APPROXIMATELY"
13666 | 4224200407600 | "SOCKS MULTIPLE PLY TERRY CLOTH WHITE THIN - WALLED FOR TRANSTIBIAL AMPUTATION LENGTH 45 CM APPROXIMATELY"
13667 | 4224200407900 | NEOPRENE TRANSFEMORAL SUSPENSION SLEEVE SIZE SMALL LEFT
13668 | 4224200408000 | "PROSTHETIC SEALING SLEEVE TRANSTIBIAL PLUS FLAT SEAM REGULAR PROFLEX OR EQUIVALENT KNEE CONICAL SHAPE THE SEALING SLEEVE IS TAPERED BOTH FROM THE DISTAL END TOWARDS THE KNEE AS WELL AS FROM THE KNEE TOWARDS THE PROXIMAL END THIS INCREASES THE GRIP ON THE PROSTHETIC SOCKET AND AT THE SAME TIME REDUCES PRESSURE ON THE THIGH KNEE CENTER CIRCUMFERENCE 24 - 32 CM SIZE 1"
13669 | 4224200408100 | "PROSTHETIC SEALING SLEEVE TRANSTIBIAL PLUS FLAT SEAM REGULAR PROFLEX OR EQUIVALENT KNEE CONICAL SHAPE THE SEALING SLEEVE IS TAPERED BOTH FROM THE DISTAL END TOWARDS THE KNEE AS WELL AS FROM THE KNEE TOWARDS THE PROXIMAL END THIS INCREASES THE GRIP ON THE PROSTHETIC SOCKET AND AT THE SAME TIME REDUCES PRESSURE ON THE THIGH KNEE CENTER CIRCUMFERENCE 30 - 40 CM SIZE 1"
13670 | 4224200408200 | "PROSTHETIC SEALING SLEEVE TRANSTIBIAL PLUS FLAT SEAM REGULAR PROFLEX OR EQUIVALENT KNEE CONICAL SHAPE THE SEALING SLEEVE IS TAPERED BOTH FROM THE DISTAL END TOWARDS THE KNEE AS WELL AS FROM THE KNEE TOWARDS THE PROXIMAL END THIS INCREASES THE GRIP ON THE PROSTHETIC SOCKET AND AT THE SAME TIME REDUCES PRESSURE ON THE THIGH KNEE CENTER CIRCUMFERENCE 36 - 47 CM SIZE 1"
13671 | 4224200408300 | "PROSTHETIC SEALING SLEEVE TRANSTIBIAL PLUS FLAT SEAM SHORT PROFLEX OR EQUIVALENT KNEE CONICAL SHAPE THE SEALING SLEEVE IS TAPERED BOTH FROM THE DISTAL END TOWARDS THE KNEE AS WELL AS FROM THE KNEE TOWARDS THE PROXIMAL END THIS INCREASES THE GRIP ON THE PROSTHETIC SOCKET AND AT THE SAME TIME REDUCES PRESSURE ON THE THIGH KNEE CENTER CIRCUMFERENCE 24 - 32 CM SIZE 1"
13672 | 4224200408400 | "PROSTHETIC SEALING SLEEVE TRANSTIBIAL PLUS FLAT SEAM SHORT PROFLEX OR EQUIVALENT KNEE CONICAL SHAPE THE SEALING SLEEVE IS TAPERED BOTH FROM THE DISTAL END TOWARDS THE KNEE AS WELL AS FROM THE KNEE TOWARDS THE PROXIMAL END THIS INCREASES THE GRIP ON THE PROSTHETIC SOCKET AND AT THE SAME TIME REDUCES PRESSURE ON THE THIGH KNEE CENTER CIRCUMFERENCE 30 - 40 CM SIZE 1"
13673 | 4224200408500 | "PROSTHETIC SEALING SLEEVE TRANSTIBIAL PLUS FLAT SEAM SHORT PROFLEX OR EQUIVALENT KNEE CONICAL SHAPE THE SEALING SLEEVE IS TAPERED BOTH FROM THE DISTAL END TOWARDS THE KNEE AS WELL AS FROM THE KNEE TOWARDS THE PROXIMAL END THIS INCREASES THE GRIP ON THE PROSTHETIC SOCKET AND AT THE SAME TIME REDUCES PRESSURE ON THE THIGH KNEE CENTER CIRCUMFERENCE 36 - 47 CM SIZE 1"
13674 | 4224200408600 | "PROTECTION SEALING SLEEVE TRANSTIBIAL HYPOBARIC PROVIDES EXTREME WEAR AND TEAR STRENGTH AND DURABILITY WHILE ALLOWING RADIAL STRETCH AND COMFORTABLE ELASTICITY VASELINE AND ALOE VERA ARE INCORPORATED IN DERMASIL SILICONE LOW TO HIGH IMPACT LEVEL: K1 AND K2 AND K3 AND K4 ASSORTED SIZE"
13675 | 4224200408800 | "SOCK COMPRESSION SHRINKER TRANSFEMORAL RESIDUAL LIMB CLASS 2 SIZE: LARGE LENGTH 30 CM APPROXIMATELY"
13676 | 4224200408900 | SOCKS ABOVE KNEE RESIDUAL LIMB COMPRESSION CLASS 2 SIZE: LARGE 38
13677 | 4224200409000 | SOCKS ABOVE KNEE RESIDUAL LIMB COMPRESSION CLASS 2 SIZE: LARGE 46
13678 | 4224200409100 | "SOCK COMPRESSION SHRINKER TRANSFEMORAL RESIDUAL LIMB CLASS 2 SIZE: MEDIUM LENGTH 30 CM APPROXIMATELY"
13679 | 4224200409200 | SOCKS ABOVE KNEE RESIDUAL LIMB COMPRESSION CLASS 2 SIZE: MEDIUM 38
13680 | 4224200409300 | SOCKS ABOVE KNEE RESIDUAL LIMB COMPRESSION CLASS 2 SIZE: MEDIUM 46
13681 | 4224200409400 | "SOCK COMPRESSION SHRINKER TRANSFEMORAL RESIDUAL LIMB CLASS 2 SIZE: SMALL LENGTH 30 CM APPROXIMATELY"
13682 | 4224200409500 | SOCKS ABOVE KNEE RESIDUAL LIMB COMPRESSION CLASS 2 SIZE: SMALL 38
13683 | 4224200409600 | SOCKS ABOVE KNEE RESIDUAL LIMB COMPRESSION CLASS 2 SIZE: SMALL 46
13684 | 4224200409700 | "SOCK COMPRESSION SHRINKER TRANSFEMORAL RESIDUAL LIMB CLASS 2 SIZE: X-LARGE LENGTH 30 CM APPROXIMATELY"
13685 | 4224200409800 | SOCKS ABOVE KNEE RESIDUAL LIMB COMPRESSION CLASS 2 SIZE: EXTRA-LARGE 38
13686 | 4224200409900 | SOCKS ABOVE KNEE RESIDUAL LIMB COMPRESSION CLASS 2 SIZE: EXTRA-LARGE 46
13687 | 4224200410000 | "SOCK COMPRESSION SHRINKER TRANSFEMORAL RESIDUAL LIMB CLASS 2 SIZE: X-SMALL LENGTH 30 CM APPROXIMATELY"
13688 | 4224200410100 | SOCKS ABOVE KNEE RESIDUAL LIMB COMPRESSION CLASS 2 SIZE: EXTRA SMALL 38
13689 | 4224200410200 | SOCKS ABOVE KNEE RESIDUAL LIMB COMPRESSION CLASS 2 SIZE: EXTRA SMALL 46
13690 | 4224200410300 | "SOCK COMPRESSION SHRINKER TRANSFEMORAL RESIDUAL LIMB CLASS 2 SIZE: XX-LARGE LENGTH 30 CM APPROXIMATELY"
13691 | 4224200410400 | SOCKS ABOVE KNEE RESIDUAL LIMB COMPRESSION CLASS 2 SIZE: DOUBLE EXTRA-LARGE XX-LARGE 38
13692 | 4224200410500 | SOCKS ABOVE KNEE RESIDUAL LIMB COMPRESSION CLASS 2 SIZE: DOUBLE EXTRA-LARGE XX-LARGE 46
13693 | 4224200410600 | "SOCK COMPRESSION SHRINKER TRANSFEMORAL RESIDUAL LIMB CLASS 2 SIZE: LARGE LENGTH 20 CM APPROXIMATELY"
13694 | 4224200410700 | "SOCK COMPRESSION SHRINKER TRANSFEMORAL RESIDUAL LIMB CLASS 2 SIZE: LARGE LENGTH 25 CM APPROXIMATELY"
13695 | 4224200426200 | STOCKINGS COSMETIC FOR BELOW KNEE PROSTHESIS SIZE 3 LENGTH 44.5 CM APPROXIMATELY
13696 | 4224200426300 | ABOVE KNEE RESIDUAL LIMB COMPRESSION SOCKS NATURAL COLOR CLASS 2 SIZE LARGE 35
13697 | 4224200426400 | ABOVE KNEE RESIDUAL LIMB COMPRESSION SOCKS NATURAL COLOR CLASS 2 SIZE MEDIUM 20
13698 | 4224200426500 | ABOVE KNEE RESIDUAL LIMB COMPRESSION SOCKS NATURAL COLOR CLASS 2 SIZE MEDIUM 25
13699 | 4224200426600 | ABOVE KNEE RESIDUAL LIMB COMPRESSION SOCKS NATURAL COLOR CLASS 2 SIZE MEDIUM 35
13700 | 4224200426700 | ABOVE KNEE RESIDUAL LIMB COMPRESSION SOCKS NATURAL COLOR CLASS 2 SIZE SMALL 20
13701 | 4224200426800 | ABOVE KNEE RESIDUAL LIMB COMPRESSION SOCKS NATURAL COLOR CLASS 2 SIZE SMALL 25
13702 | 4224200426900 | ABOVE KNEE RESIDUAL LIMB COMPRESSION SOCKS NATURAL COLOR CLASS 2 SIZE SMALL 35
13703 | 4224200427000 | ABOVE KNEE RESIDUAL LIMB COMPRESSION SOCKS NATURAL COLOR CLASS 2 SIZE XL 20
13704 | 4224200427100 | ABOVE KNEE RESIDUAL LIMB COMPRESSION SOCKS NATURAL COLOR CLASS 2 SIZE XL 25
13705 | 4224200427200 | ABOVE KNEE RESIDUAL LIMB COMPRESSION SOCKS NATURAL COLOR CLASS 2 SIZE XL 35
13706 | 4224200427300 | ABOVE KNEE RESIDUAL LIMB COMPRESSION SOCKS NATURAL COLOR CLASS 2 SIZE X-SMALL 20
13707 | 4224200427400 | ABOVE KNEE RESIDUAL LIMB COMPRESSION SOCKS NATURAL COLOR CLASS 2 SIZE X-SMALL 25
13708 | 4224200427500 | ABOVE KNEE RESIDUAL LIMB COMPRESSION SOCKS NATURAL COLOR CLASS 2 SIZE X-SMALL 35
13709 | 4224200427600 | ABOVE KNEE RESIDUAL LIMB COMPRESSION SOCKS NATURAL COLOR CLASS 2 SIZE XX-LARGE 20
13710 | 4224200427700 | ABOVE KNEE RESIDUAL LIMB COMPRESSION SOCKS NATURAL COLOR CLASS 2 SIZE XX-LARGE 25
13711 | 4224200427800 | ABOVE KNEE RESIDUAL LIMB COMPRESSION SOCKS NATURAL COLOR CLASS 2 SIZE XX-LARGE 35
13712 | 4224200427900 | BELOW KNEE RESIDUAL LIMB COMPRESSION SOCKS CLASS 2 SIZE LARGE 30
13713 | 4224200428000 | BELOW KNEE RESIDUAL LIMB COMPRESSION SOCKS CLASS 2 SIZE LARGE 38
13714 | 4224200428100 | BELOW KNEE RESIDUAL LIMB COMPRESSION SOCKS CLASS 2 SIZE LARGE 46
13715 | 4224200428200 | BELOW KNEE RESIDUAL LIMB COMPRESSION SOCKS CLASS 2 SIZE MEDIUM 30
13716 | 4224200428300 | BELOW KNEE RESIDUAL LIMB COMPRESSION SOCKS CLASS 2 SIZE MEDIUM 38
13717 | 4224200428400 | BELOW KNEE RESIDUAL LIMB COMPRESSION SOCKS CLASS 2 SIZE MEDIUM 46
13718 | 4224200428500 | BELOW KNEE RESIDUAL LIMB COMPRESSION SOCKS CLASS 2 SIZE SMALL 30
13719 | 4224200428600 | BELOW KNEE RESIDUAL LIMB COMPRESSION SOCKS CLASS 2 SIZE SMALL 38
13720 | 4224200428700 | BELOW KNEE RESIDUAL LIMB COMPRESSION SOCKS CLASS 2 SIZE SMALL 46
13721 | 4224200428800 | BELOW KNEE RESIDUAL LIMB COMPRESSION SOCKS CLASS 2 SIZE XL 30
13722 | 4224200428900 | BELOW KNEE RESIDUAL LIMB COMPRESSION SOCKS CLASS 2 SIZE XL 38
13723 | 4224200429000 | BELOW KNEE RESIDUAL LIMB COMPRESSION SOCKS CLASS 2 SIZE XL 46
13724 | 4224200429100 | BELOW KNEE RESIDUAL LIMB COMPRESSION SOCKS CLASS 2 SIZE X-SMALL 30
13725 | 4224200429200 | BELOW KNEE RESIDUAL LIMB COMPRESSION SOCKS CLASS 2 SIZE X-SMALL 38
13726 | 4224200429300 | BELOW KNEE RESIDUAL LIMB COMPRESSION SOCKS CLASS 2 SIZE X-SMALL 46
13727 | 4224200429400 | BELOW KNEE RESIDUAL LIMB COMPRESSION SOCKS CLASS 2 SIZE XX-LARGE 30
13728 | 4224200429500 | BELOW KNEE RESIDUAL LIMB COMPRESSION SOCKS CLASS 2 SIZE XX-LARGE 38
13729 | 4224200429600 | BELOW KNEE RESIDUAL LIMB COMPRESSION SOCKS CLASS 2 SIZE XX-LARGE 46
13730 | 4224200429700 | POUCH FOR AMPUTATED LIMBS TO GIVE PRESSURE ON THE STUMP
13731 | 4224200429800 | PRESSURE GARMENT CUSTOM MADE FOR SCAR MANAGEMENT STUMP SLEEVE FOR BURN SCAR COMPOSITION-HIGH QUALITY SOFT MULTI-DIRECTIONAL STRETCH ANATOMICAL FIT ANTI-BACTERIAL BREATHABLE ODOR NEUTRALITY HYPOALLERGENIC AND LATEX-FREE MEDICAL GRADE COMPOSITION PRESSURE BASED ON PATIENT NEEDS
13732 | 4224200429900 | PRESSURE GARMENT CUSTOM MADE FOR SCAR MANAGEMENT STUMP SLEEVE/SHOULDER FLAP COMPOSITION-HIGH QUALITY SOFT MULTI-DIRECTIONAL STRETCH ANATOMICAL FIT ANTI-BACTERIAL BREATHABLE ODOR NEUTRALITY HYPOALLERGENIC AND LATEX-FREE MEDICAL GRADE COMPOSITION PRESSURE BASED ON PATIENT NEEDS
13733 | 4224200430000 | PRESSURE GARMENT CUSTOM MADE FOR SCAR MANAGEMENT STUMP SUPPORT ABOVE KNEE COMPOSITION-HIGH QUALITY SOFT MULTI-DIRECTIONAL STRETCH ANATOMICAL FIT ANTI-BACTERIAL BREATHABLE ODOR NEUTRALITY HYPOALLERGENIC AND LATEX-FREE MEDICAL GRADE COMPOSITION PRESSURE BASED ON PATIENT NEEDS
13734 | 4224200430100 | PRESSURE GARMENT CUSTOM MADE FOR SCAR MANAGEMENT STUMP SUPPORT BELOW KNEE COMPOSITION-HIGH QUALITY SOFT MULTI-DIRECTIONAL STRETCH ANATOMICAL FIT ANTI-BACTERIAL BREATHABLE ODOR NEUTRALITY HYPOALLERGENIC AND LATEX-FREE MEDICAL GRADE COMPOSITION PRESSURE BASED ON PATIENT NEEDS
13735 | 4224200430200 | EASY PROTH FOR TRANSFEMORAL PROSTHESIS WASHABLE UNIVERSAL SIZE
13736 | 4224200430300 | STOCKINGS COSMETIC FOR BELOW KNEE PROSTHESIS SIZE 1 LENGTH 38.5 CM APPROXIMATELY
13737 | 4224200430400 | "SOCKS WITH DISTAL HOLE TERRY CLOTH FOR USING WITH LINERS WITH A CONNECTOR TRANSTIBIAL AMPUTATION LENGTH 30 CM APPROXIMATELY"
13738 | 4224200430500 | "SOCKS WITH DISTAL HOLE TERRY CLOTH FOR USING WITH LINERS WITH A CONNECTOR TRANSTIBIAL AMPUTATION LENGTH 40 CM APPROXIMATELY"
13739 | 4224200430600 | "SOCKS WITH DISTAL HOLE TERRY CLOTH FOR USING WITH LINERS WITH A CONNECTOR TRANSFEMORAL AMPUTATION LENGTH 30 CM APPROXIMATELY"
13740 | 4224200430700 | "SOCKS WITH DISTAL HOLE TERRY CLOTH FOR USING WITH LINERS WITH A CONNECTOR TRANSFEMORAL AMPUTATION LENGTH 40 CM APPROXIMATELY"
13741 | 4224200430800 | PROSTHETIC BELOW KNEE STUMP SOCKS MEDIUM REGULAR 85 % COTTON 15% LYCRA (LENGTH 16-20 INCH) TOE WIDTH 3 ½ INCH TOP WIDTH 6-6 ½ INCH) 1 PLY
13742 | 4224200430900 | PROSTHETIC BELOW KNEE STUMP SOCKS MEDIUM LONG REGULAR 85 % COTTON 15% LYCRA (LENGTH 22-26 INCH) TOE WIDTH 3 ½ INCH TOP WIDTH 6-6 ½ INCH) 1 PLY
13743 | 4224200431000 | PROSTHETIC BELOW KNEE STUMP SOCKS MEDIUM SHORT 85 % COTTON 15% LYCRA(LENGTH 10-14 INCH TOE WIDTH 3 ½ INCH TOP WIDTH 6-6 ½ INCH) 1 PLY
13744 | 4224200431100 | PROSTHETIC BELOW KNEE STUMP SOCKS MEDIUM REGULAR 85 % COTTON 15% LYCRA (LENGTH 16-20 INCH) TOE WIDTH 3 ½ INCH TOP WIDTH 6-6 ½ INCH) 3 PLY
13745 | 4224200431200 | PROSTHETIC BELOW KNEE STUMP SOCKS MEDIUM LONG REGULAR 85 % COTTON 15% LYCRA(LENGTH 22-26 INCH) TOE WIDTH 3 ½ INCH TOP WIDTH 6-6 ½ INCH) 3 PLY
13746 | 4224200431300 | "PROSTHETIC BELOW KNEE STUMP SOCKS MEDIUM SHORT 85 % COTTON 15% LYCRA(LENGTH 10-14 INCH APPROXIMATELY TOE WIDTH 3 # INCH TOP WIDTH 6-6 # INCH) APPROXIMATELY 3 PLY"
13747 | 4224200431400 | PROSTHETIC BELOW KNEE STUMP SOCKS MEDIUM REGULAR 85 % COTTON 15% LYCRA (LENGTH 16-20 INCH) TOE WIDTH 3 ½ INCH TOP WIDTH 6-6 ½ INCH) 5 PLY
13748 | 4224200431500 | PROSTHETIC BELOW KNEE STUMP SOCKS MEDIUM LONG REGULAR 85 % COTTON 15% LYCRA (LENGTH 22-26 INCH) TOE WIDTH 3 ½ INCH TOP WIDTH 6-6 ½ INCH) 5 PLY
13749 | 4224200431600 | PROSTHETIC BELOW KNEE STUMP SOCKS MEDIUM SHORT 85 % COTTON 15% LYCRA (LENGTH 10-14 INCH TOE WIDTH 3 ½ INCH TOP WIDTH 6-6 ½ INCH) 5 PLY
13750 | 4224200431700 | A PROSTHETIC SOCKS (STRETCHABLE) DESIGNED TO BE WORN UNDER A SUSPENSION LINER NEXT TO THE SKIN. RELIEVES SKIN SHEAR IRRITATIONS AND IMPROVES COMFORT WITH LINERS. SIZE EXTRA SHORT
13751 | 4224200431800 | A PROSTHETIC SOCKS (STRETCHABLE) DESIGNED TO BE WORN UNDER A SUSPENSION LINER NEXT TO THE SKIN. RELIEVES SKIN SHEAR IRRITATIONS AND IMPROVES COMFORT WITH LINERS. SIZE SHORT
13752 | 4224200431900 | CUSHION HIGH DENSITY GEL LINER WITH SEAMLESS KNITTED CONSTRUCTION FOR ACTIVE PATIENTS HD GEL FOR BETTER DEGREE OF CONTROL APPROXIMATELY 3MM THICK - 20CM
13753 | 4224200432000 | CUSHION HIGH DENSITY GEL LINER WITH SEAMLESS KNITTED CONSTRUCTION FOR ACTIVE PATIENTS HD GEL FOR BETTER DEGREE OF CONTROL APPROXIMATELY 3MM THICK - 24CM
13754 | 4224200432100 | CUSHION HIGH DENSITY GEL LINER WITH SEAMLESS KNITTED CONSTRUCTION FOR ACTIVE PATIENTS HD GEL FOR BETTER DEGREE OF CONTROL APPROXIMATELY 3MM THICK - 26CM
13755 | 4224200432200 | CUSHION HIGH DENSITY GEL LINER WITH SEAMLESS KNITTED CONSTRUCTION FOR ACTIVE PATIENTS HD GEL FOR BETTER DEGREE OF CONTROL APPROXIMATELY 3MM THICK - 28CM
13756 | 4224200432300 | CUSHION HIGH DENSITY GEL LINER WITH SEAMLESS KNITTED CONSTRUCTION FOR ACTIVE PATIENTS HD GEL FOR BETTER DEGREE OF CONTROL APPROXIMATELY 3MM THICK - 32CM
13757 | 4224200432400 | CUSHION HIGH DENSITY GEL LINER WITH SEAMLESS KNITTED CONSTRUCTION FOR ACTIVE PATIENTS HD GEL FOR BETTER DEGREE OF CONTROL APPROXIMATELY 3MM THICK - 38CM
13758 | 4224200432500 | CUSHION HIGH DENSITY GEL LINER WITH SEAMLESS KNITTED CONSTRUCTION FOR ACTIVE PATIENTS HD GEL FOR BETTER DEGREE OF CONTROL APPROXIMATELY 3MM THICK - 44CM
13759 | 4224200432600 | CUSHION HIGH DENSITY GEL LINER WITH SEAMLESS KNITTED CONSTRUCTION FOR ACTIVE PATIENTS HD GEL FOR BETTER DEGREE OF CONTROL APPROXIMATELY 6MM THICK - 20CM
13760 | 4224200432700 | CUSHION HIGH DENSITY GEL LINER WITH SEAMLESS KNITTED CONSTRUCTION FOR ACTIVE PATIENTS HD GEL FOR BETTER DEGREE OF CONTROL APPROXIMATELY 6MM THICK - 24CM
13761 | 4224200432800 | CUSHION HIGH DENSITY GEL LINER WITH SEAMLESS KNITTED CONSTRUCTION FOR ACTIVE PATIENTS HD GEL FOR BETTER DEGREE OF CONTROL APPROXIMATELY 6MM THICK - 26CM
13762 | 4224200432900 | CUSHION HIGH DENSITY GEL LINER WITH SEAMLESS KNITTED CONSTRUCTION FOR ACTIVE PATIENTS HD GEL FOR BETTER DEGREE OF CONTROL APPROXIMATELY 6MM THICK - 28CM
13763 | 4224200433000 | CUSHION HIGH DENSITY GEL LINER WITH SEAMLESS KNITTED CONSTRUCTION FOR ACTIVE PATIENTS HD GEL FOR BETTER DEGREE OF CONTROL APPROXIMATELY 6MM THICK - 32CM
13764 | 4224200433100 | CUSHION HIGH DENSITY GEL LINER WITH SEAMLESS KNITTED CONSTRUCTION FOR ACTIVE PATIENTS HD GEL FOR BETTER DEGREE OF CONTROL APPROXIMATELY 6MM THICK - 38CM
13765 | 4224200433200 | CUSHION HIGH DENSITY GEL LINER WITH SEAMLESS KNITTED CONSTRUCTION FOR ACTIVE PATIENTS HD GEL FOR BETTER DEGREE OF CONTROL APPROXIMATELY 6MM THICK - 44CM
13766 | 4224200433300 | "SILICONE LINER CUSHION FOR TRANSFEMORAL AMPUTEES ANTIBACTERIAL MATERIAL SUITABLE FOR AMPUTEES WITH EXCESS SOFT TISSUE SIZE 200 MM APPROXIMATELY THICKNESS: 2.5-3 MM"
13767 | 4224200433400 | "SILICONE LINER CUSHION FOR TRANSFEMORAL AMPUTEES ANTIBACTERIAL MATERIAL SUITABLE FOR AMPUTEES WITH EXCESS SOFT TISSUE SIZE 200 MM APPROXIMATELY THICKNESS: 5.5-6 MM"
13768 | 4224200433500 | "SILICONE LINER CUSHION FOR TRANSFEMORAL AMPUTEES ANTIBACTERIAL MATERIAL SUITABLE FOR AMPUTEES WITH EXCESS SOFT TISSUE SIZE 220 MM APPROXIMATELY THICKNESS: 2.5-3 MM"
13769 | 4224200433600 | "SILICONE LINER CUSHION FOR TRANSFEMORAL AMPUTEES ANTIBACTERIAL MATERIAL SUITABLE FOR AMPUTEES WITH EXCESS SOFT TISSUE SIZE 220 MM APPROXIMATELY THICKNESS: 5.5-6 MM"
13770 | 4224200433700 | "SILICONE LINER CUSHION FOR TRANSFEMORAL AMPUTEES ANTIBACTERIAL MATERIAL SUITABLE FOR AMPUTEES WITH EXCESS SOFT TISSUE SIZE 240 MM APPROXIMATELY THICKNESS: 2.5-3 MM"
13771 | 4224200433800 | "SILICONE LINER CUSHION FOR TRANSFEMORAL AMPUTEES ANTIBACTERIAL MATERIAL SUITABLE FOR AMPUTEES WITH EXCESS SOFT TISSUE SIZE 240 MM APPROXIMATELY THICKNESS: 5.5-6 MM"
13772 | 4224200433900 | "SILICONE LINER CUSHION FOR TRANSFEMORAL AMPUTEES ANTIBACTERIAL MATERIAL SUITABLE FOR AMPUTEES WITH EXCESS SOFT TISSUE SIZE 260 MM APPROXIMATELY THICKNESS: 2.5-3 MM"
13773 | 4224200434000 | "SILICONE LINER CUSHION FOR TRANSFEMORAL AMPUTEES ANTIBACTERIAL MATERIAL SUITABLE FOR AMPUTEES WITH EXCESS SOFT TISSUE SIZE 260 MM APPROXIMATELY THICKNESS: 5.5-6 MM"
13774 | 4224200434100 | "SILICONE LINER CUSHION FOR TRANSFEMORAL AMPUTEES ANTIBACTERIAL MATERIAL SUITABLE FOR AMPUTEES WITH EXCESS SOFT TISSUE SIZE 280 MM APPROXIMATELY THICKNESS: 2.5-3 MM"
13775 | 4224200434200 | "SILICONE LINER CUSHION FOR TRANSFEMORAL AMPUTEES ANTIBACTERIAL MATERIAL SUITABLE FOR AMPUTEES WITH EXCESS SOFT TISSUE SIZE 280 MM APPROXIMATELY THICKNESS: 5.5-6 MM"
13776 | 4224200434300 | "SILICONE LINER CUSHION FOR TRANSFEMORAL AMPUTEES ANTIBACTERIAL MATERIAL SUITABLE FOR AMPUTEES WITH EXCESS SOFT TISSUE SIZE 300 MM APPROXIMATELY THICKNESS: 2.5-3 MM"
13777 | 4224200434400 | "SILICONE LINER CUSHION FOR TRANSFEMORAL AMPUTEES ANTIBACTERIAL MATERIAL SUITABLE FOR AMPUTEES WITH EXCESS SOFT TISSUE SIZE 300 MM APPROXIMATELY THICKNESS: 5.5-6 MM"
13778 | 4224200434500 | "SILICONE LINER CUSHION FOR TRANSFEMORAL AMPUTEES ANTIBACTERIAL MATERIAL SUITABLE FOR AMPUTEES WITH EXCESS SOFT TISSUE SIZE 320 MM APPROXIMATELY THICKNESS: 2.5-3 MM"
13779 | 4224200434600 | "SILICONE LINER CUSHION FOR TRANSFEMORAL AMPUTEES ANTIBACTERIAL MATERIAL SUITABLE FOR AMPUTEES WITH EXCESS SOFT TISSUE SIZE 320 MM APPROXIMATELY THICKNESS: 5.5-6 MM"
13780 | 4224200434700 | "SILICONE LINER CUSHION FOR TRANSFEMORAL AMPUTEES ANTIBACTERIAL MATERIAL SUITABLE FOR AMPUTEES WITH EXCESS SOFT TISSUE SIZE 350 MM APPROXIMATELY THICKNESS: 2.5-3 MM"
13781 | 4224200434800 | "SILICONE LINER CUSHION FOR TRANSFEMORAL AMPUTEES ANTIBACTERIAL MATERIAL SUITABLE FOR AMPUTEES WITH EXCESS SOFT TISSUE SIZE 350 MM APPROXIMATELY THICKNESS: 5.5-6 MM"
13782 | 4224200434900 | "SILICONE LINER CUSHION FOR TRANSFEMORAL AMPUTEES ANTIBACTERIAL MATERIAL SUITABLE FOR AMPUTEES WITH EXCESS SOFT TISSUE SIZE 380 MM APPROXIMATELY THICKNESS: 2.5-3 MM"
13783 | 4224200435000 | "SILICONE LINER CUSHION FOR TRANSFEMORAL AMPUTEES ANTIBACTERIAL MATERIAL SUITABLE FOR AMPUTEES WITH EXCESS SOFT TISSUE SIZE 380 MM APPROXIMATELY THICKNESS: 5.5-6 MM"
13784 | 4224200435100 | "SILICONE LINER CUSHION FOR TRANSFEMORAL AMPUTEES ANTIBACTERIAL MATERIAL SUITABLE FOR AMPUTEES WITH EXCESS SOFT TISSUE SIZE 410 MM APPROXIMATELY THICKNESS: 2.5-3 MM"
13785 | 4224200435200 | "SILICONE LINER CUSHION FOR TRANSFEMORAL AMPUTEES ANTIBACTERIAL MATERIAL SUITABLE FOR AMPUTEES WITH EXCESS SOFT TISSUE SIZE 410 MM APPROXIMATELY THICKNESS: 5.5-6 MM"
13786 | 4224200435300 | "SILICONE LINER CUSHION FOR TRANSFEMORAL AMPUTEES ANTIBACTERIAL MATERIAL SUITABLE FOR AMPUTEES WITH EXCESS SOFT TISSUE SIZE 440 MM APPROXIMATELY THICKNESS: 2.5-3 MM"
13787 | 4224200435400 | "SILICONE LINER CUSHION FOR TRANSFEMORAL AMPUTEES ANTIBACTERIAL MATERIAL SUITABLE FOR AMPUTEES WITH EXCESS SOFT TISSUE SIZE 440 MM APPROXIMATELY THICKNESS: 5.5-6 MM"
13788 | 4224200435500 | CUSHION THERMOPLASTIC ELASTOMER (TPE) GEL - LINER WITH ANTIOXIDANTS BENEFICIAL FOR DIABETIC VASCULAR AND GERIATRIC PATIENTS SIZE APPROXIMATELY 16CM - 3MM THICKNESS
13789 | 4224200435600 | CUSHION THERMOPLASTIC ELASTOMER (TPE) GEL - LINER WITH ANTIOXIDANTS BENEFICIAL FOR DIABETIC VASCULAR AND GERIATRIC PATIENTS SIZE APPROXIMATELY 16CM - 6MM THICKNESS
13790 | 4224200435700 | CUSHION THERMOPLASTIC ELASTOMER (TPE) GEL - LINER WITH ANTIOXIDANTS BENEFICIAL FOR DIABETIC VASCULAR AND GERIATRIC PATIENTS SIZE APPROXIMATELY 20CM - 3MM THICKNESS
13791 | 4224200435800 | CUSHION THERMOPLASTIC ELASTOMER (TPE) GEL - LINER WITH ANTIOXIDANTS BENEFICIAL FOR DIABETIC VASCULAR AND GERIATRIC PATIENTS SIZE APPROXIMATELY 20CM - 6MM THICKNESS
13792 | 4224200435900 | CUSHION THERMOPLASTIC ELASTOMER (TPE) GEL - LINER WITH ANTIOXIDANTS BENEFICIAL FOR DIABETIC VASCULAR AND GERIATRIC PATIENTS SIZE APPROXIMATELY 24CM - 3MM THICKNESS
13793 | 4224200436000 | CUSHION THERMOPLASTIC ELASTOMER (TPE) GEL - LINER WITH ANTIOXIDANTS BENEFICIAL FOR DIABETIC VASCULAR AND GERIATRIC PATIENTS SIZE APPROXIMATELY 24CM - 6MM THICKNESS
13794 | 4224200436100 | CUSHION THERMOPLASTIC ELASTOMER (TPE) GEL - LINER WITH ANTIOXIDANTS BENEFICIAL FOR DIABETIC VASCULAR AND GERIATRIC PATIENTS SIZE APPROXIMATELY 26CM - 3MM THICKNESS
13795 | 4224200436200 | CUSHION THERMOPLASTIC ELASTOMER (TPE) GEL - LINER WITH ANTIOXIDANTS BENEFICIAL FOR DIABETIC VASCULAR AND GERIATRIC PATIENTS SIZE APPROXIMATELY 26CM - 6MM THICKNESS
13796 | 4224200436300 | CUSHION THERMOPLASTIC ELASTOMER (TPE) GEL - LINER WITH ANTIOXIDANTS BENEFICIAL FOR DIABETIC VASCULAR AND GERIATRIC PATIENTS SIZE APPROXIMATELY 28CM - 3MM THICKNESS
13797 | 4224200436400 | CUSHION THERMOPLASTIC ELASTOMER (TPE) GEL - LINER WITH ANTIOXIDANTS BENEFICIAL FOR DIABETIC VASCULAR AND GERIATRIC PATIENTS SIZE APPROXIMATELY 28CM - 6MM THICKNESS
13798 | 4224200436500 | CUSHION THERMOPLASTIC ELASTOMER (TPE) GEL - LINER WITH ANTIOXIDANTS BENEFICIAL FOR DIABETIC VASCULAR AND GERIATRIC PATIENTS SIZE APPROXIMATELY 32CM - 3MM THICKNESS
13799 | 4224200436600 | CUSHION THERMOPLASTIC ELASTOMER (TPE) GEL - LINER WITH ANTIOXIDANTS BENEFICIAL FOR DIABETIC VASCULAR AND GERIATRIC PATIENTS SIZE APPROXIMATELY 32CM - 6MM THICKNESS
13800 | 4224200436700 | CUSHION THERMOPLASTIC ELASTOMER (TPE) GEL - LINER WITH ANTIOXIDANTS BENEFICIAL FOR DIABETIC VASCULAR AND GERIATRIC PATIENTS SIZE APPROXIMATELY 38CM - 3MM THICKNESS
13801 | 4224200436800 | CUSHION THERMOPLASTIC ELASTOMER (TPE) GEL - LINER WITH ANTIOXIDANTS BENEFICIAL FOR DIABETIC VASCULAR AND GERIATRIC PATIENTS SIZE APPROXIMATELY 38CM - 6MM THICKNESS
13802 | 4224200436900 | CUSHION THERMOPLASTIC ELASTOMER (TPE) GEL - LINER WITH ANTIOXIDANTS BENEFICIAL FOR DIABETIC VASCULAR AND GERIATRIC PATIENTS SIZE APPROXIMATELY 44CM - 3MM THICKNESS
13803 | 4224200437000 | CUSHION THERMOPLASTIC ELASTOMER (TPE) GEL - LINER WITH ANTIOXIDANTS BENEFICIAL FOR DIABETIC VASCULAR AND GERIATRIC PATIENTS SIZE APPROXIMATELY 44CM - 6MM THICKNESS
13804 | 4224200437100 | CUSHION THERMOPLASTIC ELASTOMER (TPE) GEL LINER WITH ANTI-BACTERIAL PROPERTIES SIZE APPROXIMATELY 16CM - 3MM THICKNESS
13805 | 4224200437200 | CUSHION THERMOPLASTIC ELASTOMER (TPE) GEL LINER WITH ANTI-BACTERIAL PROPERTIES SIZE APPROXIMATELY 16CM - 6MM THICKNESS
13806 | 4224200437300 | CUSHION THERMOPLASTIC ELASTOMER (TPE) GEL LINER WITH ANTI-BACTERIAL PROPERTIES SIZE APPROXIMATELY 20CM - 3MM THICKNESS
13807 | 4224200437400 | CUSHION THERMOPLASTIC ELASTOMER (TPE) GEL LINER WITH ANTI-BACTERIAL PROPERTIES SIZE APPROXIMATELY 20CM - 6MM THICKNESS
13808 | 4224200437500 | CUSHION THERMOPLASTIC ELASTOMER (TPE) GEL LINER WITH ANTI-BACTERIAL PROPERTIES SIZE APPROXIMATELY 24CM - 3MM THICKNESS
13809 | 4224200437600 | CUSHION THERMOPLASTIC ELASTOMER (TPE) GEL LINER WITH ANTI-BACTERIAL PROPERTIES SIZE APPROXIMATELY 24CM - 6MM THICKNESS
13810 | 4224200437700 | CUSHION THERMOPLASTIC ELASTOMER (TPE) GEL LINER WITH ANTI-BACTERIAL PROPERTIES SIZE APPROXIMATELY 26CM - 3MM THICKNESS
13811 | 4224200437800 | CUSHION THERMOPLASTIC ELASTOMER (TPE) GEL LINER WITH ANTI-BACTERIAL PROPERTIES SIZE APPROXIMATELY 26CM - 6MM THICKNESS
13812 | 4224200437900 | CUSHION THERMOPLASTIC ELASTOMER (TPE) GEL LINER WITH ANTI-BACTERIAL PROPERTIES SIZE APPROXIMATELY 28CM - 3MM THICKNESS
13813 | 4224200438000 | CUSHION THERMOPLASTIC ELASTOMER (TPE) GEL LINER WITH ANTI-BACTERIAL PROPERTIES SIZE APPROXIMATELY 28CM - 6MM THICKNESS
13814 | 4224200438100 | CUSHION THERMOPLASTIC ELASTOMER (TPE) GEL LINER WITH ANTI-BACTERIAL PROPERTIES SIZE APPROXIMATELY 32CM - 3MM THICKNESS
13815 | 4224200438200 | CUSHION THERMOPLASTIC ELASTOMER (TPE) GEL LINER WITH ANTI-BACTERIAL PROPERTIES SIZE APPROXIMATELY 32CM - 6MM THICKNESS
13816 | 4224200438300 | CUSHION THERMOPLASTIC ELASTOMER (TPE) GEL LINER WITH ANTI-BACTERIAL PROPERTIES SIZE APPROXIMATELY 38CM - 3MM THICKNESS
13817 | 4224200438400 | CUSHION THERMOPLASTIC ELASTOMER (TPE) GEL LINER WITH ANTI-BACTERIAL PROPERTIES SIZE APPROXIMATELY 38CM - 6MM THICKNESS
13818 | 4224200438500 | CUSHION THERMOPLASTIC ELASTOMER (TPE) GEL LINER WITH ANTI-BACTERIAL PROPERTIES SIZE APPROXIMATELY 44CM - 3MM THICKNESS
13819 | 4224200438600 | CUSHION THERMOPLASTIC ELASTOMER (TPE) GEL LINER WITH ANTI-BACTERIAL PROPERTIES SIZE APPROXIMATELY 44CM - 6MM THICKNESS
13820 | 4224200440300 | LOCKING HIGH DENSITY GEL LINER WITH SEAMLESS KNITTED CONSTRUCTION FOR ACTIVE PATIENTS HD GEL FOR BETTER DEGREE OF CONTROL APPROXIMATELY 3MM THICK - 20CM
13821 | 4224200440400 | LOCKING HIGH DENSITY GEL LINER WITH SEAMLESS KNITTED CONSTRUCTION FOR ACTIVE PATIENTS HD GEL FOR BETTER DEGREE OF CONTROL APPROXIMATELY 3MM THICK - 24CM
13822 | 4224200440500 | LOCKING HIGH DENSITY GEL LINER WITH SEAMLESS KNITTED CONSTRUCTION FOR ACTIVE PATIENTS HD GEL FOR BETTER DEGREE OF CONTROL APPROXIMATELY 3MM THICK - 26CM
13823 | 4224200440600 | LOCKING HIGH DENSITY GEL LINER WITH SEAMLESS KNITTED CONSTRUCTION FOR ACTIVE PATIENTS HD GEL FOR BETTER DEGREE OF CONTROL APPROXIMATELY 3MM THICK - 28CM
13824 | 4224200440700 | LOCKING HIGH DENSITY GEL LINER WITH SEAMLESS KNITTED CONSTRUCTION FOR ACTIVE PATIENTS HD GEL FOR BETTER DEGREE OF CONTROL APPROXIMATELY 3MM THICK - 32CM
13825 | 4224200440800 | LOCKING HIGH DENSITY GEL LINER WITH SEAMLESS KNITTED CONSTRUCTION FOR ACTIVE PATIENTS HD GEL FOR BETTER DEGREE OF CONTROL APPROXIMATELY 3MM THICK - 38CM
13826 | 4224200440900 | LOCKING HIGH DENSITY GEL LINER WITH SEAMLESS KNITTED CONSTRUCTION FOR ACTIVE PATIENTS HD GEL FOR BETTER DEGREE OF CONTROL APPROXIMATELY 3MM THICK - 44CM
13827 | 4224200441000 | LOCKING HIGH DENSITY GEL LINER WITH SEAMLESS KNITTED CONSTRUCTION FOR ACTIVE PATIENTS HD GEL FOR BETTER DEGREE OF CONTROL APPROXIMATELY 6MM THICK - 20CM
13828 | 4224200441100 | LOCKING HIGH DENSITY GEL LINER WITH SEAMLESS KNITTED CONSTRUCTION FOR ACTIVE PATIENTS HD GEL FOR BETTER DEGREE OF CONTROL APPROXIMATELY 6MM THICK - 24CM
13829 | 4224200441200 | LOCKING HIGH DENSITY GEL LINER WITH SEAMLESS KNITTED CONSTRUCTION FOR ACTIVE PATIENTS HD GEL FOR BETTER DEGREE OF CONTROL APPROXIMATELY 6MM THICK - 26CM
13830 | 4224200441300 | LOCKING HIGH DENSITY GEL LINER WITH SEAMLESS KNITTED CONSTRUCTION FOR ACTIVE PATIENTS HD GEL FOR BETTER DEGREE OF CONTROL APPROXIMATELY 6MM THICK - 28CM
13831 | 4224200441400 | LOCKING HIGH DENSITY GEL LINER WITH SEAMLESS KNITTED CONSTRUCTION FOR ACTIVE PATIENTS HD GEL FOR BETTER DEGREE OF CONTROL APPROXIMATELY 6MM THICK - 32CM
13832 | 4224200441500 | LOCKING HIGH DENSITY GEL LINER WITH SEAMLESS KNITTED CONSTRUCTION FOR ACTIVE PATIENTS HD GEL FOR BETTER DEGREE OF CONTROL APPROXIMATELY 6MM THICK - 38CM
13833 | 4224200441600 | LOCKING HIGH DENSITY GEL LINER WITH SEAMLESS KNITTED CONSTRUCTION FOR ACTIVE PATIENTS HD GEL FOR BETTER DEGREE OF CONTROL APPROXIMATELY 6MM THICK - 44CM
13834 | 4224200441700 | "SILICONE LINER LOCKING FOR TRANSFEMORAL AMPUTEES ANTIBACTERIAL MATERIAL SUITABLE FOR AMPUTEES WITH EXCESS SOFT TISSUE SIZE 200 MM APPROXIMATELY THICKNESS: 2.5-3 MM"
13835 | 4224200441800 | "SILICONE LINER LOCKING FOR TRANSFEMORAL AMPUTEES ANTIBACTERIAL MATERIAL SUITABLE FOR AMPUTEES WITH EXCESS SOFT TISSUE SIZE 200 MM APPROXIMATELY THICKNESS: 5.5-6 MM"
13836 | 4224200441900 | "SILICONE LINER LOCKING FOR TRANSFEMORAL AMPUTEES ANTIBACTERIAL MATERIAL SUITABLE FOR AMPUTEES WITH EXCESS SOFT TISSUE SIZE 220 MM APPROXIMATELY THICKNESS: 2.5-3 MM"
13837 | 4224200442000 | "SILICONE LINER LOCKING FOR TRANSFEMORAL AMPUTEES ANTIBACTERIAL MATERIAL SUITABLE FOR AMPUTEES WITH EXCESS SOFT TISSUE SIZE 220 MM APPROXIMATELY THICKNESS: 5.5-6 MM"
13838 | 4224200442100 | "SILICONE LINER LOCKING FOR TRANSFEMORAL AMPUTEES ANTIBACTERIAL MATERIAL SUITABLE FOR AMPUTEES WITH EXCESS SOFT TISSUE SIZE 240 MM APPROXIMATELY THICKNESS: 2.5-3 MM"
13839 | 4224200442200 | "SILICONE LINER LOCKING FOR TRANSFEMORAL AMPUTEES ANTIBACTERIAL MATERIAL SUITABLE FOR AMPUTEES WITH EXCESS SOFT TISSUE SIZE 240 MM APPROXIMATELY THICKNESS: 5.5-6 MM"
13840 | 4224200442300 | "SILICONE LINER LOCKING FOR TRANSFEMORAL AMPUTEES ANTIBACTERIAL MATERIAL SUITABLE FOR AMPUTEES WITH EXCESS SOFT TISSUE SIZE 260 MM APPROXIMATELY THICKNESS: 2.5-3 MM"
13841 | 4224200442400 | "SILICONE LINER LOCKING FOR TRANSFEMORAL AMPUTEES ANTIBACTERIAL MATERIAL SUITABLE FOR AMPUTEES WITH EXCESS SOFT TISSUE SIZE 260 MM APPROXIMATELY THICKNESS: 5.5-6 MM"
13842 | 4224200442500 | "SILICONE LINER LOCKING FOR TRANSFEMORAL AMPUTEES ANTIBACTERIAL MATERIAL SUITABLE FOR AMPUTEES WITH EXCESS SOFT TISSUE SIZE 280 MM APPROXIMATELY THICKNESS: 2.5-3 MM"
13843 | 4224200442600 | "SILICONE LINER LOCKING FOR TRANSFEMORAL AMPUTEES ANTIBACTERIAL MATERIAL SUITABLE FOR AMPUTEES WITH EXCESS SOFT TISSUE SIZE 280 MM APPROXIMATELY THICKNESS: 5.5-6 MM"
13844 | 4224200442700 | "SILICONE LINER LOCKING FOR TRANSFEMORAL AMPUTEES ANTIBACTERIAL MATERIAL SUITABLE FOR AMPUTEES WITH EXCESS SOFT TISSUE SIZE 300 MM APPROXIMATELY THICKNESS: 2.5-3 MM"
13845 | 4224200442800 | "SILICONE LINER LOCKING FOR TRANSFEMORAL AMPUTEES ANTIBACTERIAL MATERIAL SUITABLE FOR AMPUTEES WITH EXCESS SOFT TISSUE SIZE 300 MM APPROXIMATELY THICKNESS: 5.5-6 MM"
13846 | 4224200442900 | "SILICONE LINER LOCKING FOR TRANSFEMORAL AMPUTEES ANTIBACTERIAL MATERIAL SUITABLE FOR AMPUTEES WITH EXCESS SOFT TISSUE SIZE 320 MM APPROXIMATELY THICKNESS: 2.5-3 MM"
13847 | 4224200443000 | "SILICONE LINER LOCKING FOR TRANSFEMORAL AMPUTEES ANTIBACTERIAL MATERIAL SUITABLE FOR AMPUTEES WITH EXCESS SOFT TISSUE SIZE 320 MM APPROXIMATELY THICKNESS: 5.5-6 MM"
13848 | 4224200443100 | "SILICONE LINER LOCKING FOR TRANSFEMORAL AMPUTEES ANTIBACTERIAL MATERIAL SUITABLE FOR AMPUTEES WITH EXCESS SOFT TISSUE SIZE 350 MM APPROXIMATELY THICKNESS: 2.5-3 MM"
13849 | 4224200443200 | "SILICONE LINER LOCKING FOR TRANSFEMORAL AMPUTEES ANTIBACTERIAL MATERIAL SUITABLE FOR AMPUTEES WITH EXCESS SOFT TISSUE SIZE 350 MM APPROXIMATELY THICKNESS: 5.5-6 MM"
13850 | 4224200443300 | "SILICONE LINER LOCKING FOR TRANSFEMORAL AMPUTEES ANTIBACTERIAL MATERIAL SUITABLE FOR AMPUTEES WITH EXCESS SOFT TISSUE SIZE 380 MM APPROXIMATELY THICKNESS: 2.5-3 MM"
13851 | 4224200443400 | "SILICONE LINER LOCKING FOR TRANSFEMORAL AMPUTEES ANTIBACTERIAL MATERIAL SUITABLE FOR AMPUTEES WITH EXCESS SOFT TISSUE SIZE 380 MM APPROXIMATELY THICKNESS: 5.5-6 MM"
13852 | 4224200443500 | "SILICONE LINER LOCKING FOR TRANSFEMORAL AMPUTEES ANTIBACTERIAL MATERIAL SUITABLE FOR AMPUTEES WITH EXCESS SOFT TISSUE SIZE 410 MM APPROXIMATELY THICKNESS: 2.5-3 MM"
13853 | 4224200443600 | "SILICONE LINER LOCKING FOR TRANSFEMORAL AMPUTEES ANTIBACTERIAL MATERIAL SUITABLE FOR AMPUTEES WITH EXCESS SOFT TISSUE SIZE 410 MM APPROXIMATELY THICKNESS: 5.5-6 MM"
13854 | 4224200443700 | "SILICONE LINER LOCKING FOR TRANSFEMORAL AMPUTEES ANTIBACTERIAL MATERIAL SUITABLE FOR AMPUTEES WITH EXCESS SOFT TISSUE SIZE 440 MM APPROXIMATELY THICKNESS: 2.5-3 MM"
13855 | 4224200443800 | "SILICONE LINER LOCKING FOR TRANSFEMORAL AMPUTEES ANTIBACTERIAL MATERIAL SUITABLE FOR AMPUTEES WITH EXCESS SOFT TISSUE SIZE 440 MM APPROXIMATELY THICKNESS: 5.5-6 MM"
13856 | 4224200443900 | LOCKING THERMOPLASTIC ELASTOMER (TPE) GEL - LINER WITH ANTIOXIDANTS BENEFICIAL FOR DIABETIC VASCULAR AND GERIATRIC PATIENTS SIZE APPROXIMATELY 16CM - 3MM THICKNESS
13857 | 4224200444000 | LOCKING THERMOPLASTIC ELASTOMER (TPE) GEL - LINER WITH ANTIOXIDANTS BENEFICIAL FOR DIABETIC VASCULAR AND GERIATRIC PATIENTS SIZE APPROXIMATELY 16CM - 6MM THICKNESS
13858 | 4224200444100 | LOCKING THERMOPLASTIC ELASTOMER (TPE) GEL - LINER WITH ANTIOXIDANTS BENEFICIAL FOR DIABETIC VASCULAR AND GERIATRIC PATIENTS SIZE APPROXIMATELY 20CM - 3MM THICKNESS
13859 | 4224200444200 | LOCKING THERMOPLASTIC ELASTOMER (TPE) GEL - LINER WITH ANTIOXIDANTS BENEFICIAL FOR DIABETIC VASCULAR AND GERIATRIC PATIENTS SIZE APPROXIMATELY 20CM - 6MM THICKNESS
13860 | 4224200444300 | LOCKING THERMOPLASTIC ELASTOMER (TPE) GEL - LINER WITH ANTIOXIDANTS BENEFICIAL FOR DIABETIC VASCULAR AND GERIATRIC PATIENTS SIZE APPROXIMATELY 24CM - 3MM THICKNESS
13861 | 4224200444400 | LOCKING THERMOPLASTIC ELASTOMER (TPE) GEL - LINER WITH ANTIOXIDANTS BENEFICIAL FOR DIABETIC VASCULAR AND GERIATRIC PATIENTS SIZE APPROXIMATELY 24CM - 6MM THICKNESS
13862 | 4224200444500 | LOCKING THERMOPLASTIC ELASTOMER (TPE) GEL - LINER WITH ANTIOXIDANTS BENEFICIAL FOR DIABETIC VASCULAR AND GERIATRIC PATIENTS SIZE APPROXIMATELY 26CM - 3MM THICKNESS
13863 | 4224200444600 | LOCKING THERMOPLASTIC ELASTOMER (TPE) GEL - LINER WITH ANTIOXIDANTS BENEFICIAL FOR DIABETIC VASCULAR AND GERIATRIC PATIENTS SIZE APPROXIMATELY 26CM - 6MM THICKNESS
13864 | 4224200444700 | LOCKING THERMOPLASTIC ELASTOMER (TPE) GEL - LINER WITH ANTIOXIDANTS BENEFICIAL FOR DIABETIC VASCULAR AND GERIATRIC PATIENTS SIZE APPROXIMATELY 28CM - 3MM THICKNESS
13865 | 4224200444800 | LOCKING THERMOPLASTIC ELASTOMER (TPE) GEL - LINER WITH ANTIOXIDANTS BENEFICIAL FOR DIABETIC VASCULAR AND GERIATRIC PATIENTS SIZE APPROXIMATELY 28CM - 6MM THICKNESS
13866 | 4224200444900 | LOCKING THERMOPLASTIC ELASTOMER (TPE) GEL - LINER WITH ANTIOXIDANTS BENEFICIAL FOR DIABETIC VASCULAR AND GERIATRIC PATIENTS SIZE APPROXIMATELY 32CM - 3MM THICKNESS
13867 | 4224200445000 | LOCKING THERMOPLASTIC ELASTOMER (TPE) GEL - LINER WITH ANTIOXIDANTS BENEFICIAL FOR DIABETIC VASCULAR AND GERIATRIC PATIENTS SIZE APPROXIMATELY 32CM - 6MM THICKNESS
13868 | 4224200445100 | LOCKING THERMOPLASTIC ELASTOMER (TPE) GEL - LINER WITH ANTIOXIDANTS BENEFICIAL FOR DIABETIC VASCULAR AND GERIATRIC PATIENTS SIZE APPROXIMATELY 38CM - 3MM THICKNESS
13869 | 4224200445200 | LOCKING THERMOPLASTIC ELASTOMER (TPE) GEL - LINER WITH ANTIOXIDANTS BENEFICIAL FOR DIABETIC VASCULAR AND GERIATRIC PATIENTS SIZE APPROXIMATELY 38CM - 6MM THICKNESS
13870 | 4224200445300 | LOCKING THERMOPLASTIC ELASTOMER (TPE) GEL - LINER WITH ANTIOXIDANTS BENEFICIAL FOR DIABETIC VASCULAR AND GERIATRIC PATIENTS SIZE APPROXIMATELY 44CM - 3MM THICKNESS
13871 | 4224200445400 | LOCKING THERMOPLASTIC ELASTOMER (TPE) GEL - LINER WITH ANTIOXIDANTS BENEFICIAL FOR DIABETIC VASCULAR AND GERIATRIC PATIENTS SIZE APPROXIMATELY 44CM - 6MM THICKNESS
13872 | 4224200445500 | LOCKING THERMOPLASTIC ELASTOMER (TPE) GEL LINER WITH ANTI-BACTERIAL PROPERTIES SIZE APPROXIMATELY 16CM - 3MM THICKNESS
13873 | 4224200445600 | LOCKING THERMOPLASTIC ELASTOMER (TPE) GEL LINER WITH ANTI-BACTERIAL PROPERTIES SIZE APPROXIMATELY 16CM - 6MM THICKNESS
13874 | 4224200445700 | LOCKING THERMOPLASTIC ELASTOMER (TPE) GEL LINER WITH ANTI-BACTERIAL PROPERTIES SIZE APPROXIMATELY 20CM - 3MM THICKNESS
13875 | 4224200445800 | LOCKING THERMOPLASTIC ELASTOMER (TPE) GEL LINER WITH ANTI-BACTERIAL PROPERTIES SIZE APPROXIMATELY 20CM - 6MM THICKNESS
13876 | 4224200445900 | LOCKING THERMOPLASTIC ELASTOMER (TPE) GEL LINER WITH ANTI-BACTERIAL PROPERTIES SIZE APPROXIMATELY 24CM - 3MM THICKNESS
13877 | 4224200446000 | LOCKING THERMOPLASTIC ELASTOMER (TPE) GEL LINER WITH ANTI-BACTERIAL PROPERTIES SIZE APPROXIMATELY 24CM - 6MM THICKNESS
13878 | 4224200446100 | LOCKING THERMOPLASTIC ELASTOMER (TPE) GEL LINER WITH ANTI-BACTERIAL PROPERTIES SIZE APPROXIMATELY 26CM - 3MM THICKNESS
13879 | 4224200446200 | LOCKING THERMOPLASTIC ELASTOMER (TPE) GEL LINER WITH ANTI-BACTERIAL PROPERTIES SIZE APPROXIMATELY 26CM - 6MM THICKNESS
13880 | 4224200446300 | LOCKING THERMOPLASTIC ELASTOMER (TPE) GEL LINER WITH ANTI-BACTERIAL PROPERTIES SIZE APPROXIMATELY 28CM - 3MM THICKNESS
13881 | 4224200446400 | LOCKING THERMOPLASTIC ELASTOMER (TPE) GEL LINER WITH ANTI-BACTERIAL PROPERTIES SIZE APPROXIMATELY 28CM - 6MM THICKNESS
13882 | 4224200446500 | LOCKING THERMOPLASTIC ELASTOMER (TPE) GEL LINER WITH ANTI-BACTERIAL PROPERTIES SIZE APPROXIMATELY 32CM - 3MM THICKNESS
13883 | 4224200446600 | LOCKING THERMOPLASTIC ELASTOMER (TPE) GEL LINER WITH ANTI-BACTERIAL PROPERTIES SIZE APPROXIMATELY 32CM - 6MM THICKNESS
13884 | 4224200446700 | LOCKING THERMOPLASTIC ELASTOMER (TPE) GEL LINER WITH ANTI-BACTERIAL PROPERTIES SIZE APPROXIMATELY 38CM - 3MM THICKNESS
13885 | 4224200446800 | LOCKING THERMOPLASTIC ELASTOMER (TPE) GEL LINER WITH ANTI-BACTERIAL PROPERTIES SIZE APPROXIMATELY 38CM - 6MM THICKNESS
13886 | 4224200446900 | LOCKING THERMOPLASTIC ELASTOMER (TPE) GEL LINER WITH ANTI-BACTERIAL PROPERTIES SIZE APPROXIMATELY 44CM - 3MM THICKNESS
13887 | 4224200447000 | LOCKING THERMOPLASTIC ELASTOMER (TPE) GEL LINER WITH ANTI-BACTERIAL PROPERTIES SIZE APPROXIMATELY 44CM - 6MM THICKNESS
13888 | 4224200448300 | SILICONE - SHOCK ABSORBING LINER CONSTRUCTED WITH SPACER FABRIC REDUCES SHOCK BY APPROXIMATELY 50% PROVIDES EXCELLENT AIR AND MOISTURE PERMEABILITIES CUSHION PERFORMANCE GOOD FOR PRESSURE DISTRIBUTION. GOOD THERMAL REGULATION. SIZE APPROXIMATELY 20CM - 3MM THICKNESS
13889 | 4224200448400 | SILICONE - SHOCK ABSORBING LINER CONSTRUCTED WITH SPACER FABRIC REDUCES SHOCK BY APPROXIMATELY 50% PROVIDES EXCELLENT AIR AND MOISTURE PERMEABILITIES CUSHION PERFORMANCE GOOD FOR PRESSURE DISTRIBUTION. GOOD THERMAL REGULATION. SIZE APPROXIMATELY 20CM - 6MM THICKNESS
13890 | 4224200448500 | SILICONE - SHOCK ABSORBING LINER CONSTRUCTED WITH SPACER FABRIC REDUCES SHOCK BY APPROXIMATELY 50% PROVIDES EXCELLENT AIR AND MOISTURE PERMEABILITIES CUSHION PERFORMANCE GOOD FOR PRESSURE DISTRIBUTION. GOOD THERMAL REGULATION. SIZE APPROXIMATELY 22CM - 3MM THICKNESS
13891 | 4224200448600 | SILICONE - SHOCK ABSORBING LINER CONSTRUCTED WITH SPACER FABRIC REDUCES SHOCK BY APPROXIMATELY 50% PROVIDES EXCELLENT AIR AND MOISTURE PERMEABILITIES CUSHION PERFORMANCE GOOD FOR PRESSURE DISTRIBUTION. GOOD THERMAL REGULATION. SIZE APPROXIMATELY 22CM - 6MM THICKNESS
13892 | 4224200448700 | SILICONE - SHOCK ABSORBING LINER CONSTRUCTED WITH SPACER FABRIC REDUCES SHOCK BY APPROXIMATELY 50% PROVIDES EXCELLENT AIR AND MOISTURE PERMEABILITIES CUSHION PERFORMANCE GOOD FOR PRESSURE DISTRIBUTION. GOOD THERMAL REGULATION. SIZE APPROXIMATELY 24CM - 3MM THICKNESS
13893 | 4224200448800 | SILICONE - SHOCK ABSORBING LINER CONSTRUCTED WITH SPACER FABRIC REDUCES SHOCK BY APPROXIMATELY 50% PROVIDES EXCELLENT AIR AND MOISTURE PERMEABILITIES CUSHION PERFORMANCE GOOD FOR PRESSURE DISTRIBUTION. GOOD THERMAL REGULATION. SIZE APPROXIMATELY 24CM - 6MM THICKNESS
13894 | 4224200448900 | SILICONE - SHOCK ABSORBING LINER CONSTRUCTED WITH SPACER FABRIC REDUCES SHOCK BY APPROXIMATELY 50% PROVIDES EXCELLENT AIR AND MOISTURE PERMEABILITIES CUSHION PERFORMANCE GOOD FOR PRESSURE DISTRIBUTION. GOOD THERMAL REGULATION. SIZE APPROXIMATELY 26CM - 3MM THICKNESS
13895 | 4224200449000 | SILICONE - SHOCK ABSORBING LINER CONSTRUCTED WITH SPACER FABRIC REDUCES SHOCK BY APPROXIMATELY 50% PROVIDES EXCELLENT AIR AND MOISTURE PERMEABILITIES CUSHION PERFORMANCE GOOD FOR PRESSURE DISTRIBUTION. GOOD THERMAL REGULATION. SIZE APPROXIMATELY 26CM - 6MM THICKNESS
13896 | 4224200449100 | SILICONE - SHOCK ABSORBING LINER CONSTRUCTED WITH SPACER FABRIC REDUCES SHOCK BY APPROXIMATELY 50% PROVIDES EXCELLENT AIR AND MOISTURE PERMEABILITIES CUSHION PERFORMANCE GOOD FOR PRESSURE DISTRIBUTION. GOOD THERMAL REGULATION. SIZE APPROXIMATELY 28CM - 3MM THICKNESS
13897 | 4224200449200 | SILICONE - SHOCK ABSORBING LINER CONSTRUCTED WITH SPACER FABRIC REDUCES SHOCK BY APPROXIMATELY 50% PROVIDES EXCELLENT AIR AND MOISTURE PERMEABILITIES CUSHION PERFORMANCE GOOD FOR PRESSURE DISTRIBUTION. GOOD THERMAL REGULATION. SIZE APPROXIMATELY 28CM - 6MM THICKNESS
13898 | 4224200449300 | SILICONE - SHOCK ABSORBING LINER CONSTRUCTED WITH SPACER FABRIC REDUCES SHOCK BY APPROXIMATELY 50% PROVIDES EXCELLENT AIR AND MOISTURE PERMEABILITIES CUSHION PERFORMANCE GOOD FOR PRESSURE DISTRIBUTION. GOOD THERMAL REGULATION. SIZE APPROXIMATELY 30CM - 3MM THICKNESS
13899 | 4224200449400 | SILICONE - SHOCK ABSORBING LINER CONSTRUCTED WITH SPACER FABRIC REDUCES SHOCK BY APPROXIMATELY 50% PROVIDES EXCELLENT AIR AND MOISTURE PERMEABILITIES CUSHION PERFORMANCE GOOD FOR PRESSURE DISTRIBUTION. GOOD THERMAL REGULATION. SIZE APPROXIMATELY 30CM - 6MM THICKNESS
13900 | 4224200449500 | SILICONE - SHOCK ABSORBING LINER CONSTRUCTED WITH SPACER FABRIC REDUCES SHOCK BY APPROXIMATELY 50% PROVIDES EXCELLENT AIR AND MOISTURE PERMEABILITIES CUSHION PERFORMANCE GOOD FOR PRESSURE DISTRIBUTION. GOOD THERMAL REGULATION. SIZE APPROXIMATELY 32CM - 3MM THICKNESS
13901 | 4224200449600 | SILICONE - SHOCK ABSORBING LINER CONSTRUCTED WITH SPACER FABRIC REDUCES SHOCK BY APPROXIMATELY 50% PROVIDES EXCELLENT AIR AND MOISTURE PERMEABILITIES CUSHION PERFORMANCE GOOD FOR PRESSURE DISTRIBUTION. GOOD THERMAL REGULATION. SIZE APPROXIMATELY 32CM - 6MM THICKNESS
13902 | 4224200449700 | SILICONE - SHOCK ABSORBING LINER CONSTRUCTED WITH SPACER FABRIC REDUCES SHOCK BY APPROXIMATELY 50% PROVIDES EXCELLENT AIR AND MOISTURE PERMEABILITIES CUSHION PERFORMANCE GOOD FOR PRESSURE DISTRIBUTION. GOOD THERMAL REGULATION. SIZE APPROXIMATELY 35CM - 3MM THICKNESS
13903 | 4224200449800 | SILICONE - SHOCK ABSORBING LINER CONSTRUCTED WITH SPACER FABRIC REDUCES SHOCK BY APPROXIMATELY 50% PROVIDES EXCELLENT AIR AND MOISTURE PERMEABILITIES CUSHION PERFORMANCE GOOD FOR PRESSURE DISTRIBUTION. GOOD THERMAL REGULATION. SIZE APPROXIMATELY 35CM - 6MM THICKNESS
13904 | 4224200449900 | SILICONE - SHOCK ABSORBING LINER CONSTRUCTED WITH SPACER FABRIC REDUCES SHOCK BY APPROXIMATELY 50% PROVIDES EXCELLENT AIR AND MOISTURE PERMEABILITIES CUSHION PERFORMANCE GOOD FOR PRESSURE DISTRIBUTION. GOOD THERMAL REGULATION. SIZE APPROXIMATELY 38CM - 3MM THICKNESS
13905 | 4224200450000 | SILICONE - SHOCK ABSORBING LINER CONSTRUCTED WITH SPACER FABRIC REDUCES SHOCK BY APPROXIMATELY 50% PROVIDES EXCELLENT AIR AND MOISTURE PERMEABILITIES CUSHION PERFORMANCE GOOD FOR PRESSURE DISTRIBUTION. GOOD THERMAL REGULATION. SIZE APPROXIMATELY 38CM - 6MM THICKNESS
13906 | 4224200450100 | SILICONE - SHOCK ABSORBING LINER CONSTRUCTED WITH SPACER FABRIC REDUCES SHOCK BY APPROXIMATELY 50% PROVIDES EXCELLENT AIR AND MOISTURE PERMEABILITIES CUSHION PERFORMANCE GOOD FOR PRESSURE DISTRIBUTION. GOOD THERMAL REGULATION. SIZE APPROXIMATELY 41CM - 3MM THICKNESS
13907 | 4224200450200 | SILICONE - SHOCK ABSORBING LINER CONSTRUCTED WITH SPACER FABRIC REDUCES SHOCK BY APPROXIMATELY 50% PROVIDES EXCELLENT AIR AND MOISTURE PERMEABILITIES CUSHION PERFORMANCE GOOD FOR PRESSURE DISTRIBUTION. GOOD THERMAL REGULATION. SIZE APPROXIMATELY 41CM - 6MM THICKNESS
13908 | 4224200450300 | SILICONE - SHOCK ABSORBING LINER CONSTRUCTED WITH SPACER FABRIC REDUCES SHOCK BY APPROXIMATELY 50% PROVIDES EXCELLENT AIR AND MOISTURE PERMEABILITIES CUSHION PERFORMANCE GOOD FOR PRESSURE DISTRIBUTION. GOOD THERMAL REGULATION. SIZE APPROXIMATELY 44CM - 3MM THICKNESS
13909 | 4224200450400 | SILICONE - SHOCK ABSORBING LINER CONSTRUCTED WITH SPACER FABRIC REDUCES SHOCK BY APPROXIMATELY 50% PROVIDES EXCELLENT AIR AND MOISTURE PERMEABILITIES CUSHION PERFORMANCE GOOD FOR PRESSURE DISTRIBUTION. GOOD THERMAL REGULATION. SIZE APPROXIMATELY 44CM - 6MM THICKNESS
13910 | 4224200450500 | SUSTAINABLE GEL LINER - 70-75%. RENEWABLE CONTENT MADE WITH ENVIRONMENTALLY RESPONSIBLE MATERIALS SIZE APPROXIMATELY 16CM - 3MM THICKNESS
13911 | 4224200450600 | SUSTAINABLE GEL LINER - 70-75%. RENEWABLE CONTENT MADE WITH ENVIRONMENTALLY RESPONSIBLE MATERIALS SIZE APPROXIMATELY 16CM - 6MM THICKNESS
13912 | 4224200450700 | SUSTAINABLE GEL LINER - 70-75%. RENEWABLE CONTENT MADE WITH ENVIRONMENTALLY RESPONSIBLE MATERIALS SIZE APPROXIMATELY 20CM - 3MM THICKNESS
13913 | 4224200450800 | SUSTAINABLE GEL LINER - 70-75%. RENEWABLE CONTENT MADE WITH ENVIRONMENTALLY RESPONSIBLE MATERIALS SIZE APPROXIMATELY 20CM - 6MM THICKNESS
13914 | 4224200450900 | SUSTAINABLE GEL LINER - 70-75%. RENEWABLE CONTENT MADE WITH ENVIRONMENTALLY RESPONSIBLE MATERIALS SIZE APPROXIMATELY 24CM - 3MM THICKNESS
13915 | 4224200451000 | SUSTAINABLE GEL LINER - 70-75%. RENEWABLE CONTENT MADE WITH ENVIRONMENTALLY RESPONSIBLE MATERIALS SIZE APPROXIMATELY 24CM - 6MM THICKNESS
13916 | 4224200451100 | SUSTAINABLE GEL LINER - 70-75%. RENEWABLE CONTENT MADE WITH ENVIRONMENTALLY RESPONSIBLE MATERIALS SIZE APPROXIMATELY 26CM - 3MM THICKNESS
13917 | 4224200451200 | SUSTAINABLE GEL LINER - 70-75%. RENEWABLE CONTENT MADE WITH ENVIRONMENTALLY RESPONSIBLE MATERIALS SIZE APPROXIMATELY 26CM - 6MM THICKNESS
13918 | 4224200451300 | SUSTAINABLE GEL LINER - 70-75%. RENEWABLE CONTENT MADE WITH ENVIRONMENTALLY RESPONSIBLE MATERIALS SIZE APPROXIMATELY 28CM - 3MM THICKNESS
13919 | 4224200451400 | SUSTAINABLE GEL LINER - 70-75%. RENEWABLE CONTENT MADE WITH ENVIRONMENTALLY RESPONSIBLE MATERIALS SIZE APPROXIMATELY 28CM - 6MM THICKNESS
13920 | 4224200451500 | SUSTAINABLE GEL LINER - 70-75%. RENEWABLE CONTENT MADE WITH ENVIRONMENTALLY RESPONSIBLE MATERIALS SIZE APPROXIMATELY 32CM - 3MM THICKNESS
13921 | 4224200451600 | SUSTAINABLE GEL LINER - 70-75%. RENEWABLE CONTENT MADE WITH ENVIRONMENTALLY RESPONSIBLE MATERIALS SIZE APPROXIMATELY 32CM - 6MM THICKNESS
13922 | 4224200451700 | SUSTAINABLE GEL LINER - 70-75%. RENEWABLE CONTENT MADE WITH ENVIRONMENTALLY RESPONSIBLE MATERIALS SIZE APPROXIMATELY 38CM - 3MM THICKNESS
13923 | 4224200451800 | SUSTAINABLE GEL LINER - 70-75%. RENEWABLE CONTENT MADE WITH ENVIRONMENTALLY RESPONSIBLE MATERIALS SIZE APPROXIMATELY 38CM - 6MM THICKNESS
13924 | 4224200451900 | SUSTAINABLE GEL LINER - 70-75%. RENEWABLE CONTENT MADE WITH ENVIRONMENTALLY RESPONSIBLE MATERIALS SIZE APPROXIMATELY 44CM - 3MM THICKNESS
13925 | 4224200452000 | SUSTAINABLE GEL LINER - 70-75%. RENEWABLE CONTENT MADE WITH ENVIRONMENTALLY RESPONSIBLE MATERIALS SIZE APPROXIMATELY 44CM - 6MM THICKNESS
13926 | 4224200452100 | TAPERED CUSHION THERMOPLASTIC ELASTOMER (TPE) GEL - LINER WITH ANTIOXIDANTS BENEFICIAL FOR DIABETIC VASCULAR AND GERIATRIC PATIENTS SIZE APPROXIMATELY 16CM - 6MM FRONT 3MM REAR THICKNESS
13927 | 4224200452200 | TAPERED CUSHION THERMOPLASTIC ELASTOMER (TPE) GEL - LINER WITH ANTIOXIDANTS BENEFICIAL FOR DIABETIC VASCULAR AND GERIATRIC PATIENTS SIZE APPROXIMATELY 20CM - 6MM FRONT 3MM REAR THICKNESS
13928 | 4224200452300 | TAPERED CUSHION THERMOPLASTIC ELASTOMER (TPE) GEL - LINER WITH ANTIOXIDANTS BENEFICIAL FOR DIABETIC VASCULAR AND GERIATRIC PATIENTS SIZE APPROXIMATELY 24CM - 6MM FRONT 3MM REAR THICKNESS
13929 | 4224200452400 | TAPERED CUSHION THERMOPLASTIC ELASTOMER (TPE) GEL - LINER WITH ANTIOXIDANTS BENEFICIAL FOR DIABETIC VASCULAR AND GERIATRIC PATIENTS SIZE APPROXIMATELY 26CM - 6MM FRONT 3MM REAR THICKNESS
13930 | 4224200452500 | TAPERED CUSHION THERMOPLASTIC ELASTOMER (TPE) GEL - LINER WITH ANTIOXIDANTS BENEFICIAL FOR DIABETIC VASCULAR AND GERIATRIC PATIENTS SIZE APPROXIMATELY 28CM - 6MM FRONT 3MM REAR THICKNESS
13931 | 4224200452600 | TAPERED CUSHION THERMOPLASTIC ELASTOMER (TPE) GEL - LINER WITH ANTIOXIDANTS BENEFICIAL FOR DIABETIC VASCULAR AND GERIATRIC PATIENTS SIZE APPROXIMATELY 32CM - 6MM FRONT 3MM REAR THICKNESS
13932 | 4224200452700 | TAPERED CUSHION THERMOPLASTIC ELASTOMER (TPE) GEL - LINER WITH ANTIOXIDANTS BENEFICIAL FOR DIABETIC VASCULAR AND GERIATRIC PATIENTS SIZE APPROXIMATELY 38CM - 6MM FRONT 3MM REAR THICKNESS
13933 | 4224200452800 | TAPERED CUSHION THERMOPLASTIC ELASTOMER (TPE) GEL - LINER WITH ANTIOXIDANTS BENEFICIAL FOR DIABETIC VASCULAR AND GERIATRIC PATIENTS SIZE APPROXIMATELY 44CM - 6MM FRONT 3MM REAR THICKNESS
13934 | 4224200452900 | TAPERED LOCKING THERMOPLASTIC ELASTOMER (TPE) GEL - LINER WITH ANTIOXIDANTS BENEFICIAL FOR DIABETIC VASCULAR AND GERIATRIC PATIENTS SIZE APPROXIMATELY 16CM - 6MM FRONT 3MM REAR THICKNESS
13935 | 4224200453000 | TAPERED LOCKING THERMOPLASTIC ELASTOMER (TPE) GEL - LINER WITH ANTIOXIDANTS BENEFICIAL FOR DIABETIC VASCULAR AND GERIATRIC PATIENTS SIZE APPROXIMATELY 20CM - 6MM FRONT 3MM REAR THICKNESS
13936 | 4224200453100 | TAPERED LOCKING THERMOPLASTIC ELASTOMER (TPE) GEL - LINER WITH ANTIOXIDANTS BENEFICIAL FOR DIABETIC VASCULAR AND GERIATRIC PATIENTS SIZE APPROXIMATELY 24CM - 6MM FRONT 3MM REAR THICKNESS
13937 | 4224200453200 | TAPERED LOCKING THERMOPLASTIC ELASTOMER (TPE) GEL - LINER WITH ANTIOXIDANTS BENEFICIAL FOR DIABETIC VASCULAR AND GERIATRIC PATIENTS SIZE APPROXIMATELY 26CM - 6MM FRONT 3MM REAR THICKNESS
13938 | 4224200453300 | TAPERED LOCKING THERMOPLASTIC ELASTOMER (TPE) GEL - LINER WITH ANTIOXIDANTS BENEFICIAL FOR DIABETIC VASCULAR AND GERIATRIC PATIENTS SIZE APPROXIMATELY 28CM - 6MM FRONT 3MM REAR THICKNESS
13939 | 4224200453400 | TAPERED LOCKING THERMOPLASTIC ELASTOMER (TPE) GEL - LINER WITH ANTIOXIDANTS BENEFICIAL FOR DIABETIC VASCULAR AND GERIATRIC PATIENTS SIZE APPROXIMATELY 32CM - 6MM FRONT 3MM REAR THICKNESS
13940 | 4224200453500 | TAPERED LOCKING THERMOPLASTIC ELASTOMER (TPE) GEL - LINER WITH ANTIOXIDANTS BENEFICIAL FOR DIABETIC VASCULAR AND GERIATRIC PATIENTS SIZE APPROXIMATELY 38CM - 6MM FRONT 3MM REAR THICKNESS
13941 | 4224200453600 | TAPERED LOCKING THERMOPLASTIC ELASTOMER (TPE) GEL - LINER WITH ANTIOXIDANTS BENEFICIAL FOR DIABETIC VASCULAR AND GERIATRIC PATIENTS SIZE APPROXIMATELY 44CM - 6MM FRONT 3MM REAR THICKNESS
13942 | 4224200453700 | THERMOPLASTIC ELASTOMER (TPE) SHEATH ELIMINATES SHEAR FORCES FRICTION AND PREVENTS ABRASIONS ON THE SKIN OF THE STUMP ACCOMMODATES VOLUME FLUCTUATIONS OVER THE LIFE OF THE PROSTHESIS. CAN BE WORN UNDER SILICONE GEL AND PELITE LINERS. SIZE LARGE
13943 | 4224200453800 | THERMOPLASTIC ELASTOMER (TPE) SHEATH ELIMINATES SHEAR FORCES FRICTION AND PREVENTS ABRASIONS ON THE SKIN OF THE STUMP ACCOMMODATES VOLUME FLUCTUATIONS OVER THE LIFE OF THE PROSTHESIS. CAN BE WORN UNDER SILICONE GEL AND PELITE LINERS. SIZE MEDIUM
13944 | 4224200453900 | THERMOPLASTIC ELASTOMER (TPE) SHEATH ELIMINATES SHEAR FORCES FRICTION AND PREVENTS ABRASIONS ON THE SKIN OF THE STUMP ACCOMMODATES VOLUME FLUCTUATIONS OVER THE LIFE OF THE PROSTHESIS. CAN BE WORN UNDER SILICONE GEL AND PELITE LINERS. SIZE SMALL
13945 | 4224200503100 | "SILICONE LINER LOCKING FOR TRANSFEMORAL AMPUTEES WITHOUT SKIN GUARD SUITABLE FOR AMPUTEES WITH EXCESS SOFT TISSUE SIZE 280 MM APPROXIMATELY THICKNESS: 2.5-3 MM"
13946 | 4224200503200 | "SILICONE LINER LOCKING FOR TRANSFEMORAL AMPUTEES WITHOUT SKIN GUARD SUITABLE FOR AMPUTEES WITH EXCESS SOFT TISSUE SIZE 300 MM APPROXIMATELY THICKNESS: 2.5-3 MM"
13947 | 4224200503300 | "SILICONE LINER LOCKING FOR TRANSFEMORAL AMPUTEES WITHOUT SKIN GUARD SUITABLE FOR AMPUTEES WITH EXCESS SOFT TISSUE SIZE 320 MM APPROXIMATELY THICKNESS: 2.5-3 MM"
13948 | 4224200503400 | "SILICONE LINER LOCKING FOR TRANSFEMORAL AMPUTEES WITHOUT SKIN GUARD SUITABLE FOR AMPUTEES WITH EXCESS SOFT TISSUE SIZE 340 MM APPROXIMATELY THICKNESS: 2.5-3 MM"
13949 | 4224200503500 | "SILICONE LINER LOCKING FOR TRANSFEMORAL AMPUTEES WITHOUT SKIN GUARD SUITABLE FOR AMPUTEES WITH EXCESS SOFT TISSUE SIZE 360 MM APPROXIMATELY THICKNESS: 2.5-3 MM"
13950 | 4224200503600 | "SILICONE LINER LOCKING FOR TRANSFEMORAL AMPUTEES WITHOUT SKIN GUARD SUITABLE FOR AMPUTEES WITH EXCESS SOFT TISSUE SIZE 380 MM APPROXIMATELY THICKNESS: 2.5-3 MM"
13951 | 4224200503700 | "SILICONE LINER LOCKING FOR TRANSFEMORAL AMPUTEES WITHOUT SKIN GUARD SUITABLE FOR AMPUTEES WITH EXCESS SOFT TISSUE SIZE 400 MM APPROXIMATELY THICKNESS: 2.5-3 MM"
13952 | 4224200503800 | "ADAPTER DOUBLE TITANIUM ABOVE AND BELOW WITH FOUR EACH ADJUSTMENT SCREW S FOR CONNECTION BETWEEN TWO PYRAMID ADAPTERS SYSTEM HEIGHT: 97 MM APPROXIMATELY BODY WEIGHT UP TO 150 KG"
13953 | 4224200503900 | "ADAPTER DOUBLE TITANIUM ABOVE AND BELOW WITH FOUR EACH ADJUSTMENT SCREW S FOR CONNECTION BETWEEN TWO PYRAMID ADAPTERS SYSTEM HEIGHT: 112 MM APPROXIMATELY BODY WEIGHT UP TO 150 KG"
13954 | 4224200504000 | "ADAPTER DOUBLE TITANIUM ABOVE AND BELOW WITH FOUR EACH ADJUSTMENT SCREW S FOR CONNECTION BETWEEN TWO PYRAMID ADAPTERS SYSTEM HEIGHT: 82 MM APPROXIMATELY BODY WEIGHT UP TO 150 KG"
13955 | 4224200504100 | "SHUTTLE LOCK FOR SILICONE LINER WITH DISTAL ADJUSTABLE PYRAMID COMPLETE SET TO CONNECTION BETWEEN THE LINER AND PROSTHESIS SYSTEM HEIGHT: 25 MM APPROXIMATELY INCLUDING LAMINATION DUMMY SET WITH SCREW FOR BODY WEIGHT UP TO 120 KG"
13956 | 4224200504200 | "SHUTTLE LOCK FOR SILICONE LINER WITH DISTAL ADJUSTABLE SCREW COMPLETE SET TO CONNECTION BETWEEN THE LINER AND PROSTHESIS SYSTEM HEIGHT: 79 MM APPROXIMATELY INCLUDING LAMINATION DUMMY SET WITH SCREW FOR BODY WEIGHT UP TO 120 KG"
13957 | 4224200504300 | "SILICONE LINER LOCKING FOR TRANSTIBIAL AMPUTEES WITH DISTAL CONNECTION ANTIBACTERIAL MATERIAL SUITABLE FOR AMPUTEES WITH EXCESS SOFT TISSUE CLOTH COVER SIZE 200 MM APPROXIMATELY THICKNESS: 2.5-3 MM"
13958 | 4224200504400 | "SILICONE LINER LOCKING FOR TRANSTIBIAL AMPUTEES WITH DISTAL CONNECTION ANTIBACTERIAL MATERIAL SUITABLE FOR AMPUTEES WITH EXCESS SOFT TISSUE CLOTH COVER SIZE 210 MM APPROXIMATELY THICKNESS: 2.5-3 MM"
13959 | 4224200504500 | "SILICONE LINER LOCKING FOR TRANSTIBIAL AMPUTEES WITH DISTAL CONNECTION ANTIBACTERIAL MATERIAL SUITABLE FOR AMPUTEES WITH EXCESS SOFT TISSUE CLOTH COVER SIZE 220 MM APPROXIMATELY THICKNESS: 2.5-3 MM"
13960 | 4224200504600 | "SILICONE LINER LOCKING FOR TRANSTIBIAL AMPUTEES WITH DISTAL CONNECTION ANTIBACTERIAL MATERIAL SUITABLE FOR AMPUTEES WITH EXCESS SOFT TISSUE CLOTH COVER SIZE 235 MM APPROXIMATELY THICKNESS: 2.5-3 MM"
13961 | 4224200504700 | "SILICONE LINER LOCKING FOR TRANSTIBIAL AMPUTEES WITH DISTAL CONNECTION ANTIBACTERIAL MATERIAL SUITABLE FOR AMPUTEES WITH EXCESS SOFT TISSUE CLOTH COVER SIZE 250 MM APPROXIMATELY THICKNESS: 2.5-3 MM"
13962 | 4224200504800 | "SILICONE LINER LOCKING FOR TRANSTIBIAL AMPUTEES WITH DISTAL CONNECTION ANTIBACTERIAL MATERIAL SUITABLE FOR AMPUTEES WITH EXCESS SOFT TISSUE CLOTH COVER SIZE 265 MM APPROXIMATELY THICKNESS: 2.5-3 MM"
13963 | 4224200504900 | "SILICONE LINER LOCKING FOR TRANSTIBIAL AMPUTEES WITH DISTAL CONNECTION ANTIBACTERIAL MATERIAL SUITABLE FOR AMPUTEES WITH EXCESS SOFT TISSUE CLOTH COVER SIZE 280 MM APPROXIMATELY THICKNESS: 2.5-3 MM"
13964 | 4224200505000 | "SILICONE LINER LOCKING FOR TRANSTIBIAL AMPUTEES WITH DISTAL CONNECTION ANTIBACTERIAL MATERIAL SUITABLE FOR AMPUTEES WITH EXCESS SOFT TISSUE CLOTH COVER SIZE 300 MM APPROXIMATELY THICKNESS: 2.5-3 MM"
13965 | 4224200505100 | "SILICONE LINER LOCKING FOR TRANSTIBIAL AMPUTEES WITH DISTAL CONNECTION ANTIBACTERIAL MATERIAL SUITABLE FOR AMPUTEES WITH EXCESS SOFT TISSUE CLOTH COVER SIZE 320 MM APPROXIMATELY THICKNESS: 2.5-3 MM"
13966 | 4224200505200 | "SILICONE LINER LOCKING FOR TRANSTIBIAL AMPUTEES WITH DISTAL CONNECTION ANTIBACTERIAL MATERIAL SUITABLE FOR AMPUTEES WITH EXCESS SOFT TISSUE CLOTH COVER SIZE 340 MM APPROXIMATELY THICKNESS: 2.5-3 MM"
13967 | 4224200505300 | "SILICONE LINER LOCKING FOR TRANSTIBIAL AMPUTEES WITH DISTAL CONNECTION ANTIBACTERIAL MATERIAL SUITABLE FOR AMPUTEES WITH EXCESS SOFT TISSUE CLOTH COVER SIZE 360 MM APPROXIMATELY THICKNESS: 2.5-3 MM"
13968 | 4224200505400 | "SILICONE LINER LOCKING FOR TRANSTIBIAL AMPUTEES WITH DISTAL CONNECTION ANTIBACTERIAL MATERIAL SUITABLE FOR AMPUTEES WITH EXCESS SOFT TISSUE CLOTH COVER SIZE 380 MM APPROXIMATELY THICKNESS: 2.5-3 MM"
13969 | 4224200505500 | "SILICONE LINER LOCKING FOR TRANSTIBIAL AMPUTEES WITH DISTAL CONNECTION ANTIBACTERIAL MATERIAL SUITABLE FOR AMPUTEES WITH EXCESS SOFT TISSUE CLOTH COVER SIZE 400 MM APPROXIMATELY THICKNESS: 2.5-3 MM"
13970 | 4224200505600 | "CAP SCREW STAINLESS STEEL WITH SERRATED LOCK WASHER AND FLAT WASHER SIZE: M 10 X 60 APPROXIMATELY FOR FOOT ADAPTER COMPLETE SET"
13971 | 4224200505700 | SOCKET ADAPTER WITH PYRAMID RECEIVER STAINLESS STEEL TO BE USED FOR MOUNTING ONTO THE SOCKET OF THE TRANSFEMORAL AND TRANSTIBIAL PROSTHESIS SYSTEM HEIGHT: 11 MM WEIGHT: 50 GRAMS FOR BODY WEIGHT UP TO 150 KG.
13972 | 4224200505800 | "SOCKET ADAPTER WITH PYRAMID RECEIVER STAINLESS STEEL SYSTEM HEIGHT: 33 MM APPROXIMATELY FOR BODY WEIGHT UP TO 125 KG."
13973 | 4224200506000 | "SILICONE LINER LOCKING FOR TRANSFEMORAL AMPUTEES WITHOUT SKIN GUARD SUITABLE FOR AMPUTEES WITH EXCESS SOFT TISSUE SIZE 450 MM APPROXIMATELY THICKNESS: 2.5-3 MM"
13974 | 4224200506100 | "SILICONE LINER LOCKING FOR TRANSFEMORAL AMPUTEES WITHOUT SKIN GUARD SUITABLE FOR AMPUTEES WITH EXCESS SOFT TISSUE SIZE 500 MM APPROXIMATELY THICKNESS: 2.5-3 MM"
13975 | 4224200506200 | "SILICONE LINER LOCKING FOR TRANSFEMORAL AMPUTEES WITHOUT SKIN GUARD SUITABLE FOR AMPUTEES WITH EXCESS SOFT TISSUE SIZE 550 MM APPROXIMATELY THICKNESS: 2.5-3 MM"
13976 | 4224200506500 | SILICONE LINER SOCKET FOR TRANSFEMORAL AMPUTEES WITH DISTAL CONNECTION WITH HIGH SHOCK ABSORPTION ANTIBACTERIAL PROPERTIES THAT IMPROVE HYGIENE AND PROMOTE HEALTHY SKIN CONTROLS ODOR CAUSED BY BACTERIA FOR IMPROVING HYGIENE THE INTEGRATED TEXTILE MATRIX PREVENTS ELONGATION AND CIRCUMFERENTIAL STRETCHING IS NOT AFFECTED SPECIAL TEXTILE COVER FACILITATES DONNING AND DOFFING OF THE LINER EASY TO BE CLEANED AND DRIED QUICKLY SIZE 300 MM APPROXIMATELY
13977 | 4224200506600 | SILICONE LINER SOCKET FOR TRANSFEMORAL AMPUTEES WITH DISTAL CONNECTION WITH HIGH SHOCK ABSORPTION ANTIBACTERIAL PROPERTIES THAT IMPROVE HYGIENE AND PROMOTE HEALTHY SKIN CONTROLS ODOR CAUSED BY BACTERIA FOR IMPROVING HYGIENE THE INTEGRATED TEXTILE MATRIX PREVENTS ELONGATION AND CIRCUMFERENTIAL STRETCHING IS NOT AFFECTED SPECIAL TEXTILE COVER FACILITATES DONNING AND DOFFING OF THE LINER EASY TO BE CLEANED AND DRIED QUICKLY SIZE 320 MM APPROXIMATELY
13978 | 4224200506700 | SILICONE LINER SOCKET FOR TRANSFEMORAL AMPUTEES WITH DISTAL CONNECTION WITH HIGH SHOCK ABSORPTION ANTIBACTERIAL PROPERTIES THAT IMPROVE HYGIENE AND PROMOTE HEALTHY SKIN CONTROLS ODOR CAUSED BY BACTERIA FOR IMPROVING HYGIENE THE INTEGRATED TEXTILE MATRIX PREVENTS ELONGATION AND CIRCUMFERENTIAL STRETCHING IS NOT AFFECTED SPECIAL TEXTILE COVER FACILITATES DONNING AND DOFFING OF THE LINER EASY TO BE CLEANED AND DRIED QUICKLY SIZE 340 MM APPROXIMATELY
13979 | 4224200506800 | SILICONE LINER SOCKET FOR TRANSFEMORAL AMPUTEES WITH DISTAL CONNECTION WITH HIGH SHOCK ABSORPTION ANTIBACTERIAL PROPERTIES THAT IMPROVE HYGIENE AND PROMOTE HEALTHY SKIN CONTROLS ODOR CAUSED BY BACTERIA FOR IMPROVING HYGIENE THE INTEGRATED TEXTILE MATRIX PREVENTS ELONGATION AND CIRCUMFERENTIAL STRETCHING IS NOT AFFECTED SPECIAL TEXTILE COVER FACILITATES DONNING AND DOFFING OF THE LINER EASY TO BE CLEANED AND DRIED QUICKLY SIZE 360 MM APPROXIMATELY
13980 | 4224200506900 | SILICONE LINER SOCKET FOR TRANSFEMORAL AMPUTEES WITH DISTAL CONNECTION WITH HIGH SHOCK ABSORPTION ANTIBACTERIAL PROPERTIES THAT IMPROVE HYGIENE AND PROMOTE HEALTHY SKIN CONTROLS ODOR CAUSED BY BACTERIA FOR IMPROVING HYGIENE THE INTEGRATED TEXTILE MATRIX PREVENTS ELONGATION AND CIRCUMFERENTIAL STRETCHING IS NOT AFFECTED SPECIAL TEXTILE COVER FACILITATES DONNING AND DOFFING OF THE LINER EASY TO BE CLEANED AND DRIED QUICKLY SIZE 380 MM APPROXIMATELY
13981 | 4224200507000 | SILICONE LINER SOCKET FOR TRANSFEMORAL AMPUTEES WITH DISTAL CONNECTION WITH HIGH SHOCK ABSORPTION ANTIBACTERIAL PROPERTIES THAT IMPROVE HYGIENE AND PROMOTE HEALTHY SKIN CONTROLS ODOR CAUSED BY BACTERIA FOR IMPROVING HYGIENE THE INTEGRATED TEXTILE MATRIX PREVENTS ELONGATION AND CIRCUMFERENTIAL STRETCHING IS NOT AFFECTED SPECIAL TEXTILE COVER FACILITATES DONNING AND DOFFING OF THE LINER EASY TO BE CLEANED AND DRIED QUICKLY SIZE 400 MM APPROXIMATELY
13982 | 4224200507100 | SILICONE LINER SOCKET FOR TRANSFEMORAL AMPUTEES WITH DISTAL CONNECTION WITH HIGH SHOCK ABSORPTION ANTIBACTERIAL PROPERTIES THAT IMPROVE HYGIENE AND PROMOTE HEALTHY SKIN CONTROLS ODOR CAUSED BY BACTERIA FOR IMPROVING HYGIENE THE INTEGRATED TEXTILE MATRIX PREVENTS ELONGATION AND CIRCUMFERENTIAL STRETCHING IS NOT AFFECTED SPECIAL TEXTILE COVER FACILITATES DONNING AND DOFFING OF THE LINER EASY TO BE CLEANED AND DRIED QUICKLY SIZE 420 MM APPROXIMATELY
13983 | 4224200507200 | SILICONE LINER SOCKET FOR TRANSFEMORAL AMPUTEES WITH DISTAL CONNECTION WITH HIGH SHOCK ABSORPTION ANTIBACTERIAL PROPERTIES THAT IMPROVE HYGIENE AND PROMOTE HEALTHY SKIN CONTROLS ODOR CAUSED BY BACTERIA FOR IMPROVING HYGIENE THE INTEGRATED TEXTILE MATRIX PREVENTS ELONGATION AND CIRCUMFERENTIAL STRETCHING IS NOT AFFECTED SPECIAL TEXTILE COVER FACILITATES DONNING AND DOFFING OF THE LINER EASY TO BE CLEANED AND DRIED QUICKLY SIZE 450 MM APPROXIMATELY
13984 | 4224200507300 | "SOCKET ADAPTER WITH PYRAMID ROTATABLE TITANIUM SYSTEM HEIGHT: 9 MM APPROXIMATELY FOR BODY WEIGHT UP TO 150 KG."
13985 | 4224200507500 | SOCKET ATTACHMENT PIECE FOR ALIGNMENT OF FOREARM PIECE
13986 | 4224200507700 | ADAPTER TUBE CLAMP FEMALE TITANIUM MOVABLE 30 MM
13987 | 4224200507800 | "SOCKET ADAPTER STAINLESS STEEL WITH PYRAMID AND LAMINATION ANCHOR WITH 4 X 3 LAMINATION DUMMY APPROXIMATELY"
13988 | 4224200507900 | ADAPTER SOCKET ROTATABLE TITANIUM APPLICATION AS FOR SOCKET ADAPTER WITH ADJUSTMENT SET SCREW S
13989 | 4224200508000 | ADAPTER SOCKET WITH FOUR ADJUSTMENT SET SCREW S TITANIUM
13990 | 4224200508100 | ADAPTER SOCKET PEDIATRIC FOR TRANSTIBIAL AND TRANSFEMORAL
13991 | 4224200508300 | ADAPTER TUBE CLAMP PEDIATRIC
13992 | 4224200508400 | "ADAPTER TUBE CLAMP PEDIATRIC WITH UPPER PYRAMID AND LOWER TUBE CLAMP WITH CLAMP SCREW FOR TRANSTIBIAL PROSTHESIS"
13993 | 4224200508500 | "ADAPTER DOUBLE WITH PYRAMID TITANIUM FUNCTIONAL HEIGHT 30 MM APPROXIMATELY"
13994 | 4224200508600 | ADAPTER TUBE CLAMP FEMALE TITANIUM MOVABLE 34 MM
13995 | 4224200508700 | SOCKET ATTACHMENT BLOCK WITH FOUR COUNTERSUNK HEAD SCREW S AND LAMINATION DUMMY 147 MM WOOD CONNECTION DIAMETER 64 MM HEIGHT APPROXIMATELY
13996 | 4224200508900 | SOCKET ATTACHMENT BLOCK WITH FOUR COUNTERSUNK HEAD SCREW S AND LAMINATION DUMMY 120 MM WOOD CONNECTION DIAMETER 64 MM HEIGHT APPROXIMATELY
13997 | 4224200509100 | SOCKET ATTACHMENT BLOCK WITH FOUR COUNTERSUNK HEAD SCREW S AND LAMINATION DUMMY 120 MM WOOD CONNECTION DIAMETER 30 MM HEIGHT APPROXIMATELY
13998 | 4224200509200 | SOCKET ATTACHMENT BLOCK PEDIATRIC FOR TRANSTIBIAL AND TRANSFEMORAL
13999 | 4224200509300 | "SOCKET ATTACHMENT BLOCK PLASTIC FOR CHILDREN WITH FOUR COUNTER SUNK HEAD SCREWS AND 4 X 8 APPROXIMATELY LAMINATION CAP"
14000 | 4224200509700 | "ADAPTER 4 - HOLE ALUMINUM HEIGHT 11 MM APPROXIMATELY WEIGHT CAPACITY IS UP TO 100 KG"
14001 | 4224200509800 | "ADAPTER SINGLE MALE SHORT ALUMINUM WITH STAINLESS STEEL PYRAMID INSERT HEIGHT 50 MM APPROXIMATELY WEIGHT CAPACITY IS UP TO 100 KG"
14002 | 4224200509900 | "ADAPTER MALE SINGLE LONG ALUMINUM WITH STAINLESS STEEL PYRAMID INSERT HEIGHT 77 MM APPROXIMATELY AND CAN BE CUT TO 70 MM WEIGHT CAPACITY IS UP TO 100 KG"
14003 | 4224200510000 | ADAPTER FEMALE SINGLE SHORT ALUMINUM HEIGHT 100 MM AND CAN BE CUT TO LENGTH 60 MM BUILD HEIGHT 100 MM WEIGHT 86 GRAMS WEIGHT CAPACITY IS UP TO 100 KG
14004 | 4224200510100 | "ADAPTER FEMALE SINGLE SHORT ALUMINUM HEIGHT 200 MM APPROXIMATELY AND CAN BE CUT TO LENGTH 60 MM WEIGHT CAPACITY IS UP TO 100 KG"
14005 | 4224200510200 | "ADAPTER FEMALE DOUBLE ALUMINUM HEIGHT 32 MM APPROXIMATELY WEIGHT CAPACITY IS UP TO 100 KG"
14006 | 4224200510300 | "ADAPTER DOUBLE FEMALE ALUMINUM HEIGHT 45 MM APPROXIMATELY WEIGHT CAPACITY IS UP TO 100 KG"
14007 | 4224200510400 | "ADAPTER DOUBLE FEMALE ALUMINUM HEIGHT 60 MM APPROXIMATELY WEIGHT CAPACITY IS UP TO 100 KG"
14008 | 4224200510500 | "ADAPTER DOUBLE FEMALE ALUMINUM HEIGHT 75 MM APPROXIMATELY WEIGHT CAPACITY IS UP TO 100 KG"
14009 | 4224200510600 | "ADAPTER MALE DOUBLE ALUMINUM WITH STAINLESS STEEL PYRAMID INSERT HEIGHT 41 MM APPROXIMATELY WEIGHT CAPACITY IS UP TO 100 KG"
14010 | 4224200510700 | "ADAPTER SACH FOOT ALUMINUM WITH STAINLESS STEEL PYRAMID INSERT HEIGHT 25 MM APPROXIMATELY WEIGHT CAPACITY IS UP TO 100 KG"
14011 | 4224200510800 | "ADAPTER SHIFT WITH TITANIUM HEIGHT 60 MM APPROXIMATELY WEIGHT CAPACITY IS UP TO 100 KG"
14012 | 4224200510900 | "ADAPTER MALE - FEMALE DOUBLE WITH 8 MM OFFSET AND 10 DEGREES ANGLE STAINLESS STEEL HEIGHT 40 MM APPROXIMATELY WEIGHT CAPACITY IS UP TO 125 KG"
14013 | 4224200512500 | FEMALE PYLON SHORT MADE OF STAINLESS STEEL WITH ALUMINUM LENGTH 250 MM WEIGHT LIMIT 100 KG
14014 | 4224200512600 | FEMALE PYLON SHORT MADE OF STAINLESS STEEL WITH ALUMINUM LENGTH 400 MM WEIGHT LIMIT 100 KG
14015 | 4224200600000 | SPLINT ARM SLING WITH LOOP FOR RELAXATION OF THE THUMB EASY ADJUSTMENT BY QUICK-CLOSING BUCKLE SMALL LEFT
14016 | 4224200600100 | SPLINT ARM SLING WITH LOOP FOR RELAXATION OF THE THUMB EASY ADJUSTMENT BY QUICK-CLOSING BUCKLE SMALL RIGHT
14017 | 4224200600200 | SPLINT ARM SLING WITH LOOP FOR RELAXATION OF THE THUMB EASY ADJUSTMENT BY QUICK-CLOSING BUCKLE MEDIUM LEFT
14018 | 4224200600300 | SPLINT ARM SLING WITH LOOP FOR RELAXATION OF THE THUMB EASY ADJUSTMENT BY QUICK-CLOSING BUCKLE MEDIUM RIGHT
14019 | 4224200600400 | SPLINT ARM SLING WITH LOOP FOR RELAXATION OF THE THUMB EASY ADJUSTMENT BY QUICK-CLOSING BUCKLE LARGE LEFT
14020 | 4224200600500 | SPLINT ARM SLING WITH LOOP FOR RELAXATION OF THE THUMB EASY ADJUSTMENT BY QUICK-CLOSING BUCKLE LARGE RIGHT
14021 | 4224200600600 | CLAVICLE SUPPORT ADJUSTABLE TENSION NON-ELASTIC STRAPS IN FIGURE OF EIGHT SIZE: SMALL
14022 | 4224200600700 | CLAVICLE SUPPORT ADJUSTABLE TENSION NON-ELASTIC STRAPS IN FIGURE OF EIGHT SIZE: MEDIUM
14023 | 4224200600800 | CLAVICLE SUPPORT ADJUSTABLE TENSION NON-ELASTIC STRAPS IN FIGURE OF EIGHT SIZE: LARGE
14024 | 4224200600900 | "MECHANICAL HAND VOLUNTARY OPENING WITH PERLON CABLE THROUGH THE PALM OF THE HAND (INNER PULL) WITH THREADED STUD 12 X 1.5 MM APPROXIMATELY AND INNER HAND SIZE: 7 1/4 RIGHT SIDE"
14025 | 4224200601100 | SPLINTING ACCESSORIES COMPOSITE FINGER FLEXION LOOP ATTACHMENTS HELPS ACHIEVE END RANGES OF MCP PIP AND DIP JOINT FLEXION STRAPS WRAP AROUND THE FIRST AND THIRD PHALANX TO INCREASE PIP/DIP FLEXION THEN ATTACH TO THE GAUNTLET AND WRAP AROUND THE FIRST AND THIRD PHALANX PULLING THE MCP INTO FLEXION WHILE INCREASING PIP/DIP FLEXION LATEX FREE. PACK OF 4/STRAPS
14026 | 4224200601200 | SPLINT RADIAL HINGED ULNAR DEVIATION SPLINT IMPROVES ALIGNMENT OF STRONGLY-DEVIATED FINGERS SOFT FINGER STRAPS PERMIT EACH FINGER TO BE CORRECTED INDIVIDUALLY FOR MAXIMUM CONTROL LINED WITH SOFT FELT THIS DORSAL-BASED SPLINT LEAVES THE PALM FREE FOR FUNCTION FIT FOR LEFT AND RIGHT SIZE: SMALL
14027 | 4224200601300 | SPLINTING ACCESSORIES KNUCKLES BENDER COIL SPRING THE SPRING CAN ALSO BE TURNED UPSIDE DOWN TO INCREASE SPRING POWER TORQUE FORCE AT FULL FINGER EXTENSION 1000 GRAM/CM
14028 | 4224200601400 | BELOW ELBOW SILICONE COSMETIC PROSTHESIS FOR CHILDREN CUSTOM MADE FROM A MORE FLEXIBLE SILICONE TO STRETCH TO ALLOW GROWTH FOR TRANS-RADIAL COSMETIC PROSTHESIS HIGH DEFINITION SILICONE WITH MULTI-COLORED SKIN TONE AND ATTENTION TO DETAIL INCLUDING HAIRS MOLES AND FRECKLES SILICONE NAILS WHICH CAN BE PAINTED WITH NAIL VARNISH BY USER TO INCLUDE SILICONE SOCKET AND TEST PIECE IF REQUIRED
14029 | 4224200601500 | "CUSTOM MADE COSMETIC PROSTHESIS HIGH DEFINITION SILICONE TRANSRADIAL PEDIATRIC STRETCHABLE SILICONE WITH MULTI-COLORED SKIN TONE AND ATTENTION TO DETAIL INCLUDING HAIRS MOLES AND FRECKLES SILICONE NAILS WHICH CAN BE PAINTED WITH NAIL VARNISH BY USER TO INCLUDE SILICONE SOCKET COMPONENTS AND TEST PIECE REQUIRED (APPENDIX B)"
14030 | 4224200601600 | "CUSTOM MADE COSMETIC PROSTHESIS HIGH DEFINITION SILICONE FINGER PEDIATRIC ONE DIGITS STRETCHABLE SILICONE WITH MULTI-COLORED SKIN TONE AND ATTENTION TO DETAIL INCLUDING HAIRS MOLES AND FRECKLES SILICONE NAILS WHICH CAN BE PAINTED WITH NAIL VARNISH BY USER TO INCLUDE SILICONE SOCKET COMPONENTS AND TEST PIECE REQUIRED (APPENDIX B)"
14031 | 4224200601700 | "CUSTOM MADE COSMETIC PROSTHESIS HIGH DEFINITION SILICONE FINGER PEDIATRIC TWO DIGITS STRETCHABLE SILICONE WITH MULTI-COLORED SKIN TONE AND ATTENTION TO DETAIL INCLUDING HAIRS MOLES AND FRECKLES SILICONE NAILS WHICH CAN BE PAINTED WITH NAIL VARNISH BY USER TO INCLUDE SILICONE SOCKET COMPONENTS AND TEST PIECE REQUIRED (APPENDIX B)"
14032 | 4224200601800 | "CUSTOM MADE COSMETIC PROSTHESIS HIGH DEFINITION SILICONE FINGER PEDIATRIC MORE THAN 3 DIGITS STRETCHABLE SILICONE WITH MULTI-COLORED SKIN TONE AND ATTENTION TO DETAIL INCLUDING HAIRS MOLES AND FRECKLES SILICONE NAILS WHICH CAN BE PAINTED WITH NAIL VARNISH BY USER TO INCLUDE SILICONE SOCKET COMPONENTS AND TEST PIECE REQUIRED (APPENDIX B)"
14033 | 4224200601900 | "CUSTOM MADE SILICONE PARTIAL HAND PROSTHESIS FOR CHILDREN CUSTOM MADE FROM A MORE FLEXIBLE SILICONE TO STRETCH TO ALLOW GROWTH HIGH DEFINITION WITH MULTI-COLORED SKIN TONE AND ATTENTION TO DETAIL INCLUDING HAIRS MOLES AND FRECKLES SILICONE NAILS WHICH CAN BE PAINTED WITH NAIL VARNISH BY THE USER TO INCLUDE SILICONE TEST PIECE IF REQUIRED (APPENDIX B)"
14034 | 4224210000100 | POWDER HARDENER FOR RESIN WITH 1 GRAM MEASURING SPOON 150 GM APPROXIMATELY
14035 | 4224210000200 | SPLINTING ACCESSORIES TUBES + BENDING WIRES 10 TUBES OF 330 MM LONG + 2 BENDING WIRES
14036 | 4224210100000 | SPLINT SHOULDER SUPPORT TRACTION IN STROKE PATIENTS MADE WITH A BREATHABLE AND SOFT FABRIC THE SHOULDER PAD INCLUDES A CORE OF RIGID PLASTIC TO IMPROVE THE FUNCTION OF THE WEIGHT OF THE SUPPORT ARM TRACTION / SUSPENSION ARM IS PROVIDED BY TWO STRAPS ADDITIONALLY IT HAS A CONTROL POSITIONING STRAP TO PLACE THE ARM AND SHOULDER IN THE DESIRED POSITION TRACTION / SUSPENSION ARM IS PROVIDED BY TWO STRAPS ADDITIONALLY IT HAS A CONTROL POSITIONING STRAP TO PLACE THE ARM AND SHOULDER IN THE DESIRED POSITION IT ALLOWS THE PLACEMENT OF THE BRACE BY THE PATIENT WITH ONE HAND SIZE: LARGE
14037 | 4224210100100 | SPLINT SHOULDER SUPPORT TRACTION IN STROKE PATIENTS MADE WITH A BREATHABLE AND SOFT FABRIC THE SHOULDER PAD INCLUDES A CORE OF RIGID PLASTIC TO IMPROVE THE FUNCTION OF THE WEIGHT OF THE SUPPORT ARM TRACTION / SUSPENSION ARM IS PROVIDED BY TWO STRAPS ADDITIONALLY IT HAS A CONTROL POSITIONING STRAP TO PLACE THE ARM AND SHOULDER IN THE DESIRED POSITION TRACTION / SUSPENSION ARM IS PROVIDED BY TWO STRAPS ADDITIONALLY IT HAS A CONTROL POSITIONING STRAP TO PLACE THE ARM AND SHOULDER IN THE DESIRED POSITION IT ALLOWS THE PLACEMENT OF THE BRACE BY THE PATIENT WITH ONE HAND SIZE: MEDIUM
14038 | 4224210200000 | TRACTION ANKLE FOR ARTHROSCOPY SURGERY ORTHOPEDIC
14039 | 4224210300100 | HALO VEST ADULT LARGE INVASIVE SPINAL
14040 | 4224210300200 | HALO VEST ADULT MEDIUM INVASIVE SPINAL
14041 | 4224210300300 | HALO VEST ADULT SMALL INVASIVE SPINAL
14042 | 4224210300400 | HALO VEST PEDIATRIC LARGE INVASIVE SPINAL
14043 | 4224210300500 | HALO VEST PEDIATRIC MEDIUM INVASIVE SPINAL
14044 | 4224210300600 | HALO VEST PEDIATRIC SMALL INVASIVE SPINAL
14045 | 4224210301600 | "CERVICAL ORTHOSIS STERNO OCCIPITAL MANDIBULAR IMMOBILIZER TYPE (S.O.M.I) SIZE LARGE"
14046 | 4224210301700 | AIR TRACTION CERVICAL COLLAR DECOMPRESSION LIGHTWEIGHT UNIVERSAL SIZE
14047 | 4224210600100 | LUMBAR DECOMPRESSION BELT AIR TRACTION DECOMPRESSION LIGHTWEIGHT WORN UNDER CLOTHING SIZE: SMALL
14048 | 4224210600200 | LUMBAR DECOMPRESSION BELT AIR TRACTION DECOMPRESSION LIGHTWEIGHT WORN UNDER CLOTHING SIZE: MEDIUM
14049 | 4224210600300 | LUMBAR DECOMPRESSION BELT AIR TRACTION DECOMPRESSION LIGHTWEIGHT WORN UNDER CLOTHING SIZE: LARGE
14050 | 4224210600400 | LUMBAR DECOMPRESSION BELT AIR TRACTION DECOMPRESSION LIGHTWEIGHT WORN UNDER CLOTHING SIZE: EXTRA LARGE (XL)
14051 | 4224210600500 | LUMBAR DECOMPRESSION BELT AIR TRACTION DECOMPRESSION LIGHTWEIGHT WORN UNDER CLOTHING SIZE: DOUBLE EXTRA LARGE (XXL)
14052 | 4224210600600 | LUMBAR DECOMPRESSION BELT AIR TRACTION DECOMPRESSION LIGHTWEIGHT WORN UNDER CLOTHING SIZE: X SMALL
14053 | 4225150000500 | ASSESSMENT TOOLS TWO POINT DISK DISCRIMINATOR
14054 | 4225150000700 | BRUSH FLEXIBLE NUBBY TEXTURE OR EQUIVALENT TO REDUCE ORAL HYPERSENSITIVITY
14055 | 4225150000800 | BRUSH MASSAGER FOR TACTILE EXPLORATION AND ORAL MOTOR STIMULATION. NUBBY TEXTURED SURFACE PROMOTES BETTER EATING IN KIDS. ORAL BRUSH THAT CAN BE USED AS A BABY SPOON TEETHER AND INTRODUCTORY TOOTHBRUSH
14056 | 4225150000900 | ASSISTIVE TOOLS MEDICAL RUBBER MASSAGE TOOTHBRUSH SET FOR ORAL MOTOR FACILITATION STIMULATION AND DESENSITIZATION OF ORAL TISSUES SAFE AND NON-TOXIC. 100% SOFT SILICONE AND BPA FREE FOOD GRADE PLASTIC SILICONE HEADS NON-SLIP HANDLES WITH SOFT GRIP
14057 | 4225150001000 | THERAPEUTIC MASSAGER WITH 3 RUBBER HEADS VIBRATES AT 5500 CYCLES PER MINUTE PORTABLE USE TO BREAK DOWN SCAR TISSUE AFTER SURGERY AND REDUCE SCAR’S APPEARANCE INCLUDE BATTERY
14058 | 4225150001100 | THERAPEUTIC "COLORCARDS: SIMPLE SEQUENCES PICTURES" - COLORFUL PHOTOGRAPHS OF SIMPLE SEQUENCES OFFER 12 DIFFERENT 2-STEP SEQUENCES AND EIGHT 3-STEP SEQUENCES SO THAT YOU CAN BEGIN WORK WITH "BEFORE AND AFTER" AND PROGRESS TO PUTTING THE LONGER SEQUENCES IN LOGICAL ORDER. FEATURING EVERYDAY ACTIVITIES THAT CHILDREN CAN RELATE TO. THESE CARDS CAN ALSO BE USED AS REMINDERS FOR COMPLETING A TASK LIKE BRUSHING TEETH TAKING OUT THE TRASH TURNING OFF THE LAMP RIDING A BIKE AND DECORATING A CAKE. 48 CARDS
14059 | 4225150001200 | THERAPEUTIC "JUST FOR ADULTS PHOTO CARDS" OR EQUIVALENT INCREASE LEVEL OF INDEPENDENCE IMPROVE PROBLEM-SOLVING SKILLS AND FLEXIBILITY IN THINKING RESPOND APPROPRIATELY TO SAFETY SITUATIONS DEVELOP ABSTRACT REASONING AND IMPROVE ORGANIZATIONAL SKILLS.
14060 | 4225150001300 | THERAPEUTIC BASIC SEQUENCES COGNITIVE ASSESSMENT TOOL THAT HELPS PROMOTE AND ESTABLISH A BASIC UNDERSTANDING OF ORDER AND DIRECTION LOGICAL THOUGHT AND EXPRESSIVE LANGUAGE SKILLS. THIS SET INCLUDES SIXTEEN 3-STEP SEQUENCES OF
14061 | 4225150001400 | THERAPEUTIC BEAD SEQUENCING SET INCLUDES 45 MULTICOLORED BEADS AND 10 SEQUENCING PATTERNS FIVE HARDWOOD 1 1/2 INCH DIAMETER DOWELS COMES WITH STORAGE BOX FOR AGES 4 YEARS AND UP LATEX FREE
14062 | 4225150001500 | THERAPEUTIC CHILDREN’S MANUAL DEXTERITY VESTS - PRACTICE ADL SKILLS FINE MOTOR COORDINATION AND PROBLEM SOLVING WITH THIS SET OF FOUR HEAVY-DUTY COTTON-POLYESTER VESTS. THREE VESTS ASSIST WITH SPECIFIC SKILLS—SNAPPING BUTTONING AND ZIPPING. THE FOURTH IS A COMBINATION VEST WITH BUTTON AND ZIPPER. ELASTIC PANELS FOR ONE-SIZE-FITS-ALL CONVENIENCE. VESTS ARE 13-1/2 W X 18 L INCH. LATEX FREE
14063 | 4225150001600 | THERAPEUTIC COGNITIVE RETRAINING WORKBOOKS: SIMPLE COGNITIVE TASKS SET OF 3 SIMPLE COGNITIVE TASKS MARY EVANOFSKI. THIS WONDERFUL THREE-BOOK SET OF BEGINNING TASKS IS DESIGNED TO HELP CLIENTS GET BACK ON THE ROAD TO RECOVERY AFTER ANY NEUROLOGICAL
14064 | 4225150001700 | THERAPEUTIC CRITICAL THINKING FOR ACTIVITIES OF DAILY LIVING AND COMMUNICATION FACILITATES COMMUNITY RE-ENTRY OF ADULT CLIENTS. PICTURE CARDS HELP IMPROVE COMMUNICATION AND PERFORMANCE OF DAILY LIVING ACTIVITIES. PERFECT FOR CLIENTS WHO HAVE DECREASED COGNITIVE SKILLS PRODUCED BY STROKE TRAUMATIC BRAIN INJURY DEMENTIA OR NEUROLOGICAL INVOLVEMENT
14065 | 4225150001800 | THERAPEUTIC EXERCISERS TRAINING USING EMG SIGNALS FROM MUSCLES DIGITAL DEVICE USED FOR TRAINING FOR CLINICALLY WEAK PATIENTS USES REACTIVE ELECTROMYOGRAPHY TO TRAIN THE SENSORIMOTOR CORTEX. THE PATIENT’S MOVEMENT IS ACTIVE BASED ON BIOELECTRICAL SIGNALS (EMG) (LUNA OR EQUIVALENT) ACQUIRED FROM THE PATIENT’S MUSCLES.
14066 | 4225150001900 | THERAPEUTIC HAND THERAPY MANIPULATION BOARD INCLUDES: DOORCHAIN LOCK ELECTRIC OUTLET PLATE PADLOCK KEY LOCK FAUCET HOOK AND EYE LOCK LUGGAGE LOCK OR EQUIVALENT NO SHARP EDGES
14067 | 4225150002000 | THERAPEUTIC ORAL MOTOR CHEWY TUBES DESIGNED TO PROVIDE A CHEWABLE SURFACE FOR DEVELOPING AND PRACTICING FUNDAMENTAL BITING AND CHEWING SKILLS PROVIDING TACTILE AND ORAL STIMULATION. DIFFERENT COLOR WITH DIFFERENT SIZES FOOD GRADE NON-TOXIC LEAD-FREE AND NO PVC OR PHTHALATES INCLUDES A 50-PAGE MANUAL AND 25 ASSESSMENT FORMS
14068 | 4225150002100 | THERAPEUTIC SMALL MIRROR THERAPY MIRROR SIZE OF 14 X 10 INCH APPROXIMATELY SUITABLE FOR UPPER LIMBS WIDE HAND SPACE - 8.5 INCH / 21 CM WIDE HAND SPACE FOR GREATER COMFORT VENTILATION AND ALLOWS HAND MOVEMENT AT THE SAME TIME EASY TO SET UP CAN BE EASILY SET UP WITH ONE HAND. EASY TO FOLD AND KEEP AFTER USE TOO
14069 | 4225150002200 | THERAPEUTIC WOODEN YARDSTICK WITH 24 CLOTHESPINS AND WOODEN STORAGE BOX HELPS WITH HAND AND FINGER STRENGTH GRASP AND DEXTERITY
14070 | 4225150200200 | ASSESSMENT TOOLS SENSATION KIT MONOFILAMENTS DISTINGUISH BETWEEN NORMAL DIMINISHED LIGHT TOUCH DIMINISHED PROTECTIVE SENSATION COMPLETE KIT
14071 | 4225150200300 | BULB FOR ORAL PERFORMANCE INSTRUMENT TO MEASURE TONGUE AND LIP STRENGTH AND ENDURANCE HANDHELD
14072 | 4225150200400 | CONNECTING TUBE FOR ORAL PERFORMANCE INSTRUMENT TO MEASURE TONGUE AND LIP STRENGTH AND ENDURANCE HANDHELD
14073 | 4225150200500 | STIMULATOR TWO HEADS ORAL ONE SMOOTH AND ONE TEXTURED
14074 | 4225150200600 | THERAPEUTIC FOUR TIER BALL ACTIVITY DESIGNED FOR PATIENTS WITH LITTLE SHOULDER OR ELBOW MOVEMENT. USED AS A UNIT OR THE TUBES CAN BE REMOVED AND USED SEPARATELY TO FACILITATE PROGRESSION AND STRENGTHENING IN PLANES OF MOVEMENT.
14075 | 4225150200700 | ASSISTIVE TOOLS ICE FINGER FOR ORAL STIMULATION CAN BE REFROZEN AND USED OVER AND OVER AGAIN WITH A SINGLE USER 10 CM LONG BELOW THE HANDLE WITH 1.5 CM DIAMETER APPROXIMATELY
14076 | 4225150200800 | ASSESSMENT TOOLS MANUAL DEXTERITY TEST KIT (MINNESOTA OR EQUIVALENT) MEASURES SPEED AND DEXTERITY IN ARM HAND AND FINGERS MADE IN DURABLE PLASTIC WITH FOUR RECEPTACLES FOR WASHERS RODS CAPS AND NUTS T-BAR INCLUDED FOR SPECIAL TEST. TEST PIECES MEASURE 3.7CM IN DIAMETER AND 1.9CM IN HEIGHT
14077 | 4225150200900 | ASSESSMENT KIT ROEDER MANIPULATIVE APTITUDE TEST MEASURES SPEED AND DEXTERITY IN ARM HAND AND FINGERS MADE IN DURABLE PLASTIC WITH FOUR RECEPTACLES FOR WASHERS RODS CAPS AND NUTS. BOARD ALSO IS COMPRISED OF A HORIZONTAL T-BAR AND 40 INSERTS ARRANGED IN A PREDETERMINED PATTERN INCLUDE REPLACEMENT PINS CAPS FOR ROEDER MANIPULATIVE APTITUDE TEST AND RECORD BLANKS FOR THE ROEDER MANIPULATIVE APTITUDE TEST
14078 | 4225150201000 | ASSESSMENT TOOLS AN EARLY CHILDHOOD MOTOR DEVELOPMENT PROGRAM (PDMS2 OR EQUIVALENT)THAT PROVIDES (IN ONE PACKAGE) BOTH IN-DEPTH ASSESSMENT AND TRAINING OR REMEDIATION OF GROSS AND FINE MOTOR SKILLS. THE ASSESSMENT IS COMPOSED OF SIX SUBTESTS THAT MEASURE INTERRELATED MOTOR ABILITIES THAT DEVELOP EARLY IN LIFE. IT IS DESIGNED TO ASSESS THE MOTOR SKILLS OF CHILDREN FROM BIRTH THROUGH 5 YEARS OF AGE.
14079 | 4225150201100 | ASSESSMENT TOOLS COGNITIVE ASSESSMENT KIT (DLOTCA OR EQUIVALENT) USED WITH CLIENTS 18 TO 69 YEARS OLD
14080 | 4225150201200 | ASSESSMENT TOOLS COGNITIVE PERFORMANCE TEST - CONTAINS SEVEN SUBTASKS THAT REPLICATE COMMON DAILY ACTIVITIES. SOME OF THE ACTIVITIES INCLUDE SORTING MEDICINE USING TABLEWARE HANGING UP CLOTHING AND SO ON. THE TEST IS TIMED AND OBSERVED TO DRAW CONCLUSIONS ON AN INDIVIDUAL’S ABILITY TO FUNCTION AND REMEMBER. AN INSTRUCTIONAL BOOKLET IS INCLUDED AS WELL AS A CONVENIENT AND EASY-TO-CARRY BAG. THE BAG KEEPS THE TASKS ORGANIZED AND ALLOWS FOR TESTING IN A WIDE RANGE OF SETTINGS
14081 | 4225150201300 | ASSESSMENT TOOLS MADDAK SENSORY STIMULATION ACTIVITIES KIT OR EQUIVALENT - IS A COMPREHENSIVE SENSORY AND COGNITIVE THERAPY TOOL KIT WITH MORE THAN 90 AGE-APPROPRIATE SENSORY ACTIVITIES INCLUDING AUDITORY VISUAL OLFACTORY GUSTATORY AND TACTILE STIMULI. THE 13-1/2 H X 15-1/2 W X 6-1/4 D INCH (34 X 39 X 16CM) CARRYING CASE HOLDS 31 FUNCTIONAL
14082 | 4225150201400 | ASSESSMENT TOOLS MOTOR-FREE VISUAL PERCEPTION AND VISUAL DISCRIMINATION TEST (MVPT-4 OR EQUIVALENT) - THE ABILITY TO DISCRIMINATE DOMINANT FEATURES OF DIFFERENT OBJECTS INCLUDING THE ABILITY TO DISCRIMINATE POSITION SHAPES AND FORMS SPATIAL RELATIONSHIPS - THE ABILITY TO PERCEIVE THE POSITIONS OF OBJECTS IN RELATION TO ONESELF AND TO OTHER OBJECTS. ITEMS ASSESS THE PERCEPTION OF PICTURES FIGURES OR PATTERNS THAT ARE DISORIENTED IN RELATION TO EACH OTHER SUCH AS FIGURE REVERSALS AND ROTATIONS
14083 | 4225150201500 | ASSESSMENT TOOLS PINCH GAUGE HYDRAULIC PINCH GAUGE IDEAL FOR ROUTINE SCREENING OF GRIP STRENGTH AND INITIAL AND ONGOING EVALUATION DUAL SCALE READOUT MEASURES IN BOTH POUNDS AND KILOGRAMS UP TO 45 LBS
14084 | 4225150201600 | ASSESSMENT TOOLS SENSORY MOTOR KIT 12 DIFFERENT TACTILE EXPERIENCES ALL IN ONE BAG TAKE IT WITH YOU WHEREVER YOU GO SMALLER ITEMS HELP DEVELOP FINE MOTOR SKILLS WHILE LARGER ITEMS HELP DEVELOP GROSS MOTOR SKILLS INCLUDES RINGS TACTILE BALLS IN VARIOUS SIZES AND STYLES WATER MAT KOOSH BALLS AND TANGLE GREAT FOR KIDS OF ALL AGES
14085 | 4225150201700 | ASSESSMENT TOOLS STEREOGNOSIS KIT - EVALUATION KIT INCLUDES 17 COMMON ITEMS AND MATCHING CARDS FOR EVALUATING AND DIAGNOSING STEREOGNOSIS ALSO KNOWN AS HAPTIC PERCEPTION OR TACTILE GNOSIS ALL ITEMS FEATURE A CORRESPONDING CARD FOR EASY IDENTIFICATION CARDS MEASURE 3 X 5 INCH (8 X 13CM) AND ARE LAMINATED FOR INCREASED DURABILITY INCLUDED STORAGE CASE KEEPS ALL ITEMS TOGETHER
14086 | 4225150201800 | ASSESSMENT TOOLS THE BRAIN INJURY VISUAL ASSESSMENT BATTERY FOR ADULTS (BIVABA) OR EQUIVALENT THE BIVABA PROVIDES THERAPISTS WITH A PRACTICAL TOOL FOR COMPLETING A QUICK ACCURATE RELIABLE AND USEFUL ASSESSMENT OF VISUAL PROCESSING ABILITY FOLLOWING ADULT ONSET BRAIN
14087 | 4225150201900 | ASSESSMENT TOOLS VISUAL PERCEPTION ASSESSMENT PROGRAM - MEASURES AN INDIVIDUAL'S BASIC LEVEL OF FUNCTION IN THE AREAS OF COLOR IDENTIFICATION SHAPE AND SIZE DISCRIMINATION EYE-HAND COORDINATION UNDERSTANDING OF SPECIAL RELATIONSHIPS AND ABILITY TO FOLLOW VERBAL INSTRUCTIONS.
14088 | 4225150202000 | THERAPEUTIC SENSORY MOLDED RIDGE PLASTIC SHIELD WITH SHAPED SLEEVES TO BLOCK THE CLIENT'S VISION SUPPORT LEGS THE MOLDED RIDGE HOLDS CARDS FOR STEREOGNOSIS FOR PERCEPTUAL SENSORY INTEGRATION AND TESTING ACTIVITY ALL PARTS CAN BE CLEANED WITH A DISINFECTANT SIZE 18-1/2 L X 5-1/4 W X 12-1/2 H INCHES (47 X 13 X 32CM)
14089 | 4225150202100 | THERAPEUTIC SEQUENCES 4-STEP COGNITIVE ASSESSMENT AID THAT ALLOWS FOR EVERYDAY FAMILIAR ACTIVITIES TO BE SHOW IN SEQUENTIAL FORM. THESE ACTIVITIES RANGE FROM MAKING CAKES TO BUYING A NEW PET AND FEATURE DIFFERENT AGES
14090 | 4225150400800 | THERAPEUTIC TWO-TIERED HORIZONTAL BOLT BOARD HELPS WITH FINGERS - STRENGTH DEXTERITY AND HAND STRENGTH. IT INCLUDES BOLTS IN VARIOUS SIZES RANGING FROM COARSE TO FINE AS WELL AS NUTS AND WASHERS. THE FELT-COVERED BOTTOM PREVENTS ANY DAMAGE TO THE SURFACE IT'S PLACED ON. BOLTS PROGRESS FROM 1/4 TO 1/2 PLUS ASSORTED NUTS AND WASHERS 11 1/2 L X 7 3/4 W X 4 H INCH
14091 | 4225160002600 | THERAPEUTIC HAND EXERCISER 30 STACKING CONES UPPER EXTREMITY THERAPY CONES HELP INDIVIDUALS INCREASE THEIR COORDINATION AND RANGE OF MOTION WASHABLE NON-TOXIC AND IMPACT RESISTANT ACRYLIC CONES ARE 4¼ IN (11CM) HIGH WITH A 2½ IN BASE DIAMETER SIX TRANSLUCENT COLORS EACH BLUE GREEN RED AMBER SMOKE AND CLEAR. MOLDED ABS PLASTIC BASE MEASURES L- 14-1/2IN X W- 8 IN
14092 | 4225160005500 | THERAPEUTIC HAND EXERCISER PROVIDES A COMPLETE RECIPROCAL MUSCLE GROUP EXERCISE FOR THE HAND THROUGH FULL NATURAL PLANES OF MOTION CONTAINS ONE RESISTANT BALL TWO FLEXIBLE CORDS (FOR VARYING HAND SIZES) AND COMPLETE INSTRUCTIONS (SOFT)
14093 | 4225160005600 | THERAPEUTIC HAND EXERCISER PROVIDES A COMPLETE RECIPROCAL MUSCLE GROUP EXERCISE FOR THE HAND THROUGH FULL NATURAL PLANES OF MOTION CONTAINS ONE RESISTANT BALL TWO FLEXIBLE CORDS (FOR VARYING HAND SIZES) AND COMPLETE INSTRUCTIONS (MEDIUM)
14094 | 4225160005700 | THERAPEUTIC HAND EXERCISER PROVIDES A COMPLETE RECIPROCAL MUSCLE GROUP EXERCISE FOR THE HAND THROUGH FULL NATURAL PLANES OF MOTION CONTAINS ONE RESISTANT BALL TWO FLEXIBLE CORDS (FOR VARYING HAND SIZES) AND COMPLETE INSTRUCTIONS (FIRM)
14095 | 4225160006500 | ASSISTIVE TOOLS UPPER EXTREMITY EXERCISER INCLUDES A DOUBLE REVOLVING BASE WITH 3 NONSKID FEET PORTABLE AND MADE OF HIGH-STRENGTH LACQUERED BIRCH PLYWOOD CONTOURED PADDED 30 CM ARM SKATE HAS HIGH-QUALITY BALL-BEARING PIVOT HARDWARE VELCRO FASTENING AND A REMOVABLE MOLDED HAND CONE
14096 | 4225160006600 | REINFORCEMENT PANEL
14097 | 4225160500000 | PEDIATRIC TRICYCLE WITH ALL THE ACCESSORIES SIZE: SMALL THESE TRICYCLES HAVE BEEN DESIGNED FOR CHILDREN WITH MOTOR DISABILITIES FROM AGE 3 THROUGH ADOLESCENCE THE WIDE WHEEL BASE PROVIDES STABILITY AND LARGE WHEELS WITH CHAIN DRIVE MAKE PEDALING EASY SO THAT EVEN NON-AMBULATORY CHILDREN RIDE SUCCESSFULLY THE JM1 FITS LEG LENGTH OR INSEAM: 15 INCHES TO 17.5 INCHES
14098 | 4225160500100 | PEDIATRIC TRICYCLE WITH ALL THE ACCESSORIES SIZE: MEDIUM THESE TRICYCLES HAVE BEEN DESIGNED FOR CHILDREN WITH MOTOR DISABILITIES FROM AGE 3 THROUGH ADOLESCENCE THE WIDE WHEEL BASE PROVIDES STABILITY AND LARGE WHEELS WITH CHAIN DRIVE MAKE PEDALING EASY SO THAT EVEN NON-AMBULATORY CHILDREN RIDE SUCCESSFULLY THE JM2 FITS LEG LENGTH OR INSEAM: 17.5 INCHES TO 22 INCHES
14099 | 4225160500200 | PEDIATRIC TRICYCLE WITH ALL THE ACCESSORIES SIZE: LARGE THESE TRICYCLES HAVE BEEN DESIGNED FOR CHILDREN WITH MOTOR DISABILITIES FROM AGE 3 THROUGH ADOLESCENCE THE WIDE WHEEL BASE PROVIDES STABILITY AND LARGE WHEELS WITH CHAIN DRIVE MAKE PEDALING EASY SO THAT EVEN NON-AMBULATORY CHILDREN RIDE SUCCESSFULLY THE JM3 FITS LEG LENGTH OR INSEAM: 22.5 INCHES TO 27 INCHES
14100 | 4225160801900 | RESISTANCE EXERCISE BAND THIN RESISTANCE YELLOW COLOR LATEX FREE DISPENSER BOX EACH BOX CONTAIN 30 INDIVIDUALLY WRAPPED PACK SIZE 13 CM X 1.5 M
14101 | 4225160802000 | RESISTANCE EXERCISE BAND MEDIUM RESISTANCE RED COLOR LATEX FREE DISPENSER BOX EACH BOX CONTAIN 30 INDIVIDUALLY WRAPPED PACK SIZE 13 CM X 1.5 M
14102 | 4225160802100 | RESISTANCE EXERCISE BAND HEAVY RESISTANCE GREEN COLOR LATEX FREE DISPENSER BOX EACH BOX CONTAIN 30 INDIVIDUALLY WRAPPED PACK SIZE 13 CM X 1.5 M
14103 | 4225160802200 | RESISTANCE EXERCISE BAND EXTRA HEAVY RESISTANCE BLUE COLOR LATEX FREE DISPENSER BOX EACH BOX CONTAIN 30 INDIVIDUALLY WRAPPED PACK SIZE 13 CM X 1.5 M
14104 | 4225160802300 | RESISTANCE EXERCISE BAND SPECIAL HEAVY RESISTANCE BLACK COLOR LATEX FREE DISPENSER BOX EACH BOX CONTAIN 30 INDIVIDUALLY WRAPPED PACK SIZE 13 CM X 1.5 M
14105 | 4225160802400 | RESISTANCE EXERCISE BAND EXTRA THIN RESISTANCE TAN COLOR LATEX FREE DISPENSER BOX ROLL SIZE 13 CM X 40-50 M
14106 | 4225160802500 | RESISTANCE EXERCISE BAND THIN RESISTANCE YELLOW COLOR LATEX FREE DISPENSER BOX ROLL SIZE 13-15 CM X 40-50 M
14107 | 4225160802600 | RESISTANCE EXERCISE BAND MEDIUM RESISTANCE RED COLOR LATEX FREE DISPENSER BOX ROLL SIZE 13 CM X 40-50 M
14108 | 4225160802700 | RESISTANCE EXERCISE BAND HEAVY RESISTANCE GREEN COLOR LATEX FREE DISPENSER BOX ROLL SIZE 13-15 CM X 40-50 M
14109 | 4225160802800 | RESISTANCE EXERCISE BAND EXTRA HEAVY RESISTANCE BLUE COLOR LATEX FREE DISPENSER BOX ROLL SIZE 13 CM X 40-50 M
14110 | 4225160802900 | RESISTANCE EXERCISE BAND SPECIAL HEAVY RESISTANCE BLACK COLOR LATEX FREE DISPENSER BOX ROLL SIZE 13 CM X 40-50 M
14111 | 4225160803000 | RESISTANCE EXERCISE BAND SUPER HEAVY RESISTANCE SILVER COLOR LATEX FREE DISPENSER BOX ROLL SIZE 13 CM X 40-50 M
14112 | 4225160803100 | RESISTANCE EXERCISE BAND MAX RESISTANCE GOLD COLOR LATEX FREE DISPENSER BOX ROLL SIZE 13 CM X 40-50 M
14113 | 4225160803200 | THERAPEUTIC PUTTY WORKS TO STRENGTHEN HANDS AND HELP PREVENT FUTURE HAND AND WRIST PROBLEMS AND HAND GRIP EXERCISES STRESS RELIEF EXERCISES WRIST EXERCISES AND UPPER ARM EXERCISES IT IS FOR STRENGTHENING THE WEAKEST GRASP AND FOR DEVELOPING A STRONGER GRIP (PACK OF FIVE DIFFERENT RESISTANCES 85GM EACH)
14114 | 4225160803300 | THERAPEUTIC PUTTY X-SOFT RESISTANCE WEIGHT 2.3 KG WORKS TO STRENGTHEN HANDS AND HELP PREVENT FUTURE HAND AND WRIST PROBLEMS AND HAND GRIP EXERCISES STRESS RELIEF EXERCISES WRIST EXERCISES AND UPPER ARM EXERCISES IT IS FOR STRENGTHENING THE WEAKEST GRASP AND FOR DEVELOPING A STRONGER GRIP
14115 | 4225160803400 | THERAPEUTIC PUTTY SOFT RESISTANCE WEIGHT 2.3 KG WORKS TO STRENGTHEN HANDS AND HELP PREVENT FUTURE HAND AND WRIST PROBLEMS AND HAND GRIP EXERCISES STRESS RELIEF EXERCISES WRIST EXERCISES AND UPPER ARM EXERCISES IT IS FOR STRENGTHENING THE WEAKEST GRASP AND FOR DEVELOPING A STRONGER GRIP
14116 | 4225160803500 | THERAPEUTIC PUTTY MEDIUM RESISTANCE WEIGHT 2.3 KG WORKS TO STRENGTHEN HANDS AND HELP PREVENT FUTURE HAND AND WRIST PROBLEMS AND HAND GRIP EXERCISES STRESS RELIEF EXERCISES WRIST EXERCISES AND UPPER ARM EXERCISES IT IS FOR STRENGTHENING THE WEAKEST GRASP AND FOR DEVELOPING A STRONGER GRIP
14117 | 4225160803600 | THERAPEUTIC PUTTY FIRM RESISTANCE WEIGHT 2.3 KG WORKS TO STRENGTHEN HANDS AND HELP PREVENT FUTURE HAND AND WRIST PROBLEMS AND HAND GRIP EXERCISES STRESS RELIEF EXERCISES WRIST EXERCISES AND UPPER ARM EXERCISES IT IS FOR STRENGTHENING THE WEAKEST GRASP AND FOR DEVELOPING A STRONGER GRIP
14118 | 4225160803700 | THERAPEUTIC PUTTY EXTRA FIRM RESISTANCE WEIGHT 2.3 KG WORKS TO STRENGTHEN HANDS AND HELP PREVENT FUTURE HAND AND WRIST PROBLEMS AND HAND GRIP EXERCISES STRESS RELIEF EXERCISES WRIST EXERCISES AND UPPER ARM EXERCISES IT IS FOR STRENGTHENING THE WEAKEST GRASP AND FOR DEVELOPING A STRONGER GRIP
14119 | 4225160803800 | THERAPEUTIC HAND EXERCISER TWIST BEND BAR RESISTANCE PORTABLE EXERCISER A LIGHTWEIGHT AND PORTABLE EXERCISER TO IMPROVE GRIP-STRENGTH AND UPPER EXTREMITY FUNCTION MADE FROM DRY NATURAL RUBBER 30 CM LONG. 6-PIECE SET
14120 | 4225160803900 | THERAPEUTIC HAND EXERCISER TWIST BEND BAR RESISTANCE PORTABLE EXERCISER TO IMPROVE GRIP-STRENGTH AND UPPER EXTREMITY FUNCTION MADE FROM DRY NATURAL RUBBER 30 CM LONG EXTRA LIGHT
14121 | 4225160804000 | THERAPEUTIC HAND EXERCISER TWIST BEND BAR RESISTANCE PORTABLE EXERCISER TO IMPROVE GRIP-STRENGTH AND UPPER EXTREMITY FUNCTION MADE FROM DRY NATURAL RUBBER 30 CM LONG LIGHT
14122 | 4225160804100 | THERAPEUTIC HAND EXERCISER TWIST BEND BAR RESISTANCE PORTABLE EXERCISER TO IMPROVE GRIP-STRENGTH AND UPPER EXTREMITY FUNCTION MADE FROM DRY NATURAL RUBBER 30 CM LONG MEDIUM
14123 | 4225160804200 | THERAPEUTIC HAND EXERCISER TWIST BEND BAR RESISTANCE PORTABLE EXERCISER TO IMPROVE GRIP-STRENGTH AND UPPER EXTREMITY FUNCTION MADE FROM DRY NATURAL RUBBER 30 CM LONG HEAVY
14124 | 4225160805700 | LEG BAND THIGH TO ANKLE
14125 | 4225160805800 | THERAPEUTIC PUTTY WORKS TO STRENGTHEN HANDS AND HELP PREVENT FUTURE HAND AND WRIST PROBLEMS AND HAND GRIP EXERCISES STRESS RELIEF EXERCISES WRIST EXERCISES AND UPPER ARM EXERCISES IT IS FOR STRENGTHENING THE WEAKEST GRASP AND FOR DEVELOPING A STRONGER GRIP 85GM EACH FIRM
14126 | 4225160805900 | HAND EXERCISER THERAPEUTIC PUTTY WORKS TO STRENGTHEN HANDS AND HELP PREVENT FUTURE HAND AND WRIST PROBLEMS AND HAND GRIP EXERCISES STRESS RELIEF EXERCISES WRIST EXERCISES AND UPPER ARM EXERCISES IT IS FOR STRENGTHENING THE WEAKEST GRASP AND FOR DEVELOPING A STRONGER GRIP 85GM EACH MEDIUM
14127 | 4225160806000 | THERAPEUTIC PUTTY WORKS TO STRENGTHEN HANDS AND HELP PREVENT FUTURE HAND AND WRIST PROBLEMS AND HAND GRIP EXERCISES STRESS RELIEF EXERCISES WRIST EXERCISES AND UPPER ARM EXERCISES IT IS FOR STRENGTHENING THE WEAKEST GRASP AND FOR DEVELOPING A STRONGER GRIP 85GM EACH SOFT
14128 | 4225160806100 | THERAPEUTIC PUTTY WORKS TO STRENGTHEN HANDS AND HELP PREVENT FUTURE HAND AND WRIST PROBLEMS AND HAND GRIP EXERCISES STRESS RELIEF EXERCISES WRIST EXERCISES AND UPPER ARM EXERCISES IT IS FOR STRENGTHENING THE WEAKEST GRASP AND FOR DEVELOPING A STRONGER GRIP 85GM EACH X-FIRM
14129 | 4225160806200 | THERAPEUTIC PUTTY WORKS TO STRENGTHEN HANDS AND HELP PREVENT FUTURE HAND AND WRIST PROBLEMS AND HAND GRIP EXERCISES STRESS RELIEF EXERCISES WRIST EXERCISES AND UPPER ARM EXERCISES IT IS FOR STRENGTHENING THE WEAKEST GRASP AND FOR DEVELOPING A STRONGER GRIP 85GM EACH X-SOFT
14130 | 4225161000300 | THERAPEUTIC HAND EXERCISER PUFFER BALLS RESILIENT SUPER SOFT BALLS WITH EASY-TO-GRASP STRANDS HAVE A SOOTHING SQUISHY TEXTURE GREAT TACTILE HAND THERAPY AND STRESS RELIEVER ASSORTED COLORS LATEX FREE PACK OF 6
14131 | 4225161200800 | THERAPEUTIC HAND EXERCISER FINGER WEIGHTS HELPS STRENGTHEN AND REHABILITATE THE FINGER MULTICOLORED SETS OF 10
14132 | 4225161201400 | CUFF WEIGHT VELCRO HEAVY DUTY 1 LB
14133 | 4225161201500 | CUFF WEIGHT VELCRO HEAVY DUTY 1/4 LB
14134 | 4225161201600 | CUFF WEIGHT VELCRO HEAVY DUTY 1/5 LB
14135 | 4225161201700 | CUFF WEIGHT VELCRO HEAVY DUTY 10 LB
14136 | 4225161201800 | CUFF WEIGHT VELCRO HEAVY DUTY 2 LB
14137 | 4225161201900 | CUFF WEIGHT VELCRO HEAVY DUTY 3 LB
14138 | 4225161202000 | CUFF WEIGHT VELCRO HEAVY DUTY 4 LB
14139 | 4225161202100 | CUFF WEIGHT VELCRO HEAVY DUTY 5 LB
14140 | 4225161202200 | CUFF WEIGHT VELCRO HEAVY DUTY 6 LB
14141 | 4225161202300 | CUFF WEIGHT VELCRO HEAVY DUTY 8 LB
14142 | 4225161202400 | CUFF WEIGHT VELCRO HEAVY DUTY 9 LB
14143 | 4225161202500 | CUFF WEIGHT VELCRO HEAVY DUTY 7 LB
14144 | 4225161600200 | APPLICATOR COVER FOR VIBRAMATIC STANDARD TYPE FOR CHEST PHYSIOTHERAPY MACHINE G5 DISPOSABLE
14145 | 4225161700600 | VISCUS SWALLOWING GEL FOR MANOMETRY
14146 | 4225161700700 | WHEELCHAIR ACCESSORIES CUSHION GEL BASED OFFERS SUPERIOR LATERAL STABILITY WITH LATERAL PELVIC WEDGES FOR ALIGNMENT OF THE PELVIS AND MORE INVOLVED POSITIONING NEEDS. TOP LAYER IS SOFT GEL INFUSED VISCO MEMORY FOAM WITH AN EXTRA LAYER COVERING THE PELVIC LOADING AREA AND FLUID PAD BENEATH PROVIDING EVEN DISTRIBUTION OF WEIGHT FOR PRESSURE REDUCTION AND MAXIMUM COMFORT. DYNAMIC FLUID AND MOISTURE RESISTANT INNER COVER ANTI MICROBIAL OUTER COVER 14X14X3.5IN WEIGHT CAPACITY 136KG APPROXIMATELY
14147 | 4225161700800 | WHEELCHAIR ACCESSORIES CUSHION GEL BASED OFFERS SUPERIOR LATERAL STABILITY WITH LATERAL PELVIC WEDGES FOR ALIGNMENT OF THE PELVIS AND MORE INVOLVED POSITIONING NEEDS. TOP LAYER IS SOFT GEL INFUSED VISCO MEMORY FOAM WITH AN EXTRA LAYER COVERING THE PELVIC LOADING AREA AND FLUID PAD BENEATH PROVIDING EVEN DISTRIBUTION OF WEIGHT FOR PRESSURE REDUCTION AND MAXIMUM COMFORT. DYNAMIC FLUID AND MOISTURE RESISTANT INNER COVER ANTI MICROBIAL OUTER COVER 16X16X4.5IN WEIGHT CAPACITY 136KG APPROXIMATELY
14148 | 4225161700900 | WHEELCHAIR ACCESSORIES CUSHION GEL BASED OFFERS SUPERIOR LATERAL STABILITY WITH LATERAL PELVIC WEDGES FOR ALIGNMENT OF THE PELVIS AND MORE INVOLVED POSITIONING NEEDS. TOP LAYER IS SOFT GEL INFUSED VISCO MEMORY FOAM WITH AN EXTRA LAYER COVERING THE PELVIC LOADING AREA AND FLUID PAD BENEATH PROVIDING EVEN DISTRIBUTION OF WEIGHT FOR PRESSURE REDUCTION AND MAXIMUM COMFORT. DYNAMIC FLUID AND MOISTURE RESISTANT INNER COVER ANTI MICROBIAL OUTER COVER 18X16X3.5IN WEIGHT CAPACITY 136KG APPROXIMATELY
14149 | 4225161701000 | WHEELCHAIR ACCESSORIES CUSHION GEL BASED OFFERS SUPERIOR LATERAL STABILITY WITH LATERAL PELVIC WEDGES FOR ALIGNMENT OF THE PELVIS AND MORE INVOLVED POSITIONING NEEDS. TOP LAYER IS SOFT GEL INFUSED VISCO MEMORY FOAM WITH AN EXTRA LAYER COVERING THE PELVIC LOADING AREA AND FLUID PAD BENEATH PROVIDING EVEN DISTRIBUTION OF WEIGHT FOR PRESSURE REDUCTION AND MAXIMUM COMFORT. DYNAMIC FLUID AND MOISTURE RESISTANT INNER COVER ANTI MICROBIAL OUTER COVER 18X16X4.5IN WEIGHT CAPACITY 136KG APPROXIMATELY
14150 | 4225161701100 | WHEELCHAIR ACCESSORIES CUSHION GEL BASED OFFERS SUPERIOR LATERAL STABILITY WITH LATERAL PELVIC WEDGES FOR ALIGNMENT OF THE PELVIS AND MORE INVOLVED POSITIONING NEEDS. TOP LAYER IS SOFT GEL INFUSED VISCO MEMORY FOAM WITH AN EXTRA LAYER COVERING THE PELVIC LOADING AREA AND FLUID PAD BENEATH PROVIDING EVEN DISTRIBUTION OF WEIGHT FOR PRESSURE REDUCTION AND MAXIMUM COMFORT. DYNAMIC FLUID AND MOISTURE RESISTANT INNER COVER ANTI MICROBIAL OUTER COVER 18X18X3.5IN WEIGHT CAPACITY 136KG APPROXIMATELY
14151 | 4225161701200 | WHEELCHAIR ACCESSORIES CUSHION GEL BASED OFFERS SUPERIOR LATERAL STABILITY WITH LATERAL PELVIC WEDGES FOR ALIGNMENT OF THE PELVIS AND MORE INVOLVED POSITIONING NEEDS. TOP LAYER IS SOFT GEL INFUSED VISCO MEMORY FOAM WITH AN EXTRA LAYER COVERING THE PELVIC LOADING AREA AND FLUID PAD BENEATH PROVIDING EVEN DISTRIBUTION OF WEIGHT FOR PRESSURE REDUCTION AND MAXIMUM COMFORT. DYNAMIC FLUID AND MOISTURE RESISTANT INNER COVER ANTI MICROBIAL OUTER COVER 18X18X4.5IN WEIGHT CAPACITY 136KG APPROXIMATELY
14152 | 4225161701300 | WHEELCHAIR ACCESSORIES CUSHION GEL BASED OFFERS SUPERIOR LATERAL STABILITY WITH LATERAL PELVIC WEDGES FOR ALIGNMENT OF THE PELVIS AND MORE INVOLVED POSITIONING NEEDS. TOP LAYER IS SOFT GEL INFUSED VISCO MEMORY FOAM WITH AN EXTRA LAYER COVERING THE PELVIC LOADING AREA AND FLUID PAD BENEATH PROVIDING EVEN DISTRIBUTION OF WEIGHT FOR PRESSURE REDUCTION AND MAXIMUM COMFORT. DYNAMIC FLUID AND MOISTURE RESISTANT INNER COVER ANTI MICROBIAL OUTER COVER 20X18X3.5IN WEIGHT CAPACITY 136KG APPROXIMATELY
14153 | 4225161701400 | WHEELCHAIR ACCESSORIES CUSHION GEL BASED OFFERS SUPERIOR LATERAL STABILITY WITH LATERAL PELVIC WEDGES FOR ALIGNMENT OF THE PELVIS AND MORE INVOLVED POSITIONING NEEDS. TOP LAYER IS SOFT GEL INFUSED VISCO MEMORY FOAM WITH AN EXTRA LAYER COVERING THE PELVIC LOADING AREA AND FLUID PAD BENEATH PROVIDING EVEN DISTRIBUTION OF WEIGHT FOR PRESSURE REDUCTION AND MAXIMUM COMFORT. DYNAMIC FLUID AND MOISTURE RESISTANT INNER COVER ANTI MICROBIAL OUTER COVER 20X18X4.5IN WEIGHT CAPACITY 136KG APPROXIMATELY
14154 | 4225161701500 | WHEELCHAIR ACCESSORIES CUSHION GEL BASED OFFERS SUPERIOR LATERAL STABILITY WITH LATERAL PELVIC WEDGES FOR ALIGNMENT OF THE PELVIS AND MORE INVOLVED POSITIONING NEEDS. TOP LAYER IS SOFT GEL INFUSED VISCO MEMORY FOAM WITH AN EXTRA LAYER COVERING THE PELVIC LOADING AREA AND FLUID PAD BENEATH PROVIDING EVEN DISTRIBUTION OF WEIGHT FOR PRESSURE REDUCTION AND MAXIMUM COMFORT. DYNAMIC FLUID AND MOISTURE RESISTANT INNER COVER ANTI MICROBIAL OUTER COVER 22X18X4.5IN WEIGHT CAPACITY 136KG APPROXIMATELY
14155 | 4225161701600 | WHEELCHAIR ACCESSORIES CUSHION GEL BASED OFFERS SUPERIOR LATERAL STABILITY WITH LATERAL PELVIC WEDGES FOR ALIGNMENT OF THE PELVIS AND MORE INVOLVED POSITIONING NEEDS. TOP LAYER IS SOFT GEL INFUSED VISCO MEMORY FOAM WITH AN EXTRA LAYER COVERING THE PELVIC LOADING AREA AND FLUID PAD BENEATH PROVIDING EVEN DISTRIBUTION OF WEIGHT FOR PRESSURE REDUCTION AND MAXIMUM COMFORT. DYNAMIC FLUID AND MOISTURE RESISTANT INNER COVER ANTI MICROBIAL OUTER COVER 22X18X3.5IN WEIGHT CAPACITY 136KG APPROXIMATELY
14156 | 4225161701700 | WHEELCHAIR ACCESSORIES CUSHION GEL BASED OFFERS SUPERIOR LATERAL STABILITY WITH LATERAL PELVIC WEDGES FOR ALIGNMENT OF THE PELVIS AND MORE INVOLVED POSITIONING NEEDS. TOP LAYER IS SOFT GEL INFUSED VISCO MEMORY FOAM WITH AN EXTRA LAYER COVERING THE PELVIC LOADING AREA AND FLUID PAD BENEATH PROVIDING EVEN DISTRIBUTION OF WEIGHT FOR PRESSURE REDUCTION AND MAXIMUM COMFORT. DYNAMIC FLUID AND MOISTURE RESISTANT INNER COVER ANTI MICROBIAL OUTER COVER 24X18X4.5IN WEIGHT CAPACITY 136KG APPROXIMATELY
14157 | 4225161701800 | WHEELCHAIR ACCESSORIES CUSHION GEL BASED OFFERS SUPERIOR LATERAL STABILITY WITH LATERAL PELVIC WEDGES FOR ALIGNMENT OF THE PELVIS AND MORE INVOLVED POSITIONING NEEDS. TOP LAYER IS SOFT GEL INFUSED VISCO MEMORY FOAM WITH AN EXTRA LAYER COVERING THE PELVIC LOADING AREA AND FLUID PAD BENEATH PROVIDING EVEN DISTRIBUTION OF WEIGHT FOR PRESSURE REDUCTION AND MAXIMUM COMFORT. DYNAMIC FLUID AND MOISTURE RESISTANT INNER COVER ANTI MICROBIAL OUTER COVER 24X20X3.5IN WEIGHT CAPACITY 136KG APPROXIMATELY
14158 | 4225161701900 | WHEELCHAIR ACCESSORIES CUSHION GEL BASED OFFERS SUPERIOR LATERAL STABILITY WITH LATERAL PELVIC WEDGES FOR ALIGNMENT OF THE PELVIS AND MORE INVOLVED POSITIONING NEEDS. TOP LAYER IS SOFT GEL INFUSED VISCO MEMORY FOAM WITH AN EXTRA LAYER COVERING THE PELVIC LOADING AREA AND FLUID PAD BENEATH PROVIDING EVEN DISTRIBUTION OF WEIGHT FOR PRESSURE REDUCTION AND MAXIMUM COMFORT. DYNAMIC FLUID AND MOISTURE RESISTANT INNER COVER ANTI MICROBIAL OUTER COVER 24X20X4.5IN WEIGHT CAPACITY 136KG APPROXIMATELY
14159 | 4225161702000 | WHEELCHAIR ACCESSORIES CUSHION GEL BASED OFFERS SUPERIOR LATERAL STABILITY WITH LATERAL PELVIC WEDGES FOR ALIGNMENT OF THE PELVIS AND MORE INVOLVED POSITIONING NEEDS. TOP LAYER IS SOFT GEL INFUSED VISCO MEMORY FOAM WITH AN EXTRA LAYER COVERING THE PELVIC LOADING AREA AND FLUID PAD BENEATH PROVIDING EVEN DISTRIBUTION OF WEIGHT FOR PRESSURE REDUCTION AND MAXIMUM COMFORT. DYNAMIC FLUID AND MOISTURE RESISTANT INNER COVER ANTI MICROBIAL OUTER COVER 16X16X3.5IN WEIGHT CAPACITY 136KG APPROXIMATELY
14160 | 4225161702100 | WHEELCHAIR ACCESSORIES CUSHION GEL BASED OFFERS SUPERIOR LATERAL STABILITY WITH LATERAL PELVIC WEDGES FOR ALIGNMENT OF THE PELVIS AND MORE INVOLVED POSITIONING NEEDS. TOP LAYER IS SOFT GEL INFUSED VISCO MEMORY FOAM WITH AN EXTRA LAYER COVERING THE PELVIC LOADING AREA AND FLUID PAD BENEATH PROVIDING EVEN DISTRIBUTION OF WEIGHT FOR PRESSURE REDUCTION AND MAXIMUM COMFORT. DYNAMIC FLUID AND MOISTURE RESISTANT INNER COVER ANTI MICROBIAL OUTER COVER 14X14X4.5IN WEIGHT CAPACITY 136KG APPROXIMATELY
14161 | 4225161702200 | WHEELCHAIR ACCESSORIES CUSHION WITH AIRFLOW FOAM BASE AND MICROCLIMATIC COVER. EXTREMELY LIGHTWEIGHT SUITABLE FOR ULTRA LIGHT WHEE = LCHAIRS. MILDLY CONTOURED AIRFLOW FOAM BASE ENCOURAGES PROPER POSITIONING OF THE PELVIS AND THIGHS. AIRFLOW DESIGN GIVES HEAT AND MOISTURE DISSIPATION AND VENTILATION WITH AIRFLOW BENEATH THE CLIENT. CUTOUTS BENEATH THE ISCHIAL TUBEROSITIES WITH HIGH RESILIENCY FOAM INSERT PROVIDES SUPERIOR PRESSURE DISTRIBUTION. MICROCLIMATIC FABRIC CUSHION COVER PROMOTES AIRFLOW AND REMOVES MOISTURE KEEPING THE TOP SURFACE AND CLIENT CLEAN AND DRY. THERAPEUTIC ITEM 14X14X3.4IN. WEIGHT CAPACITY 113KG APPROXIMATELY
14162 | 4225161702300 | WHEELCHAIR ACCESSORIES CUSHION WITH AIRFLOW FOAM BASE AND MICROCLIMATIC COVER. EXTREMELY LIGHTWEIGHT SUITABLE FOR ULTRA LIGHT WHEE = LCHAIRS. MILDLY CONTOURED AIRFLOW FOAM BASE ENCOURAGES PROPER POSITIONING OF THE PELVIS AND THIGHS. AIRFLOW DESIGN GIVES HEAT AND MOISTURE DISSIPATION AND VENTILATION WITH AIRFLOW BENEATH THE CLIENT. CUTOUTS BENEATH THE ISCHIAL TUBEROSITIES WITH HIGH RESILIENCY FOAM INSERT PROVIDES SUPERIOR PRESSURE DISTRIBUTION. MICROCLIMATIC FABRIC CUSHION COVER PROMOTES AIRFLOW AND REMOVES MOISTURE KEEPING THE TOP SURFACE AND CLIENT CLEAN AND DRY. THERAPEUTIC ITEM 16X16X3.4IN. WEIGHT CAPACITY 113KG APPROXIMATELY
14163 | 4225161702400 | WHEELCHAIR ACCESSORIES CUSHION WITH AIRFLOW FOAM BASE AND MICROCLIMATIC COVER. EXTREMELY LIGHTWEIGHT SUITABLE FOR ULTRA LIGHT WHEE = LCHAIRS. MILDLY CONTOURED AIRFLOW FOAM BASE ENCOURAGES PROPER POSITIONING OF THE PELVIS AND THIGHS. AIRFLOW DESIGN GIVES HEAT AND MOISTURE DISSIPATION AND VENTILATION WITH AIRFLOW BENEATH THE CLIENT. CUTOUTS BENEATH THE ISCHIAL TUBEROSITIES WITH HIGH RESILIENCY FOAM INSERT PROVIDES SUPERIOR PRESSURE DISTRIBUTION. MICROCLIMATIC FABRIC CUSHION COVER PROMOTES AIRFLOW AND REMOVES MOISTURE KEEPING THE TOP SURFACE AND CLIENT CLEAN AND DRY. THERAPEUTIC ITEM 18X16X3.4IN. WEIGHT CAPACITY 113KG APPROXIMATELY
14164 | 4225161702500 | WHEELCHAIR ACCESSORIES CUSHION WITH AIRFLOW FOAM BASE AND MICROCLIMATIC COVER. EXTREMELY LIGHTWEIGHT SUITABLE FOR ULTRA LIGHT WHEE = LCHAIRS. MILDLY CONTOURED AIRFLOW FOAM BASE ENCOURAGES PROPER POSITIONING OF THE PELVIS AND THIGHS. AIRFLOW DESIGN GIVES HEAT AND MOISTURE DISSIPATION AND VENTILATION WITH AIRFLOW BENEATH THE CLIENT. CUTOUTS BENEATH THE ISCHIAL TUBEROSITIES WITH HIGH RESILIENCY FOAM INSERT PROVIDES SUPERIOR PRESSURE DISTRIBUTION. MICROCLIMATIC FABRIC CUSHION COVER PROMOTES AIRFLOW AND REMOVES MOISTURE KEEPING THE TOP SURFACE AND CLIENT CLEAN AND DRY. THERAPEUTIC ITEM 18X18X3.4IN. WEIGHT CAPACITY 113KG APPROXIMATELY
14165 | 4225161702600 | WHEELCHAIR ACCESSORIES CUSHION WITH AIRFLOW FOAM BASE AND MICROCLIMATIC COVER. EXTREMELY LIGHTWEIGHT SUITABLE FOR ULTRA LIGHT WHEE = LCHAIRS. MILDLY CONTOURED AIRFLOW FOAM BASE ENCOURAGES PROPER POSITIONING OF THE PELVIS AND THIGHS. AIRFLOW DESIGN GIVES HEAT AND MOISTURE DISSIPATION AND VENTILATION WITH AIRFLOW BENEATH THE CLIENT. CUTOUTS BENEATH THE ISCHIAL TUBEROSITIES WITH HIGH RESILIENCY FOAM INSERT PROVIDES SUPERIOR PRESSURE DISTRIBUTION. MICROCLIMATIC FABRIC CUSHION COVER PROMOTES AIRFLOW AND REMOVES MOISTURE KEEPING THE TOP SURFACE AND CLIENT CLEAN AND DRY. THERAPEUTIC ITEM 20X18X3.4IN. WEIGHT CAPACITY 113KG APPROXIMATELY
14166 | 4225161702700 | WHEELCHAIR ACCESSORIES CUSHION WITH AIRFLOW FOAM BASE AND MICROCLIMATIC COVER. EXTREMELY LIGHTWEIGHT SUITABLE FOR ULTRA LIGHT WHEE = LCHAIRS. MILDLY CONTOURED AIRFLOW FOAM BASE ENCOURAGES PROPER POSITIONING OF THE PELVIS AND THIGHS. AIRFLOW DESIGN GIVES HEAT AND MOISTURE DISSIPATION AND VENTILATION WITH AIRFLOW BENEATH THE CLIENT. CUTOUTS BENEATH THE ISCHIAL TUBEROSITIES WITH HIGH RESILIENCY FOAM INSERT PROVIDES SUPERIOR PRESSURE DISTRIBUTION. MICROCLIMATIC FABRIC CUSHION COVER PROMOTES AIRFLOW AND REMOVES MOISTURE KEEPING THE TOP SURFACE AND CLIENT CLEAN AND DRY. THERAPEUTIC ITEM 22X18X3.4IN. WEIGHT CAPACITY 113KG APPROXIMATELY
14167 | 4225161702800 | WHEELCHAIR ACCESSORIES CUSHION WITH AIRFLOW FOAM BASE AND MICROCLIMATIC COVER. EXTREMELY LIGHTWEIGHT SUITABLE FOR ULTRA LIGHT WHEE = LCHAIRS. MILDLY CONTOURED AIRFLOW FOAM BASE ENCOURAGES PROPER POSITIONING OF THE PELVIS AND THIGHS. AIRFLOW DESIGN GIVES HEAT AND MOISTURE DISSIPATION AND VENTILATION WITH AIRFLOW BENEATH THE CLIENT. CUTOUTS BENEATH THE ISCHIAL TUBEROSITIES WITH HIGH RESILIENCY FOAM INSERT PROVIDES SUPERIOR PRESSURE DISTRIBUTION. MICROCLIMATIC FABRIC CUSHION COVER PROMOTES AIRFLOW AND REMOVES MOISTURE KEEPING THE TOP SURFACE AND CLIENT CLEAN AND DRY. THERAPEUTIC ITEM 24X18X3.4IN. WEIGHT CAPACITY 113KG APPROXIMATELY
14168 | 4225161702900 | WHEELCHAIR ACCESSORIES CUSHION WITH AIRFLOW FOAM BASE AND MICROCLIMATIC COVER. EXTREMELY LIGHTWEIGHT SUITABLE FOR ULTRA LIGHT WHEE = LCHAIRS. MILDLY CONTOURED AIRFLOW FOAM BASE ENCOURAGES PROPER POSITIONING OF THE PELVIS AND THIGHS. AIRFLOW DESIGN GIVES HEAT AND MOISTURE DISSIPATION AND VENTILATION WITH AIRFLOW BENEATH THE CLIENT. CUTOUTS BENEATH THE ISCHIAL TUBEROSITIES WITH HIGH RESILIENCY FOAM INSERT PROVIDES SUPERIOR PRESSURE DISTRIBUTION. MICROCLIMATIC FABRIC CUSHION COVER PROMOTES AIRFLOW AND REMOVES MOISTURE KEEPING THE TOP SURFACE AND CLIENT CLEAN AND DRY. THERAPEUTIC ITEM 24X20X3.4IN. WEIGHT CAPACITY 113KG APPROXIMATELY
14169 | 4225161703000 | WHEELCHAIR ACCESSORIES CUSHION ACCOMMODATE THE CLIENT WITH A FIXED POSTERIOR PELVIC TILT HELP PROTECT THE SKIN FROM BREAKDOWN PRE CONTOURED FOAM AND FLUID THERAPEUTIC ITEM 16X16X2.5IN MOISTURE RESISTANT DESIGNED FOR USE ON SLING UPHOLSTERY A REINFORCED CURVED BOTTOM REDUCES THE HAMMOCKING EFFECT OF UPHOLSTERY KEEPING THE SITTING SURFACE LEVEL WEIGHT CAPACITY 113KG APPROXIMATELY
14170 | 4225161703100 | WHEELCHAIR ACCESSORIES CUSHION ACCOMMODATE THE CLIENT WITH A FIXED POSTERIOR PELVIC TILT HELP PROTECT THE SKIN FROM BREAKDOWN PRE CONTOURED FOAM AND FLUID THERAPEUTIC ITEM 18X16X2.5IN MOISTURE RESISTANT DESIGNED FOR USE ON SLING UPHOLSTERY A REINFORCED CURVED BOTTOM REDUCES THE HAMMOCKING EFFECT OF UPHOLSTERY KEEPING THE SITTING SURFACE LEVEL WEIGHT CAPACITY 113KG APPROXIMATELY
14171 | 4225161703200 | WHEELCHAIR ACCESSORIES CUSHION ACCOMMODATE THE CLIENT WITH A FIXED POSTERIOR PELVIC TILT HELP PROTECT THE SKIN FROM BREAKDOWN PRE CONTOURED FOAM AND FLUID THERAPEUTIC ITEM 20X16X2.5IN MOISTURE RESISTANT DESIGNED FOR USE ON SLING UPHOLSTERY A REINFORCED CURVED BOTTOM REDUCES THE HAMMOCKING EFFECT OF UPHOLSTERY KEEPING THE SITTING SURFACE LEVEL WEIGHT CAPACITY 113KG APPROXIMATELY
14172 | 4225161703300 | WHEELCHAIR ACCESSORIES CUSHION ACCOMMODATE THE CLIENT WITH A FIXED POSTERIOR PELVIC TILT HELP PROTECT THE SKIN FROM BREAKDOWN PRE CONTOURED FOAM AND FLUID THERAPEUTIC ITEM 20X18X2.5IN MOISTURE RESISTANT DESIGNED FOR USE ON SLING UPHOLSTERY A REINFORCED CURVED BOTTOM REDUCES THE HAMMOCKING EFFECT OF UPHOLSTERY KEEPING THE SITTING SURFACE LEVEL WEIGHT CAPACITY 113KG APPROXIMATELY
14173 | 4225161800400 | THERAPEUTIC HAND EXERCISER GEL BALLS COLOR CODED TO PROVIDE VARIABLE RESISTANCE TRAINING FOR HANDS FINGERS AND FOREARMS RETURN BACK TO THEIR ORIGINAL SHAPE AFTER EACH SQUEEZE HELPS STRENGTHEN SPECIFIC FINGER OR THUMB WASHABLE LEAVE NO MESSY RESIDUE (SET OF ALL RESISTANCE SOFT MEDIUM FIRM EXTRA-SOFT EXTRA-FIRM) PACK OF 5
14174 | 4225161800500 | THERAPEUTIC HAND EXERCISER GEL BALL COLOR CODED TO PROVIDE VARIABLE RESISTANCE TRAINING FOR HANDS FINGERS AND FOREARMS RETURN BACK TO THEIR ORIGINAL SHAPE AFTER EACH SQUEEZE HELPS STRENGTHEN SPECIFIC FINGER OR THUMB WASHABLE LEAVE NO MESSY RESIDUE EXTRA-SOFT
14175 | 4225161800600 | THERAPEUTIC HAND EXERCISER GEL BALL COLOR CODED TO PROVIDE VARIABLE RESISTANCE TRAINING FOR HANDS FINGERS AND FOREARMS RETURN BACK TO THEIR ORIGINAL SHAPE AFTER EACH SQUEEZE HELPS STRENGTHEN SPECIFIC FINGER OR THUMB WASHABLE LEAVE NO MESSY RESIDUE SOFT
14176 | 4225161800700 | GEL BALLS HAND EXERCISERS GEL BALLS COLOR CODED TO PROVIDE VARIABLE RESISTANCE TRAINING FOR HANDS FINGERS AND FOREARMS RETURN BACK TO THEIR ORIGINAL SHAPE AFTER EACH SQUEEZE HELPS STRENGTHEN SPECIFIC FINGER OR THUMB WASHABLE LEAVE NO MESSY RESIDUE MEDIUM
14177 | 4225161800800 | GEL BALLS HAND EXERCISERS GEL BALLS COLOR CODED TO PROVIDE VARIABLE RESISTANCE TRAINING FOR HANDS FINGERS AND FOREARMS RETURN BACK TO THEIR ORIGINAL SHAPE AFTER EACH SQUEEZE HELPS STRENGTHEN SPECIFIC FINGER OR THUMB WASHABLE LEAVE NO MESSY RESIDUE FIRM
14178 | 4225161800900 | GEL BALLS HAND EXERCISERS GEL BALLS COLOR CODED TO PROVIDE VARIABLE RESISTANCE TRAINING FOR HANDS FINGERS AND FOREARMS RETURN BACK TO THEIR ORIGINAL SHAPE AFTER EACH SQUEEZE HELPS STRENGTHEN SPECIFIC FINGER OR THUMB WASHABLE LEAVE NO MESSY RESIDUE EXTRA-FIRM
14179 | 4225161801000 | THERAPEUTIC HAND EXERCISER PROVIDES A COMPLETE RECIPROCAL MUSCLE GROUP EXERCISE FOR THE HAND THROUGH FULL NATURAL PLANES OF MOTION CONTAINS ONE RESISTANT BALL TWO FLEXIBLE CORDS (FOR VARYING HAND SIZES) AND COMPLETE INSTRUCTIONS (3 PACK SET - ONE EACH SOFT MEDIUM AND FIRM)
14180 | 4225161801100 | ASSISTIVE TOOLS CONTOUR HAND EXERCISER FOAM FINGER AND GRIP STRENGTHENER MADE OF A LIGHT CLOSED CELL FOAM FEATURES FINGER PLACEMENT MARKS FOR COMFORTABLE GRIP INCREASES HAND STRENGTH AND FUNCTIONALITY THREE DIFFERENT SIZES PACK
14181 | 4225161801200 | THERAPEUTIC HAND EXERCISER WITH LOOP STRESS BALLS MADE OF SLOW RECOVERY RUBBER THAT HELP STRENGTHEN THE FINGER THUMB AND HAND THE DESIGN FEATURES A LOOP THAT MAKES IT EASIER TO HOLD AND ALLOWS FOR FINGER FLEXION AND EXTENSION EXERCISES TO INCREASE DEXTERITY DURABLE DESIGN WILL NOT LOSE ITS SHAPE AFTER REPEATED USE ORANGE FIRM
14182 | 4225161801300 | THERAPEUTIC HAND EXERCISER WITH LOOP STRESS BALLS MADE OF SLOW RECOVERY RUBBER THAT HELP STRENGTHEN THE FINGER THUMB AND HAND THE DESIGN FEATURES A LOOP THAT MAKES IT EASIER TO HOLD AND ALLOWS FOR FINGER FLEXION AND EXTENSION EXERCISES TO INCREASE DEXTERITY DURABLE DESIGN WILL NOT LOSE ITS SHAPE AFTER REPEATED USE PURPLE SOFT
14183 | 4225161801400 | THERAPEUTIC HAND EXERCISER WITH LOOP STRESS BALLS MADE OF SLOW RECOVERY RUBBER THAT HELP STRENGTHEN THE FINGER THUMB AND HAND THE DESIGN FEATURES A LOOP THAT MAKES IT EASIER TO HOLD AND ALLOWS FOR FINGER FLEXION AND EXTENSION EXERCISES TO INCREASE DEXTERITY DURABLE DESIGN WILL NOT LOSE ITS SHAPE AFTER REPEATED USE GREEN MEDIUM
14184 | 4225161801500 | THERAPEUTIC HAND EXERCISER WITH LOOP STRESS BALLS MADE OF SLOW RECOVERY RUBBER THAT HELP STRENGTHEN THE FINGER THUMB AND HAND THE DESIGN FEATURES A LOOP THAT MAKES IT EASIER TO HOLD AND ALLOWS FOR FINGER FLEXION AND EXTENSION EXERCISES TO INCREASE DEXTERITY DURABLE DESIGN WILL NOT LOSE ITS SHAPE AFTER REPEATED USE PINK EXTRA SOFT
14185 | 4225161801600 | THERAPEUTIC HAND EXERCISER WITH LOOP STRESS BALLS MADE OF SLOW RECOVERY RUBBER THAT HELP STRENGTHEN THE FINGER THUMB AND HAND THE DESIGN FEATURES A LOOP THAT MAKES IT EASIER TO HOLD AND ALLOWS FOR FINGER FLEXION AND EXTENSION EXERCISES TO INCREASE DEXTERITY DURABLE DESIGN WILL NOT LOSE ITS SHAPE AFTER REPEATED USE BLACK EXTRA FIRM
14186 | 4225161801700 | THERAPEUTIC PRONATION/SUPINATION WHEEL CAN BE USED EFFECTIVELY TO PROMOTE PRONATION AND SUPINATION. HAND BAR CAN ACCOMMODATE ANY SIZE HAND AS WELL AS A FLEXION GLOVE IF NECESSARY. THE RUBBER SURFACE ON THE OUTSIDE PROVIDES NON-SLIP MOTION OF THE WHEEL DURING EXERCISE
14187 | 4225162500000 | CHEWING AIDS P AND Q FOR BITING AND CHEWING REHABILITATION
14188 | 4225162500100 | CHEWY TUBE OR EQUIVALENT GREEN SUPER FOR CHEWING REHABILITATION
14189 | 4225162500200 | CHEWY TUBE OR EQUIVALENT RED SUPER FOR CHEWING AND TACTILE ENHANCEMENT
14190 | 4225162500300 | CHEWY TUBE OR EQUIVALENT T SHAPED BLUE
14191 | 4225162500400 | CHEWY TUBE OR EQUIVALENT T SHAPED KNOBBY GREEN
14192 | 4225162500500 | CHEWY TUBE OR EQUIVALENT T SHAPED LARGE STEMMED
14193 | 4225162500600 | CHEWY TUBE OR EQUIVALENT T SHAPED SMALL STEMMED YELLOW
14194 | 4225162500700 | HANDHELD JAW REHABILITATION SYSTEM FOR ADULTS
14195 | 4225162500800 | HANDHELD JAW REHABILITATION SYSTEM FOR PEDIATRICS
14196 | 4225162600000 | PAPER RECORDING PREMIUM TREADMILL ONE (1) EACH = ONE (1) ROLL
14197 | 4225162700100 | THERAPEUTIC HAND EXERCISER POWER WEB EXERCISER COMBO HAND STRENGTHENING EXERCISER FEATURES TWO RESISTANCE LEVEL IN ONE OFFERING GREATER FLEXIBILITY AND VALUE DIAMETER 35.5 CM ULTRALIGHT/MEDIUM RESISTANCE COMBINATION
14198 | 4225162700200 | THERAPEUTIC HAND EXERCISER POWER WEB EXERCISER COMBO HAND STRENGTHENING EXERCISER FEATURES TWO RESISTANCE LEVEL IN ONE OFFERING GREATER FLEXIBILITY AND VALUE DIAMETER 35.5 CM LIGHT/HEAVY RESISTANCE COMBINATION
14199 | 4225162700300 | THERAPEUTIC HAND EXERCISER POWER WEB EXERCISER COMBO HAND STRENGTHENING EXERCISER FEATURES TWO RESISTANCE LEVEL IN ONE OFFERING GREATER FLEXIBILITY AND VALUE DIAMETER 35.5 CM MEDIUM/SUPER HEAVY RESISTANCE COMBINATION
14200 | 4225162700400 | THERAPEUTIC HAND EXERCISER FINGER ATTACHMENTS STRENGTHENS THE FINGERS INDIVIDUAL TABS ARE ATTACHED TO RUBBER BANDS THAT ALLOW VARYING DEGREES OF RESISTANCE CAN BE USED ON THE THUMB TO STRENGTHEN EXTENSION AND ABDUCTION. FINGER EXERCISER ATTACHMENTS 4/PACK
14201 | 4225162700700 | THERAPEUTIC HAND EXERCISE DEVELOPS ISOLATED FINGER STRENGTH FLEXIBILITY AND COORDINATION 7.0 LBS RESISTANCE
14202 | 4225162700800 | THERAPEUTIC HAND EXERCISE DEVELOPS ISOLATED FINGER STRENGTH FLEXIBILITY AND COORDINATION 5.0 LBS RESISTANCE
14203 | 4225162700900 | THERAPEUTIC HAND EXERCISE DEVELOPS ISOLATED FINGER STRENGTH FLEXIBILITY AND COORDINATION 3.0 LBS RESISTANCE
14204 | 4225162701000 | THERAPEUTIC HAND EXERCISE DEVELOPS ISOLATED FINGER STRENGTH FLEXIBILITY AND COORDINATION 1.5 LBS RESISTANCE
14205 | 4225162701100 | THERAPEUTIC HAND EXERCISE DEVELOPS ISOLATED FINGER STRENGTH FLEXIBILITY AND COORDINATION 9.0 LBS RESISTANCE
14206 | 4225162701200 | SLANT INSERT AS A PRESSURE REQUIRED INTO THE WEB SPACES OF THE HAND NOT THUMB
14207 | 4225162701300 | THERAPEUTIC HAND EXERCISER THUMB EXERCISER THUMB STRENGTHENING TOOL HAS A PEN-LIKE DESIGN WITH ADJUSTABLE RESISTANCE BANDS TO PROVIDE THUMB FLEXOR EXERCISES AND THERAPY
14208 | 4225170000600 | IMMOBILIZER ARM OR LEG MADE OF PRINTED COTTON LINED WITH SOFT LAYER INNER CLOTH HAS EQUALLY DIVIDED PLASTIC STRIPS TO PROVIDE RIGIDITY PADDED WITH MINIMUM 2 CM THICK FOAM IN THE INSIDE VELCRO STRAPS ARE ADJUSTABLE LENGTH 12-14 CM
14209 | 4225170000700 | IMMOBILIZER ARM OR LEG MADE OF PRINTED COTTON LINED WITH SOFT LAYER INNER CLOTH HAS EQUALLY DIVIDED PLASTIC STRIPS TO PROVIDE RIGIDITY PADDED WITH MINIMUM 2 CM THICK FOAM IN THE INSIDE VELCRO STRAPS ARE ADJUSTABLE LENGTH 16-18 CM
14210 | 4225170000800 | IMMOBILIZER ARM OR LEG MADE OF PRINTED COTTON LINED WITH SOFT LAYER INNER CLOTH HAS EQUALLY DIVIDED PLASTIC STRIPS TO PROVIDE RIGIDITY PADDED WITH MINIMUM 2 CM THICK FOAM IN THE INSIDE VELCRO STRAPS ARE ADJUSTABLE LENGTH 19-21 CM
14211 | 4225170000900 | IMMOBILIZER ARM OR LEG MADE OF PRINTED COTTON LINED WITH SOFT LAYER INNER CLOTH HAS EQUALLY DIVIDED PLASTIC STRIPS TO PROVIDE RIGIDITY PADDED WITH MINIMUM 2 CM THICK FOAM IN THE INSIDE VELCRO STRAPS ARE ADJUSTABLE LENGTH 22-24 CM
14212 | 4225170001000 | IMMOBILIZER ARM OR LEG MADE OF PRINTED COTTON LINED WITH SOFT LAYER INNER CLOTH HAS EQUALLY DIVIDED PLASTIC STRIPS TO PROVIDE RIGIDITY PADDED WITH MINIMUM 2 CM THICK FOAM IN THE INSIDE VELCRO STRAPS ARE ADJUSTABLE LENGTH 25 CM
14213 | 4225170001100 | IMMOBILIZER ARM OR LEG MADE OF PRINTED COTTON LINED WITH SOFT LAYER INNER CLOTH HAS EQUALLY DIVIDED PLASTIC STRIPS TO PROVIDE RIGIDITY PADDED WITH MINIMUM 2 CM THICK FOAM IN THE INSIDE VELCRO STRAPS ARE ADJUSTABLE LENGTH 26-27 CM
14214 | 4225170001200 | IMMOBILIZER ARM OR LEG MADE OF PRINTED COTTON LINED WITH SOFT LAYER INNER CLOTH HAS EQUALLY DIVIDED PLASTIC STRIPS TO PROVIDE RIGIDITY PADDED WITH MINIMUM 2 CM THICK FOAM IN THE INSIDE VELCRO STRAPS ARE ADJUSTABLE LENGTH 28-29 CM
14215 | 4225170101600 | PEDIATRIC GAIT BELT MADE FROM DISINFECTANT MATERIAL FITS CHILDREN WITH WAISTS FROM 17 INCHES TO 28 INCHES
14216 | 4225170101700 | GAIT BELT WITH METAL BUCKLE MADE OF HEAVY-DUTY FABRIC WASHABLE SIZE UP TO 180CM LENGTH X 5CM WIDTH
14217 | 4225170101800 | MULTI-HANDLED GAIT BELT MADE FROM NYLON SIZE 50-60 INCHES LENGTH X 4 INCHES WIDTH
14218 | 4225170101900 | HANDLING BELTS MAXI BELT DELUXE A GENEROUS PADDED BELT THAT IS COMFORTABLE FOR THE PATIENT AND ALLOW THE USER TO OBTAIN A GOOD SECURE GRIP HAS A NON SLIP INNER LINING TO HELP PREVENT SLIDING UPWARDS OR SIDEWAYS. MACHINE WASHABLE. SUITABLE FOR WAIST SIZES 610 TO 1143MM (24 TO 45 INCHES)
14219 | 4225170600300 | WALKER FOR CEREBRAL PALSY REVERSE TWO PAIRS OF HANDGRIP FOLDABLE FRONT ONE-WAY SWIVEL WHEEL 3 INCHES ADJUSTABLE HEIGHT 40 - 55 CM (+/- 4 CM) X-SMALL
14220 | 4225170600400 | WALKER FOR CEREBRAL PALSY REVERSE TWO PAIRS OF HANDGRIP FOLDABLE FRONT ONE-WAY SWIVEL WHEEL 3 INCHES ADJUSTABLE HEIGHT 70 - 90 CM (+/- 4 CM) LARGE
14221 | 4225170600500 | PACER GAIT TRAINER WITH ALL THE ACCESSORIES SIZE: LARGE FLOOR TO TOP OF ARM PROMPT 32 – 47 FLOOR TO TOP OF MPS (NOT TILTED) 17 – 35 OVERALL WIDTH STANDARD BASE: 28 NARROW TREADMILL/STABILITY BASE 35 WIDE TREADMILL/STABILITY BASE: 40 OVERALL LENGTH STANDARD BASE 36 TREADMILL/STABILITY BASES 4 FRAME HEIGH STANDARD AND UTILITY BASES 16 – 21 TREADMILL/STABILITY BASES: 23 – 35 BASE HEIGHT (WITHOUT UPPER FRAME) STANDARD BASE: 16 TREADMILL/STABILITY BASES: 21 FRAME WEIGHT (LBS): STANDARD BASE: 13 ½ NARROW TREADMILL/STABILITY BASE: 27 ½ WIDE TREADMILL/STABILITY BASE: 28 STANDARD UPPER: 6 DYNAMIC UPPER: 13 ½ DYNAMIC UPPER MOVEMENT: VERTICAL: 2 HORIZONTAL: 2 CASTER DIAMETER: 4 MAXIMUM TREADMILL WIDTH: NARROW TREADMILL/STABILITY BASE: 34 WIDE TREADMILL/STABILITY BASE: 34 MAXIMUM THREADMILL HEIGHT: TREADMILL/STABILITY BASES: 11 MAXIMUM WORKING LOAD (LBS): 200
14222 | 4225170600600 | PACER GAIT TRAINER WITH ALL THE ACCESSORIES SIZE: SMALL FLOOR TO TOP OF ARM PROMPT 19 – 29 FLOOR TO TOP OF MPS (NOT TILTED) 10 – 20 OVERALL WIDTH STANDARD BASE: 23 NARROW TREADMILL/STABILITY BASE 35 WIDE TREADMILL/STABILITY BASE: 40 OVERALL LENGTH STANDARD BASE 26 TREADMILL/STABILITY BASES 4 FRAME HEIGHT STANDARD AND UTILITY BASES 16 – 21 TREADMILL/STABILITY BASES: 23 – 35 BASE HEIGHT (WITHOUT UPPER FRAME) STANDARD BASE: 11 TREADMILL/STABILITY BASES: 21 FRAME WEIGHT (LBS): STANDARD BASE: 11 ½ NARROW TREADMILL/STABILITY BASE: 27 ½ WIDE TREADMILL/STABILITY BASE: 28 STANDARD UPPER: 6 DYNAMIC UPPER: 7 ½ DYNAMIC UPPER MOVEMENT: VERTICAL: 1 ¼ HORIZONTAL: 1 ½ CASTER DIAMETER: 4 MAXIMUM TREADMILL WIDTH: NARROW TREADMILL/STABILITY BASE: 29 WIDE TREADMILL/STABILITY BASE: 34 MAXIMUM THREADMILL HEIGHT: TREADMILL/STABILITY BASES: 11 MAXIMUM WORKING LOAD (LBS): 75
14223 | 4225170600700 | PACER GAIT TRAINER WITH ALL THE ACCESSORIES SIZE: MEDIUM FLOOR TO TOP OF ARM PROMPT 24 – 35 FLOOR TO TOP OF MPS (NOT TILTED) 9 ½ – 23 ½ OVERALL WIDTH STANDARD BASE: 26UTILITY BASE: 30 NARROW TREADMILL/STABILITY BASE: 35 WIDE TREADMILL/STABILITY BASE: 40 OVERALL LENGTH: STANDARD BASE: 30 UTILITY BASE: 36 TREADMILL/STABILITY BASES: 41 FRAME HEIGHT: STANDARD AND UTILITY BASES 21 ½ – 27 TREADMILL/STABILITY BASES 23 ½ – 36 ½ BASE HEIGHT (WITHOUT UPPER FRAME): STANDARD AND UTILITY BASES: 14 ½ TREADMILL/STABILITY BASES 21 – 28 ½ FRAME WEIGHT (LBS) STANDARD BASE 15 UTILITY BASE 18 ½ NARROW TREADMILL/STABILITY BASE: 27 ½ WIDE TREADMILL/STABILITY BASE: 28 STANDARD UPPER: 7 ½ DYNAMIC UPPER 11 ½ DYNAMIC UPPER MOVEMENT VERTICAL 3 HORIZONTAL 2 CASTER DIAMETER 4 MAXIMUM TREADMILL WIDTH: NARROW TREADMILL/STABILITY BASE: 29 WIDE TREADMILL/STABILITY BASE: 34 MAXIMUM TREADMILL HEIGHT TREADMILL/STABILITY BASES 11 MAXIMUM WORKING LOAD (LBS): 150
14224 | 4225170600800 | PACER GAIT TRAINER WITH ALL THE ACCESSORIES SIZE: LARGE FLOOR TO TOP OF ARM PROMPT 32 – 47 FLOOR TO TOP OF MPS (NOT TILTED) 17 – 35 OVERALL WIDTH STANDARD BASE: 28 UTILITY BASE: 32 NARROW TREADMILL/STABILITY BASE: 35 WIDE TREADMILL/STABILITY BASE: 40 OVERALL LENGTH: STANDARD BASE: 36 UTILITY BASE: 40 ½ TREADMILL/STABILITY BASES: 41 FRAME HEIGHT: STANDARD AND UTILITY BASES: 28 ½ – 38 ½ THREADMILL/STABILITY BASES: 30 – 47 BASE HEIGHT (WITHOUT UPPER FRAME) STANDARD AND UTILITY BASES 16 TREADMILL/STABILITY BASES 21 – 28 ½ FRAME WEIGHT (LBS): STANDARD BASE: 15 ½ UTILITY BASE 19 ¼ NARROW TREADMILL/STABILITY BASE 27 ½ WIDE TREADMILL/STABILITY BASE: 28 STANDARD UPPER 9 ½ DYNAMIC UPPER 13 ½ DYNAMIC UPPER MOVEMENT VERTICAL 3 HORIZONTAL: 2 CASTER DIAMETER STANDARD AND TREADMILL BASES 5 ½ UTILITY BASE FRONT CASTERS 8 UTILITY BASE BACK WHEELS 11 ½ MAXIMUM TREADMILL WIDTH NARROW TREADMILL/STABILITY BASE: 29 WIDE TREADMILL/STABILITY BASE: 34 MAXIMUM TREADMILL HEIGHT: TREADMILL/STABILITY BASES
14225 | 4225170601000 | WALKING AID ACCESSORY PELVIC STABILIZER COMPATIBLE WITH POSTURE CONTROL AND POSTURE REST WALKERS ASSORTED SIZES
14226 | 4225170700000 | WALKING AID ACCESSORY SUSPENSION CONVERSION KIT WALKER ACCESSORY COMPATIBLE WITH POSTURE CONTROL WALKERS SIZE: SMALL
14227 | 4225170700100 | WALKING AID ACCESSORY SUSPENSION CONVERSION KIT WALKER ACCESSORY COMPATIBLE WITH POSTURE CONTROL WALKERS SIZE: MEDIUM
14228 | 4225170700200 | WALKING AID ACCESSORY SUSPENSION CONVERSION KIT WALKER ACCESSORY COMPATIBLE WITH POSTURE CONTROL WALKERS SIZE: LARGE
14229 | 4225170700300 | WALKING AID ACCESSORY SUSPENSION HARNESSES KIT COMPATIBLE WITH SUSPENSION WALKERS AND POSTURE CONTROL WALKERS SIZE: SMALL
14230 | 4225170700400 | WALKING AID ACCESSORY SUSPENSION HARNESSES KIT COMPATIBLE WITH SUSPENSION WALKERS AND POSTURE CONTROL WALKERS SIZE: MEDIUM - SLIM
14231 | 4225170700500 | WALKING AID ACCESSORY SUSPENSION HARNESSES KIT COMPATIBLE WITH SUSPENSION WALKERS AND POSTURE CONTROL WALKERS SIZE: MEDIUM
14232 | 4225170700600 | WALKING AID ACCESSORY SUSPENSION HARNESSES KIT COMPATIBLE WITH SUSPENSION WALKERS AND POSTURE CONTROL WALKERS SIZE: LARGE
14233 | 4225170700700 | FOOT DROP SYSTEM CUFF STRAP SMALL
14234 | 4225170700800 | FOOT DROP SYSTEM CUFF STRAP MEDIUM
14235 | 4225170700900 | FOOT DROP SYSTEM CUFF STRAP LARGE
14236 | 4226150600700 | OSTEOTOME MASING STRAIGHT SG GUARD 178MM REUSABLE
14237 | 4226160200600 | BAG BODY WHITE NON WOVEN VINYL PLASTIC WITH ZIPPER PEDIATRIC 120 CM LENGTH (+/- 10CM) 70 CM WIDTH (+/- 10CM) WITH IDENTIFICATION TAGS (FOR MORGUE SVS) DISPOSABLE
14238 | 4226160200800 | BAG BODY WHITE NON WOVEN VINYL PLASTIC WITH ZIPPER ADULT 2.5 METER LENGTH (+/- 30CM) 1 METER WIDTH (+/- 10CM) WITH IDENTIFICATION TAGS (FOR MORGUE SVS) DISPOSABLE
14239 | 4226160201000 | BAG POLYETHYLENE/POLYAMIDE COMPOSITE NON - PVC FOR BODY PARTS WITH LOGO BIOHAZARD (IN ENG/ARABIC) RIBBON TIE COLOR RED SIZE: 60 X 90 CM 150 MICRON THICKNESS CAPACITY 100 LITER LARGE
14240 | 4226160201100 | BAG BODY WHITE NON WOVEN VINYL PLASTIC WITH ZIPPER INFANT 45 CM LENGTH (+/- 10CM) 70 CM WIDTH (+/- 10CM) WITH IDENTIFICATION TAGS (FOR MORGUE SVS) DISPOSABLE
14241 | 4226160201200 | BAG FOR MEDICAL WASTE PVC WITH BIOHAZARD LOGO NOT LESS THAN 150 MICRON THICKNESS YELLOW 50-55 LITER
14242 | 4226200200000 | VENOUS EMBOLIZATION COILS ASSORTED SIZE AND TYPE
14243 | 4226200300000 | CORNEAL TATTOOING (KTP) PIGMENT POWDER STERILE
14244 | 4227150000300 | NON INVASIVE HEMOGLOBIN SENSOR SPHB ADULT FOR DETECTING THE HEMOGLOBIN LEVEL OPTICAL TO MEASURE (SPHB SPMET SPO2 PVI PI) DISPOSABLE SHOULD BE COMPATIBLE WITH MASIMO SYSTEM OR EQUIVALENT
14245 | 4227150000400 | NON INVASIVE HEMOGLOBIN SENSOR SPHB PEDIATRIC FOR DETECTING THE HEMOGLOBIN LEVEL OPTICAL TO MEASURE (SPHB SPMET SPO2 PVI PI) DISPOSABLE SHOULD BE COMPATIBLE WITH MASIMO SYSTEM OR EQUIVALENT
14246 | 4227150000500 | NON INVASIVE HEMOGLOBIN SENSOR SPHB NEONATAL FOR DETECTING THE HEMOGLOBIN LEVEL OPTICAL TO MEASURE (SPHB SPMET SPO2 PVI PI) DISPOSABLE SHOULD BE COMPATIBLE WITH MASIMO SYSTEM OR EQUIVALENT
14247 | 4227150000600 | SENSOR RESPIRATORY RATE ACOUSTIC RESPIRATION CLOTH SENSOR CLIP FOR (ADULT) TO MEASURE RESPIRATORY RATE SINGLE PATIENT USE
14248 | 4227150000700 | SENSOR REGIONAL SATURATION /CEREBRAL OXIMETRY SENSOR FOREHEAD ADULT MOTION AND LOW PERFUSION PATIENT COMPATIBLE WITH MASIMO SYSTEM OR EQUIVALENT
14249 | 4227150000900 | SENSOR MEASURING THE CONSCIOUSNESS LEVEL FOR ADULT DISPOSABLE COMPATIBLE WITH MASIMO SYSTEM OR EQUIVALENT
14250 | 4227150001000 | SENSOR SPO2 PROBE WITH ADHESIVE TAPE FOR USE WITH PEDIATRIC 20-50KG. WITH HIGH ACCURACY IN CRITICAL AND CHALLENGING CASES IN MOTION AND LOW PERFUSION PATIENT FDA APPROVED. REPLACEMENT TAPES CAN BE USED. COMPATIBLE WITH MASIMO SET TECHNOLOGY OR EQUIVALENT (WITH FREE OF CHARGE MODULE AND CABLE) (MONITORS / ADAPTOR / MODULES AND NECESSARY SOFTWARE MUST BE PROVIDED FOC FOR EVERY CENTER)
14251 | 4227150001100 | SENSOR SPO2 PROBE WITH ADHESIVE TAPE FOR USE WITH PEDIATRIC AND INFANT FINGERS >20 KG. WITH HIGH ACCURACY IN CRITICAL AND CHALLENGING CASES IN MOTION AND LOW PERFUSION PATIENTS (WITH FREE OF CHARGE MODULE AND CABLE). (MONITORS / ADAPTOR / MODULES AND NECESSARY SOFTWARE MUST BE PROVIDED FOC FOR EVERY CENTER)
14252 | 4227150001200 | SENSOR SPO2 PROBE WITH ADHESIVE TAPE FOR USE WITH NEONATES 3KG AND ADULT FINGERS >40 KG. WITH HIGH ACCURACY IN CRITICAL AND CHALLENGING CASES IN MOTION AND LOW PERFUSION PATIENTS FDA APPROVED. REPLACEMENT TAPES CAN BE USED. COMPATIBLE WITH MASIMO SET TECHNOLOGY OR EQUIVALENT (WITH FREE OF CHARGE MODULE AND CABLE) (MONITORS / ADAPTOR / MODULES AND NECESSARY SOFTWARE MUST BE PROVIDED FOC FOR EVERY CENTER)
14253 | 4227150001300 | ADAPTER FOR VENTILATOR CIRCUIT SIDESTREAM WITH HUMIDITY FILTER ADULT/ PEDIATRIC FOR USE WITH INTUBATED PATIENT FOR CONTINUOUS C O2 MEASUREMENT SINGLE PATIENT USE LENGTH 3 M COMPATIBLE WITH MASIMO OR EQUIVALENT ONE (1) ITEM/PC = ONE (1) SET
14254 | 4227150001400 | SPCO PROBE MEASUREMENT SIZE ADULT FOR NON-INVASIVE AND CONTINUOUS CARBON MONOXIDE POISONING DISPOSABLE PERFORMED THROUGH COMPATIBLE WITH MASIMO OR EQUIVALENT
14255 | 4227150001800 | BRACKET WALL FOR CONTAINER WASTE DISPOSAL UNIT IT SHOULD BE COMPATIBLE WITH THE DEVICE MANUFACTURE
14256 | 4227150300600 | TRANSCUTANEOUS CO2 MONITORING SENSOR EAR ATTACHMENT CLIP DISPOSABLE COMPATIBLE WITH SENTEC SYSTEM OR EQUIVALENT
14257 | 4227150400400 | STETHOSCOPE ESOPHAGEAL TEMPERATURE SENSOR 18 FR COMPATIBLE WITH 400 SERIES THERMISTOR OR EQUIVALENT LATEX FREE DISPOSABLE
14258 | 4227150400500 | STETHOSCOPE ESOPHAGEAL TEMPERATURE SENSOR FOR 400 SERIES THERMISTOR 24 FR LATEX FREE DISPOSABLE
14259 | 4227150400600 | STETHOSCOPE ESOPHAGEAL TEMPERATURE SENSOR SIZE 12 FR LATEX FREE DISPOSABLE COMPATIBLE WITH 400 SERIES THERMISTOR OR EQUIVALENT
14260 | 4227150400700 | STETHOSCOPE ESOPHAGEAL TEMPERATURE 9FR SENSOR FOR 400 SERIES THERMISTOR OR EQUIVALENT LATEX FREE DISPOSABLE
14261 | 4227150400900 | 3 STAGES WIRE GUIDED BALLOON DILATOR FOR ESOPHAGEAL PYLORIC DUODENAL COLONIC AND BILIARY DILATATION ASSORTED SIZES AND DIAMETERS
14262 | 4227150401100 | ESOPHAGEAL MULTIBAND LEGATOR (≥6 SHOTS)
14263 | 4227150401200 | ESOPHAGEAL MULTIBAND LEGATOR (≥10 SHOTS)
14264 | 4227150401300 | THROUGH THE SCOPE (TTS) FULLY COVERED SELF EXPANDING ESOPHAGEAL METALLIC STENT ASSORTED SIZES AND DIAMETERS
14265 | 4227150401400 | THROUGH THE SCOPE (TTS) UNCOVERED SELF EXPANDING ESOPHAGEAL METALLIC STENT ASSORTED SIZES AND DIAMETERS
14266 | 4227150401500 | THROUGH THE SCOPE (TTS) PARTIALLY COVERED SELF EXPANDING ESOPHAGEAL METALLIC STENT ASSORTED SIZES AND DIAMETERS
14267 | 4227150401600 | NON WIRE GUIDED REUSABLE GRADUATED ESOPHAGEAL MECHANICAL DILATORS TAPERED TIP SET OF 10 DILATORS OR DIFFERENT SIZES ( ASSORTED SIZES FROM 6 MM TO 20 MM) FOR SELF DILATATION
14268 | 4227150401700 | NON WIRE GUIDED REUSABLE GRADUATED ESOPHAGEAL MECHANICAL DILATORS BLUNT TIP SET OF 10 DILATORS OR DIFFERENT SIZES ( ASSORTED SIZES FROM 6 MM TO 20 MM) FOR SELF DILATATION
14269 | 4227150401800 | ESOPHAGEAL POTENTIAL HYDROGEN (PH) MONITORING CATHETER DUAL CHANNEL PH SENSOR FOR ASSORTED SIZES FOR ADULT AND PEDIATRIC ASSORTED PH SPACING SINGLE USE
14270 | 4227150402000 | SHEATH FOR ESOPHAGEAL MANOMETRY ASSORTED SIZES SINGLE USE
14271 | 4227150500100 | HIGH FLOW CIRCUIT COMPLETED SET(HEATED CIRCUIT HUMIDIFIER CHAMBER) SHOULD BE COMPATIBLE WITH AIRVO2 HIGH FLOW SYSTEM OR EQUIVALENT (FOR ALL PATIENT RANGE CATEGORY).
14272 | 4227150500300 | TRANSPORT VENTILATOR CIRCUIT COAXIAL WITH FLOW SENSOR EXHALATION VALVE SIZE ADULT/PEDIATRIC LENGTH 1.8 M COMPATIBLE WITH HAMILTON T1 C1 OR EQUIVALENT
14273 | 4227150500400 | BIPAP VENTILATOR CIRCUIT NON-HEATED SINGLE LUMEN WITH EXHALATION PORT AND PRESSURE LINE SIZE ADULT COMPATIBLE WITH V60/V680 OR EQUIVALENT
14274 | 4227150500500 | BIPAP VENTILATOR CIRCUIT HEATED SINGLE LUMEN WITH REMOVABLE EXHALATION PORT SIZE ADULT 1.8 M LONG. WITH 0.5 M TUBE EXTENSION AND AUTOFILL CHAMBER COMPATIBLE WITH V60/V680 AND MR850 OR EQUIVALENT
14275 | 4227150500700 | VENTILATOR CIRCUIT DOUBLE LUMEN HEATED BOTH SIDES LENGTH NOT LESS THAN 180 CM WITH APPROXIMATELY 50 CM EXTENSION TUBE WITH SAM PLING PORT AND CONNECTOR CAP ADULT SIZE DISPOSABLE (COMPATIBLE WITH HOSPITAL STANDARD HUMIDIFIER) ONE (1) ITEM/PC = ONE (1) SET
14276 | 4227150500800 | VENTILATOR CIRCUIT DOUBLE LUMEN HEATED BOTH SIDES LENGTH NOT LESS THAN 160 CM WITH APPROXIMATELY 50 CM EXTENSION TUBE WITH SAM PLING PORT AND CONNECTOR CAP PEDIATRIC SIZE DISPOSABLE (COMPATIBLE WITH HOSPITAL STANDARD HUMIDIFIER) ONE (1) ITEM/PC = ONE (1) SET
14277 | 4227150500900 | VENTILATOR CIRCUIT DOUBLE LUMEN HEATED BOTH SIDES LENGTH NOT LESS THAN 160 CM WITH APPROXIMATELY 50 CM EXTENSION TUBE WITH SAMPLING PORT AND CONNECTOR CAP NEONATE SIZE DISPOSABLE (COMPATIBLE WITH HOSPITAL STANDARD HUMIDIFIER) ONE (1) ITEM/PC = ONE (1) SET
14278 | 4227150501000 | ANESTHESIA BREATHING CIRCUIT EXTENDABLE UNHEATED SIZE ADULT DOUBLE LIMB (ID 22MM) WITH CO2 SAMPLING LINE WITH 2 L REBREATHING BAG CIRCUIT LENGTH 1.8 M TO 2 M LIGHT WEIGHT WITH ANGLE PIECE WITH TWO HME (BACTERIAL &VIRAL) FILTER AND HOSE FOR BAG WITH CONNECTOR 22MM BOTH SIDE WITH LUER ELBOW DISPOSABLE ONE (1) ITEM/PC = ONE (1) SET
14279 | 4227150501100 | ANESTHESIA BREATHING CIRCUIT EXTENDABLE UNHEATED SIZE PEDIATRIC DOUBLE LUMEN (ID 15MM) WITH CO2 SAMPLING LINE WITH 1 L REBREATHING BAG CIRCUIT LENGTH 1.8 M TO 2 M LIGHT WEIGHT WITH ANGLE PIECE WITH TWO HME( BACTERIAL & VIRAL ) FILTERS AND HOSE FOR BAG WITH CONNECT OR 22MM BOTH SIDE WITH LUER ELBOW DISPOSABLE (EACH HOSPITAL SHOULD BE COMPATIBLE WITH ANESTHESIA MACHINE VENT MACHINE) ONE (1) ITEM/PC = ONE (1) SET
14280 | 4227150501300 | HIGH FREQUENCY VENTILATOR CIRCUIT COMPLETED SET (HEATED CIRCUIT MUSHROOM VALVES DIAPHRAGM ASSEMBLY TUBE WATER DRAIN) FOR ADULT DISPOSABLE SHOULD BE COMPATIBLE WITH SENSOR MEDICS 3100B MACHINE OR EQUIVALENT
14281 | 4227150501400 | HIGH FREQUENCY VENTILATOR CIRCUIT COMPLETED SET (HEATED CIRCUIT MUSHROOM VALVES DIAPHRAGM ASSEMBLY TUBE WATER DRAIN) FOR PEDIATRIC AND NEONATE DISPOSABLE SHOULD BE COMPATIBLE WITH SENSOR MEDICS 3100A MACHINE OR EQUIVALENT
14282 | 4227150501500 | VENTILATOR CIRCUIT SET COAXIAL NON-HEATED WITH FLOW SENSOR EXPIRATORY VALVE SIZE ADULT / PEDIATRIC COMPATIBLE WITH MAGNETIC RESONANCE IMAGING (MRI) LENGTH AT LEAST 300 CM SHOULD BE COMPATIBLE WITH HAMILTON MR1 OR EQUIVALENT
14283 | 4227150501600 | VENTILATOR CIRCUIT SET DOUBLE LUMEN NON-HEATED WITH FLOW SENSOR EXPIRATORY VALVE SIZE NEONATAL COMPATIBLE WITH MAGNETIC RESONANCE IMAGING (MRI) LENGTH AT LEAST 300 CM COMPATIBLE WITH HAMILTON MR1 OR EQUIVALENT
14284 | 4227150501700 | DETECTOR CO2 SIZE PEDIATRIC 1-15KG STERILE DISPOSABLE (COLORIMETRIC COMPATIBLE WITH ALL ENDOTRACHEAL TUBES DISPOSABLE STERILE)
14285 | 4227150501800 | MDI ADAPTER FOR VENTILATOR CIRCUIT STRAIGHT DISPOSABLE PORT TOWARDS PATIENT 15 (OD) MACHINE SIDE 15 (ID)
14286 | 4227150501900 | VIBRATING MESH TECHNOLOGY AEROSOL DRUG DELIVERY CHAMBER DISPOSABLE COMPATIBLE WITH AEROGEN SYSTEM OR EQUIVALENT
14287 | 4227150502000 | CONNECTOR FOR VIBRATING MESH AEROSOL DRUG DELIVERY CHAMBER FOR ADULT CIRCUIT DISPOSABLE COMPATIBLE WITH AEROGEN SYSTEM OR EQUIVALENT
14288 | 4227150502100 | CONNECTOR FOR VIBRATING MESH AEROSOL DRUG DELIVERY CHAMBER FOR PEDIATRIC CIRCUIT DISPOSABLE COMPATIBLE WITH AEROGEN SYSTEM OR EQUIVALENT
14289 | 4227150502200 | CONNECTOR FOR VIBRATING MESH AEROSOL DRUG DELIVERY CHAMBER FOR NEONATAL CIRCUIT DISPOSABLE COMPATIBLE WITH AEROGEN SYSTEM OR EQUIVALENT
14290 | 4227150502400 | VENTILATOR CIRCUIT SET SIZE ADULT/PEDIATRIC NON-HEATED COAXIAL LUMEN WITH FLOW SENSOR AND EXPIRATORY VALVE LENGTH AT LEAST 180 CM COMPATIBLE WITH HAMILTON G5 AND S1 OR EQUIVALENT
14291 | 4227150502700 | BUBBLE CPAP KIT WHICH INCLUDE ADJUSTABLE PRESSURE UNIT HEATED WIRE CIRCUIT DISPOSABLE.
14292 | 4227150502900 | NEONATAL NASAL CPAP HEAD GEAR SIZE (S) MICROFIBER WITH VELCRO COMPATIBLE WITH DUAL LIMB FLOW GENERATOR. ONE (1) EACH = ONE (1) SET
14293 | 4227150503000 | NEONATAL NASAL CPAP HEAD GEAR SIZE (M) MICROFIBER WITH VELCRO COMPATIBLE WITH DUAL LIMB FLOW GENERATOR. ONE (1) EACH = ONE (1) SET
14294 | 4227150503100 | NEONATAL NASAL CPAP HEAD GEAR SIZE (L) MICROFIBER WITH VELCRO COMPATIBLE WITH DUAL LIMB FLOW GENERATOR. ONE (1) EACH = ONE (1) SET
14295 | 4227150503300 | HIGH FLOW NASAL CANNULA LARGE SIZE FOR ADULT (COMPATIBLE WITH HEATED VENTILATOR CIRCUIT)
14296 | 4227150503400 | HIGH FLOW NASAL CANNULA MEDIUM SIZE FOR ADULT (COMPATIBLE WITH HEATED VENTILATOR CIRCUIT)
14297 | 4227150503500 | HIGH FLOW NASAL CANNULA SMALL SIZE FOR ADULT (COMPATIBLE WITH HEATED VENTILATOR CIRCUIT)
14298 | 4227150503600 | HIGH FLOW NASAL CANNULA XLARGE SIZE FOR ADULT (COMPATIBLE WITH HEATED VENTILATOR CIRCUIT)
14299 | 4227150503700 | HIGH FLOW NASAL CANNULA LARGE SIZE FOR PEDIATRIC (COMPATIBLE WITH HEATED VENTILATOR CIRCUIT)
14300 | 4227150503800 | HIGH FLOW NASAL CANNULA MEDIUM SIZE FOR PEDIATRIC (COMPATIBLE WITH HEATED VENTILATOR CIRCUIT)
14301 | 4227150503900 | HIGH FLOW NASAL CANNULA SMALL SIZE FOR PEDIATRIC (COMPATIBLE WITH HEATED VENTILATOR CIRCUIT)
14302 | 4227150504000 | HIGH FLOW NASAL CANNULA XSMALL SIZE FOR PEDIATRIC (COMPATIBLE WITH HEATED VENTILATOR CIRCUIT)
14303 | 4227150504100 | NASAL CANNULA OXYGEN NEONATAL 2.1 M SOFT PRONGS KINK RESISTANT NON STERILE CURVED PRONGS AND ROUNDED TIP DISPOSABLE
14304 | 4227150504200 | NASAL CANNULA OXYGEN PEDIATRIC 2.1 M SOFT PRONGS RESISTANT NON STERILE CURVED DISPOSABLE
14305 | 4227150504300 | NASAL CANNULA OXYGEN ADULT LENGTH 2.1 M SOFT CURVED PRONGS KINK RESISTANT NON STERILE DISPOSABLE.
14306 | 4227150504400 | INFANT OXYHOOD (HEADBOX) SMALL DISPOSABLE
14307 | 4227150504500 | INFANT OXYHOOD (HEADBOX) MEDIUM DISPOSABLE
14308 | 4227150600000 | TRANSPORT VENTILATOR CIRCUIT SINGLE LUMEN WITH FLOW SENSOR EXHALATION VALVE PRESSURE LINE AND VALVE LINE SIZE ADULT 1.8 M LONG COMPATIBLE WITH DRAEGER OXYLOG 3000 2000 VE300 OR EQUIVALENT
14309 | 4227150800000 | WRAP VEST SIZE MEDIUM FOR CHEST SECRETION MOBILIZATION DEVICE DISPOSABLE COMPATIBLE WITH HILL-ROM-VEST OR EQUIVALENT
14310 | 4227150900000 | TRIPLE LUMEN 2M LENGTH PERIPHERAL EXTENSION SET FOR TIVA WITH FULLY BONDED LINES ONE WAY ANTI REFLUX VALVES NEGLIGIBLE COMMON FLUID SPACE LATEX FREE ANTI KINK GRAVITY LINE
14311 | 4227151000000 | BAG BREATHING PE FOIL VOLUME: 20.0L COMPATIBILITY: PFT MACHINE
14312 | 4227151000100 | BAG CARRY ECG COMPATIBLE WITH VYNTUS PFT MACHINE OR EQUIVALENT
14313 | 4227151000200 | HYPERINFLATION SYSTEM WITH 0.5 L BAG DUAL SWIVEL ELBOW DISPOSABLE WITH MANOMETER AND INFANT MASK LATEX FREE. ONE (1) EACH = ONE (1) KIT
14314 | 4227151000300 | NEONATAL TEST LUNG FOR VENTILATOR MAX VT 60 ML WITH 22 MM CONNECTOR 4.5 CM X 15 CM DIMENSION
14315 | 4227151000400 | CATHETER BALLOON ESOPHAGEAL SET COMPATIBLE WITH PFT MACHINE SENTRY SUITE OR EQUIVALENT ONE (1) EACH = ONE (1) SET
14316 | 4227151000500 | CROSS ADAPTER WITH BALLOON VALVE COMPATIBLE WITH PFT MACHINE SENTRY SUITE OR EQUIVALENT
14317 | 4227151400200 | ADAPTER ETCO2/AIRWAY/ADULT/REUSABLE
14318 | 4227151400300 | ADAPTER ETCO2 AIRWAY FOR CAPNOSTAT VENTILATOR ADULT SERVO VENTILATOR
14319 | 4227151400400 | ADAPTER AIRWAY ETCO2 COMPATIBILITY: CAPNOSTAT VENTILATOR/NEONATAL SERVO VENTILATOR
14320 | 4227151500500 | BAG CLEAR PLASTIC 28X22 INCHX60 INCH 40 MIC.MM THICK TO COVER MEDICAL RESPIRATORY EQUIPMENT.
14321 | 4227151500800 | VENTILATOR TUBING ANTI DISCONNECT DEVICE DISPOSABLE FOR TRACHEOSTOMY TUBE UNIVERSAL SIZE.
14322 | 4227151500900 | HIGH FLOW CIRCUIT COMPLETED SET (HEATED CIRCUIT HUMIDIFIER CARTRIDGE) FLOW RANGE 5-40 LPM SHOULD BE COMPATIBLE WITH VAPOTHERM HIGH FLOW SYSTEM OR EQUIVALENT
14323 | 4227151501000 | LOW FLOW CIRCUIT COMPLETED SET (HEATED CIRCUIT HUMIDIFIER CARTRIDGE) FLOW RANGE 1-8 LPM SHOULD BE COMPATIBLE WITH VAPOTHERM HIGH FLOW SYSTEM OR EQUIVALENT
14324 | 4227151501100 | VENTILATOR CIRCUIT SET COAXIAL NON-HEATED WITH FLOW SENSOR EXPIRATORY VALVE SIZE ADULT COMPATIBLE WITH MAGNETIC RESONANCE IMAGING (MRI) LENGTH AT LEAST 480 CM COMPATIBLE WITH HAMILTON MR1 OR EQUIVALENT
14325 | 4227151501200 | VENTILATOR CIRCUIT SET SINGLE LUMEN NON-HEATED WITH EXPIRATORY VALVE SIZE ADULT PRESSURE LINE LENGTH AT LEAST 2.70 M FOR MRI USE COMPATIBLE WITH BIOMED VENTILATOR OR EQUIVALENT
14326 | 4227151501300 | FILTER EXHALATION WITH VIAL DRAINAGE ADULT PEDIATRIC DISPOSABLE COMPATIBLE WITH 840 VENTILATOR OR EQUIVALENT
14327 | 4227151501400 | FILTER EXHALATION WITH VIAL DRAINAGE NEONATE DISPOSABLE COMPATIBLE WITH 840 VENTILATOR OR EQUIVALENT
14328 | 4227151501500 | VIBRATING MESH TECHNOLOGY AEROSOL DRUG DELIVERY CHAMBER FOR ADULT DISPOSABLE COMPATIBLE WITH AIRICU DEVICE OR EQUIVALENT
14329 | 4227151501600 | CONNECTOR FOR VIBRATING MESH AEROSOL DRUG DELIVERY CHAMBER FOR ADULT CIRCUIT DISPOSABLE COMPATIBLE WITH AIRICU DEVICE OR EQUIVALENT
14330 | 4227151501700 | CONNECTOR TUBE FOR VIBRATING MESH AEROSOL DRUG DELIVERY CHAMBER FOR CONTINUES NEBULIZATION DISPOSABLE COMPATIBLE WITH AEROGEN SYSTEM OR EQUIVALENT
14331 | 4227151501800 | SYRINGE FOR VIBRATING MESH AEROSOL CONTINUES DRUG DELIVERY DISPOSABLE COMPATIBLE WITH AEROGEN SYSTEM OR EQUIVALENT
14332 | 4227151501900 | VIBRATING MESH TECHNOLOGY AEROSOL DRUG DELIVERY CHAMBER FOR ADULT DISPOSABLE COMPATIBLE WITH AIRICU SYSTEM OR EQUIVALENT
14333 | 4227151502000 | T-PIECE ADAPTOR FOR VIBRATING MESH AEROSOL DRUG DELIVERY CHAMBER FOR ADULT CIRCUIT DISPOSABLE COMPATIBLE WITH AIRICU SYSTEM OR EQUIVALENT
14334 | 4227151502100 | END-TIDAL CARBON DIOXIDE CUVETTE FOR CONTINUOUS CO2 WITH HIGH ACCURACY DISPOSABLE NON STERILE FOR ADULT & PEDIATRIC UNIVERSAL COMPATIBILITY
14335 | 4227151502300 | END-TIDAL CARBON DIOXIDE CUVETTE FOR CONTINUOUS CO2 WITH HIGH ACCURACY DISPOSABLE NON STERILE FOR NEONATE UNIVERSAL COMPATIBILITY
14336 | 4227151502400 | ADULT NITRIC OXIDE DELIVERY AND SAMPLING COMPLETED KIT SHOULD BE COMPATIBLE WITH NOX-TEC FOR VENTILATOR OR EQUIVALENT
14337 | 4227151502500 | ADULT NITRIC OXIDE DELIVERY AND SAMPLING COMPLETED KIT SHOULD BE COMPATIBLE WITH CAREFUSION FOR VENTILATOR OR EQUIVALENT
14338 | 4227151502600 | ADULT NITRIC OXIDE DELIVERY AND SAMPLING COMPLETED KIT SHOULD BE COMPATIBLE WITH EKU FOR VENTILATOR OR EQUIVALENT
14339 | 4227151502700 | PEDIATRIC NITRIC OXIDE DELIVERY AND SAMPLING COMPLETED KIT SHOULD BE COMPATIBLE WITH NOXBOX FOR VENTILATOR OR EQUIVALENT
14340 | 4227151502800 | PEDIATRIC NITRIC OXIDE DELIVERY AND SAMPLING COMPLETED KIT SHOULD BE COMPATIBLE WITH EKU FOR VENTILATOR OR EQUIVALENT
14341 | 4227151502900 | NEONATE NITRIC OXIDE DELIVERY AND SAMPLING COMPLETED KIT SHOULD BE COMPATIBLE WITH NOX-TEC FOR VENTILATOR OR EQUIVALENT
14342 | 4227151503000 | NEONATE NITRIC OXIDE DELIVERY AND SAMPLING COMPLETED KIT SHOULD BE COMPATIBLE WITH EKU FOR VENTILATOR OR EQUIVALENT
14343 | 4227151503100 | FACE MASK RESUSCITATION ANATOMICAL SILICONE SIZE 35MM ID DISPOSABLE
14344 | 4227151503200 | FACE MASK RESUSCITATION ANATOMICAL SILICONE SIZE 42MM ID DISPOSABLE
14345 | 4227151503300 | FACE MASK RESUSCITATION ANATOMICAL SILICONE SIZE 50MM ID DISPOSABLE
14346 | 4227151503400 | FACE MASK RESUSCITATION ANATOMICAL SILICONE SIZE 60MM ID DISPOSABLE
14347 | 4227151503500 | FACE MASK RESUSCITATION ANATOMICAL SILICONE SIZE 72MM ID DISPOSABLE
14348 | 4227151503600 | FACE MASK RESUSCITATION ANATOMICAL SILICONE SIZE 80MM ID DISPOSABLE
14349 | 4227151503700 | NEONATAL NASAL CPAP PRONGS SIZE (XXS) DISPOSABLE SILICON COMPATIBLE WITH DUAL LIMB FLOW GENERATOR.
14350 | 4227151503800 | NEONATAL NASAL CPAP PRONGS SIZE (S) DISPOSABLE SILICON COMPATIBLE WITH DUAL LIMB FLOW GENERATOR.
14351 | 4227151503900 | NEONATAL NASAL CPAP PRONGS SIZE (XXL) DISPOSABLE SILICON COMPATIBLE WITH DUAL LIMB FLOW GENERATOR.
14352 | 4227151504000 | NEONATAL NASAL CPAP MASK SIZE (XS) DISPOSABLE SILICON COMPATIBLE WITH DUAL LIMB FLOW GENERATOR.
14353 | 4227151504100 | NEONATAL NASAL CPAP MASK SIZE (XL) DISPOSABLE SILICON COMPATIBLE WITH DUAL LIMB FLOW GENERATOR.
14354 | 4227151504200 | NEONATAL NASAL CPAP BONNET SIZE (XS) MICROFIBER WITH VELCRO COMPATIBLE WITH DUAL LIMB FLOW GENERATOR.
14355 | 4227151504300 | NEONATAL NASAL CPAP BONNET SIZE (S) MICROFIBER WITH VELCRO COMPATIBLE WITH DUAL LIMB FLOW GENERATOR.
14356 | 4227151504400 | NEONATAL NASAL CPAP BONNET SIZE (M) MICROFIBER WITH VELCRO COMPATIBLE WITH DUAL LIMB FLOW GENERATOR.
14357 | 4227151504500 | NEONATAL NASAL CPAP BONNET SIZE (L) MICROFIBER WITH VELCRO COMPATIBLE WITH DUAL LIMB FLOW GENERATOR.
14358 | 4227151504600 | NON-INVASIVE VENTILATOR KIT FOR NEONATAL INCLUDES FLOW GENERATOR DOUBLE LUMEN TUBE WITH (NASAL MASKS SIZES S M L XL) WITH (NASAL PRONG SIZES XS S M L XL LW) WITH (BONNETS SIZES XS S M L XL XXL AND XXXL) WITH MEASURE TAPE DISPOSABLE.
14359 | 4227151504700 | ENDOTRACHEAL TUBE HOLDER FOR NEONATE ETT SIZE 2.0 MM ACRYLIC ADHESIVE BOTH SIDES ADJUSTABLE TUBE HIGHEST DISPOSABLE COLOR CODED SIZES. LATEX AND DEHP FREE NON-WOVEN FABRIC
14360 | 4227151504800 | ENDOTRACHEAL TUBE HOLDER FOR NEONATE ETT SIZE 3.0 MM ACRYLIC ADHESIVE BOTH SIDES ADJUSTABLE TUBE HIGHEST DISPOSABLE COLOR CODED SIZES. LATEX AND DEHP FREE NON-WOVEN FABRIC
14361 | 4227151504900 | ENDOTRACHEAL TUBE HOLDER FOR NEONATE ETT SIZE 3.5 MM ACRYLIC ADHESIVE BOTH SIDES ADJUSTABLE TUBE HIGHEST DISPOSABLE COLOR CODED SIZES. LATEX AND DEHP FREE NON-WOVEN FABRIC
14362 | 4227151505000 | ENDOTRACHEAL TUBE HOLDER FOR NEONATE ETT SIZE 4.0 MM ACRYLIC ADHESIVE BOTH SIDES ADJUSTABLE TUBE HIGHEST DISPOSABLE COLOR CODED SIZES. LATEX AND DEHP FREE NON-WOVEN FABRIC
14363 | 4227151505100 | ENDOTRACHEAL TUBE HOLDER FOR NEONATE ETT SIZE 4.5 MM ACRYLIC ADHESIVE BOTH SIDES ADJUSTABLE TUBE HIGHEST DISPOSABLE COLOR CODED SIZES. LATEX AND DEHP FREE NON-WOVEN FABRIC
14364 | 4227151505200 | ENDOTRACHEAL TUBE HOLDER FOR NEONATE ETT SIZE 5.0 MM ACRYLIC ADHESIVE BOTH SIDES ADJUSTABLE TUBE HIGHEST DISPOSABLE COLOR CODED SIZES. LATEX AND DEHP FREE NON-WOVEN FABRIC
14365 | 4227151505400 | NASAL/ORAL CO2 CANNULA WITH O2 CONNECTION SET USED IN HIGH HUMIDITY SETTING SIZE ADULT FOR USE WITH INTUBATED PATIENT FOR CONTINUOUS MEASUREMENT SINGLE PATIENT USE COMPATIBLE WITH MASIMO OR EQUIVALENT
14366 | 4227151505500 | NASAL/ORAL CO2 CANNULA WITHOUT O2 CONNECTION SET USED IN HIGH HUMIDITY SETTING SIZE ADULT FOR CONTINUOUS MEASUREMENT SINGLE PATIENT USE COMPATIBLE WITH EACH HOSPITAL STANDARDS
14367 | 4227151505600 | NASAL/ORAL CO2 CANNULA WITH O2 CONNECTION SET USED IN HIGH HUMIDITY SETTING SIZE PEDIATRIC FOR USE WITH INTUBATED PATIENT FOR CONTINUOUS MEASUREMENT SINGLE PATIENT USE COMPATIBLE WITH MASIMO OR EQUIVALENT
14368 | 4227151505700 | NASAL/ORAL CO2 CANNULA WITHOUT O2 CONNECTION SET USED IN HIGH HUMIDITY SETTING SIZE PEDIATRIC FOR USE WITH INTUBATED PATIENT FOR CONTINUOUS MEASUREMENT SINGLE PATIENT USE COMPATIBLE WITH MASIMO OR EQUIVALENT
14369 | 4227151505800 | NASAL/ORAL CO2 CANNULA WITH O2 CONNECTION SET USED IN HIGH HUMIDITY SETTING SIZE ADULT/PEDIATRIC FOR USE WITH INTUBATED PATIENT FOR CONTINUOUS MEASUREMENT SINGLE PATIENT USE COMPATIBLE WITH MASIMO OR EQUIVALENT
14370 | 4227151505900 | NASAL CO2 CANNULA SET USED IN HIGH HUMIDITY SETTING SIZE ADULT/PEDIATRIC FOR USE WITH INTUBATED PATIENT FOR CONTINUOUS MEASUREMENT SINGLE PATIENT USE COMPATIBLE WITH MASIMO OR EQUIVALENT
14371 | 4227151506000 | NASAL/ORAL CO2 CANNULA SET WITH O2 CONNECTION USED IN HIGH HUMIDITY SETTING SIZE INFANT/NEONATE FOR USE WITH INTUBATED PATIENT FOR CONTINUOUS MEASUREMENT SINGLE PATIENT USE COMPATIBLE WITH MASIMO OR EQUIVALENT
14372 | 4227151506100 | NASAL CO2 CANNULA SET USED IN HIGH HUMIDITY SETTING SIZE INFANT/NEONATE FOR USE WITH INTUBATED PATIENT FOR CONTINUOUS CO2 MEASUREMENT SINGLE PATIENT USE COMPATIBLE WITH MASIMO OR EQUIVALENT
14373 | 4227151506200 | VENTILATOR CIRCUIT ADAPTER SET SIDE-STREAM ADULT/ PEDIATRIC FOR USE WITH INTUBATED PATIENT FOR CONTINUOUS CO2 MEASUREMENT SINGLE PATIENT USE UNIVERSAL COMPATIBILITY.
14374 | 4227151506300 | VENTILATOR CIRCUIT ADAPTER SET SIDE-STREAM INFANT FOR USE WITH INTUBATED PATIENT FOR CONTINUOUS CO2 MEASUREMENT SINGLE PATIENT USE UNIVERSAL COMPATIBILITY
14375 | 4227151506400 | MICRO FILTER HME CO2 SAMPLING PORT SIZE PEDIATRIC DISPOSABLE STERILE
14376 | 4227151506500 | MICRO FILTER HME CO2 SAMPLING PORT SIZE ADULT DISPOSABLE STERILE
14377 | 4227151506600 | HIGH FLOW NASAL CANNULA SIZES (XXS) WITH CONNECTING ADAPTER COMPATIBLE WITH INSPIRED MACHINE OR EQUIVALENT
14378 | 4227151506700 | HIGH FLOW NASAL CANNULA SIZES (PREMATURE) WITH CONNECTING ADAPTER COMPATIBLE WITH VAPOTHERM MACHINE OR EQUIVALENT
14379 | 4227151506800 | HIGH FLOW NASAL CANNULA SIZES (XS) WITH CONNECTING ADAPTER COMPATIBLE WITH INSPIRED MACHINE OR EQUIVALENT
14380 | 4227151506900 | HIGH FLOW NASAL CANNULA SIZES (NEONATE) WITH CONNECTING ADAPTER COMPATIBLE WITH VAPOTHERM MACHINE OR EQUIVALENT
14381 | 4227151507000 | HIGH FLOW NASAL CANNULA SIZES (S) WITH CONNECTING ADAPTER COMPATIBLE WITH INSPIRED MACHINE OR EQUIVALENT
14382 | 4227151507100 | HIGH FLOW NASAL CANNULA SIZES (INFANT) WITH CONNECTING ADAPTER COMPATIBLE WITH VAPOTHERM MACHINE OR EQUIVALENT
14383 | 4227151507200 | HIGH FLOW NASAL CANNULA SIZES (M) WITH CONNECTING ADAPTER COMPATIBLE WITH INSPIRED MACHINE OR EQUIVALENT
14384 | 4227151507300 | HIGH FLOW NASAL CANNULA SIZES (INTERMEDIATE INFANT)WITH CONNECTING ADAPTER COMPATIBLE WITH VAPOTHERM MACHINE OR EQUIVALENT
14385 | 4227151507400 | HIGH FLOW NASAL CANNULA SIZES (L) WITH CONNECTING ADAPTER COMPATIBLE WITH INSPIRED MACHINE OR EQUIVALENT
14386 | 4227151507500 | HIGH FLOW NASAL CANNULA SIZES (PEDIATRIC SMALL) WITH CONNECTING ADAPTER COMPATIBLE WITH VAPOTHERM MACHINE OR EQUIVALENT
14387 | 4227151507600 | HIGH FLOW NASAL CANNULA SIZES (XL) WITH CONNECTING ADAPTER COMPATIBLE WITH INSPIRED MACHINE OR EQUIVALENT
14388 | 4227151507700 | HIGH FLOW NASAL CANNULA SIZES (ADULT SMALL) WITH CONNECTING ADAPTER COMPATIBLE WITH VAPOTHERM MACHINE OR EQUIVALENT
14389 | 4227151507800 | HIGH FLOW NASAL CANNULA SIZES (ADULT) WITH CONNECTING ADAPTER COMPATIBLE WITH VAPOTHERM MACHINE OR EQUIVALENT
14390 | 4227151507900 | HIGH FLOW NASAL CANNULA SIZES (ADULT LARGE) WITH CONNECTING ADAPTER COMPATIBLE WITH VAPOTHERM MACHINE OR EQUIVALENT
14391 | 4227151508100 | HIGH FLOW CIRCUIT COMPLETED SET WITH MESH NEBULIZER PORT (HEATED CIRCUIT HUMIDIFIER CHAMBER) SHOULD BE COMPATIBLE WITH AIRVO2 HIGH FLOW SYSTEM OR EQUIVALENT (FOR ALL PATIENT RANGE CATEGORY)
14392 | 4227151508200 | CONNECTOR ANGLED DOUBLE SWIVEL WITH TIGHT FLEXIBLE SEAL WITH 4.4 MM BRONCHOSCOPE FIBEROPTIC PORT WITH 15MM (ID) AND 15 (OD) STERILE DISPOSABLE.
14393 | 4227151508300 | MASK NASAL ADULT SILICONE VENTED SIZE SMALL WITH STRAP AND SWIVEL ADJUSTABLE SILICON PADDED FOREHEAD SUPPORT DISPOSABLE FOR CPAP/BIPAP MACHINE.
14394 | 4227151508400 | VENTILATOR CIRCUIT SET SIZE ADULT/PEDIATRIC NON-HEATED COAXIAL LUMEN WITH FLOW SENSOR AND EXPIRATORY VALVE LENGTH AT LEAST 180 CM COMPATIBLE WITH HAMILTON C2 C3 AND C6.
14395 | 4227151508500 | TRANSPORT VENTILATOR CIRCUIT DOUBLE LUMEN WITH FLOW SENSOR EXHALATION VALVE SIZE NEONATE LENGTH 1.5 M COMPATIBLE WITH HAMILTON T1 C1 OR EQUIVALENT
14396 | 4227151508600 | TRANSPORT VENTILATOR CIRCUIT SINGLE LUMEN WITH FLOW SENSOR EXHALATION VALVE PRESSURE LINE AND VALVE LINE SIZE ADULT 3 M LONG COMPATIBLE WITH DRAEGER OXYLOG 3000 2000 VE300 OR EQUIVALENT
14397 | 4227151508700 | TRANSPORT VENTILATOR CIRCUIT SINGLE LUMEN WITH FLOW SENSOR EXHALATION VALVE PRESSURE LINE AND VALVE LINE SIZE PEDIATRIC 1.9 M LONG COMPATIBLE WITH DRAEGER OXYLOG 3000 2000 VE300 OR EQUIVALENT
14398 | 4227151508800 | VENTILATOR CIRCUIT DOUBLE LUMEN NON-HEATED WITHOUT PEEP 1.8 M LONG SIZE ADULT COMPATIBLE WITH LTV SERIES OR EQUIVALENT
14399 | 4227151508900 | VENTILATOR CIRCUIT DOUBLE LUMEN NON-HEATED WITHOUT PEEP 1.8 M LONG SIZE PEDIATRIC COMPATIBLE WITH LTV SERIES OR EQUIVALENT
14400 | 4227151509000 | VENTILATOR CIRCUIT DOUBLE LUMEN HEATED WITHOUT PEEP 1.8 M LONG SIZE ADULT COMPATIBLE WITH LTV 1200/1150 OR EQUIVALENT
14401 | 4227151509100 | VENTILATOR CIRCUIT DOUBLE LUMEN HEATED WITHOUT PEEP 1.8 M LONG SIZE PEDIATRIC COMPATIBLE WITH LTV 1200/1150 OR EQUIVALENT
14402 | 4227151509200 | VENTILATOR CIRCUIT SINGLE LUMEN NON-HEATED EXPIRATION VALVE SIZE ADULT DISPOSABLE COMPATIBLE WITH CARINA MACHINE OR EQUIVALENT
14403 | 4227151509300 | VENTILATOR CIRCUIT SINGLE LUMEN NON-HEATED LEAKAGE VALVE SIZE ADULT DISPOSABLE COMPATIBLE WITH CARINA MACHINE OR EQUIVALENT
14404 | 4227151509400 | VENTILATOR CIRCUIT SINGLE LUMEN NON-HEATED 1.8 M LONG SIZE ADULT/PEDIATRIC WITH EXHALATION VALVE AND LINE PRESSURE LINE DISPOSABLE COMPATIBLE WITH IMPACT EAGLE - ZOLL MACHINE OR EQUIVALENT
14405 | 4227151509500 | VENTILATOR CIRCUIT SINGLE LUMEN NON-HEATED MRI COMPATIBLE 3.6 M LONG SIZE ADULT/PEDIATRIC WITH EXHALATION VALVE AND LINE PRESSURE LINE DISPOSABLE COMPATIBLE WITH IMPACT EAGLE - ZOLL MACHINE OR EQUIVALENT
14406 | 4227151509600 | VENTILATOR CIRCUIT SINGLE LUMEN NON-HEATED 1.8 M LONG SIZE NEONATE WITH EXHALATION VALVE AND LINE PRESSURE LINE DISPOSABLE COMPATIBLE WITH IMPACT EAGLE - ZOLL MACHINE OR EQUIVALENT
14407 | 4227151509700 | VENTILATOR CIRCUIT SINGLE LUMEN NON-HEATED MRI COMPATIBLE 3.6 M LONG SIZE NEONATE WITH EXHALATION VALVE AND LINE PRESSURE LINE DISPOSABLE COMPATIBLE WITH IMPACT EAGLE - ZOLL MACHINE OR EQUIVALENT
14408 | 4227151509800 | VENTILATOR CIRCUIT DOUBLE LUMEN PRESSURE LINE NON-HEATED WITH EXHALATION VALVE SIZE ADULT DISPOSABLE OXYGEN SENSOR ADAPTER COMPATIBLE WITH VENTI LOGIC LS OR EQUIVALENT
14409 | 4227151509900 | BIPAP VENTILATOR CIRCUIT SINGLE LUMEN HEATED WITH AUTOFILLING CHAMBER DISPOSABLE 1.5 M LONG COMPATIBLE WITH WILAMED HUMIDIFIER CABLE WIRES OR EQUIVALENT
14410 | 4227151510000 | HUMIDIFYING CHAMBER FOR HIGH FREQUENCY VENTILATOR AUTO-FILL COMPRESSIBLE VOLUME NOT MORE THAN 280 ML COMPLIANCE 0.4 ML/CM.H2O LEAKAGE VOLUME 100 ML/MIN DISPOSABLE NON STERILE (SHOULD BE COMPATIBLE WITH FISHER PAYKEL MR850 OR EQUIVALENT )
14411 | 4227151510100 | LARGE VOLUME NEBULIZER PREFILLED AT LEAST 750ML TO 800ML STERILE WATER WITH ADJUSTABLE OXYGEN RANGE 28 - 98 % FLOWMETER ADAPTER.
14412 | 4227151510200 | NEBULIZER KIT SMALL VOLUME WITH OXYGEN TUBING AEROSOL MASK WITH METAL PIECE SIZE ADULT DISPOSABLE.
14413 | 4227151510300 | NEBULIZER KIT SMALL VOLUME WITH OXYGEN TUBING AEROSOL MASK WITH METAL PIECE SIZE PEDIATRIC DISPOSABLE.
14414 | 4227151510400 | MDI ADAPTER FOR VENTILATOR CIRCUIT STRAIGHT DISPOSABLE PORT TOWARDS PATIENT 22(OD) 22 (ID).
14415 | 4227151510500 | EXPIRATORY VALVE SET FOR VENTILATOR MACHINE REUSABLE COMPATIBLE WITH HAMILTON G5/S1 OR EQUIVALENT
14416 | 4227151510600 | EXPIRATORY VALVE MEMBRANE FOR VENTILATOR MACHINE REUSABLE COMPATIBLE WITH HAMILTON G5/S1 OR EQUIVALENT
14417 | 4227151510700 | EXPIRATORY VALVE SET WITH MEMBRANE FOR VENTILATOR MACHINE COMPLETE WITH DIAPHRAGM REUSE BALE COMPATIBLE WITH DRAGER V500/V800/V600 OR EQUIVALENT
14418 | 4227151510800 | EXPIRATORY VALVE SET FOR VENTILATOR MACHINE COMPLETE WITH DIAPHRAGM REUSABLE COMPATIBLE WITH DRAEGER V500/V800/V600 OR EQUIVALENT
14419 | 4227151510900 | EXPIRATORY VALVE MEMBRANE FOR VENTILATOR MACHINE REUSABLE COMPATIBLE WITH DRAEGER V500/V800/V600 OR EQUIVALENT
14420 | 4227151511100 | HIGH FLOW TRACHEOSTOMY TUBE INTERFACE STERILE DISPOSABLE COMPATIBLE WITH VAPOTHERM MACHINE OR EQUIVALENT
14421 | 4227151511200 | HIGH FLOW TRACHEOSTOMY TUBE INTERFACE STERILE DISPOSABLE COMPATIBLE WITH ICU VENTILATOR CIRCUIT OR EQUIVALENT
14422 | 4227151511300 | CLOSE SUCTION SYSTEM MINIMUM 72 HRS STERILE DISPOSABLE 12 FR GRADUATED COLOR CODED TRANSPARENT ELASTIC SHEATH MDI ADAPTER FLUSH PORT WITH CAP T-PIECE LENGTH 25-35 CM FOR TRACHEOSTOMY.
14423 | 4227151511400 | CLOSE SUCTION SYSTEM MINIMUM 72 HRS STERILE DISPOSABLE 14 FR GRADUATED COLOR CODED TRANSPARENT ELASTIC SHEATH MDI ADAPTER FLUSH PORT WITH CAP T-PIECE LENGTH 25-35 CM FOR TRACHEOSTOMY.
14424 | 4227151511500 | CLOSE SUCTION SYSTEM MINIMUM 72 HRS STERILE DISPOSABLE 16 FR GRADUATED COLOR CODED TRANSPARENT ELASTIC SHEATH MDI ADAPTER FLUSH PORT WITH CAP T-PIECE LENGTH 25-35 CM FOR TRACHEOSTOMY.
14425 | 4227151511600 | CLOSE SUCTION SYSTEM MINIMUM 72 HRS STERILE DISPOSABLE 8 FR GRADUATED COLOR CODED TRANSPARENT ELASTIC SHEATH MDI ADAPTER T-PIECE LENGTH 15-30 CM FOR TRACHEOSTOMY.
14426 | 4227151511700 | CLOSE SUCTION SYSTEM MINIMUM 72 HRS STERILE DISPOSABLE 5 FR GRADUATED COLOR CODED TRANSPARENT ELASTIC SHEATH MDI ADAPTER WITH ETT WYE ADAPTER 2.0 2.5 AND 3.0.
14427 | 4227151511800 | CLOSE SUCTION SYSTEM MINIMUM 72 HRS STERILE DISPOSABLE 6 FR GRADUATED COLOR CODED TRANSPARENT ELASTIC SHEATH MDI ADAPTER WITH ETT WYE ADAPTER 2.5 AND 3.0 3.5.
14428 | 4227151511900 | CLOSE SUCTION SYSTEM MINIMUM 72 HRS STERILE DISPOSABLE 8 FR GRADUATED COLOR CODED TRANSPARENT ELASTIC SHEATH MDI ADAPTER WITH ETT WYE ADAPTER 2.5 AND 3.0 3.5.
14429 | 4227151512000 | CLOSE SUCTION SYSTEM MINIMUM 72 HRS STERILE DISPOSABLE 10 FR GRADUATED COLOR CODED TRANSPARENT ELASTIC SHEATH MDI ADAPTER FOR ETT.
14430 | 4227151512100 | CLOSE SUCTION SYSTEM MINIMUM 72 HRS STERILE DISPOSABLE 14 FR GRADUATED COLOR CODED TRANSPARENT ELASTIC SHEATH MDI ADAPTER FOR ETT.
14431 | 4227151512200 | CLOSE SUCTION SYSTEM MINIMUM 72 HRS STERILE DISPOSABLE 16 FR GRADUATED COLOR CODED TRANSPARENT ELASTIC SHEATH MDI ADAPTER FOR ETT.
14432 | 4227151512300 | WRAP VEST SIZE XSMALL FOR CHEST SECRETION MOBILIZATION DEVICE DISPOSABLE COMPATIBLE WITH HILLROM-VEST OR EQUIVALENT
14433 | 4227151512400 | WRAP VEST SIZE XXLARGE FOR CHEST SECRETION MOBILIZATION DEVICE DISPOSABLE COMPATIBLE WITH HILLROM-VEST OR EQUIVALENT
14434 | 4227151512500 | JACKET VEST SIZE ADULT SMALL FOR CHEST SECRETION MOBILIZATION DEVICE DISPOSABLE COMPATIBLE WITH HILLROM-VEST OR EQUIVALENT
14435 | 4227151512600 | JACKET VEST SIZE ADULT MEDIUM FOR CHEST SECRETION MOBILIZATION DEVICE DISPOSABLE COMPATIBLE WITH HILLROM-VEST OR EQUIVALENT
14436 | 4227151512700 | JACKET VEST SIZE SMALL FOR CHEST SECRETION MOBILIZATION DEVICE DISPOSABLE COMPATIBLE WITH CAREWAY OR EQUIVALENT
14437 | 4227151512800 | JACKET VEST SIZE MEDIUM FOR CHEST SECRETION MOBILIZATION DEVICE DISPOSABLE COMPATIBLE WITH CAREWAY OR EQUIVALENT
14438 | 4227151512900 | JACKET VEST SIZE LARGE FOR CHEST SECRETION MOBILIZATION DEVICE DISPOSABLE COMPATIBLE WITH CAREWAY OR EQUIVALENT
14439 | 4227151513000 | JACKET VEST SIZE XXLARGE FOR CHEST SECRETION MOBILIZATION DEVICE DISPOSABLE COMPATIBLE WITH CAREWAY OR EQUIVALENT
14440 | 4227151513100 | TRACHEOSTOMY HOLDER MOISTURE ABSORBING NECK BAND LINING 1" WIDE BAND FITS UP TO 49.5CM (19.5") NECK ADJUSTABLE LENGTH CUT TO FIT NECK SIZE TWO-PIECE NECKBANDS NON LATEX
14441 | 4227151513200 | TRACHEOSTOMY HOLDER MOISTURE ABSORBING NECK BAND LINING 1" WIDE BAND FITS UP TO 46CM (18") NECK ADJUSTABLE TWO-PIECE NECKBANDS NON LATEX
14442 | 4227151513300 | TRACHEOSTOMY HOLDER MOISTURE ABSORBING NECK BAND LINING ¾" WIDE BAND FITS UP TO 23CM (9") NECK ADJUSTABLE TWO-PIECE NECKBANDS NON LATEX
14443 | 4227151513400 | ASPIRATION NEEDLE FOR BRONCHOSCOPY WITH SIDE HOLE DISPOSABLE SCOPE WORKING CHANNEL 2M SIZES 19G
14444 | 4227151513500 | ASPIRATION NEEDLE FOR BRONCHOSCOPY WITH SIDE HOLE DISPOSABLE SCOPE WORKING CHANNEL 2MM SIZES 21G
14445 | 4227151513600 | MOUTHPIECE PLASTIC WITH BUILT IN TURBINE DISPOSABLE COMPATIBLE WITH PORTABLE SPIROMETER SPIROLAB MACHINE OR EQUIVALENT
14446 | 4227151513700 | MOUTH PIECE WITH BUILT IN BACTERIAL / VIRAL FILTER KIT ROUNDED SHAPE TERMINAL CERTIFIED TO BE USED WITH MEDGRAPHIC PULMONARY FUNCTION TEST DISPOSABLE.
14447 | 4227151513800 | MOUTH PIECE WITH BUILT IN BACTERIAL / VIRAL FILTER KIT OVAL SHAPE TERMINAL CERTIFIED TO BE USED WITH MEDGRAPHIC PULMONARY FUNCTION TEST DISPOSABLE.
14448 | 4227151513900 | TRANSCUTANEOUS CO2 MONITORING MEMBRANING KIT COMPATIBLE WITH SENTEC OR EQUIVALENT
14449 | 4227151514000 | TRANSCUTANEOUS CO2 CALIBRATION GAS COMPATIBLE WITH SENTEC OR EQUIVALENT
14450 | 4227151514100 | MEASUREMENT SENSOR FOR TRANSCUTANEOUS PCO2 SPO2 AND PULSE RATE COMPATIBLE WITH SENTEC OR EQUIVALENT
14451 | 4227151514300 | FIXATION RING FOR FRAGILE SKIN FOR TRANSCUTANEOUS CO2 MONITORING SENSOR SIZE 20MM COMPATIBLE WITH SENTEC OR EQUIVALENT
14452 | 4227151514600 | SENSOR GAS FLOW 1.60 M LENGTH FOR ADULT DISPOSABLE SHOULD BE COMPATIBLE WITH HAMILTON VENTILATOR OR EQUIVALENT
14453 | 4227151514700 | THERMAL SENSOR GAS FLOW SIZE ADULT DISPOSABLE MUST BE CERTIFIED TO BE USED WITH DRAEGER VENTILATOR AND ANESTHESIA MACHINE OR EQUIVALENT
14454 | 4227151514800 | VENTILATOR CIRCUIT RIGID FOR HIGH FREQUENCY VENTILATION SIZE NEONATE DUAL LIMB WITH HEATED INSPIRATORY SIDE 1.6 M LONG WATER TRAP ON EXHALATION SIDE PRESSURE LINE HUMIDIFIER CHAMBER DISPOSABLE FITS WITH MR850 COMPATIBLE WITH FABIAN OR EQUIVALENT
14455 | 4227151514900 | OXYGEN SENSOR COMPATIBLE WITH HAMILTON VENTILATORS S1 G5 OR EQUIVALENT
14456 | 4227151515000 | OXYGEN SENSOR COMPATIBLE WITH HAMILTON VENTILATORS C1 C2 C3 C6 T1 MR1 OR EQUIVALENT
14457 | 4227151515100 | VENTILATOR CIRCUIT DUAL LIMB HEATED BOTH SIDES SIZE ADULT/PEDIATRIC WITH HUMIDIFIER CHAMBER DISPOSABLE COMPATIBLE WITH H900 HUMIDIFIER OR EQUIVALENT
14458 | 4227151515200 | VENTILATOR CIRCUIT SIZE NEONATE DUAL LIMB HEATED BOTH SIDES WITH HUMIDIFIER CHAMBER DISPOSABLE COMPATIBLE WITH H900 HUMIDIFIER OR EQUIVALENT
14459 | 4227151515300 | VENTILATOR CIRCUIT SIZE ADULT 22 MM (ID) DUAL LIMB NON-HEATED 1.6 -1.8 M LONG WITH 0.8 M CORRUGATED TUBE EXTENSION WHY PIECE WITH LUER-LOCK PORT BACTERIAL/VIRAL FILTER WITH 2 LITER BAG NON-EXPANDABLE DISPOSABLE.
14460 | 4227151515400 | VENTILATOR CIRCUIT SIZE PEDIATRIC 15 MM (ID) DUAL LIMB NON-HEATED 1.6 -1.8 M LONG WITH 0.8 M CORRUGATED TUBE EXTENSION WHY PIECE WITH LUER-LOCK PORT BACTERIAL/VIRAL FILTER WITH 1 LITER BAG NON-EXPANDABLE DISPOSABLE.
14461 | 4227151515500 | VENTILATOR CIRCUIT SIZE ADULT 22 MM (ID) DUAL LIMB NON-HEATED 1.8 M LONG Y-PIECE WITH LUER LOCK PORT NON-EXPANDABLE DISPOSABLE.
14462 | 4227151515700 | ADAPTER HEATER WIRE FOR HEATED BREATHING CIRCUITS DUAL LIMB HEATER WIRE COMPATIBLE AND CERTIFIED TO BE USED WITH MR 730 FISHER AND PAYKEL HUMIDIFIER OR EQUIVALENT
14463 | 4227151515800 | HIGH FLOW TRANSITION KIT FROM VENTILATOR CIRCUIT TO HIGH FLOW NASAL CANNULA WITH ADHESIVE PADS COMPATIBLE WITH STANDARD VENTILATOR CIRCUIT SIZE PEDIATRIC XSMALL.
14464 | 4227151515900 | HIGH FLOW TRANSITION KIT FROM VENTILATOR CIRCUIT TO HIGH FLOW NASAL CANNULA WITH ADHESIVE PADS COMPATIBLE WITH STANDARD VENTILATOR CIRCUIT SIZE PEDIATRIC SMALL.
14465 | 4227151516000 | HIGH FLOW TRANSITION KIT FROM VENTILATOR CIRCUIT TO HIGH FLOW NASAL CANNULA WITH ADHESIVE PADS COMPATIBLE WITH STANDARD VENTILATOR CIRCUIT SIZE PEDIATRIC LARGE.
14466 | 4227151516100 | HIGH FLOW TRANSITION KIT FROM VENTILATOR CIRCUIT TO HIGH FLOW NASAL CANNULA WITH ADHESIVE PADS COMPATIBLE WITH STANDARD VENTILATOR CIRCUIT SIZE PEDIATRIC XLARGE.
14467 | 4227151516200 | HIGH FLOW TRANSITION KIT FROM VENTILATOR CIRCUIT TO HIGH FLOW NASAL CANNULA WITH ADHESIVE PADS COMPATIBLE WITH STANDARD VENTILATOR CIRCUIT SIZE PEDIATRIC XXLARGE.
14468 | 4227151516300 | CALIBRATION SYRINGE 3.0 L VOLUME COMPATIBLE WITH HOSPITAL STANDARD PFT MACHINE MEDGRAPHIC-PLATINUM OR EQUIVALENT
14469 | 4227151516400 | CANNULA OXYGEN NASAL ADULT LUER LOCK WITH CO2 SAMPLING LINE WITH LATEX FREE DISPOSABLE COMPATIBLE WITH NONIN CO2 ANALYZER OR EQUIVALENT
14470 | 4227151516700 | SENSOR FINGER PULSE OXIMETER CLOTH ADULT 1.0 M DISPOSABLE COMPATIBLE WITH NONIN MACHINE OR EQUIVALENT
14471 | 4227151516800 | SENSOR PULSE OXIMETER CLOTH INFANT 1.0 M DISPOSABLE COMPATIBLE WITH NONIN MACHINE OR EQUIVALENT
14472 | 4227151516900 | SENSOR FOOT PULSE OXIMETER CLOTH NEONATAL 1 METER DISPOSABLE NONIN MACHINE
14473 | 4227151517000 | CATHETER MOUNT EXTENDABLE 15 CM 22 OD /15 ID SWIVEL ELBOW WITHOUT DOUBLE FLIP CAP AND SEAL DISPOSABLE
14474 | 4227151517200 | SIPAP BONNET MICROFIBER CAP SINGLE USE WITH SUPPORT CRADLE PAD SIZE (1) 24-26 CM HIGH-QUALITY FABRIC SOFT SHOULD BE SLIGHTLY STRETCHY COLOR CODED INDIVIDUAL PACKED.
14475 | 4227151517300 | SIPAP BONNET MICROFIBER CAP SINGLE USE WITH SUPPORT CRADLE PAD SIZE (2) 26-28 CM HIGH-QUALITY FABRIC SOFT SHOULD BE SLIGHTLY STRETCHY COLOR CODED INDIVIDUAL PACKED.
14476 | 4227151517400 | SIPAP BONNET MICROFIBER CAP SINGLE USE WITH SUPPORT CRADLE PAD SIZE (3) 28-30 CM HIGH-QUALITY FABRIC SOFT SHOULD BE SLIGHTLY STRETCHY COLOR CODED INDIVIDUAL PACKED.
14477 | 4227151517500 | SIPAP BONNET MICROFIBER CAP SINGLE USE WITH SUPPORT CRADLE PAD SIZE (4) 30-32 CM HIGH-QUALITY FABRIC SOFT SHOULD BE SLIGHTLY STRETCHY COLOR CODED INDIVIDUAL PACKED.
14478 | 4227151517600 | SIPAP BONNET MICROFIBER CAP SINGLE USE WITH SUPPORT CRADLE PAD SIZE (5) 32-34 CM HIGH-QUALITY FABRIC SOFT SHOULD BE SLIGHTLY STRETCHY COLOR CODED INDIVIDUAL PACKED.
14479 | 4227151517700 | SIPAP BONNET MICROFIBER CAP SINGLE USE WITH SUPPORT CRADLE PAD SIZE (6) 34-36 CM HIGH-QUALITY FABRIC SOFT SHOULD BE SLIGHTLY STRETCHY COLOR CODED INDIVIDUAL PACKED.
14480 | 4227151517800 | SIPAP BONNET MICROFIBER CAP SINGLE USE WITH SUPPORT CRADLE PAD SIZE (7) 36-38 CM HIGH-QUALITY FABRIC SOFT SHOULD BE SLIGHTLY STRETCHY COLOR CODED INDIVIDUAL PACKED.
14481 | 4227151517900 | FLOW SENSOR COMPATIBLE WITH HAMILTON VENTILATOR OR EQUIVALENT SIZE NEONATAL NOT LESS THAN 1.8 M LENGTH DISPOSABLE
14482 | 4227151518000 | SIPAP HEADGEAR SIZE (SMALL) SINGLE USE COMPATIBLE WITH SIPAP FLOW GENERATOR.
14483 | 4227151518100 | SIPAP HEADGEAR SIZE (MEDIUM) SINGLE USE COMPATIBLE WITH SIPAP FLOW GENERATOR.
14484 | 4227151518200 | SIPAP HEADGEAR SIZE (LARGE) SINGLE USE COMPATIBLE WITH SIPAP FLOW GENERATOR.
14485 | 4227151518300 | SIPAP HEADGEAR SIZE (XSMALL) SINGLE USE COMPATIBLE WITH SIPAP FLOW GENERATOR.
14486 | 4227151518400 | SIPAP HEADGEAR SIZE (XLARGE) SINGLE USE COMPATIBLE WITH SIPAP FLOW GENERATOR.
14487 | 4227151518600 | VENTILATOR OXYGEN NIPPLE WITH O-RING STRAIGHT SHAPE REUSABLE FOR OXYGEN BLEED-IN COMPATIBLE WITH RESMED-ASTRAL HAMILTON-T1 AND MR1 TRILOGY OR EQUIVALENT
14488 | 4227151518700 | FLOW METER OXYGEN MEDICAL GAS LOW FLOW RANGE FROM 0.25-3 LPM WITH REMOVABLE NIPPLE COLOR CODED WITH GREEN OR WHITE LABELED WITH OXYGEN OR O2. OHMEDA/NORTH AMERICAN STANDARD.
14489 | 4227151518800 | FLOW METER DUAL OUTPUT OXYGEN MEDICAL GAS REGULAR FLOW RANGE FROM 1-15 LPM WITH REMOVABLE NIPPLE COLOR CODED WITH GREEN OR WHITE LABELED WITH OXYGEN OR O2 OHMEDA/NORTH AMERICAN STANDARD.
14490 | 4227151518900 | VENTILATOR CIRCUIT SET SIZE PEDIATRIC DOUBLE LUMEN SINGLE SIDE HEATED DIAPHRAGM COMPATIBLE WITH METRAN MODEL R100 OR EQUIVALENT
14491 | 4227151519000 | VENTILATOR CIRCUIT SET SIZE ADULT DOUBLE LUMEN SINGLE SIDE HEATED DIAPHRAGM COMPATIBLE WITH METRAN MODEL R100 OR EQUIVALENT
14492 | 4227151519100 | AIRWAY CUFF PRESSURE CONTROLLER TUBE WITH FILTER COMPATIBLE WITH HAMILTON INTELLICUFF PRESSURE DEVICE DISPOSABLE LENGTH 2 M.
14493 | 4227151519200 | FACE SHIELD TRANSPARENT WITH FILTER FOR CPR WITH INSTRUCTIONS PRINTED ON IT
14494 | 4227151519300 | MASK POCKET WITH ONEWAY VALVE FILTER
14495 | 4227151519400 | FILTER POCKET MASK COMPATIBLE WITH LAERDAL MASK OR EQUIVALENT
14496 | 4227151519500 | RESUSCITATOR ADULT COMPLETE LAERDAL SILICONE MASK OR EQUIVALENT
14497 | 4227151519600 | NASAL PILLOW/CUSHION WITH CONNECTING TUBE FOR HOME NON-INVASIVE PRESSURE VENTILATION PACK WITH 3 SIZES CUSHION SMALL MEDIUM AND LARGE WITH ROTATING AND DETACHABLE ELBOW AND HEAD STRAP REUSABLE
14498 | 4227151519700 | MACHINE DUST FILTER COMPATIBLE WITH VENTILATOR MODEL LTV VENTILATOR OR EQUIVALENT
14499 | 4227151519900 | MACHINE DUST FILTER COMPATIBLE WITH VENTILATOR MODEL HAMILTON C1 AND T1 OR EQUIVALENT
14500 | 4227151520000 | BANDAGE TAPE ELASTIC FABRIC SOFT EDGE AND POROUS ADHESIVE MASS SIZE 4 5 M X 10 CM. ROLL.
14501 | 4227151520100 | NEONATAL RESUSCITATOR KIT WITH HIGH PEEP CIRCUIT 0-40 CM.H2O MANOMETER IN-LINE CONTROLLER VALVE MASKS 0 AND 1
14502 | 4227151520200 | BREATHING CIRCUIT SPIRAL WIRE HEATED SINGLE LIMB WITH AUTOFILL CHAMBER KIT COMPATIBLE WITH MYAIRVO2 OR EQUIVALENT DISPOSABLE.
14503 | 4227151520300 | REFILLABLE WATER RESERVOIR 1 L CAPACITY BAG COMPATIBLE WITH MYAIRVO2 OR EQUIVALENT SINGLE PATIENT USE.
14504 | 4227151520400 | REPLACEMENT GALVANIC OXYGEN SENSOR COMPATIBLE WITH PRECISION MEDICAL'S OXYGEN MONITOR ANALYZER OR EQUIVALENT PRECISION MEDICAL'S MEASUREMENT RANGE 0.0 - 100% OXYGEN
14505 | 4227151520500 | TEMPERATURE PROBE HEAT SENSOR 1.5M COMPATIBLE WITH MR850 OR EQUIVALENT
14506 | 4227151520700 | VENTILATOR CIRCUIT SINGLE LIMB NON-HEATED LENGTH 1.8M SIZE ADULT 22MM (ID) WITH EXPIRATION VALVE PATIENT LINE PRESSURE MEASUREMENT LINE COMPATIBLE WITH VENTI LOGIC LS VENTILATORS OR EQUIVALENT
14507 | 4227151520800 | VENTILATOR CIRCUIT DUAL LIMB NON-HEATED 1.8M LONG SIZE ADULT 22MM (ID) WITH EXPIRATION VALVE PATIENT LINE & PRESSURE MEASUREMENT LINE COMPATIBLE WITH VENTI LOGIC LS VENTILATORS OR EQUIVALENT
14508 | 4227151520900 | BREATHING TUBE 1.8M 19MM Ø FOR NIV VENTILATION COMPATIBLE WITH VENTI LOGIC LS OR EQUIVALENT CPAP/BIPAP DEVICES
14509 | 4227151521000 | EXHALATION VALVE COMPATIBLE WITH VENTI LOGIC LS OR EQUIVALENT
14510 | 4227151521100 | VENTILATOR CIRCUIT 1.5M LONG 15MM Ø SIZE PEDIATRIC WITH EXPIRATION VALVE INCLUDES VALVE MEASUREMENT LINE PRESSURE MEASUREMENT LINE DISPOSABLE COMPATIBLE WITH VENTI LOGIC LS VENTILATOR OR EQUIVALENT
14511 | 4227151521200 | FINE FILTER COMPATIBLE WITH VENTI LOGIC LS OR EQUIVALENT
14512 | 4227151521300 | OXYGEN SENSOR COMPATIBLE WITH VENTI LOGIC LS OR EQUIVALENT
14513 | 4227151521400 | OXYGEN CYLINDER REGULATOR CGA 870 PISS STANDARD WITH PRESSURE GAUGE AND DIAL OR CLICK STYLE FLOWMETER 1-15 LPM WITH LOW FLOW INCREMENT OF 0.5 LPM. MUST ALLOW FOR WATER BOTTLE INSTALLATION.
14514 | 4227151521500 | OXYGEN CYLINDER REGULATOR CGA 870 WITH PRESSURE GAUGE AND DIAL OR CLICK STYLE FLOWMETER 1-15 LPM WITH LOW FLOW INCREMENT OF 0.5 LPM MUST BE MRI COMPATIBLE.
14515 | 4227151521600 | OXYGEN CYLINDER REGULATOR CGA870 PISS STANDARD WITH PRESSURE GAUGE AND DIAL OR CLICK STYLE FLOWMETER 1-25 LPM WITH LOW FLOW INCREMENT OF 0.5 LPM.
14516 | 4227151521700 | OXYGEN CYLINDER REGULATOR CGA870 PISS STANDARD WITH PRESSURE GAUGE AND DIAL OR CLICK STYLE FLOWMETER 1-15 LPM WITH TAKE OFF VALVE BRITISH STANDARD
14517 | 4227151521800 | OXYGEN CYLINDER REGULATOR CGA870 PISS STANDARD WITH PRESSURE GAUGE AND DIAL OR CLICK STYLE FLOWMETER 1-15 LPM WITH TAKE OFF VALVE OHMEDA STANDARD
14518 | 4227151521900 | MEDICAL AIR CYLINDER REGULATOR CGA 950 WITH PRESSURE GAUGE AND DIAL OR CLICK STYLE FLOWMETER 1-15 LPM WITH TAKE OFF VALVE OHMEDA STANDARD
14519 | 4227151522000 | OXYGEN FLOWMETER SINGLE LIMB WITH NIPPLE ADAPTER FLOW RANGE 1-75 LPM GRADUATED BRITISH STANDARD
14520 | 4227151522100 | BREATH PATH PATIENT CIRCUIT COMPATIBLE WITH PFT MACHINE MEDGRAPHICS - PLATINUM OR EQUIVALENT
14521 | 4227151522200 | PREVENT FLOW SENSOR REUSABLE COMPATIBLE WITH PFT MACHINE MEDGRAPHICS - PLATINUM OR EQUIVALENT
14522 | 4227151522400 | ADULT NASAL CANNULA WITH FILTER WITH RUBBER CONNECTOR 90CM (COMPATIBLE WITH NOX A1 SLEEP MACHINE OR EQUIVALENT)
14523 | 4227151522500 | ADAPTER SNAP LEAD (COMPATIBLE WITH NOX A1 SLEEP STUDY MACHINE OR EQUIVALENT)
14524 | 4227151522600 | NASAL CANNULA WITH LUER-LOCK PEDIATRIC (COMPATIBLE WITH NOX A1 OR EQUIVALENT)
14525 | 4227151522700 | THERMISTOR AIRFLOW FOR PEDIATRIC 1 CHANNEL FOR SLEEP STUDY MACHINE (COMPATIBLE WITH NOX A1 SLEEP STUDY MACHINE OR EQUIVALENT)
14526 | 4227151522800 | THERMISTOR AIRFLOW FOR ADULT 1 CHANNEL FOR SLEEP STUDY MACHINE (COMPATIBLE WITH NOX A1 SLEEP STUDY MACHINE OR EQUIVALENT)
14527 | 4227151522900 | RIP TECHNOLOGY BELT SIZE PEDIATRIC (COMPATIBLE WITH NOX A1 SLEEP STUDY MACHINE OR EQUIVALENT) DISPOSABLE
14528 | 4227151523000 | RIP BELTS ADULT SMALL SIZE (COMPATIBLE WITH NOX A1 SLEEP STUDY MACHINE OR EQUIVALENT) DISPOSABLE
14529 | 4227151523100 | RIP TECHNOLOGY BELTS ADULT MEDIUM SIZE (COMPATIBLE WITH NOX A1 SLEEP STUDY MACHINE OR EQUIVALENT) DISPOSABLE
14530 | 4227151523200 | RIP TECHNOLOGY BELTS ADULT LARGE SIZE DISPOSABLE (COMPATIBLE WITH NOX A1 SLEEP STUDY MACHINE OR EQUIVALENT)
14531 | 4227151523300 | RIP TECHNOLOGY BELTS ADULT EXTRA LARGE SIZE (COMPATIBLE WITH NOX A1 SLEEP STUDY MACHINE OR EQUIVALENT) DISPOSABLE
14532 | 4227151523400 | PROBE SOFT NONIN SMALL SIZE (COMPATIBLE WITH NOX A1 SLEEP STUDY MACHINE OR EQUIVALENT) REUSABLE
14533 | 4227151523500 | PROBE SOFT NONIN MEDIUM SIZE (COMPATIBLE WITH NOX A1 SLEEP STUDY MACHINE OR EQUIVALENT) REUSABLE
14534 | 4227151523600 | PROBE SOFT NONIN LARGE SIZE (COMPATIBLE WITH NOX A1 SLEEP STUDY MACHINE OR EQUIVALENT) REUSABLE
14535 | 4227151523700 | RESPIRATORY EFFORT BELTS CONNECTOR (COMPATIBLE WITH NOX A1 SLEEP STUDY MACHINE OR EQUIVALENT)
14536 | 4227151523800 | EEG 5 LEAD GOLD ELECTRODE CABLE (COMPATIBLE WITH NOX A1 SLEEP STUDY MACHINE OR EQUIVALENT) REUSABLE
14537 | 4227151523900 | EEG HEAD CABLE ADULT 90CM (COMPATIBLE WITH NOX A1 SLEEP STUDY MACHINE OR EQUIVALENT) REUSABLE
14538 | 4227151524000 | EEG HEAD CABLE PEDIATRIC 70CM (COMPATIBLE WITH NOX A1 SLEEP STUDY MACHINE OR EQUIVALENT) REUSABLE
14539 | 4227151524100 | FILTER TUBE CONNECTOR FOR CANNULA AND MASK TUBING (COMPATIBLE WITH NOX A1 SLEEP STUDY MACHINE OR EQUIVALENT) DISPOSABLE
14540 | 4227151524200 | RESPIRATORY EFFORT BELTS CONNECTOR (COMPATIBLE WITH NOX T3S SLEEP STUDY MACHINE OR EQUIVALENT) REUSABLE
14541 | 4227151524300 | FLOW METER SINGLE OUTPUT OXYGEN MEDICAL GAS REGULAR FLOW RANGE FROM 1-15 LPM REMOVABLE NIPPLE COLOR CODED WITH GREEN OR WHITE LABELED WITH OXYGEN OR O2 OHMEDA/AMERICAN STANDARD
14542 | 4227151524400 | CONNECTOR ANGLED DUAL SWIVEL WITHOUT SUCTION PORT PATIENT SIDE 15MM (ID) MACHINE SIDE 15MM (OD) NON-STERILE DISPOSABLE.
14543 | 4227151524600 | OXYGEN Y-BLOCK ONE MALE QUICK CONNECT AND TWO FEMALE QUICK CONNECTS BRITISH STANDARD
14544 | 4227151524700 | OXYCAP LEVEL 0 DISPOSABLE MOUTH PIECE FOR QUALITY CONTROL MEASUREMENTS COMPATIBLE WITH VIVATMO OR EQUIVALENT
14545 | 4227151524800 | STANDARD MOUTH PIECE FOR FENO MEASUREMENTS COMPATIBLE WITH VIVATMO OR EQUIVALENT
14546 | 4227151524900 | STANDARD MOUTH PIECE WITH FILTER FOR FENO MEASUREMENTS COMPATIBLE WITH MEDISOFT-FENO+ OR EQUIVALENT
14547 | 4227151525000 | T-PIECE ADAPTOR FOR VIBRATING MESH AEROSOL DRUG DELIVERY CHAMBER FOR PEDIATRIC CIRCUIT DISPOSABLE COMPATIBLE WITH AIRICU SYSTEM OR EQUIVALENT
14548 | 4227151525100 | T-PIECE ADAPTOR FOR VIBRATING MESH AEROSOL DRUG DELIVERY CHAMBER FOR NEONATE CIRCUIT DISPOSABLE COMPATIBLE WITH AIRICU SYSTEM OR EQUIVALENT
14549 | 4227151525200 | FLOW SENSOR ADAPTOR SIZE ADULT 22 (ID) COMPATIBLE WITH AIRICU SYSTEM OR EQUIVALENT
14550 | 4227151525400 | VENTILATOR CIRCUIT DISPOSABLE OR SINGLE PATIENT USE WITHOUT PEEP 22 MM ADULT SINGLE HEATED WIRE COMPATIBLE WITH FISHER & PAYKEL 1.7 M X 22 MM HEATED INSP LIMB TEMP PROBE PORT WYE AND 61 CM X 22 MM EXP LIMB COMPATIBLE WITH LTV VENTILATORS OR EQUIVALENT
14551 | 4227151525500 | VENTILATOR CIRCUIT DISPOSABLE OR SINGLE PATIENT USE CIRCUIT WITHOUT PEEP 15 MM PEDIATRIC SINGLE HEATED WIRE FISHER & PAYKEL 1.7 M X 15 MM HEATED INSP LIMB TEMP PROBE PORT WYE AND 61 CM X 15 MM EXP LIMB WITH LTV VENTILATORS OR EQUIVALENT
14552 | 4227151525600 | VENTILATOR CIRCUIT DISPOSABLE OR SINGLE PATIENT USE CIRCUIT WITHOUT PEEP WITH ELBOW 22 MM ADULT DUAL HEATED WIRE FISHER & PAYKEL 1.7 M X 22 MM HEATED INSP LIMB TEMP PROBE PORT WYE ELBOW AND 61 CM X 22 MM HEATED EXP LIMB WITH LTV VENTILATORS OR EQUIVALENT
14553 | 4227151525700 | VENTILATOR CIRCUIT DISPOSABLE OR SINGLE PATIENT USE CIRCUIT WITHOUT PEEP WITH ELBOW 15 MM PEDIATRIC DUAL HEATED WIRE FISHER & PAYKEL 1.7 M X 15 MM HEATED INSP LIMB TEMP PROBE PORT WYE ELBOW AND 61 CM X 15 MM HEATED EXP LIMB WITH LTV VENTILATORS OR EQUIVALENT
14554 | 4227151525800 | AEROSOL CHAMBER FOR MESH NEBULIZER WITH MEDICATION CUP AND MOUTH PIECE DISPOSABLE COMPATIBLE WITH AEROGEN SYSTEM OR EQUIVALENT
14555 | 4227151525900 | RESUSCITATOR WITH HIGHER PEEP CIRCUIT 0-60 CM.H2O MANOMETER IN-LINE CONTROLLER WITH OVERRIDE BUTTON 1 0 CUSHION MASKS PACKAGED IN ZIPPERED POLYBAG.
14556 | 4227151526000 | MOUTH PIECE DISPOSABLE COMPATIBLE WITH SHCILLER SPIROMETER MODEL SP-2 OR EQUIVALENT
14557 | 4227151526200 | ELBOW ADAPTOR FOR VIBRATING MESH AEROSOL DRUG DELIVERY CHAMBER FOR AEROSOL MASK DISPOSABLE COMPATIBLE WITH AEROGEN SYSTEM OR EQUIVALENT
14558 | 4227151526300 | ELBOW ADAPTOR FOR VIBRATING MESH AEROSOL DRUG DELIVERY CHAMBER FOR AEROSOL MASK DISPOSABLE COMPATIBLE WITH AIRICU SYSTEM OR EQUIVALENT
14559 | 4227151526400 | BLOOD GAS SAMPLING FULL KIT 1ML SYRINGE LUER SLIP TIP WITH NEEDLE SIZE 25 G 1.5 CM LENGTH HEPARINIZED 25 -50 IU SAFETY NEEDLE CAP STERILE DISPOSABLE.
14560 | 4227151526500 | CANNULA OXYGEN NASAL PEDIATRIC LUER LOCK WITH CO2 SAMPLING LINE WITH LATEX FREE DISPOSABLE COMPATIBLE WITH NONIN CO2 ANALYZER OR EQUIVALENT
14561 | 4227160000000 | POSITIVE EXPIRATORY PRESSURE (PEP) THERAPY SYSTEM WITH MOUTHPIECE ADJUSTABLE EXPIRATORY RESISTANCE AT LEAST 6 LEVELS.
14562 | 4227160000200 | ARTERIAL LINE MICRO EXTENSION HIGH RESISTANCE WITH RED COLOR LENGTH 150MM-200MM
14563 | 4227160000300 | BLOOD FILTER SPIKE ADAPTOR NEEDLE FREE STERILE ONE WAY VALVE
14564 | 4227160000500 | BLANKET AIR WARMING PEDIATRIC LONG
14565 | 4227160000600 | BLANKET AIR WARMING ADULT LOWER BODY
14566 | 4227160000700 | BLANKET AIR WARMING ADULT FULL BODY
14567 | 4227160000800 | BLANKET AIR WARMING ADULT UNDER BODY
14568 | 4227160000900 | BLANKET AIR WARMING ADULT UPPER BODY
14569 | 4227160001000 | ADULT WIRE -GUIDED END-BRONCHIAL BLOCKER SET WITH SPHERICAL BALLOON STERILE SIZE 6.0 FR
14570 | 4227160001100 | END-BRONCHIAL BLOCKER SET WITH SPHERICAL BALLOON HIGH VOLUME BALLOON LOW PRESSURE DISTANCE MARKING WITH ABILITY TO DO SUCTION ADAPTER ADJUSTABLE GUIDE LOOP FOR BRONCHOSCOPE STERILE SIZE 7.0 FR LENGTH 65 CM
14571 | 4227160001200 | ADULT WIRE -GUIDED END-BRONCHIAL BLOCKER SET WITH SPHERICAL BALLOON STERILE SIZE 8.0 FR
14572 | 4227160001300 | END-BRONCHIAL BLOCKER SET WITH SPHERICAL BALLOON HIGH VOLUME BALLOON LOW PRESSURE DISTANCE MARKING WITH ABILITY TO DO SUCTION ADAPTER ADJUSTABLE GUIDE LOOP FOR BRONCHOSCOPE STERILE SIZE 9.0 FR LENGTH 78 CM
14573 | 4227160001400 | END-BRONCHIAL BLOCKER SET WITH SPHERICAL BALLOON HIGH VOLUME BALLOON LOW PRESSURE DISTANCE MARKING WITH ABILITY TO DO SUCTION ADAPTER ADJUSTABLE GUIDE LOOP FOR BRONCHOSCOPE STERILE SIZE 5.0 FR 65 CM
14574 | 4227160001500 | END-BRONCHIAL BLOCKER SET WITH SPHERICAL BALLOON HIGH VOLUME BALLOON LOW PRESSURE DISTANCE MARKING WITH ABILITY TO DO SUCTION ADAPTER ADJUSTABLE GUIDE LOOP FOR BRONCHOSCOPE STERILE SIZE 5.0 FR 50CM
14575 | 4227160001600 | RESUSCITATION KIT BAG ADULT PATIENT VALVE WITH OXYGEN TUBING WITH RESERVOIR BAG 2.5 L DISPOSABLE (SHOULD BE COMPLETE KIT PEEP VALVE RESERVOIR BAG OXYGEN TUBING MASK SIZE 5) ALL KIT SECURED IN A TRANSPARENT HANGABLE BAG.
14576 | 4227160001700 | RESUSCITATION KIT BAG PEDIATRIC PATIENT VALVE WITH OXYGEN TUBING WITH RESERVOIR BAG 1.0 L DISPOSABLE (SHOULD BE COMPATIBLE KIT PEEP VALVE RESERVOIR BAG OXYGEN TUBING MASK SIZE 1 AND 2) AND PRESSURE GAUGE MANOMETER RELEASE VALVE SET AT 40 CM.H2O ALL KIT SECURED IN A TRANSPARENT HANGABLE BAG.
14577 | 4227160001800 | RESUSCITATION KIT BAG INFANT PATIENT VALVE WITH OXYGEN TUBING WITH RESERVOIR BAG 0.5 L DISPOSABLE (SHOULD BE COMPLETE KIT PEEP VALVE RESERVOIR BAG OXYGEN TUBING MASK SIZE 0) AND PRESSURE GAUGE MANOMETER RELEASE VALVE SET AT 40 CM.H2O ALL KIT SECURED IN A TRANSPARENT HANGABLE BAG.
14578 | 4227160001900 | AIRWAY ORAL PHARYNGEAL GUEDEL PLASTIC DISPOSABLE LENGTH PRINTED PERMANENTLY 100MM DISTAL END CURVE WITH ATRAUMATIC EDGE COLOR CODED
14579 | 4227160002000 | AIRWAY PHARYNGEAL BERMAN FIBER OPTIC DISPOSABLE 8.0CM
14580 | 4227160002100 | AIRWAY PHARYNGEAL BERMAN FIBER OPTIC DISPOSABLE 9.0CM
14581 | 4227160002200 | AIRWAY PHARYNGEAL BERMAN FIBER OPTIC DISPOSABLE 12.0CM
14582 | 4227160002300 | BREATHING SYSTEM INFANT T-PIECE 1.7M TO 1.8M LENGTH WITH 0.5L OPEN TAIL BAG ONE (1) ITEM/PC = ONE (1) SET
14583 | 4227160002400 | BREATHING SYSTEM BASIC ADULT T-PIECE 1.5M TO 1.7M LENGTH WITH BAG 2L ONE (1) ITEM/PC = ONE (1) SET
14584 | 4227160002500 | BREATHING SYSTEM BASIC ADULT T-PIECE 2.8 M TO 3.0M LENGTH WITH BAG 2L ONE (1) ITEM/PC = ONE (1) SET
14585 | 4227160002600 | FILTER MECHANICAL VIRAL/BACTERIAL FOR VENTILATOR 22 MM ID / 15 MM ID/ 22 MM OD ADULT STERILE DISPOSABLE
14586 | 4227160002700 | FILTER BACTERIAL/VIRAL HIGH FILTRATION EFFICIENCY 99.999% MECHANICAL MACHINE SIDE 22MM (ID) 15MM (OD) PATIENT SIDE 15MM (ID) 22MM (OD) STRAIGHT WITHOUT CO2 PORT PEDIATRIC DISPOSABLE.
14587 | 4227160002800 | FILTER EXHALATION WITH VIAL DRAINAGE ADULT PEDIATRIC DISPOSABLE SHOULD BE COMPATIBLE WITH 980 VENTILATOR OR EQUIVALENT ONE (1) EACH = ONE (1) SET
14588 | 4227160002900 | FILTER EXHALATION WITH VIAL DRAINAGE NEONATE DISPOSABLE COMPATIBLE WITH PB980 OR EQUIVALENT
14589 | 4227160003000 | MINI FILTER HME SIZE INFANT DISPOSABLE STERILE MACHINE SIDE 15MM (OD) PATIENT SIDE 15MM (ID).
14590 | 4227160003100 | FILTER HME AND (BACTERIAL/VIRAL) HIGH FILTRATION EFFICIENCY 99.999% MECHANICAL MACHINE SIDE 22MM (ID) 15MM (OD) PATIENT SIDE 15MM (ID) 22MM (OD) STRAIGHT WITH CO2 PORT ADULT DISPOSABLE.
14591 | 4227160003200 | FILTER HME AND (BACTERIAL/VIRAL) HIGH FILTRATION EFFICIENCY 99.999% MECHANICAL MACHINE SIDE 22MM (ID) 15MM (OD) PATIENT SIDE 15MM (ID) 22MM (OD) STRAIGHT WITH CO2 PORT PEDIATRIC DISPOSABLE.
14592 | 4227160003300 | FILTER HME AND (BACTERIAL/VIRAL) HIGH FILTRATION EFFICIENCY 99.999% MECHANICAL MACHINE SIDE 15MM (OD) PATIENT SIDE 15MM (ID) STRAIGHT WITH CO2 PORT NEONATE DISPOSABLE.
14593 | 4227160003400 | FILTER FOR SODA LIME DISPOSABLE COMPATIBLE WITH DRAEGER ANESTHESIA MACHINE OR EQUIVALENT
14594 | 4227160003500 | CO2 SAMPLING LINE SINGLE USE LENGTH 2.3 M- 2.6 M
14595 | 4227160003600 | WATER TRAPS FOR USE WITH ANESTHESIA MACHINE FOR SAMPLING LINE SHOULD BE COMPATIBLE WITH DRAEGER MACHINE OR EQUIVALENT
14596 | 4227160003800 | HUMIDIFYING CHAMBER FOR VENTILATOR AUTO-FILL DISPOSABLE NON STERILE SHOULD BE COMPATIBLE WITH FISHER PAYKEL MR850 OR EQUIVALENT
14597 | 4227160004000 | ADULT VOLUMETRIC EXERCISER 4000-5000 ML VOLUME MEASUREMENT ADVANCED LOW-WORK-OF-BREATHING FILTER INDICATOR FOR VISUALIZATION OF DAILY IMPROVEMENT MOUTH PIECE WITH 6 INCH EXTENDABLE TUBE SINGLE-PATIENT USE PATIENT LABEL.
14598 | 4227160004100 | PEDIATRIC VOLUMETRIC EXERCISER 2500ML VOLUME MEASUREMENT ADVANCED LOW-WORK-OF-BREATHING FILTER WITH INDICATOR FOR VISUALIZATION OF DAILY IMPROVEMENT MOUTH PIECE WITH 6 INCH EXTENDABLE TUBE SINGLE-PATIENT USE PATIENT LABEL.
14599 | 4227160004200 | FILTER BLOOD TRANSFUSION 40-60 MICRON LOW RESIDUAL VOLUME 20 ML RAPID FLOW RATE COMPATIBLE WITH MULTIPLE BLOOD COMPONENTS STERILE
14600 | 4227160004400 | PRE-FILLED DISTILLED WATER 300ML TO 350 ML BUBBLE HUMIDIFIER WITH PRESSURE RELIEF VALVE O2 OUTLET ADAPTER DISPOSABLE
14601 | 4227160004500 | PRE-FILLED DISTILLED WATER 500ML TO 550 ML BUBBLE HUMIDIFIER WITH PRESSURE RELIEF VALVE O2 OUTLET ADAPTER DISPOSABLE
14602 | 4227160004600 | LARGE VOLUME NEBULIZER PREFILLED AT LEAST 1000 ML TO 1100ML STERILE WATER WITH ADJUSTABLE OXYGEN RANGE 28 - 98 % FLOWMETER ADAPTER.
14603 | 4227160004700 | LARGE VOLUME NEBULIZER REFILLABLE WITH ADJUSTABLE O2 OXYGEN RANGE 28 %-98 % VOLUME 500 ML.
14604 | 4227160004800 | HIGH FLOW NASAL CANNULA SIZES (PREMATURE) WITH CONNECTING ADAPTER COMPATIBLE WITH AIRVO2 MACHINE OR EQUIVALENT
14605 | 4227160004900 | HIGH FLOW NASAL CANNULA SIZES (NEONATAL) WITH CONNECTING ADAPTER COMPATIBLE WITH AIRVO2 MACHINE OR EQUIVALENT
14606 | 4227160005000 | HIGH FLOW NASAL CANNULA SIZES (INFANT) WITH CONNECTING ADAPTER COMPATIBLE WITH AIRVO2 MACHINE OR EQUIVALENT
14607 | 4227160005100 | HIGH FLOW NASAL CANNULA SIZES (PEDIATRIC) WITH CONNECTING ADAPTER COMPATIBLE WITH AIRVO2 MACHINE OR EQUIVALENT
14608 | 4227160005200 | HIGH FLOW NASAL CANNULA SIZES (ADULT SMALL) WITH CONNECTING ADAPTER COMPATIBLE WITH AIRVO2 MACHINE OR EQUIVALENT
14609 | 4227160005300 | HIGH FLOW NASAL CANNULA SIZES (ADULT MEDIUM) WITH CONNECTING ADAPTER COMPATIBLE WITH AIRVO2 MACHINE OR EQUIVALENT
14610 | 4227160005500 | CONNECTOR ANGLED SWIVEL WITH SILICON CAP BRONCHOSCOPE FIBEROPTIC PORT WITH CAP 15MM (ID) AND 15 (OD) STERILE DISPOSABLE.
14611 | 4227160005600 | CATHETER MOUNT EXTENDABLE 15 CM 22 OD /15 ID SWIVEL ELBOW WITH DOUBLE FLIP CAP AND SEAL DISPOSABLE
14612 | 4227160005700 | TUBING CONNECTING MADE OF PVC SIZE 3MM (ID) ROLL LENGTH 30 M WITH BUBBLE EVERY APPROXIMATELY 90 CM INCREMENT.
14613 | 4227160005900 | EXPIRATORY VALVE SET FOR VENTILATOR MACHINE DISPOSABLE COMPATIBLE WITH HAMILTON G5/S1 OR EQUIVALENT
14614 | 4227160006100 | NIPPLE OXYGEN ADAPTER PLASTIC FOR FLOWMETER THREADED FEMALE GREEN OR WHITE.
14615 | 4227160006200 | NIPPLE AIR ADAPTER PLASTIC FOR FLOWMETER THREADED FEMALE BLACK.
14616 | 4227160006300 | MOUTHPIECE PLASTIC DISPOSABLE FOR PULMONARY FUNCTION TEST COMPATIBLE WITH VYAIRE-JAEGER OR EQUIVALENT
14617 | 4227160006400 | BUBBLE HUMIDIFIER REFILLABLE WITH LOW AND MAX LEVEL INDICATOR FOR NASAL CANNULA WITH PRESSURE RELIEF VALVE DISPOSABLE.
14618 | 4227160006500 | VALVE PEEP 0 -10 CM.H2O COMPLETE WITH STANDARD 22MM (ID) CONNECTOR REUSABLE
14619 | 4227160006600 | VALVE PEEP 0-20 CM.H2O COMPLETE WITH STANDARD 22MM (ID) CONNECTOR DISPOSABLE
14620 | 4227160006800 | PERCUSSOR MANUAL 45MM DIAMETER PEDIATRIC DISPOSABLE
14621 | 4227160006900 | PERCUSSOR MANUAL 60MM DIAMETER MEDIUM DISPOSABLE
14622 | 4227160007000 | PERCUSSOR MANUAL 30MM DIAMETER NEONATAL DISPOSABLE
14623 | 4227160007100 | PERCUSSOR MANUAL 90 MM DIAMETER ADULT DISPOSABLE
14624 | 4227160007200 | SODA LIME CANISTER COLOR WHITE TO VIOLET DISPOSABLE (SHOULD BE COMPATIBLE WITH DRAEGER MACHINE OR EQUIVALENT)
14625 | 4227160007400 | END-TIDAL CARBON DIOXIDE ADAPTER FOR CONTINUOUS CO2 WITH HIGH ACCURACY DISPOSABLE NON STERILE FOR ADULT & PEDIATRIC COMPATIBLE WITH MASIMO SYSTEM OR EQUIVALENT
14626 | 4227160007500 | END-TIDAL CARBON DIOXIDE ADAPTER FOR CONTINUOUS CO2 WITH HIGH ACCURACY DISPOSABLE NON STERILE FOR NEONATE COMPATIBLE WITH DRAEGER MAIN-STREAM OR EQUIVALENT
14627 | 4227160007600 | ADULT NITRIC OXIDE DELIVERY AND SAMPLING COMPLETED KIT SHOULD BE COMPATIBLE WITH NOXBOX FOR VENTILATOR OR EQUIVALENT
14628 | 4227160007700 | PEDIATRIC NITRIC OXIDE DELIVERY AND SAMPLING COMPLETED KIT SHOULD BE COMPATIBLE WITH NOX-TEC FOR VENTILATOR OR EQUIVALENT
14629 | 4227160007800 | NEONATE NITRIC OXIDE DELIVERY AND SAMPLING COMPLETED KIT SHOULD BE COMPATIBLE WITH NOXBOX FOR VENTILATOR OR EQUIVALENT
14630 | 4227160007900 | THERMAL PAPER ROLL COMPATIBLE WITH PRINTER NOX SYSTEM OR EQUIVALENT
14631 | 4227160008000 | FILTER NITRIC OXIDE SCAVENGING FILTER FOR THE USE WITH NITRIC OXIDE DELIVERY SYSTEM UNIVERSAL COMPATIBILITY
14632 | 4227160008100 | I.V SET FOR INFUSION PUMP WITH TWO INJECTION PORT NEEDLE FREE LENGTH NOT LESS THAN 2M ROLLER CLAMP SHOULD BE COMPATIBLE WITH BD DEVICE OR EQUIVALENT
14633 | 4227160008200 | SET FOR PCA PUMP (SHOULD BE COMPATIBLE WITH BD SYSTEM OR EQUIVALENT )
14634 | 4227160008300 | SET FOR EPIDURAL PUMP COLOR CODED WITHOUT INJECTION PORT SHOULD BE COMPATIBLE WITH BD SYSTEM OR EQUIVALENT
14635 | 4227160008500 | NEEDLE CHIBA FOR BIOPSY AND PERCUTANEOUS ACCESS ECHO TIP 21 G 10 CM LONG ACCEPTS 0.018INCH WIRE DISPOSABLE STERILE
14636 | 4227160008600 | NEONATAL - ECG ELECTRODE WITH O WIRE COLOR CODED WITH MALE CONNECTOR (SHOULD BE COMPATIBLE WITH EACH HOSPITAL STANDARD MACHINE OR EQUIVALENT )
14637 | 4227160008700 | PROBE TEMPERATURE ORAL/ NASAL 09 FR (EACH CENTER SHOULD BE COMPATIBLE WITH THEIR MACHINE)
14638 | 4227160008800 | SENSOR CEREBRAL OXIMETRY NON INVASIVE FOR PEDIATRIC SHOULD BE COMPATIBLE WITH INVOS 5100 DEVICE OR EQUIVALENT
14639 | 4227160008900 | SENSOR MEASURING THE CONSCIOUSNESS LEVEL FOR ADULT DISPOSABLE COMPATIBLE WITH BIS SYSTEM OR EQUIVALENT
14640 | 4227160009000 | SENSOR MEASURING THE CONSCIOUSNESS LEVEL FOR PEDIATRIC DISPOSABLE COMPATIBLE WITH BIS SYSTEM OR EQUIVALENT
14641 | 4227160009100 | LEADS ECG DUAL PIN GRABBER SET OF 3 REUSABLE 1.0M COMPATIBLE WITH DRAGER MACHINE OR EQUIVALENT
14642 | 4227160009200 | PAD DEFIBRILLATOR PRE -GELLED 4.54.5 INCH
14643 | 4227160009300 | LEADS ELECTROCARDIOGRAM (ECG) DUAL PIN GRABBER SET OF 3 LENGTH 1.0M COMPATIBLE WITH DRAEGER MACHINE OR EQUIVALENT REUSABLE
14644 | 4227160009400 | "PAPER CHART ECG FOR HP 43100 AND 78600 DEFIBRILLATOR SIZE APPROX. 50 MM X 30 M"
14645 | 4227160009500 | PRESSURE MONITORING KIT SINGLE FOR TRANSDUCER WITH MICRO DRIP CHAMBER FLUSH DEVICE EXTENSION FOR PRESSURE TUBING (110 CM) AND 3 WAY STOPCOCK NON COMPLIANT COLOR CODED (SHOULD BE COMPATIBLE WITH EDWARD SYSTEM OR EQUIVALENT )
14646 | 4227160009600 | PRESSURE MONITORING KIT TRIPLE FOR TRANSDUCER WITH MICRO DRIP CHAMBER FLUSH DEVICE EXTENSION FOR PRESSURE TUBING (110 CM) AND 3 WAY STOPCOCK NON COMPLIANT COLOR CODED(SHOULD BE COMPATIBLE WITH EDWARD SYSTEM OR EQUIVALENT )
14647 | 4227160009700 | CATHETER CENTRAL VENOUS COMPLETE SET CONTAINS: - TRIPLE LUMEN CATHETER 5.5FR X 5CM GUIDE WIRE(UNKINKABLE)SOFT TIP AND END J-TIP LUER LOCK SYRINGE 5ML INTRODUCER NEEDLE 21G TWO TISSUE DILATOR 6 FR NOT LESS THAN 7CM DISPOSABLE STERILE ONE (1) KIT = ONE (1) SET
14648 | 4227160009800 | CATHETER CENTRAL VENOUS COMPLETE SET RADIOPAQUE CONTAINS: -DOUBLE LUMEN PUR CATHETER. - GUIDE WIRE (UNKINKABLE) - NON LUER LOCK SYRINGE 5 ML - INTRODUCER NEEDLE SHORT BEVEL. - INTRODUCER CANNULA. - DILATOR. - SECONDARY FIXATION DEVICE. -SLIDING CLAMPS SIZE: 5.5 FR LENGTH 8 CM PEEL PACK DISPOSABLE STERILE
14649 | 4227160009900 | CATHETER CENTRAL VENOUS COMPLETE SET RADIOPAQUE CONTAINS: - DOUBLE LUMEN PUR CATHETER GUIDE WIRE(UNKINKABLE) NON LUER LOCK SYRINGE 5 ML INTRODUCER NEEDLE SHORT BEVEL INTRODUCER CANNULA DILATOR SECONDARY FIXATION DEVICE SLIDING CLAMPS SCALP BLADE SIZE: 7 FR LENGTH 15-18 CM PEEL PACK DISPOSABLE STERILE
14650 | 4227160010000 | CATHETER CENTRAL VENOUS COMPLETE SET RADIOPAQUE CONTAINS: - TRIPLE LUMEN PUR CATHETER. - GUIDE WIRE(UNKINKABLE) - NON LUER LOCK SY RANGE 5 ML. - INTRODUCER NEEDLE SHORT BEVEL. - INTRODUCER CANNULA. - DILATOR. - SECONDARY FIXATION DEVICE. -SLIDING CLAMPS. - SCALP BLADE. SIZE: 5 FR LENGTH 10-13 CM PEEL PACK DISPOSABLE STERILE
14651 | 4227160010100 | CATHETER CENTRAL VENOUS COMPLETE SET RADIOPAQUE CONTAINS: - DOUBLE LUMEN PUR CATHETER. - GUIDE WIRE(UNKINKABLE) - NON LUER LOCK SYRINGE5 ML - INTRODUCER NEEDLE SHORT BEVEL. - INTRODUCER CANNULA. - DILATOR. - SECONDARY FIXATION DEVICE. -SLIDING CLAMPS. - SCALP BLADE. SIZE: 5 FR LENGTH 10-13 CM PEEL PACK DISPOSABLE STERILE
14652 | 4227160010200 | CATHETER CENTRAL VENOUS COMPLETE SET RADIOPAQUE CONTAINS: - DOUBLE LUMEN PUR CATHETER. - GUIDE WIRE(UNKINKABLE) - NON LUER LOCK SYRINGE5 ML. - INTRODUCER NEEDLE SHORT BEVEL. - INTRODUCER CANNULA. - DILATOR. - SECONDARY FIXATION DEVICE. -SLIDING CLAMPS. - SCALP BLADE SIZE: 5 FR LENGTH 8 CM PEEL PACK DISPOSABLE STERILE
14653 | 4227160010300 | CATHETER CENTRAL VENOUS COMPLETE SET RADIOPAQUE CONTAINS: - TRIPLE LUMEN PUR CATHETER. - GUIDE WIRE(UNKINKABLE) - NON LUER LOCK SYRINGE5 ML - INTRODUCER NEEDLE SHORT BEVEL. - INTRODUCER CANNULA. - DILATOR. - SECONDARY FIXATION DEVICE. -SLIDING CLAMPS. - SCALP B LADE. - SIZE: 7 FR LENGTH 20 CM PEEL PACK DISPOSABLE STERILE
14654 | 4227160010400 | CATHETER CENTRAL VENOUS COMPLETE SET RADIOPAQUE CONTAINS: - TRIPLE LUMEN PUR CATHETER. - GUIDE WIRE(UNKINKABLE) - NON LUER LOCK SY RANGE 5 ML - INTRODUCER NEEDLE SHORT BEVEL. - INTRODUCER CANNULA. - DILATOR. - SECONDARY FIXATION DEVICE. -SLIDING CLAMPS. - SCALP B LADE. - SIZE: 7 FR LENGTH 30 CM PEEL PACK DISPOSABLE STERILE
14655 | 4227160010500 | CATHETER CENTRAL VENOUS COMPLETE SET RADIOPAQUE CONTAINS: - TRIPLE LUMEN PUR CATHETER. - GUIDE WIRE(UNKINKABLE) - NON LUER LOCK SYRINGE 5 ML - INTRODUCER NEEDLE SHORT BEVEL. - INTRODUCER CANNULA. - DILATOR. - SECONDARY FIXATION DEVICE. -SLIDING CLAMPS. - SCALP BLADE. - SIZE: 8.5 FR LENGTH 20 CM PEEL PACK DISPOSABLE STERILE
14656 | 4227160010600 | CATHETER CENTRAL VENOUS COMPLETE KIT CONTAINS: DOUBLE LUMEN CATHETER 4 FR X 5CM - GUIDE WIRE (UNKINKABLE) NOT LESS THAN 40CM WITH SOFT TIP AND END J- TIP EXTENSION LINE CLAMPS FENESTRATED DRAPE ADHESIVE NOT LESS THAN 4060 CM WITH 7-10CM FENESTRATION- CATHETER CONTAIN CLAMP- SCALPEL NUMBER 11 NOT LESS THAN FOUR GAUZE 4X4" NOT LESS THAN TWO 2X2" SUTURE BRAIDED SILK WITH STRAIGHT NEEDLE TISSUE DILATOR INJECTION NEEDLE 25G SYRINGE 3ML LUER LOCK SYRINGE 5ML LUER SLIP INTRODUCER NEEDLE 21 GA CATHETER 22 GA X NOT LESS THAN 4.0CM RADIOPAQUE WITH INTRODUCER NEEDLE WITH 5 ML LUER-SLIP SYRINGE DISPOSABLE STERILE
14657 | 4227160010700 | CATHETER CENTRAL VENOUS COMPLETE KIT CONTAINS: DOUBLE LUMEN CATHETER 4 FR X 8CM - GUIDE WIRE (UNKINKABLE) NOT LESS THAN 40CM WITH SOFT TIP AND END J- TIP EXTENSION LINE CLAMPS FENESTRATED DRAPE ADHESIVE NOT LESS THAN 4060 CM WITH 7-10CM FENESTRATION- CATHETER CONTAIN CLAMP- SCALPEL NUMBER 11 NOT LESS THAN FOUR GAUZE 4X4 NOT LESS THAN TWO 2X2 SUTURE BRAIDED SILK WITH STRAIGHT NEEDLE TISSUE DILATOR INJECTION NEEDLE 25G SYRINGE 3ML LUER LOCK SYRINGE 5ML LUER SLIP INTRODUCER NEEDLE 21 GA CATHETER 22 GA X NOT LESS THAN 4.0CM RADIOPAQUE WITH INTRODUCER NEEDLE WITH 5 ML LUER-SLIP SYRINGE DISPOSABLE STERILE ONE (1) SET = ONE (1) KIT
14658 | 4227160010800 | CATHETER CENTRAL VENOUS COMPLETE SET RADIOPAQUE CONTAINS: - TRIPLE LUMEN PUR CATHETER. - GUIDE WIRE(UNKINKABLE) - NON LUER LOCK SYRINGE5 ML - INTRODUCER NEEDLE SHORT BEVEL. - INTRODUCER CANNULA. - DILATOR. - SECONDARY FIXATION DEVICE. -SLIDING CLAMPS. - SCALP BLADE. - SIZE: 5.5 FR LENGTH 8 CM PEEL PACK DISPOSABLE STERILE
14659 | 4227160010900 | CATHETER CENTRAL VENOUS COMPLETE SET RADIOPAQUE CONTAINS: - DOUBLE LUMEN PUR CATHETER. - GUIDE WIRE(UNKINKABLE) - NON LUER LOCK SY RANGE 5 ML - INTRODUCER NEEDLE SHORT BEVEL. - INTRODUCER CANNULA. - DILATOR. - SECONDARY FIXATION DEVICE. -SLIDING CLAMPS. - SCALP BLADE. - SIZE: 5.5 FR LENGTH 13 CM PEEL PACK DISPOSABLE STERILE
14660 | 4227160011000 | CATHETER CENTRAL VENOUS COMPLETE SET RADIOPAQUE CONTAINS: - TRIPLE LUMEN PUR CATHETER. - GUIDE WIRE(UNKINKABLE) - NON LUER LOCK SYRINGE5 ML - INTRODUCER NEEDLE SHORT BEVEL. - INTRODUCER CANNULA. - DILATOR. - SECONDARY FIXATION DEVICE. -SLIDING CLAMPS. - SCALP BLADE. - SIZE: 5.5 FR LENGTH 13 CM PEEL PACK DISPOSABLE STERILE
14661 | 4227160011100 | CATHETER CENTRAL VENOUS COMPLETE SET RADIOPAQUE CONTAINS: TRIPLE LUMEN PUR CATHETER. GUIDE WIRE (UNKINKABLE) NON LUER LOCK SYRINGE 5 ML INTRODUCER NEEDLE SHORT BEVEL INTRODUCER CANNULA DILATOR SECONDARY FIXATION DEVICE SLIDING CLAMPS SCALP B LADE SIZE: 3 FR LENGTH 5 CM PEEL PACK DISPOSABLE STERILE
14662 | 4227160011200 | CATHETER PULMONARY ARTERY (SWAN GANZ) BALLOON TIPPED FLOATING FOUR OR FIVE LUMEN WITH THERMO DILUTION CARDIAC OUTPUT THERMISTOR LENGTH 110 CM DISPOSABLE LATEX FREE STERILE SIZE 7.0FR
14663 | 4227160011300 | PERCUTANEOUS SHEATH INTRODUCER SET WITH NEEDLE GUIDEWIRE GAUZE AND DRAPE WITH DISINFECTED (FOR SWAN GANZ) LENGTH 11CM DISPOSABLE STERILE SIZE 6.0FR
14664 | 4227160011400 | CATHETER ARTERIAL SIZE 22 GX 7-8 CM GUIDEWIRE INTRODUCER NEEDLE STERILE
14665 | 4227160011500 | CATHETER ARTERIAL SIZE 18GX10CM GUIDEWIRE INTRODUCER NEEDLE STERILE
14666 | 4227160011600 | CATHETER ARTERIAL SIZE 20G X 8CM GUIDEWIRE INTRODUCER NEEDLE STERILE
14667 | 4227160011700 | CATHETER ARTERIAL POLYETHYLENE INDWELLING CATHETER 20G 5CM LONG LATEX-FREE PVC-FREE DEHP-FREE WITH WINGED RED HUB FOR SECURE FIXATION AND EASY IDENTIFICATION WITH 7 CM INTEGRATED EXTENSION LINE AND REMOVABLE SLIDE CLAMP 35CM X 0.50-0.55MM SPRING-WIRE GUIDE WITH EXIT MARKING AND SOFT TIP ENDS FOR PLACEMENT USING SELDINGER TECHNIQUE INTRODUCER 20 G NEEDLE (1MM X 4 CM) RADIAL DISPOSABLE STERILE
14668 | 4227160011800 | CATHETER ARTERIAL POLYETHYLENE INDWELLING CATHETER 22G 5CM LONG LATEX-FREE PVC-FREE DEHP-FREE WITH WINGED RED HUB FOR SECURE FIXATION AND EASY IDENTIFICATION WITH 7 CM INTEGRATED EXTENSION LINE AND REMOVABLE SLIDE CLAMP 35CM X 0.50-0.55MM SPRING-WIRE GUIDE WITH EXIT MARKING AND SOFT TIP ENDS FOR PLACEMENT USING SELDINGER TECHNIQUE INTRODUCER 22 G NEEDLE (1MM X 4 CM) RADIAL DISPOSABLE STERILE
14669 | 4227160011900 | RADIAL ARTERY CATHETERIZATION SET SIZE 20G X 4.45 CM RADIOPAQUE POLYURETHANE OVER 22 G TWO INTRODUCER NEEDLE WITH INTEGROL(0.46M M)DIA SPRING-WIRE GUIDE WING CLIP SUTURE ADULT ONE (1) ITEM/PC = ONE (1) SET
14670 | 4227160012000 | RADIAL ARTERY CATHETERIZATION SET SIZE 22G X 3.49 CM RADIOPAQUE OVER 23 G TWO INTRODUCER NEEDLE SPRING-WIRE/TUBE ASSEMBLY (0.38 MM) DIA.(12.4 CM) PEDIATRIC ONE (1) ITEM/PC = ONE (1) SET
14671 | 4227160012300 | LEADER CATHETER INTRAVASCULAR SUBCLAVIAN 14G X 18 CM SINGLE LUMEN
14672 | 4227160012500 | LEADER CATHETER INTRAVASCULAR SUBCLAVIAN 18G X 18 CM SINGLE LUMEN
14673 | 4227160012600 | LEADER CATHETER INTRAVASCULAR SUBCLAVIAN 18G X 25 CM SINGLE LUMEN
14674 | 4227160012700 | IV CANNULA WITH WINGS WITH PORT LENGTH OF CATHETER 25MM COLOR CODED SIZE 22 G
14675 | 4227160012800 | IV CATHETER WITH/OUT WINGS WITH/OUT INJECTION PORT WITHOUT BLOOD CONTROL VALVE SIZE 22G X 25MM
14676 | 4227160012900 | CARDIAC CATHETER MIDLINE KIT PERIPHERALLY INSERTED SINGLE LUMEN 3.0 FR X 25CM WITH PEELABLE CANNULA
14677 | 4227160013000 | CARDIAC CATHETER MIDLINE KIT PERIPHERALLY INSERTED SINGLE LUMEN 5.0 FR X 25CM WITH PEELABLE CANNULA
14678 | 4227160013200 | CATHETER SUCTION SILICON MATERIAL SIZE 16 FR COLOR CODED STERILE PACKAGE LATEX FREE WITH CONTROL VALVE WHISTLE TIP SOFT CATHETER GRADED
14679 | 4227160013300 | PEDIATRIC ORAL SUCTION TIP (YANKAUER) COVERED WITH SUCTION CONTROL ATRAUMATIC ROUND TIP STERILE.
14680 | 4227160013400 | ADULT ORAL SUCTION TIP (YANKAUER) WITH SUCTION CONTROL ATRAUMATIC ROUND TIP
14681 | 4227160013500 | SUCTION LINER 1000ML DISPOSABLE (SHOULD BE FIT IN EACH HOSPITAL STANDARD LINER)
14682 | 4227160013600 | CLOSE SUCTION SYSTEM MINIMUM 72 HRS STERILE DISPOSABLE 12 FR GRADUATED COLOR CODED TRANSPARENT ELASTIC SHEATH MDI ADAPTER F OR ETT. ONE (1) ITEM/PC = ONE (1) SET
14683 | 4227160014000 | BLANKET AIR WARMING PEDIATRIC LOWER BODY SMALL WELL VENTED
14684 | 4227160014100 | BLANKET AIR WARMING PEDIATRIC UNDER BODY LARGE WELL VENTED
14685 | 4227160014200 | BLANKET AIR WARMING ADULT UNDER BODY SPINAL
14686 | 4227160014300 | BLANKET AIR WARMING ADULT UPPER BODY X- LARGE
14687 | 4227160014400 | BLANKET AIR WARMING FULL ACCESS UNDER BODY X-LARGE
14688 | 4227160014500 | BLANKET AIR WARMING LITHOTOMY UNDER BODY LENGTH 85-95CM WIDTH 180-190CM COMPATIBLE WITH BEAR HUGGER MACHINE
14689 | 4227160015400 | NERVE BLOCK NEEDLE ULTRASOUND COMPATIBLE RADIOPAQUE SHORT BEVEL FACET TIP TWO PORT ONE FOR INJECTION AND ONE FOR NERVE STIMULATOR CALIBRATED SHAFT 1 CM SIZE: 22G X 50MM
14690 | 4227160015500 | NERVE BLOCK NEEDLE ULTRASOUND COMPATIBLE RADIOPAQUE SHORT BEVEL FACET TIP TWO PORT ONE FOR INJECTION AND ONE FOR NERVE STIMULATOR CALIBRATED SHAFT 1 CM SIZE: 22G X 80MM
14691 | 4227160015600 | NERVE BLOCK NEEDLE ULTRASOUND COMPATIBLE RADIOPAQUE SHORT BEVEL FACET TIP TWO PORT ONE FOR INJECTION AND ONE FOR NERVE STIMULATOR CALIBRATED SHAFT 1 CM SIZE: 20G X 150MM
14692 | 4227160015900 | AIRWAY EXCHANGE CATHETER WITH QUICK FIT ADAPTERS SIZE 11 FR / 83 CM
14693 | 4227160016000 | AIRWAY EXCHANGE CATHETER WITH OXYGEN PORT AND ADAPTER 19.0 FR / 80-85CM
14694 | 4227160016100 | LARYNGOSCOPE ADULT SET BLADE AND HANDLE BLADE MACINTOSH SIZE 2 3 4 MILLER SIZE 2 3 ( MRI COMPATIBLE WITH 3 TESLA ) REUSABLE
14695 | 4227160016200 | LARYNGOSCOPE PEDIATRIC SET BLADE AND HANDLE BLADE MACINTOSH SIZE 0 1 MILLER SIZE 00 0 1 ( MRI COMPATIBLE 3 TESLA ) REUSABLE
14696 | 4227160016300 | BLADE LARYNGOSCOPE COVER COMPATIBLE WITH VERATHON OR EQUIVALENT SINGLE USE SIZE 3.0
14697 | 4227160016400 | BLADE FOR VIDEO INTUBATION COMPATIBLE WITH MCGRATH DEVICE OR EQUIVALENT SINGLE USE SIZE 3
14698 | 4227160016500 | BRONCHOSCOPE FLEXIBLE SLIM 3.8 WORKING CHANNEL 1.2MM STERILE DISPOSABLE COMPATIBLE WITH AMBU MONITOR OR EQUIVALENT
14699 | 4227160016600 | BRONCHOSCOPE FLEXIBLE REGULAR 5.0 WORKING CHANNEL 2.2 MM STERILE DISPOSABLE COMPATIBLE WITH AMBU MONITOR OR EQUIVALENT
14700 | 4227160016700 | BRONCHOSCOPE FLEXIBLE LARGE 5.8 WORKING CHANNEL 2.8 MM STERILE DISPOSABLE COMPATIBLE WITH AMBU MONITOR OR EQUIVALENT
14701 | 4227160016800 | HME PAPER FILTER FOR TRACHED PATIENTS ADULT PEDIATRIC OXYGEN AND SUCTION PORT WITH MECHANICAL CAP IN BLISTER PACK STERILE DISPOSABLE RESISTANCE 0.7 CMH2O AT GAS FLOW RATE OF 60 LPM.
14702 | 4227160016900 | VENTILATOR CIRCUIT FLEXIBLE DUAL LIMB SIZE ADULT SINGLE HEATED SIDE 1.5 M LONG WATER TRAP ON EXPIRATORY SIDE 1.8 M LONG EXTENSION TUBE 0.5 M LONG 90 DEGREE ANGLE CONNECTION WITH CAP SINGLE USE.
14703 | 4227160017000 | VENTILATOR CIRCUIT SET FLEXIBLE DUAL LIMB SIZE NEONATE SINGLE HEATED SIDE 1.1 M LONG 0.3 M LONG INCUBATOR EXTENSION TOTAL LENGTH 1.6 M WATER TRAP ON EXPIRATORY SIDE 0.9 M LONG EXTENSION TUBE 0.3 M WITH CAP SWIVEL WYE CONNECTOR SINGLE USE WITH AUTOFILL HUMIDIFIER CHAMBER UNIVERSAL FITTING ADAPTERS AND PROXIMAL PRESSURE LINE TUBE. ONE (1) EACH = ONE (1) SET
14704 | 4227160017100 | ADAPTER VENTILATION PRESSURE/LINE OUTER DIA: 22.0MM INNER DIA: 15.0MM
14705 | 4227160017200 | VENTILATOR ELBOW ADAPTER WITH METERED DOSE INHALER PORT WITH SEALING CAP SIDE WINGS DISPOSABLE 15 (ID) AND 15 (OD) DISPOSABLE
14706 | 4227160017400 | VENTILATOR CIRCUIT RIGID FOR HIGH FREQUENCY VENTILATION SIZE NEONATE DUAL LIMB WITH HEATED INSPIRATORY SIDE LENGTH 1.2 M WATER TRAP ON EXHALATION SIDE INCUBATOR EXTENSION WITHOUT PRESSURE LINE HUMIDIFIER CHAMBER DISPOSABLE FITS WITH MR850 COMPATIBLE WITH DRAGER VN SERIES OR EQUIVALENT
14707 | 4227160017600 | VENTILATOR CIRCUIT SINGLE LIMB HEATED SIZE ADULT 22MM (ID) X 72 INCH SET WITH EXHALATION VALVE AND PRESSURE LINE DISPOSABLE. ONE (1) EACH = ONE (1) SET
14708 | 4227160017700 | VENTILATOR CIRCUIT KIT SIZE PEDIATRIC 15 MM (ID) DUAL LIMB HEATED BOTH SIDES INSPIRATORY EXTENSION TUBE HUMIDIFIER CHAMBER COMPATIBLE WITH MR850 TRILOBES ELECTRICAL CONNECTOR OR EQUIVALENT DISPOSABLE. ONE (1) EACH = ONE (1) KIT
14709 | 4227160017800 | BLOOD PRESSURE ADULT CUFF SIZE L DOUBLE TUBE DISPOSABLE
14710 | 4227160017900 | SURGICAL SITE WARMER BLANKET
14711 | 4227160018100 | SPO2 SENSOR CABLE PEDIATRIC MRI COMPATIBLE 6 M LONG SHOULD BE COMPATIBLE WITH GE MACHINE OR EQUIVALENT
14712 | 4227160019100 | CABLES 5 LEADS ELECTROCARDIOGRAM (ECG) FOR PHILIPS MONITORS OR EQUIVALENT
14713 | 4227160019200 | "CONNECTOR DRAINAGE BAG CONICAL FEMALE / MALE LUER LOCK DISPOSABLE STERILE"
14714 | 4227160019300 | CONNECTOR FEMALE LUER AND END - PLUG CAP FOR DRAINAGE CATHETERS
14715 | 4227160019400 | CONNECTOR IV LUER LOCK NEEDLE FREE DISPOSABLE STERILE
14716 | 4227160019500 | PAPER CHART Z - FOLD FOR CTG - FETAL HEART RATE MONITOR 250 CX SERIES
14717 | 4227160019600 | PAPER E.C.G. RECORDING FOR DEFIBRILLATOR SIZE: 100MM X 25M
14718 | 4227160020400 | WRENCH OXYGEN CYLINDER OPENING SIZE: E
14719 | 4227160020500 | CABLE E.C.G. 11 PIN CONNECTOR FOR ADULT 5 LEAD
14720 | 4227160400200 | PEAK FLOW METER READING RANGE 60 TO 800 L/ MIN WITH MOUTH PIECE SINGLE PATIENT USE.
14721 | 4227160400600 | MASS FLOW COMPATIBLE WITH PFT MACHINE V MAX AND MASTER SCREEN OR EQUIVALENT
14722 | 4227160600000 | CALIBRATION SYRINGE 3.0 L VOLUME COMPATIBLE WITH HOSPITAL STANDARD PFT MACHINE VYAIRE-JAEGER OR EQUIVALENT
14723 | 4227161500000 | PNEUMOTACH FLOW SENSOR PT-36 COMPLETE NON HEATED COMPATIBLE WITH PFT MACHINE MASTER SCREEN OR EQUIVALENT
14724 | 4227161500100 | FLOW SENSOR FOR SCREEN PNEUMOTACH PEDIATRIC COMPATIBLE WITH PFT MACHINE
14725 | 4227161500200 | SPARE SCREEN FOR PNEUMOTACH COMPATIBLE WITH JAEGER OR EQUIVALENT
14726 | 4227161600200 | FILTER BARRIER WITH PORT SIZE 30 MM COMPATIBLE WITH PFT MACHINE JAEGER OR EQUIVALENT
14727 | 4227161600400 | FILTER BACTERIAL/VIRAL DISPOSABLE COMPATIBLE WITH JAEGER OR EQUIVALENT MASTERSCREEN PULMONARY FUNCTION TEST MACHINE
14728 | 4227161600500 | FILTER DLCO DISPOSABLE COMPATIBLE WITH PFT MACHINE EASY ONE PRO OR EQUIVALENT
14729 | 4227161900000 | DEVICE HAND-HELD EXPIRATORY/INSPIRATORY RESPIRATORY MUSCLE TRAINER WITH INDEPENDENT DIAL CONTROL. USED TO ELIMINATE ASPIRATION RISK BEFORE AND AFTER SURGERIES
14730 | 4227161900100 | EXPIRATORY MUSCLE STRENGTH TRAINER COMES WITH NOSE CLIP
14731 | 4227161900200 | ONE PIECE DEVICE HAND-HELD EXPIRATORY/INSPIRATORY RESPIRATORY MUSCLE TRAINER WITH INDEPENDENT DIAL CONTROL. USE FOR SPEECH THERAPY WITH NO EXTERNAL/CONNECTING TUBE
14732 | 4227162100200 | ADJUSTABLE VIBRATING POSITIVE EXPIRATORY PRESSURE WITH MOUTH PIECE DISPOSABLE EASILY DISASSEMBLED FOR CLEANING.
14733 | 4227162100400 | ADAPTER STRAIGHT 22M (ID) -22F (OD) WITH SAMPLE PORT LUER LOCK DISPOSABLE NON STERILE
14734 | 4227162100500 | ADAPTER STRAIGHT 15M (OD) -15F (ID) WITH ELBOW PORT DISPOSABLE NON STERILE
14735 | 4227162100600 | ADAPTER STRAIGHT 22M\15F(OD\ID) - 6.5MM(OD) DISPOSABLE NON STERILE
14736 | 4227162100700 | ADAPTER TRACHEOSTOMY T-PIECE 22 (OD) - 22 (ID)/15 (ID) DISPOSABLE
14737 | 4227162100800 | ADAPTER TRACHEOSTOMY T-PIECE 15 (OD) - 15 (ID)- 15 (ID) DISPOSABLE
14738 | 4227162100900 | ADAPTER STRAIGHT 22 (OD) - 15 (ID) INDIVIDUALLY PACKED
14739 | 4227162101000 | ADAPTER 22MM (ID) BOTH ENDS DISPOSABLE NON-STERILE
14740 | 4227162101100 | ADAPTER 15MM (ID) BOTH ENDS DISPOSABLE NON-STERILE
14741 | 4227162101300 | PRESSURE MONITORING KIT DOUBLE FOR TRANSDUCER WITH MICRO DRIP CHAMBER FLUSH DEVICE EXTENSION FOR PRESSURE TUBING (110 CM) AND 3 WAY STOPCOCK NON COMPLIANT COLOR CODED (SHOULD BE COMPATIBLE WITH EDWARD SYSTEM OR EQUIVALENT )
14742 | 4227162101500 | REUSABLE WASHING ADAPTOR TUBE (ALL CHANNEL IRRIGATOR) TO FLUSH WATER/CHEMICALS THROUGH SCOPE CHANNELS FOR SCOPE CLEANING AND DISINFECTION
14743 | 4227162200100 | JACKET SQUEEZE FOR PFT MACHINE SIZE S COMPATIBLE WITH JAEGER OR EQUIVALENT
14744 | 4227162200200 | JACKET SQUEEZE FOR PFT MACHINE SIZE XS COMPATIBLE WITH JAEGER OR EQUIVALENT
14745 | 4227162200300 | JACKET SQUEEZE FOR PFT MACHINE SIZE XXS COMPATIBLE WITH JAEGER OR EQUIVALENT
14746 | 4227164000000 | MOUTHPIECE CARDBOARD FOR PEAK FLOWMETER DISPOSABLE INDIVIDUALLY PACKED
14747 | 4227164000300 | MOUTHPIECE SILICONE FOR CHILDREN TUBE FOR PFT MACHINE SIZE 28 MM DIAMETER COMPATIBLE WITH AND CERTIFIED TO BE USED WITH VYAIRE-SENTRYSUITE OR EQUIVALENT
14748 | 4227164000400 | MOUTH PIECE BREATHING TUBE ERGONOMIC DISPOSABLE FOR INFECTION ISOLATION COMPATIBLE WITH NDD-EASYONE PRO OR EQUIVALENT
14749 | 4227164000500 | MOUTHPIECE TRANSLUCENT PLASTIC
14750 | 4227164500100 | TUBE SPIROMETRY FOR GAS SAMPLING COMPATIBLE WITH MRI MACHINE 6 M/20 FT 165 X 230 INCLUDING THE 20 MM LATCH COLOR YELLOW COMPATIBLE WITH GE HEALTHCARE DATEXOHMEDA OR EQUIVALENT MRI MACHINE
14751 | 4227164500900 | SPIROMETRY ACCESSORY KIT COMPATIBLE WITH GE OR EQUIVALENT 3M LENGTH FOR ADULT DISPOSABLES
14752 | 4227164600100 | BELT DURABELT ZRIP SIZE ADULT COMPATIBLE WITH EACH HOSPITAL STANDARD SLEEP STUDY MACHINE. COMPATIBLE WITH ALICE 6 AND 5 OR EQUIVALENT
14753 | 4227164600200 | BELT DURABELT ZRIP SIZE PEDIATRIC COMPATIBLE WITH SLEEP STUDY MACHINE ALICE 6 AND 5 OR EQUIVALENT
14754 | 4227164600400 | BELT EFFORT SENSOR COMPATIBLE WITH ALICE 6 AND 5 SLEEP STUDY MACHINE OR EQUIVALENT
14755 | 4227164600500 | BELT EFFORT ZRIP SIZE PEDIATRIC COMPATIBLE WITH EACH HOSPITAL STANDARD SLEEP STUDY MACHINE COMPATIBLE WITH ALICE 6 AND 5 OR EQUIVALENT
14756 | 4227164600600 | BELT EFFORT ZRIP SIZE L COMPATIBLE WITH ALICE 6 AND 5 SLEEP STUDY MACHINE OR EQUIVALENT
14757 | 4227164600700 | BELT WIRE SET ZRIP FOR EFFORT COMPATIBLE WITH ALICE 6 AND 5 SLEEP STUDY MACHINE OR EQUIVALENT ONE (1) EACH = ONE (1) SET
14758 | 4227164600800 | CABLE ELECTRODE GOLD CUP FOR EEG EMG AND EOG 120 INCH COMPATIBLE WITH SLEEP STUDY SIZE ALICE 6 AND 5 OR EQUIVALENT
14759 | 4227164600900 | CABLE ELECTRODE GOLD CUP FOR EEG EMG AND EOG 48 INCH COMPATIBLE WITH SLEEP STUDY SIZE ALICE 6 AND 5 OR EQUIVALENT
14760 | 4227164601000 | CABLE ELECTRODE GOLD CUP FOR EEG EMG AND EOG 72 INCH COMPATIBLE WITH SLEEP STUDY SIZE ALICE 6 AND 5 OR EQUIVALENT
14761 | 4227164601100 | CABLE ELECTRODE SNAP FOR EEG EMG AND EOG 72 INCH COMPATIBLE WITH SLEEP STUDY SIZE ALICE 6 AND 5 OR EQUIVALENT
14762 | 4227164601300 | CANNULA VENTILATION NASAL/WITH CAPNO AND OXYGEN MONITOR/DISPOSABLE SIZE: ADULT COMPATIBILITY: EACH HOSPITAL STANDARD SLEEP STUDY MACHINE
14763 | 4227164601500 | CANNULA NASAL FOR PRESSURE AND FLOW MONITORING SIZE SMALL PEDIATRIC DISPOSABLE COMPATIBLE WITH ALICE 6 AND 5 SLEEP STUDY MACHINE OR EQUIVALENT
14764 | 4227164601700 | CANNULA NASAL FOR PRESSURE AND ETCO2 MONITORING SIZE ADULT DISPOSABLE COMPATIBLE WITH SLEEP STUDY MACHINE ALICE 6 AND 5 OR EQUIVALENT
14765 | 4227164601800 | CANNULA NASAL FOR PRESSURE AND ETCO2 MONITORING SIZE PEDIATRIC DISPOSABLE COMPATIBLE WIH SLEEP STUDY MACHINE ALICE 6 AND 5 OR EQUIVALENT
14766 | 4227164601900 | CANNULA ORAL / NASAL FOR PRESSURE AND FLOW MONITORING SIZE ADULT DISPOSABLE COMPATIBLE WITH ALICE 6 AND 5 SLEEP STUDY MACHINE OR EQUIVALENT
14767 | 4227164602100 | CO2 KIT CAPNOGRAPHY COMPATIBLE WITH LOFLO COMPATIBLE WITH SLEEP STUDY ALICE 6 OR EQUIVALENT ONE (1) EACH = ONE (1) KIT
14768 | 4227164602300 | FILTER CAPNOGRAPH COMPATIBLE WITH LIFESENSE - SLEEP STUDY MACHINE ALICE 6 AND 5 OR EQUIVALENT
14769 | 4227164602500 | JUMPER CABLE REFERENCE ELECTRODE COMPATIBLE WITH SLEEP STUDY MACHINE ALICE 6 AND 5 OR EQUIVALENT
14770 | 4227164602800 | PULSE OXIMETER PROBE FINGER WRAP WITH VELCRO DISPOSABLE UNIVERSAL SIZE
14771 | 4227164603000 | CAPNOGRAPHY SENSOR SAMPLING LINE 2 M LONG FOR ALICE 6 AND 5 COMPATIBLE WIT LOFLO MODULE OR EQUIVALENT
14772 | 4227164603400 | SNORE MICROPHONE COMPATIBLE WITH SLEEP STUDY MACHINE ALICE 6 OR EQUIVALENT
14773 | 4227164603500 | THERMISTOR AIRFLOW FOR ADULT 1 CHANNEL FOR SLEEP STUDY MACHINE COMPATIBLE WITH ALICE 6 AND 5 OR EQUIVALENT
14774 | 4227164603600 | THERMISTOR AIRFLOW FOR PEDIATRIC 1 CHANNEL FOR SLEEP STUDY MACHINE COMPATIBLE WITH ALICE 6 AND 5 OR EQUIVALENT
14775 | 4227164603800 | PROBE SPO2 SENSOR WRAP/MULTISITE/STANDARD OXIMETER COMPATIBILITY: ALICE 6 SLEEP STUDY
14776 | 4227164800000 | ADAPTER FOR DIGITAL VOLUME TRANSDUCER COMPATIBLE WITH PFT MACHINE SENTRY SUITE OR EQUIVALENT
14777 | 4227164800100 | ADAPTER FOR PFT MACHINE SIZE L COMPATIBLE WITH SENTRY SUIT AND VYNTUS CPX OR EQUIVALENT
14778 | 4227164800200 | ADAPTER FOR TRIPLE-V FOR PFT MACHINE COMPATIBLE WITH VYAIRE MACHINE OR EQUIVALENT
14779 | 4227164800400 | ADAPTER RING COMPLETE COMPATIBLE WITH HANS RUDOLPH VALVE TRIPLE FOR PFT MACHINE VYAIRE OR EQUIVALENT
14780 | 4227164800500 | ADAPTER CONE COMPATIBLE WITH PFT MACHINE SENTRY SUITE OR EQUIVALENT
14781 | 4227164800600 | ADAPTER Y SHAPE COMPLETE COMPATIBLE WITH PFT MACHINE SENTRY SUITE OR EQUIVALENT
14782 | 4227164800700 | BABY SHUTTER COMPATIBLE WITH PFT MACHINE SENTRY SUITE AND MASTER SCREEN OR EQUIVALENT
14783 | 4227164801000 | CAP DIAPHRAGM ASSEMBLY FOR PULMONARY FUNCTION TEST MACHINE V MAX OR EQUIVALENT
14784 | 4227164801100 | CONNECTION BLOCK FOR NEBULIZER COMPATIBLE WITH PFT MACHINE SENTRY SUITE OR EQUIVALENT
14785 | 4227164801300 | ELBOW PIECE TYPE: 45 DEGREE/WITH TUBE ADAPTER COMPATIBILITY: PFT MACHINE SENTRYSUITE
14786 | 4227164801700 | O - RING FOR PLASTIC TUBE COMPATIBLE WITH PFT MACHINE SENTRY SUITE OR EQUIVALENT
14787 | 4227164801800 | ADAPTER 30(ID)/30(ID) BOTH ENDS FOR RHINOMANOMETRY COMPATIBLE WITH PFT MACHINE SENTRY SUITE OR EQUIVALENT
14788 | 4227164801900 | SENSOR VOLUME INSERT FOR PFT MACHINE COMPATIBLE WITH SENTRY SUITE OR EQUIVALENT
14789 | 4227164802100 | TUBE ADAPTER PORTABLE WITH INDEX VALVE FOR PFT MACHINE COMPATIBLE WITH VYAIRE OR EQUIVALENT
14790 | 4227164802200 | TUBE ADAPTER WITH BALLOON VALVE FOR PFT MACHINE COMPATIBLE WITH SENTRY SUITE OR EQUIVALENT
14791 | 4227164802600 | TUBE CANOPY FOR PFT MACHINE SIZE 1.8 M COMPATIBLE WITH SENTRY SUITE OR EQUIVALENT
14792 | 4227164803200 | JET VALVE VENTUS CANOPY COMPATIBLE WITH VENTUS CPX OR EQUIVALENT
14793 | 4227164803300 | SAMPLE LINE FOR CARDIO-PULMONARY EXERCISE TEST (CPET) MACHINE COMPATIBLE WITH VYAIRE PFT MACHINE OR EQUIVALENT
14794 | 4227164803400 | ADAPTER FUNCTIONAL RESIDUAL CAPACITY BARRETTE OR EQUIVALENT DISPOSABLE FOR PFT MACHINE COMPATIBLE WITH EASY ONE PRO OR EQUIVALENT
14795 | 4227170500000 | "CONNECTING TUBE HIGH PRESSURE FLOW RATE 3-5 ML/SEC 120-150 CM DISPOSABLE STERILE"
14796 | 4227170500100 | "CONNECTING TUBE HIGH PRESSURE FLOW RATE 3-5 ML/SEC 180-200 CM DISPOSABLE STERILE"
14797 | 4227170500200 | CORRUGATED TUBE 40 INCH (100 CM) LONG SOFT INTERNAL SURFACE FREE OF CORRUGATION RIDGES LATEX FREE DISPOSABLE STERILE.
14798 | 4227170500300 | CORRUGATED TUBE 6 INCH( 15CM )SOFT INTERNAL SURFACE FREE OF CORRUGATION RIDGES LATEX FREE DISPOSABLE STERILE
14799 | 4227170500600 | CONNECTOR Y FOR USE IN SINGLE NEEDLE DIALYSIS PVC MEDICAL GRADE 1: TOTAL LENGTH 10 - 12 CM EACH LIMB 5 - 6 CM MALE LUER LOCK CONNECTOR ON THE SINGLE END OF Y TO FIT WITH FISTULA NEEDLE FEMALE LUER LOCK CONNECTOR ON BOTH ENDS OF THE BIFID PART OF Y TO FIT WITH ARTERIAL AND VENOUS BLOOD LINES
14800 | 4227170502500 | TUBING CONNECTING UNIVERSAL NON - CONDUCTIVE BUBBLED LUMEN 7 MM DIAMETER X LENGTH 100 FT ROLL AUTOCLAVABLE
14801 | 4227170502800 | TUBE SUCTION TUBE SILICONE 8 X 14 MM HIVAC TUBING 10 MTR/ROLL NON - STERILE
14802 | 4227170502900 | TUBING CONNECTOR SIMS OR EQUIVALENT 5 - 10 MM STERILE
14803 | 4227170503000 | TUBING CONNECTOR Y-SHAPED TAPERED 1/4-1/2 INCH X 3 M
14804 | 4227170503200 | "TUBE SUCTION TUBE CONNECTING 7-7.5 MM X 30 M CLEAR WITH BUBBLE EVERY 90 CM NON - STERILE"
14805 | 4227170503600 | CONNECTOR CORRUGATED TUBE 22 MM ID BOTH ENDS LENGTH 1.8 M SEGMENTED CUTTABLE DISPOSABLE INDIVIDUALLY PACKED.
14806 | 4227170503700 | CONNECTOR FOR OXYGEN TUBING 5 TO 10 MM STRAIGHT.
14807 | 4227170503800 | CONNECTOR TUBING OXYGEN 5 MM TO 7 MM STRAIGHT.
14808 | 4227170504000 | CONNECTOR LUER LOCK FITTING MALE AND FEMALE WITH INTEGRAL PLUG
14809 | 4227170504100 | HFOV ADAPTER MADE OF SILICONE AND POLYSULFON COMPATIBLE WITH ACUTRONIC FABIAN INFANT VENTILATOR OR EQUIVALENT
14810 | 4227170700800 | OXYGEN CYLINDER REGULATOR BULLNOSE WITH GAUGE AND FLOWMETER 1-15 LPM WITH SCHRADER VALVE WITH BRITISH STANDARD PORT.
14811 | 4227170701900 | FLOW SENSOR WITH CABLE DISPOSABLE COMPATIBLE WITH VENTILATOR AVEA OR EQUIVALENT
14812 | 4227170702000 | FLOW SENSOR NEONATAL SIZE REUSABLE COMPATIBLE WITH DRAEGER VENTILATOR MODEL VN500 AND BABYLOG 8000 OR EQUIVALENT
14813 | 4227170702400 | CONNECTING CABLE FOR FLOW SENSOR COMPATIBLE WITH VENTILATOR BABYLOG 8000 OR EQUIVALENT
14814 | 4227170800000 | ANESTHESIA FACE MASK FULLY TRANSPARENT ALL MASK AND INFLATABLE AIR CUSHION ANATOMICAL FIT WITH EFFECTIVE SEAL EASY AND COMFORTABLE GRIP FOR USER FLEXIBLE MASK BODY NON SLIP RIDGES LATEX FREE DISPOSABLE SIZE 1 INFANT
14815 | 4227170800200 | ANESTHESIA FACE MASK FULLY TRANSPARENT ALL MASK AND INFLATABLE AIR CUSHION ANATOMICAL FIT WITH EFFECTIVE SEAL EASY AND COMFORTABLE GRIP FOR USER FLEXIBLE MASK BODY NON SLIP RIDGES LATEX FREE DISPOSABLE SIZE 2 PEDIATRIC
14816 | 4227170800300 | BAG SILICONE REBREATHING ANTISTATIC REUSABLE ONE LITER CAPACITY AUTOCLAVABLE
14817 | 4227170800600 | ANESTHESIA FACE MASK FULLY TRANSPARENT ALL MASK AND INFLATABLE AIR CUSHION ANATOMICAL FIT WITH EFFECTIVE SEAL EASY AND COMFORTABLE GRIP FOR USER FLEXIBLE MASK BODY NON SLIP RIDGES LATEX FREE DISPOSABLE SIZE 5 ADULT LARGE
14818 | 4227170800800 | ANESTHESIA FACE MASK FULLY TRANSPARENT ALL MASK AND INFLATABLE AIR CUSHION ANATOMICAL FIT WITH EFFECTIVE SEAL EASY AND COMFORTABLE GRIP FOR USER FLEXIBLE MASK BODY NON SLIP RIDGES LATEX FREE DISPOSABLE SIZE 6 ADULT XLARGE
14819 | 4227170801000 | ANESTHESIA FACE MASK FULLY TRANSPARENT ALL MASK AND INFLATABLE AIR CUSHION ANATOMICAL FIT WITH EFFECTIVE SEAL EASY AND COMFORTABLE GRIP FOR USER FLEXIBLE MASK BODY NON SLIP RIDGES LATEX FREE DISPOSABLE SIZE 0 NEONATAL
14820 | 4227170801200 | BAG SILICONE REBREATHING ANTISTATIC REUSABLE 0.75 LITER CAPACITY AUTOCLAVABLE
14821 | 4227170801700 | ANESTHESIA FACE MASK FULLY TRANSPARENT ALL MASK AND INFLATABLE AIR CUSHION ANATOMICAL FIT WITH EFFECTIVE SEAL EASY AND COMFORTABLE GRIP FOR USER FLEXIBLE MASK BODY NON SLIP RIDGES LATEX FREE DISPOSABLE SIZE 3 ADULT SMALL
14822 | 4227170802400 | MASK RESUSCITATION ANATOMICALLY DESIGNED/SOFT-CUSHIONED PLIABLE MASK/WITH AN ULTRA THIN WALL AND AIR-FILLED/INFLATABLE WITH VALVE/DISPOSABLE CLEAR WEIGHT: 1.0KG SIZE: 00 EXTREME
14823 | 4227170802500 | MASK RESUSCITATION ANATOMICALLY DESIGNED/SOFT-CUSHIONED PLIABLE MASK/WITH AN ULTRA THIN WALL AND AIR-FILLED/INFLATABLE WITH VALVE/DISPOSABLE CLEAR WEIGHT: 1.0KG-2.5KG SIZE: 0
14824 | 4227170802900 | ANESTHESIA FACE MASK SCENTED INFLATABLE AIR CUSHION ANATOMICAL FIT WITH EFFECTIVE SEAL EASY AND COMFORTABLE GRIP FOR USER FLEXIBLE MASK BODY NON SLIP RIDGES LATEX FREE DISPOSABLE SIZE 2
14825 | 4227170803000 | ANESTHESIA FACE MASK SCENTED INFLATABLE AIR CUSHION ANATOMICAL FIT WITH EFFECTIVE SEAL EASY AND COMFORTABLE GRIP FOR USER FLEXIBLE MASK BODY NON SLIP RIDGES LATEX FREE DISPOSABLE SIZE 6
14826 | 4227170803100 | ANESTHESIA FACE MASK SCENTED INFLATABLE AIR CUSHION ANATOMICAL FIT WITH EFFECTIVE SEAL EASY AND COMFORTABLE GRIP FOR USER FLEXIBLE MASK BODY NON SLIP RIDGES LATEX FREE DISPOSABLE SIZE 5
14827 | 4227170803200 | ANESTHESIA FACE MASK SCENTED INFLATABLE AIR CUSHION ANATOMICAL FIT WITH EFFECTIVE SEAL EASY AND COMFORTABLE GRIP FOR USER FLEXIBLE MASK BODY NON SLIP RIDGES LATEX FREE DISPOSABLE SIZE 3
14828 | 4227170803300 | ANESTHESIA FACE MASK SCENTED INFLATABLE AIR CUSHION ANATOMICAL FIT WITH EFFECTIVE SEAL EASY AND COMFORTABLE GRIP FOR USER FLEXIBLE MASK BODY NON SLIP RIDGES LATEX FREE DISPOSABLE SIZE 1
14829 | 4227170803400 | ANESTHESIA FACE MASK SCENTED INFLATABLE AIR CUSHION ANATOMICAL FIT WITH EFFECTIVE SEAL EASY AND COMFORTABLE GRIP FOR USER FLEXIBLE MASK BODY NON SLIP RIDGES LATEX FREE DISPOSABLE SIZE 0
14830 | 4227170803500 | ANESTHESIA FACE MASK FULLY TRANSPARENT ALL MASK AND INFLATABLE AIR CUSHION ANATOMICAL FIT WITH EFFECTIVE SEAL SCENTED EASY AND COMFORTABLE GRIP FOR USER FLEXIBLE MASK BODY NON SLIP RIDGES LATEX FREE DISPOSABLE SIZE 4
14831 | 4227170808700 | BAG ANESTHESIA REBREATHING 1.0 L WITH HOSE EXPANDABLE AND ADAPTOR 22M BOTH SIDE DISPOSABLE
14832 | 4227170808800 | BAG ANESTHESIA REBREATHING 0.5 L WITH HOSE EXPANDABLE AND ADAPTOR 22M BOTH SIDE DISPOSABLE
14833 | 4227170808900 | BAG ANESTHESIA REBREATHING 2.0L WITH HOSE EXPANDABLE AND ADAPTOR 22M BOTH SIDE DISPOSABLE
14834 | 4227170812500 | TOTAL FACE MASK PEDIATRIC SIZE XXS COVER FROM HEAD TO CHIN DISPOSABLE INCLUDES INTERCHANGEABLE VENTED AND NON-VENTED ELBOW ADAPTER WITH HEADGEAR.
14835 | 4227170901200 | NASAL CANNULA OXYGEN PREMATURE 2.1 M SOFT PRONGS KINK RESISTANT NON STERILE CURVED PRONGS AND ROUNDED TIP DISPOSABLE
14836 | 4227170902600 | CANNULA VENOUS HLS WIRE REINFORCED THIN WALL MADE OF POLYURETHANE A STERILE AND NON PYROGENIC OUTER DIAMETER 29 FR INSERTION LENGTH 55 CM MAQUET OR EQUIVALENT DISPOSABLE STERILE
14837 | 4227170902700 | CANNULA VENOUS HLS WIRE REINFORCED THIN WALL MADE OF POLYURETHANE NON PYROGENIC OUTER DIAMETER 21 FR PVS 213821 FR (7.0 MM) 8 CM 1210 CM 3/8 INCH MAQUET OR EQUIVALENT DISPOSABLE STERILE
14838 | 4227170902800 | CANNULA VENOUS HLS WIRE REINFORCED THIN WALL MADE OF POLYURETHANE NON PYROGENIC OUTER DIAMETER 23 FR INSERTION LENGTH 55 CM MAQUET OR EQUIVALENT DISPOSABLE STERILE
14839 | 4227170903200 | CANNULA VENTILATION CIRCUIT/HIGH FLOW/NASAL/SINGLE USE SIZE: INFANT COMPATIBILITY: FISHER AND PAYKEL MODEL AIRVO2
14840 | 4227170903300 | HIGH FLOW CIRCUIT KIT FOR BLENDER INFANT-PEDIATRIC SIZE DISPOSABLE NON-STERILE WITH PRESSURE RELEASE MANIFOLD SET AT 40 CM.H2O WITH AUTO FEED HUMIDIFIER CHAMBER COMPATIBLE WITH FISHER & PAYKEL PRONGS OR EQUIVALENT ONE (1) EACH = ONE (1) KIT
14841 | 4227170903400 | CANNULA VENTILATION CIRCUIT/HIGH FLOW/NASAL/SINGLE USE NON-STERILE SIZE: ADULT COMPATIBILITY: FISHER AND PAYKEL HUMIDIFIER FOR BLENDER HIGH FLOW SET UP
14842 | 4227171000000 | CANNULA NASAL FOR PRESSURE AND FLOW MONITORING SIZE ADULT DISPOSABLE COMPATIBLE WITH ALICE 6 AND 5 SLEEP STUDY MACHINE OR EQUIVALENT
14843 | 4227171000300 | HIGH FLOW NASAL CANNULA SIZES (ADULT LARGE) WITH CONNECTING ADAPTER COMPATIBLE WITH AIRVO2 MACHINE OR EQUIVALENT
14844 | 4227171100100 | HOOD FOIL FOR COMPATIBLE WITH PFT MACHINE SENTRY SUITE OR EQUIVALENT
14845 | 4227171509900 | TUBING OXYGEN APPROXIMATLY 50 FEET LENGTH WITH CONNECTOR KINK RESISTANT ONE (1) EACH = ONE (1) ROL
14846 | 4227171510000 | TUBE OXYGEN SUPPLY WITH INNER LUMEN AND CONNECTOR LENGTH: 50.0FT
14847 | 4227171510200 | NITRIC OXIDE CONNECTORS PACK WITH DIFFERENT SIZE ADAPTORS AND ELBOWS AND TUBINGS NON-STERILE DISPOSABLE UNIVERSAL SIZES ONE (1) EACH = ONE (1) SET
14848 | 4227180000200 | AEROSOL MISTING SYSTEM 250 ML DISINFECTANT DIDECYLDIMETHYLAMMONIUM CHLORIDE (DDAC) LESS THAN 0.10% ALKYL DIMETHYL BENZYL AMMONIUM CHLORIDE (ADBAC) LESS THAN 0.06% FOR USE ON ALL HARD AND SOFT SURFACES IT KILLS GREATER THAN 99.99% PATHOGENS AND INHIBITS BACTERIAL SPORES AND IS OSHA BLOOD-BORNE PATHOGEN COMPLIANT DESTROYERS VIRUSES ERADICATES MOLDS/FUNGI/YEAST NON- POWERED SAFE COMPACT PORTABLE NO NEED FOR MACHINES NO COLOR NO ODOR NON IRRITANT NON CORROSIVE OR DAMAGING TO SURFACES NON-TOXIC LEAVES NO HARMFUL RESIDUES SAFE IN ALL ENVIRONMENTS (MATCH WITH EN STANDARD) NOTE: MSDS SHOULD BE PROVIDED IN SOFT COPY. FREE OF CHARGE STANDE PROVIDED
14849 | 4227180000300 | AEROSOL MISTING SYSTEM 450-500 ML DISINFECTANT DIDECYLDIMETHYLAMMONIUM CHLORIDE (DDAC) LESS THAN 0.10% ALKYL DIMETHYL BENZYL AMMONIUM CHLORIDE (ADBAC) LESS THAN 0.06% FOR USE ON ALL HARD AND SOFT SURFACES IT KILLS GREATER THAN 99.99% PATHOGENS AND INHIBITS BACTERIAL SPORES AND IS OSHA BLOOD-BORNE PATHOGEN COMPLIANT DESTROYERS VIRUSES ERADICATES MOLDS/FUNGI/YEAST NON- POWERED SAFE COMPACT PORTABLE NO NEED FOR MACHINES NO COLOR NO ODOR NON IRRITANT NON CORROSIVE OR DAMAGING TO SURFACES NON-TOXIC LEAVES NO HARMFUL RESIDUES SAFE IN ALL ENVIRONMENTS (MATCH WITH EN STANDARD) NOTE: MSDS SHOULD BE PROVIDED IN SOFT COPY. FREE OF CHARGE STANDE PROVIDED
14850 | 4227180000400 | HAND SANITIZER FOAMER 600 ML IS A DISINFECTANT / ANTISEPTIC IT IS INTENDED FOR USE AS A SKIN ANTISEPTIC AND OFFERS SAFE EFFECTIVE USER FRIENDLY HAND AND SKIN CLEANSING DISINFECTION AND SANITATION ACROSS A WIDE RANGE OF INDUSTRIES INCLUDING HEALTHCARE IT IS BASED AROUND THE QUATERNARY AMMONIUM COMPOUND BENZALKONIUM CHLORIDE (BAC) WITH AN ADJUVANT EFFECT TO ENHANCE ITS ANTIMICROBIAL EFFICACY WITH DISPENSER BOTTLE NOTE: MSDS SHOULD BE PROVIDED IN SOFT COPY
14851 | 4227180000700 | BOTTLE WATER AEROSOL THERAPY WITH ADAPTER/STERILE VOLUME: 1000.0ML
14852 | 4227180202000 | CHAMBER VALVED HOLDING CHAMBER MASK FOR AEROSOL INHALERS CHILD (1-5 YEARS) YELLOW
14853 | 4227180501300 | ADAPTER HEATER WIRE FOR HEATED VENTILATOR CIRCUITS SINGLE LIMB HEATER WIRE COMPATIBLE AND CERTIFIED TO BE USED WITH MR 730 FISHER AND PAYKEL HUMIDIFIER OR EQUIVALENT
14854 | 4227180501500 | ADAPTER HEATER WIRE FOR HEATED VENTILATOR CIRCUITS SINGLE LIMB HEATER WIRE COMPATIBLE AND CERTIFIED TO BE USED WITH MR 850 FISHER AND PAYKEL HUMIDIFIER OR EQUIVALENT
14855 | 4227180602000 | NEBULIZER KIT LARGE VOLUME MINIMUM 25 ML HANDHELD WITH OXYGEN TUBING DISPOSABLE NON-STERILE INDIVIDUALLY PACKED
14856 | 4227180602100 | NEBULIZER KIT FILTERED SMALL VOLUME 6 ML WITH WYE AND 2 ONE-WAY VALVE CORRUGATED-TUBING OXYGEN TUBING MOUTHPIECE 6 INCH RESERVOIR DISPOSABLE.
14857 | 4227180602300 | NEBULIZER KIT SIDESTREAM OR EQUIVALENT FOR METHACHOLINE TEST WITH OXYGEN TUBING SINGLE USE ONE (1) EACH = ONE (1) KIT
14858 | 4227180602400 | MEDICATION NEBULIZER CUP WITH QUICK CONNECTOR REUSABLE COMPATIBLE WITH BABYLOG FAMILY OR EQUIVALENT ONE (1) EACH = ONE (1) SET
14859 | 4227180700200 | CHAMBER VALVED HOLDING CHAMBER MASK FOR AEROSOL INHALERS INFANT (0-18 MONTHS) ORANGE
14860 | 4227180700600 | CHAMBER VALVED HOLDING CHAMBER MASK FOR AEROSOL INHALERS ADULT BLUE
14861 | 4227190000700 | INTUBATING LARYNGEAL MASK AIRWAY COLOR CODED INFLATABLE CUFF WITH ABILITY REMOVAL CONNECTOR WITH EPIGLOTTIS ELEVATOR BIG ADULT FIT WITH E.T.T 8-8.5MM WEIGHT 70 - 100 KG LATEX FREE DISPOSABLE
14862 | 4227190000800 | INTUBATING LARYNGEAL MASK AIRWAY COLOR CODED INFLATABLE CUFF WITH ABILITY REMOVAL CONNECTOR WITH EPIGLOTTIS ELEVATOR BIG ADULT FIT WITH E.T.T 6-6.5MM WEIGHT 30 - 50 KG LATEX FREE DISPOSABLE
14863 | 4227190000900 | INTUBATING LARYNGEAL MASK AIRWAY COLOR CODED INFLATABLE CUFF WITH ABILITY REMOVAL CONNECTOR WITH EPIGLOTTIS ELEVATOR BIG ADULT FIT WITH E.T.T 7-7.5MM WEIGHT 50 - 70 KG LATEX FREE DISPOSABLE
14864 | 4227190200000 | TUBE SENGSTAKEN RUBBER RADIOPAQUE LENGTH 120 CM GRADUATED EVERY 5 CM WITH 3 LATERAL EYES AT DISTAL END WITH 350 ML (AT LEAST) GASTRIC BAL LOON 100 ML(AT LEAST) ESOPHAGEAL BALLOON AND PRESSURE CONTROLLING VALVE SIZE: FG 15 DISPOSABLE STERILE
14865 | 4227190200100 | TUBE SENGSTAKEN RUBBER RADIOPAQUE LENGTH 120 CM GRADUATED EVERY 5 CM WITH 3 LATERAL EYES AT DISTAL END WITH 350 ML (AT LEAST) GASTRIC BAL LOON 100 ML(AT LEAST) ESOPHAGEAL BALLOON AND PRESSURE CONTROLLING VALVE SIZE: FG 18 DISPOSABLE STERILE
14866 | 4227190200200 | "TUBE SENGSTAKEN RUBBER RADIOPAQUE LENGTH 120 CM GRADUATED EVERY 5 CM WITH 3 LATERAL EYES AT DISTAL END WITH 350 ML (AT LEAS T) GASTRIC BALLOON 100 ML(AT LEAST) ESOPHAGEAL BALLOON AND PRESSURE CONTROLLING VALVE SIZE: FG 21 DISPOSABLE STERILE"
14867 | 4227190200400 | TUBE SALIVARY BYPASS SILICONE ASSORTED SIZES
14868 | 4227190317700 | ENDOTRACHEAL TUBE LOW PROFILE WITH SMOOTH CONDUCTIVE INK ELECTRODES SIZE 6 TO 6.5 MM FOR THYROID MONITORING IT SHOULD BE COMPATIBLE WITH HOSPITAL MACHINE STERILE DISPOSABLE
14869 | 4227190317800 | ENDOTRACHEAL TUBE LOW PROFILE WITH SMOOTH CONDUCTIVE INK ELECTRODES SIZE 7 TO 7.5 MM FOR THYROID MONITORING IT SHOULD BE COMPATIBLE WITH HOSPITAL MACHINE STERILE DISPOSABLE
14870 | 4227190317900 | ENDOTRACHEAL TUBE LOW PROFILE WITH SMOOTH CONDUCTIVE INK ELECTRODES SIZE 8 TO 8.5 MM FOR THYROID MONITORING IT SHOULD BE COMPATIBLE WITH HOSPITAL MACHINE STERILE DISPOSABLE
14871 | 4227190321400 | TUBE LASER SHIELD ENDOTRACHEAL ID 5MM
14872 | 4227190321600 | TUBE LASER SHIELD ENDOTRACHEAL ID 6MM
14873 | 4227190322000 | TUBE LASER SHIELD ENDOTRACHEAL ID 5.5MM
14874 | 4227190322400 | HOLDER ENDOTRACHEAL TUBE SET WITH PLASTIC TUBE GRIP HOOKUP LOOP STRAP VELCRO ADJUSTABLE FOR 6.0 ETT AND ABOVE.
14875 | 4227190322500 | TUBE ENDOTRACHEAL PVC ORAL / NASAL TYPE PROFILE CUFF HIGH VOLUME/LOW PRESSURE RADIOPAQUE WITH 15MM TERMINATION CONNECTOR NUMERICAL SCALING EVERY 1 CM STARTING FROM INSERTION SIDE PROPER CORRELATION BETWEEN ID/OD SMOOTH FORMED MURPHY EYE AND TIP SMOOTH TAPE RED MEMBRANE CUFF DISPOSABLE STERILE SIZE 3.0MM (ID)
14876 | 4227190322600 | TUBE ENDOTRACHEAL PVC ORAL / NASAL TYPE PROFILE CUFF HIGH VOLUME/LOW PRESSURE RADIOPAQUE WITH 15MM TERMINATION CONNECTOR NUMERIC AL SCALING EVERY 1 CM STARTING FROM INSERTION SIDE PROPER CORRELATION BETWEEN ID/OD SMOOTH FORMED MURPHY EYE AND TIP SMOOTH TAPER ED MEMBRANE CUFF DISPOSABLE STERILE SIZE 3.5MM (ID)
14877 | 4227190322700 | TUBE ENDOTRACHEAL PVC ORAL / NASAL TYPE PROFILE CUFF HIGH VOLUME/LOW PRESSURE RADIOPAQUE WITH 15MM TERMINATION CONNECTOR NUMERIC AL SCALING EVERY 1 CM STARTING FROM INSERTION SIDE PROPER CORRELATION BETWEEN ID/OD SMOOTH FORMED MURPHY EYE AND TIP SMOOTH TAPER ED MEMBRANE CUFF DISPOSABLE STERILE SIZE 4.0MM (ID)
14878 | 4227190322800 | TUBE ENDOTRACHEAL PVC ORAL / NASAL TYPE PROFILE CUFF HIGH VOLUME/LOW PRESSURE RADIOPAQUE WITH 15MM TERMINATION CONNECTOR NUMERICAL SCALING EVERY 1 CM STARTING FROM INSERTION SIDE PROPER CORRELATION BETWEEN ID/OD SMOOTH FORMED MURPHY EYE AND TIP SMOOTH TAPE RED MEMBRANE CUFF DISPOSABLE STERILE SIZE 4.5MM (ID)
14879 | 4227190322900 | TUBE ENDOTRACHEAL PVC ORAL / NASAL TYPE PROFILE CUFF HIGH VOLUME/LOW PRESSURE RADIOPAQUE WITH 15MM TERMINATION CONNECTOR NUMERICAL SCALING EVERY 1 CM STARTING FROM INSERTION SIDE PROPER CORRELATION BETWEEN ID/OD SMOOTH FORMED MURPHY EYE AND TIP SMOOTH TAPE RED MEMBRANE CUFF DISPOSABLE STERILE SIZE 5.0MM (ID)
14880 | 4227190323000 | TUBE ENDOTRACHEAL PVC ORAL / NASAL TYPE PROFILE CUFF HIGH VOLUME/LOW PRESSURE RADIOPAQUE WITH 15MM TERMINATION CONNECTOR NUMERIC AL SCALING EVERY 1 CM STARTING FROM INSERTION SIDE PROPER CORRELATION BETWEEN ID/OD SMOOTH FORMED MURPHY EYE AND TIP SMOOTH TAPER ED MEMBRANE CUFF DISPOSABLE STERILE SIZE 5.5MM (ID)
14881 | 4227190323100 | TUBE ENDOTRACHEAL PVC ORAL / NASAL TYPE PROFILE CUFF HIGH VOLUME/LOW PRESSURE RADIOPAQUE WITH 15MM TERMINATION CONNECTOR NUMERIC AL SCALING EVERY 1 CM STARTING FROM INSERTION SIDE PROPER CORRELATION BETWEEN ID/OD SMOOTH FORMED MURPHY EYE AND TIP SMOOTH TAPER ED MEMBRANE CUFF DISPOSABLE STERILE SIZE 6.0MM (ID)
14882 | 4227190323200 | TUBE ENDOTRACHEAL PVC ORAL / NASAL TYPE PROFILE CUFF HIGH VOLUME/LOW PRESSURE RADIOPAQUE WITH 15MM TERMINATION CONNECTOR NUMERIC AL SCALING EVERY 1 CM STARTING FROM INSERTION SIDE PROPER CORRELATION BETWEEN ID/OD SMOOTH FORMED MURPHY EYE AND TIP SMOOTH TAPER ED MEMBRANE CUFF DISPOSABLE STERILE SIZE 6.5MM (ID)
14883 | 4227190323300 | TUBE ENDOTRACHEAL PVC ORAL / NASAL TYPE PROFILE CUFF HIGH VOLUME/LOW PRESSURE RADIOPAQUE WITH 15MM TERMINATION CONNECTOR NUMERICAL SCALING EVERY 1 CM STARTING FROM INSERTION SIDE PROPER CORRELATION BETWEEN ID/OD SMOOTH FORMED MURPHY EYE AND TIP SMOOTH TAPE RED MEMBRANE CUFF DISPOSABLE STERILE SIZE 7.0MM (ID)
14884 | 4227190323400 | TUBE ENDOTRACHEAL PVC ORAL / NASAL TYPE PROFILE CUFF HIGH VOLUME/LOW PRESSURE RADIOPAQUE WITH 15MM TERMINATION CONNECTOR NUMERICAL SCALING EVERY 1 CM STARTING FROM INSERTION SIDE PROPER CORRELATION BETWEEN ID/OD SMOOTH FORMED MURPHY EYE AND TIP SMOOTH TAPE RED MEMBRANE CUFF DISPOSABLE STERILE SIZE 7.5MM (ID)
14885 | 4227190323500 | TUBE ENDOTRACHEAL PVC ORAL / NASAL TYPE PROFILE CUFF HIGH VOLUME/LOW PRESSURE RADIOPAQUE WITH 15MM TERMINATION CONNECTOR NUMERICAL SCALING EVERY 1 CM STARTING FROM INSERTION SIDE PROPER CORRELATION BETWEEN ID/OD SMOOTH FORMED MURPHY EYE AND TIP SMOOTH TAPE RED MEMBRANE CUFF DISPOSABLE STERILE SIZE 8.0MM (ID)
14886 | 4227190323600 | TUBE ENDOTRACHEAL POLYVINYL (PVC) ORAL / NASAL TYPE PROFILE CUFF HIGH VOLUME/LOW PRESSURE RADIOPAQUE WITH 15MM TERMINATION CONNECTOR NUMERIC AL SCALING EVERY 1 CM STARTING FROM INSERTION SIDE PROPER CORRELATION BETWEEN ID/OD SMOOTH FORMED MURPHY EYE AND TIP SMOOTH TAPER ED MEMBRANE CUFF DISPOSABLE STERILE SIZE 8.5MM (ID)
14887 | 4227190323700 | TUBE ENDOTRACHEAL POLYVINYL PLAIN ORAL / NASAL TYPE RADIOPAQUE WITH 15MM TERMINATION CONNECTOR SMOOTH FORMED MURPHY EYE AND TIP NUMERICAL SCALING EVERY 1 CM STARTING FROM INSERTION SIDE PROPER CORRELATION BETWEEN ID/OD DISPOSABLE STERILE INNER DIAMETER SIZE 2.5MM (ID)
14888 | 4227190323800 | TUBE ENDOTRACHEAL POLYVINYL PLAIN ORAL / NASAL TYPE RADIOPAQUE WITH 15MM TERMINATION CONNECTOR SMOOTH FORMED MURPHY EYE AND TIP NUMERICAL SCALING EVERY 1 CM STARTING FROM INSERTION SIDE PROPER CORRELATION BETWEEN ID/OD DISPOSABLE STERILE INNER DIAMETER SIZE 3.0MM (ID)
14889 | 4227190323900 | TUBE ENDOTRACHEAL POLYVINYL PLAIN ORAL / NASAL TYPE RADIOPAQUE WITH 15MM TERMINATION CONNECTOR SMOOTH FORMED MURPHY EYE AND TIP NUMERICAL SCALING EVERY 1 CM STARTING FROM INSERTION SIDE PROPER CORRELATION BETWEEN ID/OD DISPOSABLE STERILE INNER DIAMETER SIZE 3.5MM (ID)
14890 | 4227190324000 | TUBE ENDOTRACHEAL POLYVINYL PLAIN ORAL / NASAL TYPE RADIOPAQUE WITH 15MM TERMINATION CONNECTOR SMOOTH FORMED MURPHY EYE AND TIP NUMERICAL SCALING EVERY 1 CM STARTING FROM INSERTION SIDE PROPER CORRELATION BETWEEN ID/OD DISPOSABLE STERILE INNER DIAMETER SIZE 4.0MM (ID)
14891 | 4227190324100 | TUBE ENDOTRACHEAL POLYVINYL PLAIN ORAL / NASAL TYPE RADIOPAQUE WITH 15MM TERMINATION CONNECTOR SMOOTH FORMED MURPHY EYE AND TIP NUMERICAL SCALING EVERY 1 CM STARTING FROM INSERTION SIDE PROPER CORRELATION BETWEEN ID/OD DISPOSABLE STERILE INNER DIAMETER S IZE 4.5MM (ID)
14892 | 4227190324200 | TUBE ENDOTRACHEAL POLYVINYL PLAIN ORAL / NASAL TYPE RADIOPAQUE WITH 15MM TERMINATION CONNECTOR SMOOTH FORMED MURPHY EYE AND TIP NUMERICAL SCALING EVERY 1 CM STARTING FROM INSERTION SIDE PROPER CORRELATION BETWEEN ID/OD DISPOSABLE STERILE INNER DIAMETER SIZE 5.0MM (ID)
14893 | 4227190324300 | TUBE ENDOTRACHEAL POLYVINYL PLAIN ORAL / NASAL TYPE RADIOPAQUE WITH 15MM TERMINATION CONNECTOR SMOOTH FORMED MURPHY EYE AND TIP NUMERICAL SCALING EVERY 1 CM STARTING FROM INSERTION SIDE PROPER CORRELATION BETWEEN ID/OD DISPOSABLE STERILE INNER DIAMETER SIZE 5.5MM (ID)
14894 | 4227190324400 | TUBE ENDOTRACHEAL POLYVINYL PLAIN ORAL / NASAL TYPE RADIOPAQUE WITH 15MM TERMINATION CONNECTOR SMOOTH FORMED MURPHY EYE AND TIP NUMERICAL SCALING EVERY 1 CM STARTING FROM INSERTION SIDE PROPER CORRELATION BETWEEN ID/OD DISPOSABLE STERILE INNER DIAMETER SIZE 6.0MM (ID)
14895 | 4227190324500 | TUBE ENDOTRACHEAL POLYVINYL PLAIN ORAL / NASAL TYPE RADIOPAQUE WITH 15MM TERMINATION CONNECTOR SMOOTH FORMED MURPHY EYE AND TIP NUMERICAL SCALING EVERY 1 CM STARTING FROM INSERTION SIDE PROPER CORRELATION BETWEEN ID/OD DISPOSABLE STERILE INNER DIAMETER SIZE 6.5MM (ID)
14896 | 4227190324600 | TUBE ENDOTRACHEAL POLYVINYL ORAL / NASAL TYPE CUFFED RADIOPAQUE WITH 15MM TERMINATION CONNECTOR SMOOTH FORMED MURPHY EYE AND TIP WITH SUBGLOTTIC SUCTION TAPER NUMERICAL SCALING EVERY 1 CM STARTING FROM INSERTION SIDE PROPER CORRELATION BETWEEN ID/OD DISPOSABLE STERILE SIZE 3.0MM (ID)
14897 | 4227190324700 | TUBE ENDOTRACHEAL POLYVINYL ORAL / NASAL TYPE CUFFED RADIOPAQUE WITH 15MM TERMINATION CONNECTOR SMOOTH FORMED MURPHY EYE AND TIP WITH SUBGLOTTIC SUCTION TAPER NUMERICAL SCALING EVERY 1 CM STARTING FROM INSERTION SIDE PROPER CORRELATION BETWEEN ID/OD DISPOSABLE STERILE SIZE 3.5MM (ID)
14898 | 4227190324800 | TUBE ENDOTRACHEAL POLYVINYL ORAL / NASAL TYPE CUFFED RADIOPAQUE WITH 15MM TERMINATION CONNECTOR SMOOTH FORMED MURPHY EYE AND TIP WITH SUBGLOTTIC SUCTION TAPER NUMERICAL SCALING EVERY 1 CM STARTING FROM INSERTION SIDE PROPER CORRELATION BETWEEN ID/OD DISPOSABLE STERILE SIZE 4.0MM (ID)
14899 | 4227190324900 | TUBE ENDOTRACHEAL POLYVINYL ORAL / NASAL TYPE CUFFED RADIOPAQUE WITH 15MM TERMINATION CONNECTOR SMOOTH FORMED MURPHY EYE AND TIP WITH SUBGLOTTIC SUCTION TAPER NUMERICAL SCALING EVERY 1 CM STARTING FROM INSERTION SIDE PROPER CORRELATION BETWEEN ID/OD DISPOSABLE STERILE SIZE 4.5MM (ID)
14900 | 4227190325000 | TUBE ENDOTRACHEAL POLYVINYL ORAL / NASAL TYPE CUFFED RADIOPAQUE WITH 15MM TERMINATION CONNECTOR SMOOTH FORMED MURPHY EYE AND TIP WITH SUBGLOTTIC SUCTION TAPER NUMERICAL SCALING EVERY 1 CM STARTING FROM INSERTION SIDE PROPER CORRELATION BETWEEN ID/OD DISPOSABLE STERILE SIZE 5.0MM (ID)
14901 | 4227190325100 | TUBE ENDOTRACHEAL POLYVINYL ORAL / NASAL TYPE CUFFED RADIOPAQUE WITH 15MM TERMINATION CONNECTOR SMOOTH FORMED MURPHY EYE AND TIP WITH SUBGLOTTIC SUCTION TAPER NUMERICAL SCALING EVERY 1 CM STARTING FROM INSERTION SIDE PROPER CORRELATION BETWEEN ID/OD DISPOSABLE STERILE SIZE 5.5MM (ID)
14902 | 4227190325200 | TUBE ENDOTRACHEAL PVC ORAL / NASAL TYPE TAPERED CUFF WITH PILOT CUFF MARKED WITH TUBE SIZE RADIOPAQUE WITH 15MM TERMINATION CONNECTOR SMOOTH FORMED MURPHY EYE AND TIP WITH SUBGLOTTIC SUCTION PORT LOCATED JUST ABOVE THE CUFF TUBE LINES MUST ALLOW FOR TUBE SHORTENING NUMERICAL SCALING EVERY 1 CM STARTING FROM INSERTION SIDE PROPER CORRELATION BETWEEN ID/OD DISPOSABLE STERILE SIZE 6.0MM (ID)
14903 | 4227190325300 | TUBE ENDOTRACHEAL PVC ORAL / NASAL TYPE TAPERED CUFF WITH PILOT CUFF MARKED WITH TUBE SIZE RADIOPAQUE WITH 15MM TERMINATION CONNECTOR SMOOTH FORMED MURPHY EYE AND TIP WITH SUBGLOTTIC SUCTION PORT LOCATED JUST ABOVE THE CUFF TUBE LINES MUST ALLOW FOR TUBE SHORTENING NUMERICAL SCALING EVERY 1 CM STARTING FROM INSERTION SIDE PROPER CORRELATION BETWEEN ID/OD DISPOSABLE STERILE SIZE 6.5MM (ID)
14904 | 4227190325400 | TUBE ENDOTRACHEAL PVC ORAL / NASAL TYPE TAPERED CUFF WITH PILOT CUFF MARKED WITH TUBE SIZE RADIOPAQUE WITH 15MM TERMINATION CONNECTOR SMOOTH FORMED MURPHY EYE AND TIP WITH SUBGLOTTIC SUCTION PORT LOCATED JUST ABOVE THE CUFF TUBE LINES MUST ALLOW FOR TUBE SHORTENING NUMERICAL SCALING EVERY 1 CM STARTING FROM INSERTION SIDE PROPER CORRELATION BETWEEN ID/OD DISPOSABLE STERILE SIZE 7.0MM (ID)
14905 | 4227190325500 | TUBE ENDOTRACHEAL PVC ORAL / NASAL TYPE TAPERED CUFF WITH PILOT CUFF MARKED WITH TUBE SIZE RADIOPAQUE WITH 15MM TERMINATION CONNECTOR SMOOTH FORMED MURPHY EYE AND TIP WITH SUBGLOTTIC SUCTION PORT LOCATED JUST ABOVE THE CUFF TUBE LINES MUST ALLOW FOR TUBE SHORTENING NUMERICAL SCALING EVERY 1 CM STARTING FROM INSERTION SIDE PROPER CORRELATION BETWEEN ID/OD DISPOSABLE STERILE SIZE 7.5MM (ID)
14906 | 4227190325600 | TUBE ENDOTRACHEAL PVC ORAL / NASAL TYPE TAPERED CUFF WITH PILOT CUFF MARKED WITH TUBE SIZE RADIOPAQUE WITH 15MM TERMINATION CONNECTOR SMOOTH FORMED MURPHY EYE AND TIP WITH SUBGLOTTIC SUCTION PORT LOCATED JUST ABOVE THE CUFF TUBE LINES MUST ALLOW FOR TUBE SHORTENING NUMERICAL SCALING EVERY 1 CM STARTING FROM INSERTION SIDE PROPER CORRELATION BETWEEN ID/OD DISPOSABLE STERILE SIZE 8.0MM (ID)
14907 | 4227190325700 | TUBE ENDOTRACHEAL POLYVINYL (PVC) ORAL / NASAL TYPE TAPERED CUFF WITH PILOT CUFF MARKED WITH TUBE SIZE RADIOPAQUE WITH 15MM TERMINATION CONNECTOR SMOOTH FORMED MURPHY EYE AND TIP WITH SUBGLOTTIC SUCTION PORT LOCATED JUST ABOVE THE CUFF TUBE LINES MUST ALLOW FOR TUBE SHORTENING NUMERICAL SCALING EVERY 1 CM STARTING FROM INSERTION SIDE PROPER CORRELATION BETWEEN ID/OD DISPOSABLE STERILE SIZE 8.5MM (ID)
14908 | 4227190325800 | TUBE ENDOTRACHEAL RAE- PREFORMED PVC UNCUFFED ORAL TYPE RADIOPAQUE WITH 15MM TERMINATION CONNECTOR SMOOTH FORMED MURPHY EYE AND TIP NUMERICAL SCALING EVERY 1 CM STARTING FROM INSERTION SIDE PROPER CORRELATION BETWEEN ID/OD DISPOSABLE STERILE SIZE 2.5MM ( ID)
14909 | 4227190325900 | TUBE ENDOTRACHEAL RAE- PREFORMED PVC UNCUFFED ORAL TYPE RADIOPAQUE WITH 15MM TERMINATION CONNECTOR SMOOTH FORMED MURPHY EYE AND TIP NUMERICAL SCALING EVERY 1 CM STARTING FROM INSERTION SIDE PROPER CORRELATION BETWEEN ID/OD DISPOSABLE STERILE SIZE 3.0MM ( ID)
14910 | 4227190326000 | TUBE ENDOTRACHEAL RAE- PREFORMED PVC UNCUFFED ORAL TYPE RADIOPAQUE WITH 15MM TERMINATION CONNECTOR SMOOTH FORMED MURPHY EYE AND TIP NUMERICAL SCALING EVERY 1 CM STARTING FROM INSERTION SIDE PROPER CORRELATION BETWEEN ID/OD DISPOSABLE STERILE SIZE 3.5MM ( ID)
14911 | 4227190326100 | TUBE ENDOTRACHEAL RAE- PREFORMED PVC UNCUFFED ORAL TYPE RADIOPAQUE WITH 15MM TERMINATION CONNECTOR SMOOTH FORMED MURPHY EYE AND TIP NUMERICAL SCALING EVERY 1 CM STARTING FROM INSERTION SIDE PROPER CORRELATION BETWEEN ID/OD DISPOSABLE STERILE SIZE 4.0MM ( ID)
14912 | 4227190326200 | TUBE ENDOTRACHEAL RAE- PREFORMED PVC UNCUFFED ORAL TYPE RADIOPAQUE WITH 15MM TERMINATION CONNECTOR SMOOTH FORMED MURPHY EYE AND TIP NUMERICAL SCALING EVERY 1 CM STARTING FROM INSERTION SIDE PROPER CORRELATION BETWEEN ID/OD DISPOSABLE STERILE SIZE 4.5MM ( ID)
14913 | 4227190326300 | TUBE ENDOTRACHEAL RAE- PREFORMED PVC UNCUFFED ORAL TYPE RADIOPAQUE WITH 15MM TERMINATION CONNECTOR SMOOTH FORMED MURPHY EYE AND TIP NUMERICAL SCALING EVERY 1 CM STARTING FROM INSERTION SIDE PROPER CORRELATION BETWEEN ID/OD DISPOSABLE STERILE SIZE 5.0MM ( ID)
14914 | 4227190326400 | TUBE ENDOTRACHEAL RAE- PREFORMED PVC UNCUFFED ORAL TYPE RADIOPAQUE WITH 15MM TERMINATION CONNECTOR SMOOTH FORMED MURPHY EYE AND TIP NUMERICAL SCALING EVERY 1 CM STARTING FROM INSERTION SIDE PROPER CORRELATION BETWEEN ID/OD DISPOSABLE STERILE SIZE 5.5MM ( ID)
14915 | 4227190326500 | TUBE ENDOTRACHEAL RAE- PREFORMED PVC UNCUFFED ORAL TYPE RADIOPAQUE WITH 15MM TERMINATION CONNECTOR SMOOTH FORMED MURPHY EYE AND TIP NUMERICAL SCALING EVERY 1 CM STARTING FROM INSERTION SIDE PROPER CORRELATION BETWEEN ID/OD DISPOSABLE STERILE SIZE 6.0MM ( ID)
14916 | 4227190326600 | TUBE ENDOTRACHEAL RAE- PREFORMED PVC UNCUFFED ORAL TYPE RADIOPAQUE WITH 15MM TERMINATION CONNECTOR SMOOTH FORMED MURPHY EYE AND TIP NUMERICAL SCALING EVERY 1 CM STARTING FROM INSERTION SIDE PROPER CORRELATION BETWEEN ID/OD DISPOSABLE STERILE SIZE 6.5MM ( ID)
14917 | 4227190326700 | TUBE ENDOTRACHEAL RAE- PREFORMED PVC UNCUFFED ORAL TYPE RADIOPAQUE WITH 15MM TERMINATION CONNECTOR SMOOTH FORMED MURPHY EYE AND TIP NUMERICAL SCALING EVERY 1 CM STARTING FROM INSERTION SIDE PROPER CORRELATION BETWEEN ID/OD DISPOSABLE STERILE SIZE 7.0MM ( ID)
14918 | 4227190326800 | TUBE ENDOTRACHEAL RAE- PREFORMED PVC CUFFED ORAL TYPE RADIOPAQUE WITH 15MM TERMINATION CONNECTOR SMOOTH FORMED MURPHY EYE AND TIP NUMERICAL SCALING EVERY 1 CM STARTING FROM INSERTION SIDE PROPER CORRELATION BETWEEN ID/OD DISPOSABLE STERILE SIZE 3.0MM (ID )
14919 | 4227190326900 | TUBE ENDOTRACHEAL RAE- PREFORMED PVC CUFFED ORAL TYPE RADIOPAQUE WITH 15MM TERMINATION CONNECTOR SMOOTH FORMED MURPHY EYE AND T IP NUMERICAL SCALING EVERY 1 CM STARTING FROM INSERTION SIDE PROPER CORRELATION BETWEEN ID/OD DISPOSABLE STERILE SIZE 3.5MM (ID )
14920 | 4227190327000 | TUBE ENDOTRACHEAL RAE- PREFORMED PVC CUFFED ORAL TYPE RADIOPAQUE WITH 15MM TERMINATION CONNECTOR SMOOTH FORMED MURPHY EYE AND T IP NUMERICAL SCALING EVERY 1 CM STARTING FROM INSERTION SIDE PROPER CORRELATION BETWEEN ID/OD DISPOSABLE STERILE SIZE 4.0MM (ID )
14921 | 4227190327100 | TUBE ENDOTRACHEAL RAE- PREFORMED PVC CUFFED ORAL TYPE RADIOPAQUE WITH 15MM TERMINATION CONNECTOR SMOOTH FORMED MURPHY EYE AND T IP NUMERICAL SCALING EVERY 1 CM STARTING FROM INSERTION SIDE PROPER CORRELATION BETWEEN ID/OD DISPOSABLE STERILE SIZE 4.5MM (ID )
14922 | 4227190327200 | TUBE ENDOTRACHEAL RAE- PREFORMED PVC CUFFED ORAL TYPE RADIOPAQUE WITH 15MM TERMINATION CONNECTOR SMOOTH FORMED MURPHY EYE AND T IP NUMERICAL SCALING EVERY 1 CM STARTING FROM INSERTION SIDE PROPER CORRELATION BETWEEN ID/OD DISPOSABLE STERILE SIZE 5.0MM (ID )
14923 | 4227190327300 | TUBE ENDOTRACHEAL RAE- PREFORMED PVC CUFFED ORAL TYPE RADIOPAQUE WITH 15MM TERMINATION CONNECTOR SMOOTH FORMED MURPHY EYE AND T IP NUMERICAL SCALING EVERY 1 CM STARTING FROM INSERTION SIDE PROPER CORRELATION BETWEEN ID/OD DISPOSABLE STERILE SIZE 5.5MM (ID )
14924 | 4227190327400 | TUBE ENDOTRACHEAL RAE- PREFORMED PVC CUFFED ORAL TYPE RADIOPAQUE WITH 15MM TERMINATION CONNECTOR SMOOTH FORMED MURPHY EYE AND T IP NUMERICAL SCALING EVERY 1 CM STARTING FROM INSERTION SIDE PROPER CORRELATION BETWEEN ID/OD DISPOSABLE STERILE SIZE 6.0MM (ID )
14925 | 4227190327500 | TUBE ENDOTRACHEAL RAE- PREFORMED PVC CUFFED ORAL TYPE RADIOPAQUE WITH 15MM TERMINATION CONNECTOR SMOOTH FORMED MURPHY EYE AND T IP NUMERICAL SCALING EVERY 1 CM STARTING FROM INSERTION SIDE PROPER CORRELATION BETWEEN ID/OD DISPOSABLE STERILE SIZE 6.5MM (ID )
14926 | 4227190327600 | TUBE ENDOTRACHEAL RAE- PREFORMED PVC CUFFED ORAL TYPE RADIOPAQUE WITH 15MM TERMINATION CONNECTOR SMOOTH FORMED MURPHY EYE AND T IP NUMERICAL SCALING EVERY 1 CM STARTING FROM INSERTION SIDE PROPER CORRELATION BETWEEN ID/OD DISPOSABLE STERILE SIZE 7.0MM (ID )
14927 | 4227190327700 | TUBE ENDOTRACHEAL RAE- PREFORMED PVC CUFFED ORAL TYPE RADIOPAQUE WITH 15MM TERMINATION CONNECTOR SMOOTH FORMED MURPHY EYE AND T IP NUMERICAL SCALING EVERY 1 CM STARTING FROM INSERTION SIDE PROPER CORRELATION BETWEEN ID/OD DISPOSABLE STERILE SIZE 7.5MM (ID )
14928 | 4227190327800 | TUBE ENDOTRACHEAL RAE- PREFORMED PVC CUFFED ORAL TYPE RADIOPAQUE WITH 15MM TERMINATION CONNECTOR SMOOTH FORMED MURPHY EYE AND T IP NUMERICAL SCALING EVERY 1 CM STARTING FROM INSERTION SIDE PROPER CORRELATION BETWEEN ID/OD DISPOSABLE STERILE SIZE 8.0MM (ID )
14929 | 4227190327900 | TUBE ENDOTRACHEAL RAE- PREFORMED PVC CUFFED ORAL TYPE RADIOPAQUE WITH 15MM TERMINATION CONNECTOR SMOOTH FORMED MURPHY EYE AND T IP NUMERICAL SCALING EVERY 1 CM STARTING FROM INSERTION SIDE PROPER CORRELATION BETWEEN ID/OD DISPOSABLE STERILE SIZE 8.5MM (ID )
14930 | 4227190328000 | TUBE ENDOTRACHEAL POLYVINYL REINFORCED BY CIRCUMFERENTIAL RIBS ORAL/NASAL TYPE UNCUFFED RADIOPAQUE WITH 15MM TERMINATION CONNECT OR SMOOTH FORMED MURPHY EYE AND TIP WITH STYLET NUMERICAL SCALING EVERY 1 CM STARTING FROM INSERTION SIDE PROPER CORRELATION BET WEEN ID/OD DISPOSABLE STERILE SIZE 2.5MM (ID)
14931 | 4227190328100 | TUBE ENDOTRACHEAL POLYVINYL REINFORCED BY CIRCUMFERENTIAL RIBS ORAL/NASAL TYPE UNCUFFED RADIOPAQUE WITH 15MM TERMINATION CONNECT OR SMOOTH FORMED MURPHY EYE AND TIP WITH STYLET NUMERICAL SCALING EVERY 1 CM STARTING FROM INSERTION SIDE PROPER CORRELATION BET WEEN ID/OD DISPOSABLE STERILE SIZE 3.0MM (ID)
14932 | 4227190328200 | TUBE ENDOTRACHEAL POLYVINYL REINFORCED BY CIRCUMFERENTIAL RIBS ORAL/NASAL TYPE UNCUFFED RADIOPAQUE WITH 15MM TERMINATION CONNECT OR SMOOTH FORMED MURPHY EYE AND TIP WITH STYLET NUMERICAL SCALING EVERY 1 CM STARTING FROM INSERTION SIDE PROPER CORRELATION BET WEEN ID/OD DISPOSABLE STERILE SIZE 3.5MM (ID)
14933 | 4227190328300 | TUBE ENDOTRACHEAL POLYVINYL REINFORCED BY CIRCUMFERENTIAL RIBS ORAL/NASAL TYPE UNCUFFED RADIOPAQUE WITH 15MM TERMINATION CONNECT OR SMOOTH FORMED MURPHY EYE AND TIP WITH STYLET NUMERICAL SCALING EVERY 1 CM STARTING FROM INSERTION SIDE PROPER CORRELATION BET WEEN ID/OD DISPOSABLE STERILE SIZE 4.0MM (ID)
14934 | 4227190328400 | TUBE ENDOTRACHEAL POLYVINYL REINFORCED BY CIRCUMFERENTIAL RIBS ORAL/NASAL TYPE UNCUFFED RADIOPAQUE WITH 15MM TERMINATION CONNECT OR SMOOTH FORMED MURPHY EYE AND TIP WITH STYLET NUMERICAL SCALING EVERY 1 CM STARTING FROM INSERTION SIDE PROPER CORRELATION BET WEEN ID/OD DISPOSABLE STERILE SIZE 4.5MM (ID)
14935 | 4227190328500 | TUBE ENDOTRACHEAL POLYVINYL REINFORCED BY CIRCUMFERENTIAL RIBS ORAL/NASAL TYPE UNCUFFED RADIOPAQUE WITH 15MM TERMINATION CONNECT OR SMOOTH FORMED MURPHY EYE AND TIP WITH STYLET NUMERICAL SCALING EVERY 1 CM STARTING FROM INSERTION SIDE PROPER CORRELATION BET WEEN ID/OD DISPOSABLE STERILE SIZE 5.0MM (ID)
14936 | 4227190328600 | TUBE ENDOTRACHEAL POLYVINYL REINFORCED BY CIRCUMFERENTIAL RIBS ORAL/NASAL TYPE UNCUFFED RADIOPAQUE WITH 15MM TERMINATION CONNECT OR SMOOTH FORMED MURPHY EYE AND TIP WITH STYLET NUMERICAL SCALING EVERY 1 CM STARTING FROM INSERTION SIDE PROPER CORRELATION BET WEEN ID/OD DISPOSABLE STERILE SIZE 5.5MM (ID)
14937 | 4227190328700 | TUBE ENDOTRACHEAL POLYVINYL REINFORCED BY CIRCUMFERENTIAL RIBS ORAL/NASAL TYPE UNCUFFED RADIOPAQUE WITH 15MM TERMINATION CONNECT OR SMOOTH FORMED MURPHY EYE AND TIP WITH STYLET NUMERICAL SCALING EVERY 1 CM STARTING FROM INSERTION SIDE PROPER CORRELATION BET WEEN ID/OD DISPOSABLE STERILE SIZE 6.0MM (ID)
14938 | 4227190328800 | TUBE ENDOTRACHEAL POLYVINYL REINFORCED BY CIRCUMFERENTIAL RIBS ORAL/NASAL TYPE UNCUFFED RADIOPAQUE WITH 15MM TERMINATION CONNECT OR SMOOTH FORMED MURPHY EYE AND TIP WITH STYLET NUMERICAL SCALING EVERY 1 CM STARTING FROM INSERTION SIDE PROPER CORRELATION BET WEEN ID/OD DISPOSABLE STERILE SIZE 6.5MM (ID)
14939 | 4227190328900 | TUBE ENDOTRACHEAL POLYVINYL REINFORCED BY CIRCUMFERENTIAL RIBS ORAL/NASAL TYPE UNCUFFED RADIOPAQUE WITH 15MM TERMINATION CONNECT OR SMOOTH FORMED MURPHY EYE AND TIP WITH STYLET NUMERICAL SCALING EVERY 1 CM STARTING FROM INSERTION SIDE PROPER CORRELATION BET WEEN ID/OD DISPOSABLE STERILE SIZE 7.0MM (ID)
14940 | 4227190329000 | TUBE ENDOTRACHEAL POLYVINYL REINFORCED BY CIRCUMFERENTIAL RIBS ORAL/NASAL TYPE UNCUFFED RADIOPAQUE WITH 15MM TERMINATION CONNECT OR SMOOTH FORMED MURPHY EYE AND TIP WITH STYLET NUMERICAL SCALING EVERY 1 CM STARTING FROM INSERTION SIDE PROPER CORRELATION BET WEEN ID/OD DISPOSABLE STERILE SIZE 7.5MM (ID)
14941 | 4227190329100 | TUBE ENDOTRACHEAL POLYVINYL REINFORCED BY CIRCUMFERENTIAL RIBS ORAL/NASAL TYPE PROFILE CUFF HIGH VOLUME/LOW PRESSURE RADIOPAQUE WITH 15MM TERMINATION CONNECTOR WITH STYLET NUMERICAL SCALING EVERY 1 CM STARTING FROM INSERTION SIDE PROPER CORRELATION BETWEEN ID/OD SMOOTH FORMED MURPHY EYE AND TIP SMOOTH TAPERED MEMBRANE CUFF DISPOSABLE STERILE SIZE 3.0MM (ID)
14942 | 4227190329200 | TUBE ENDOTRACHEAL POLYVINYL REINFORCED BY CIRCUMFERENTIAL RIBS ORAL/NASAL TYPE PROFILE CUFF HIGH VOLUME/LOW PRESSURE RADIOPAQUE WITH 15MM TERMINATION CONNECTOR WITH STYLET NUMERICAL SCALING EVERY 1 CM STARTING FROM INSERTION SIDE PROPER CORRELATION BETWEEN ID/OD SMOOTH FORMED MURPHY EYE AND TIP SMOOTH TAPERED MEMBRANE CUFF DISPOSABLE STERILE SIZE 3.5MM (ID)
14943 | 4227190329300 | TUBE ENDOTRACHEAL POLYVINYL REINFORCED BY CIRCUMFERENTIAL RIBS ORAL/NASAL TYPE PROFILE CUFF HIGH VOLUME/LOW PRESSURE RADIOPAQUE WITH 15MM TERMINATION CONNECTOR WITH STYLET NUMERICAL SCALING EVERY 1 CM STARTING FROM INSERTION SIDE PROPER CORRELATION BETWEEN ID/OD SMOOTH FORMED MURPHY EYE AND TIP SMOOTH TAPERED MEMBRANE CUFF DISPOSABLE STERILE SIZE 4.0MM (ID)
14944 | 4227190329400 | TUBE ENDOTRACHEAL POLYVINYL REINFORCED BY CIRCUMFERENTIAL RIBS ORAL/NASAL TYPE PROFILE CUFF HIGH VOLUME/LOW PRESSURE RADIOPAQUE WITH 15MM TERMINATION CONNECTOR WITH STYLET NUMERICAL SCALING EVERY 1 CM STARTING FROM INSERTION SIDE PROPER CORRELATION BETWEEN ID/OD SMOOTH FORMED MURPHY EYE AND TIP SMOOTH TAPERED MEMBRANE CUFF DISPOSABLE STERILE SIZE 4.5MM (ID)
14945 | 4227190329500 | TUBE ENDOTRACHEAL POLYVINYL REINFORCED BY CIRCUMFERENTIAL RIBS ORAL/NASAL TYPE PROFILE CUFF HIGH VOLUME/LOW PRESSURE RADIOPAQUE WITH 15MM TERMINATION CONNECTOR WITH STYLET NUMERICAL SCALING EVERY 1 CM STARTING FROM INSERTION SIDE PROPER CORRELATION BETWEEN ID/OD SMOOTH FORMED MURPHY EYE AND TIP SMOOTH TAPERED MEMBRANE CUFF DISPOSABLE STERILE SIZE 5.0MM (ID)
14946 | 4227190329600 | TUBE ENDOTRACHEAL POLYVINYL REINFORCED BY CIRCUMFERENTIAL RIBS ORAL/NASAL TYPE PROFILE CUFF HIGH VOLUME/LOW PRESSURE RADIOPAQUE WITH 15MM TERMINATION CONNECTOR WITH STYLET NUMERICAL SCALING EVERY 1 CM STARTING FROM INSERTION SIDE PROPER CORRELATION BETWEEN ID/OD SMOOTH FORMED MURPHY EYE AND TIP SMOOTH TAPERED MEMBRANE CUFF DISPOSABLE STERILE SIZE 5.5MM (ID)
14947 | 4227190329700 | TUBE ENDOTRACHEAL POLYVINYL REINFORCED BY CIRCUMFERENTIAL RIBS ORAL/NASAL TYPE PROFILE CUFF HIGH VOLUME/LOW PRESSURE RADIOPAQUE WITH 15MM TERMINATION CONNECTOR WITH STYLET NUMERICAL SCALING EVERY 1 CM STARTING FROM INSERTION SIDE PROPER CORRELATION BETWEEN ID/OD SMOOTH FORMED MURPHY EYE AND TIP SMOOTH TAPERED MEMBRANE CUFF DISPOSABLE STERILE SIZE 6.0MM (ID)
14948 | 4227190329800 | TUBE ENDOTRACHEAL POLYVINYL REINFORCED BY CIRCUMFERENTIAL RIBS ORAL/NASAL TYPE PROFILE CUFF HIGH VOLUME/LOW PRESSURE RADIOPAQUE WITH 15MM TERMINATION CONNECTOR WITH STYLET NUMERICAL SCALING EVERY 1 CM STARTING FROM INSERTION SIDE PROPER CORRELATION BETWEEN ID/OD SMOOTH FORMED MURPHY EYE AND TIP SMOOTH TAPERED MEMBRANE CUFF DISPOSABLE STERILE SIZE 6.5MM (ID)
14949 | 4227190329900 | TUBE ENDOTRACHEAL POLYVINYL REINFORCED BY CIRCUMFERENTIAL RIBS ORAL/NASAL TYPE PROFILE CUFF HIGH VOLUME/LOW PRESSURE RADIOPAQUE WITH 15MM TERMINATION CONNECTOR WITH STYLET NUMERICAL SCALING EVERY 1 CM STARTING FROM INSERTION SIDE PROPER CORRELATION BETWEEN ID/OD SMOOTH FORMED MURPHY EYE AND TIP SMOOTH TAPERED MEMBRANE CUFF DISPOSABLE STERILE SIZE 7.0MM (ID)
14950 | 4227190330000 | TUBE ENDOTRACHEAL POLYVINYL REINFORCED BY CIRCUMFERENTIAL RIBS ORAL/NASAL TYPE PROFILE CUFF HIGH VOLUME/LOW PRESSURE RADIOPAQUE WITH 15MM TERMINATION CONNECTOR WITH STYLET NUMERICAL SCALING EVERY 1 CM STARTING FROM INSERTION SIDE PROPER CORRELATION BETWEEN ID/OD SMOOTH FORMED MURPHY EYE AND TIP SMOOTH TAPERED MEMBRANE CUFF DISPOSABLE STERILE SIZE 7.5MM (ID)
14951 | 4227190330100 | TUBE ENDOTRACHEAL POLYVINYL REINFORCED BY CIRCUMFERENTIAL RIBS ORAL/NASAL TYPE PROFILE CUFF HIGH VOLUME/LOW PRESSURE RADIOPAQUE WITH 15MM TERMINATION CONNECTOR WITH STYLET NUMERICAL SCALING EVERY 1 CM STARTING FROM INSERTION SIDE PROPER CORRELATION BETWEEN ID/OD SMOOTH FORMED MURPHY EYE AND TIP SMOOTH TAPERED MEMBRANE CUFF DISPOSABLE STERILE SIZE 8.0MM (ID)
14952 | 4227190330200 | TUBE ENDOTRACHEAL POLYVINYL (PVC) REINFORCED BY CIRCUMFERENTIAL RIBS ORAL/NASAL TYPE PROFILE CUFF HIGH VOLUME/LOW PRESSURE RADIOPAQUE WITH 15MM TERMINATION CONNECTOR WITH STYLET NUMERICAL SCALING EVERY 1 CM STARTING FROM INSERTION SIDE PROPER CORRELATION BETWEEN ID/OD SMOOTH FORMED MURPHY EYE AND TIP SMOOTH TAPERED MEMBRANE CUFF DISPOSABLE STERILE SIZE 8.5MM (ID)
14953 | 4227190330300 | TUBE ENDOTRACHEAL POLYVINYL REINFORCED BY CIRCUMFERENTIAL RIBS ORAL/NASAL TYPE PROFILE CUFF HIGH VOLUME/LOW PRESSURE RADIOPAQUE WITH 15MM TERMINATION CONNECTOR WITH STYLET NUMERICAL SCALING EVERY 1 CM STARTING FROM INSERTION SIDE PROPER CORRELATION BETWEEN ID/OD SMOOTH FORMED MURPHY EYE AND TIP SMOOTH TAPERED MEMBRANE CUFF DISPOSABLE STERILE SIZE 9.0MM (ID)
14954 | 4227190330400 | TUBE ENDOTRACHEAL PREFORMED PVC PLAIN NASAL TYPE RADIOPAQUE WITH 15MM TERMINATION CONNECTOR SMOOTH FORMED MURPHY EYE AND TIP NUMERICAL SCALING EVERY 1 CM STARTING FROM INSERTION SIDE PROPER CORRELATION BETWEEN ID/OD DISPOSABLE STERILE SIZE 2.5MM(ID)
14955 | 4227190330500 | TUBE ENDOTRACHEAL PREFORMED PVC PLAIN NASAL TYPE RADIOPAQUE WITH 15MM TERMINATION CONNECTOR SMOOTH FORMED MURPHY EYE AND TIP NUMERICAL SCALING EVERY 1 CM STARTING FROM INSERTION SIDE PROPER CORRELATION BETWEEN ID/OD DISPOSABLE STERILE SIZE 3.0MM(ID)
14956 | 4227190330600 | TUBE ENDOTRACHEAL PREFORMED PVC PLAIN NASAL TYPE RADIOPAQUE WITH 15MM TERMINATION CONNECTOR SMOOTH FORMED MURPHY EYE AND TIP NUMERICAL SCALING EVERY 1 CM STARTING FROM INSERTION SIDE PROPER CORRELATION BETWEEN ID/OD DISPOSABLE STERILE SIZE 3.5MM(ID)
14957 | 4227190330700 | TUBE ENDOTRACHEAL PREFORMED PVC PLAIN NASAL TYPE RADIOPAQUE WITH 15MM TERMINATION CONNECTOR SMOOTH FORMED MURPHY EYE AND TIP NUMERICAL SCALING EVERY 1 CM STARTING FROM INSERTION SIDE PROPER CORRELATION BETWEEN ID/OD DISPOSABLE STERILE SIZE 4.0MM(ID)
14958 | 4227190330800 | TUBE ENDOTRACHEAL PREFORMED PVC PLAIN NASAL TYPE RADIOPAQUE WITH 15MM TERMINATION CONNECTOR SMOOTH FORMED MURPHY EYE AND TIP NUMERICAL SCALING EVERY 1 CM STARTING FROM INSERTION SIDE PROPER CORRELATION BETWEEN ID/OD DISPOSABLE STERILE SIZE 4.5MM(ID)
14959 | 4227190330900 | TUBE ENDOTRACHEAL PREFORMED PVC PLAIN NASAL TYPE RADIOPAQUE WITH 15MM TERMINATION CONNECTOR SMOOTH FORMED MURPHY EYE AND TIP NUMERICAL SCALING EVERY 1 CM STARTING FROM INSERTION SIDE PROPER CORRELATION BETWEEN ID/OD DISPOSABLE STERILE SIZE 5.0MM(ID)
14960 | 4227190331000 | TUBE ENDOTRACHEAL PREFORMED PVC PLAIN NASAL TYPE RADIOPAQUE WITH 15MM TERMINATION CONNECTOR SMOOTH FORMED MURPHY EYE AND TIP NUMERICAL SCALING EVERY 1 CM STARTING FROM INSERTION SIDE PROPER CORRELATION BETWEEN ID/OD DISPOSABLE STERILE SIZE 5.5MM(ID)
14961 | 4227190331100 | TUBE ENDOTRACHEAL PREFORMED PVC PLAIN NASAL TYPE RADIOPAQUE WITH 15MM TERMINATION CONNECTOR SMOOTH FORMED MURPHY EYE AND TIP NUMERICAL SCALING EVERY 1 CM STARTING FROM INSERTION SIDE PROPER CORRELATION BETWEEN ID/OD DISPOSABLE STERILE SIZE 6.0MM(ID)
14962 | 4227190331200 | TUBE ENDOTRACHEAL PREFORMED PVC PLAIN NASAL TYPE RADIOPAQUE WITH 15MM TERMINATION CONNECTOR SMOOTH FORMED MURPHY EYE AND TIP NUMERICAL SCALING EVERY 1 CM STARTING FROM INSERTION SIDE PROPER CORRELATION BETWEEN ID/OD DISPOSABLE STERILE SIZE 6.5MM(ID)
14963 | 4227190331300 | TUBE ENDOTRACHEAL PREFORMED PVC PLAIN NASAL TYPE RADIOPAQUE WITH 15MM TERMINATION CONNECTOR SMOOTH FORMED MURPHY EYE AND TIP NUMERICAL SCALING EVERY 1 CM STARTING FROM INSERTION SIDE PROPER CORRELATION BETWEEN ID/OD DISPOSABLE STERILE SIZE 7.0MM(ID)
14964 | 4227190331400 | TUBE ENDOTRACHEAL PVC NASAL NORTH PROFILE CUFF DISPOSABLE STERILE SIZE 3.0MM (ID)
14965 | 4227190331500 | TUBE ENDOTRACHEAL PVC NASAL NORTH PROFILE CUFF DISPOSABLE STERILE SIZE 3.5MM (ID)
14966 | 4227190331600 | TUBE ENDOTRACHEAL PVC NASAL NORTH PROFILE CUFF DISPOSABLE STERILE SIZE 4.0MM (ID)
14967 | 4227190331700 | TUBE ENDOTRACHEAL PVC NASAL NORTH PROFILE CUFF DISPOSABLE STERILE SIZE 4.5MM (ID)
14968 | 4227190331800 | TUBE ENDOTRACHEAL PVC NASAL NORTH PROFILE CUFF DISPOSABLE STERILE SIZE 5.0MM (ID)
14969 | 4227190331900 | TUBE ENDOTRACHEAL PVC NASAL NORTH PROFILE CUFF DISPOSABLE STERILE SIZE 5.5MM (ID)
14970 | 4227190332000 | TUBE ENDOTRACHEAL PVC NASAL NORTH PROFILE CUFF DISPOSABLE STERILE SIZE 6.0MM (ID)
14971 | 4227190332100 | TUBE ENDOTRACHEAL PVC NASAL NORTH PROFILE CUFF DISPOSABLE STERILE SIZE 6.5MM (ID)
14972 | 4227190332200 | TUBE ENDOTRACHEAL PVC NASAL NORTH PROFILE CUFF DISPOSABLE STERILE SIZE 7.0MM (ID)
14973 | 4227190332300 | TUBE ENDOTRACHEAL PVC NASAL NORTH PROFILE CUFF DISPOSABLE STERILE SIZE 7.5MM (ID)
14974 | 4227190332400 | TUBE ENDOTRACHEAL PVC NASAL NORTH PROFILE CUFF DISPOSABLE STERILE SIZE 8.0MM (ID)
14975 | 4227190332500 | TUBE ENDOTRACHEAL PVC NASAL NORTH PROFILE CUFF DISPOSABLE STERILE SIZE 8.5MM (ID)
14976 | 4227190333600 | TUBE ENDOTRACHEAL FLEXIBLE STEEL DOUBLE CUFF LASER RESISTANT STERILE SIZE 5.0MM
14977 | 4227190333800 | TUBE ENDOTRACHEAL FLEXIBLE STEEL DOUBLE CUFF LASER RESISTANT STERILE SIZE 6.0MM
14978 | 4227190336300 | NASOPHARYNGEAL AIRWAY LATEX FREE SILICON (ADJUSTABLE) WITH DISTAL - ROUNDED TIP + DEPTH FIXATION DEVICE + 15MM (ID) CONNECTOR STERILE DISPOSABLE SIZE 4.0MM (ID)
14979 | 4227190336400 | NASOPHARYNGEAL AIRWAY LATEX FREE IVORY (ADJUSTABLE) WITH DISTAL - ROUNDED TIP + DEPTH FIXATION DEVICE + 15MM (ID) CONNECTOR STERILE DISPOSABLE SIZE 4.5MM (ID)
14980 | 4227190336500 | NASOPHARYNGEAL AIRWAY LATEX FREE IVORY (ADJUSTABLE) WITH DISTAL - ROUNDED TIP + DEPTH FIXATION DEVICE + 15MM (ID) CONNECTOR STERILE DISPOSABLE SIZE 5.0MM (ID)
14981 | 4227190336600 | NASOPHARYNGEAL AIRWAY LATEX FREE IVORY (ADJUSTABLE) WITH DISTAL - ROUNDED TIP + DEPTH FIXATION DEVICE + 15MM (ID) CONNECTOR STERILE DISPOSABLE SIZE 5.5MM (ID)
14982 | 4227190336700 | NASOPHARYNGEAL AIRWAY LATEX FREE IVORY (ADJUSTABLE) WITH DISTAL - ROUNDED TIP + DEPTH FIXATION DEVICE + 15MM (ID) CONNECTOR STERILE DISPOSABLE SIZE 6.0MM (ID)
14983 | 4227190336800 | NASOPHARYNGEAL AIRWAY LATEX FREE IVORY (ADJUSTABLE) WITH DISTAL - ROUNDED TIP + DEPTH FIXATION DEVICE + 15MM (ID) CONNECTOR STERILE DISPOSABLE SIZE 6.5MM (ID)
14984 | 4227190336900 | NASOPHARYNGEAL AIRWAY LATEX FREE IVORY (ADJUSTABLE) WITH DISTAL - ROUNDED TIP + DEPTH FIXATION DEVICE + 15MM (ID) CONNECTOR STERILE DISPOSABLE SIZE 7.0MM (ID)
14985 | 4227190337000 | NASOPHARYNGEAL AIRWAY LATEX FREE IVORY (ADJUSTABLE) WITH DISTAL - ROUNDED TIP + DEPTH FIXATION DEVICE + 15MM (ID) CONNECTOR STERILE DISPOSABLE SIZE 7.5MM (ID)
14986 | 4227190337100 | NASOPHARYNGEAL AIRWAY LATEX FREE IVORY (ADJUSTABLE) WITH DISTAL - ROUNDED TIP + DEPTH FIXATION DEVICE + 15MM (ID) CONNECTOR STERILE DISPOSABLE SIZE 8.0MM (ID)
14987 | 4227190337200 | NASOPHARYNGEAL AIRWAY LATEX FREE IVORY (ADJUSTABLE) WITH DISTAL - ROUNDED TIP + DEPTH FIXATION DEVICE + 15MM (ID) CONNECTOR STERILE DISPOSABLE SIZE 8.5MM (ID)
14988 | 4227190337300 | NASOPHARYNGEAL AIRWAY LATEX FREE IVORY (ADJUSTABLE) WITH DISTAL - ROUNDED TIP + DEPTH FIXATION DEVICE + 15MM (ID) CONNECTOR STERILE DISPOSABLE SIZE 9.0MM (ID)
14989 | 4227190337400 | NASOPHARYNGEAL AIRWAY WITH FIXATION CLIP SIZE 65MM
14990 | 4227190337800 | SINGLE-LUMEN ENDOTRACHEAL TUBE COLORED CUFF HIGH VOLUME LOW PRESSURE WITH AN ADDITIONAL SMALL CHANNEL WITHIN THE CONCAVE ANTERIOR WALL PORTION THAT HOUSES A MOVABLE BRONCHIAL BLOCKER WITH HOLLOW SOFT AND FLEXIBLE TIP THAT CAN EXTEND BEYOND THE TUBE TIP STERILE DISPOSABLE SIZE 5.0MM (ID)
14991 | 4227190337900 | SINGLE-LUMEN ENDOTRACHEAL TUBE COLORED CUFF HIGH VOLUME LOW PRESSURE WITH AN ADDITIONAL SMALL CHANNEL WITHIN THE CONCAVE ANTERIOR WALL PORTION THAT HOUSES A MOVABLE BRONCHIAL BLOCKER WITH HOLLOW SOFT AND FLEXIBLE TIP THAT CAN EXTEND BEYOND THE TUBE TIP STERILE DISPOSABLE SIZE 5.5MM (ID)
14992 | 4227190338000 | SINGLE-LUMEN ENDOTRACHEAL TUBE COLORED CUFF HIGH VOLUME LOW PRESSURE WITH AN ADDITIONAL SMALL CHANNEL WITHIN THE CONCAVE ANTERIOR WALL PORTION THAT HOUSES A MOVABLE BRONCHIAL BLOCKER WITH HOLLOW SOFT AND FLEXIBLE TIP THAT CAN EXTEND BEYOND THE TUBE TIP STERILE DISPOSABLE SIZE 6.0MM (ID)
14993 | 4227190338100 | SINGLE-LUMEN ENDOTRACHEAL TUBE COLORED CUFF HIGH VOLUME LOW PRESSURE WITH AN ADDITIONAL SMALL CHANNEL WITHIN THE CONCAVE ANTERIOR WALL PORTION THAT HOUSES A MOVABLE BRONCHIAL BLOCKER WITH HOLLOW SOFT AND FLEXIBLE TIP THAT CAN EXTEND BEYOND THE TUBE TIP STERILE DISPOSABLE SIZE 6.5MM (ID)
14994 | 4227190338200 | SINGLE-LUMEN ENDOTRACHEAL TUBE COLORED CUFF HIGH VOLUME LOW PRESSURE WITH AN ADDITIONAL SMALL CHANNEL WITHIN THE CONCAVE ANTERIOR WALL PORTION THAT HOUSES A MOVABLE BRONCHIAL BLOCKER WITH HOLLOW SOFT AND FLEXIBLE TIP THAT CAN EXTEND BEYOND THE TUBE TIP STERILE DISPOSABLE SIZE 7.0MM (ID)
14995 | 4227190338300 | SINGLE-LUMEN ENDOTRACHEAL TUBE COLORED CUFF HIGH VOLUME LOW PRESSURE WITH AN ADDITIONAL SMALL CHANNEL WITHIN THE CONCAVE ANTERIOR WALL PORTION THAT HOUSES A MOVABLE BRONCHIAL BLOCKER WITH HOLLOW SOFT AND FLEXIBLE TIP THAT CAN EXTEND BEYOND THE TUBE TIP STERILE DISPOSABLE SIZE 7.5MM (ID)
14996 | 4227190338400 | SINGLE-LUMEN ENDOTRACHEAL TUBE COLORED CUFF HIGH VOLUME LOW PRESSURE WITH AN ADDITIONAL SMALL CHANNEL WITHIN THE CONCAVE ANTERIOR WALL PORTION THAT HOUSES A MOVABLE BRONCHIAL BLOCKER WITH HOLLOW SOFT AND FLEXIBLE TIP THAT CAN EXTEND BEYOND THE TUBE TIP STERILE DISPOSABLE SIZE 8.0MM (ID)
14997 | 4227190338500 | SINGLE-LUMEN ENDOTRACHEAL TUBE COLORED CUFF HIGH VOLUME LOW PRESSURE WITH AN ADDITIONAL SMALL CHANNEL WITHIN THE CONCAVE ANTERIOR WALL PORTION THAT HOUSES A MOVABLE BRONCHIAL BLOCKER WITH HOLLOW SOFT AND FLEXIBLE TIP THAT CAN EXTEND BEYOND THE TUBE TIP STERILE DISPOSABLE SIZE 8.5MM (ID)
14998 | 4227190338700 | ENDOTRACHEAL TUBE HOLDER FOR NEONATE ETT SIZE 2.5 MM ACRYLIC ADHESIVE BOTH SIDES ADJUSTABLE TUBE HEIGHT DISPOSABLE COLOR CODED SIZES. LATEX AND DEHP FREE NON-WOVEN FABRIC
14999 | 4227190338800 | ENDOTRACHEAL TUBE SECURING DEVICE FOR NASAL INTUBATION NON ADHESIVE TO PATIENT SKIN TUBES SIZE 5 - 9 WITH ADJUSTABLE TUBE POSITION DISPOSABLE
15000 | 4227190338900 | ENDOTRACHEAL TUBE SECURING DEVICE FOR NASAL INTUBATION NON ADHESIVE TO PATIENT SKIN TUBES SIZE 2.5 - 4.5 WITH ADJUSTABLE TUBE POSITION DISPOSABLE
15001 | 4227190340000 | TUBE LASER SHIELD ENDOTRACHEAL ID 6.5MM
15002 | 4227190340400 | TUBE LASER ENDOTRACHEAL SIZE 4.0 ID FLEXIBLE STAINLESS STEEL DUAL CUFF LASER RESISTANCE NN FLAMMABLE AIRTIGHT STEEL SPIRAL RADIOPAQUE LATEX FREE DISPOSABLE
15003 | 4227190340500 | TUBE LASER ENDOTRACHEAL SIZE 7.0 ID FLEXIBLE STAINLESS STEEL DUAL CUFF LASER RESISTANCE NN FLAMMABLE AIRTIGHT STEEL SPIRAL RADIOPAQUE LATEX FREE DISPOSABLE
15004 | 4227190340600 | TUBE LASER ENDOTRACHEAL SIZE 8.0 ID FLEXIBLE STAINLESS STEEL DUAL CUFF LASER RESISTANCE NN FLAMMABLE AIRTIGHT STEEL SPIRAL RADIOPAQUE LATEX FREE DISPOSABLE
15005 | 4227190340700 | TUBE INTUBATION ENDOTRACHEAL LASER/FLEXIBLE/STAINLESS STEEL DUAL CUFF/LASER RESISTANCE/NON FLAMMABLE/AIRTIGHT STEEL SPIROL/RADIOPAQUE/DISPOSABLE LATEX FREE INNER DIA: 4.5MM
15006 | 4227190344400 | TUBE ENDOTRACHEAL RAE- PREFORMED PVC UNCUFFED ORAL TYPE RADIOPAQUE WITH 15MM TERMINATION CONNECTOR SMOOTH FORMED MURPHY EYE AND TIP NUMERICAL SCALING EVERY 1 CM STARTING FROM INSERTION SIDE PROPER CORRELATION BETWEEN ID/OD DISPOSABLE STERILE SIZE 2.0MM ( ID)
15007 | 4227190345000 | TUBE ENDOTRACHEAL PVC ORAL / NASAL TYPE PROFILE CUFF HIGH VOLUME/LOW PRESSURE RADIOPAQUE WITH 15MM TERMINATION CONNECTOR NUMERICAL SCALING EVERY 1 CM STARTING FROM INSERTION SIDE PROPER CORRELATION BETWEEN ID/OD SMOOTH FORMED MURPHY EYE AND TIP SMOOTH TAPE RED MEMBRANE CUFF DISPOSABLE STERILE SIZE 2.5MM (ID)
15008 | 4227190345100 | TUBE ENDOTRACHEAL PVC ORAL / NASAL TYPE PROFILE CUFF HIGH VOLUME/LOW PRESSURE RADIOPAQUE WITH 15MM TERMINATION CONNECTOR NUMERICAL SCALING EVERY 1 CM STARTING FROM INSERTION SIDE PROPER CORRELATION BETWEEN ID/OD SMOOTH FORMED MURPHY EYE AND TIP SMOOTH TAPE RED MEMBRANE CUFF DISPOSABLE STERILE SIZE 2.0MM (ID)
15009 | 4227190345200 | TUBE ENDOTRACHEAL/PVC/NASAL NORTH/UNCUFFED/DISPOSABLE STERILE INNER DIA: 2.5MM
15010 | 4227190345300 | TUBE ENDOTRACHEAL/PVC/NASAL NORTH/PROFILE CUFF/DISPOSABLE STERILE INNER DIA: 2.5MM
15011 | 4227190345600 | TUBE ENDOTRACHEAL POLYVINYL PLAIN ORAL / NASAL TYPE RADIOPAQUE WITH 15MM TERMINATION CONNECTOR SMOOTH FORMED MURPHY EYE AND TIP NUMERICAL SCALING EVERY 1 CM STARTING FROM INSERTION SIDE PROPER CORRELATION BETWEEN ID/OD DISPOSABLE STERILE INNER DIAMETER SIZE 2.0MM (ID)
15012 | 4227190345700 | TRACHEAL TUBE CUFF PRESSURE LEVEL INDICATOR DISPOSABLE WITH INFLATION PORT PRESSURE RANGE 20-29 CM H2O
15013 | 4227190345800 | TRACHEAL TUBE CUFF PRESSURE LEVEL INDICATOR DISPOSABLE WITH INFLATION PORT PRESSURE RANGE 10-20 CM H2O
15014 | 4227190403800 | TRACHEOSTOMY TUBE CUFFED AND FENESTRATED WITH 2 INNER CANNULA STERILE (1 PLAIN - 1 FENESTRATED) ULTRA SIZE 7.5 STERILE
15015 | 4227190404200 | TRACHEOSTOMY TUBE ADULT CUFFLESS FENESTRATED ID-IC 9MM EXTENDED LENGTH
15016 | 4227190404700 | TRACHEOSTOMY TUBE ADULT CUFFED UNFENESTRATED ID-IC 6.5MM WITH DISPOSABLE INNER CANNULA
15017 | 4227190404900 | TRACHEOSTOMY TUBE ADULT CUFFED UNFENESTRATED ID-IC 7.5MM WITH DISPOSABLE INNER CANNULA
15018 | 4227190405700 | TRACHEOSTOMY TUBE ADULT CUFFLESS FENESTRATED ID-IC 8MM EXTENDED LENGTH
15019 | 4227190405800 | TRACHEOSTOMY TUBE ADULT CUFFLESS UNFENESTRATED ID-IC 8MM EXTENDED LENGTH
15020 | 4227190406000 | TRACHEOSTOMY TUBE MINI NEONATE SINGLE CANNULA STERILE SIZE 4.5 MM
15021 | 4227190406700 | TRACHEOSTOMY TUBE CUFFED PEDIATRIC SINGLE CANNULA STERILE SIZE 3.0MM
15022 | 4227190406800 | TRACHEOSTOMY TUBE CUFFED PEDIATRIC SINGLE CANNULA STERILE SIZE 3.5MM
15023 | 4227190406900 | TRACHEOSTOMY TUBE ADULT CUFFED FENESTRATED ID-IC 9MM
15024 | 4227190407000 | TRACHEOSTOMY TUBE CUFFED ULTRA OR EQUIVALENT SIZE 6.0 STERILE
15025 | 4227190407100 | TRACHEOSTOMY TUBE CUFFED ULTRA OR EQUIVALENT SIZE 7.0 STERILE
15026 | 4227190407200 | TRACHEOSTOMY TUBE CUFFED ULTRA OR EQUIVALENT SIZE 7.5 STERILE
15027 | 4227190407300 | TRACHEOSTOMY TUBE CUFFED ULTRA OR EQUIVALENT SIZE 8.0 STERILE
15028 | 4227190407400 | TRACHEOSTOMY TUBE EXTRA LONG WITH ADJUSTABLE NECK FLANGE TO CHANGE THE LENGTH OF THE TUBE CUFF STERILE SIZE 3.0MM
15029 | 4227190407500 | TRACHEOSTOMY TUBE EXTRA LONG WITH ADJUSTABLE NECK FLANGE TO CHANGE THE LENGTH OF THE TUBE CUFF STERILE SIZE 3.5MM
15030 | 4227190407600 | TRACHEOSTOMY TUBE EXTRA LONG WITH ADJUSTABLE NECK FLANGE TO CHANGE THE LENGTH OF THE TUBE CUFF STERILE SIZE 4.0MM
15031 | 4227190407700 | TRACHEOSTOMY TUBE EXTRA LONG WITH ADJUSTABLE NECK FLANGE TO CHANGE THE LENGTH OF THE TUBE CUFF STERILE SIZE 4.5MM
15032 | 4227190407800 | TRACHEOSTOMY TUBE LOW PRESSURE CUFFED WITH INNER CANNULA STERILE SIZE 3.0 MM
15033 | 4227190407900 | TRACHEOSTOMY TUBE LOW PRESSURE CUFFED WITH INNER CANNULA STERILE SIZE 3.5 MM
15034 | 4227190408000 | TRACHEOSTOMY TUBE CUFFED NEONATE SINGLE CANNULA STERILE SIZE 4.5 MM
15035 | 4227190408100 | TRACHEOSTOMY TUBE ADULT CUFFLESS FENESTRATED ID-IC 5.5MM
15036 | 4227190408200 | TRACHEOSTOMY TUBE LOW PRESSURE CUFFED WITH INNER CANNULA STERILE SIZE 6.5 MM
15037 | 4227190408300 | TRACHEOSTOMY TUBE LOW PRESSURE CUFFED WITH INNER CANNULA STERILE SIZE 7.5 MM
15038 | 4227190408400 | TRACHEOSTOMY TUBE MINI NEONATE SINGLE CANNULA STERILE SIZE 2.0 MM
15039 | 4227190408500 | TRACHEOSTOMY TUBE PLAIN SIZE 3.0 STERILE
15040 | 4227190408600 | TRACHEOSTOMY TUBE PLAIN SIZE 3.5 STERILE
15041 | 4227190408700 | TRACHEOSTOMY TUBE PLAIN SIZE 4.5 STERILE
15042 | 4227190408800 | TRACHEOSTOMY TUBE PLAIN ULTRA OR EQUIVALENT SIZE 6.0 STERILE
15043 | 4227190408900 | TRACHEOSTOMY TUBE PLAIN ULTRA OR EQUIVALENT SIZE 6.5 STERILE
15044 | 4227190409000 | TRACHEOSTOMY TUBE PLAIN ULTRA OR EQUIVALENT SIZE 7.0 STERILE
15045 | 4227190409100 | TRACHEOSTOMY TUBE PLAIN ULTRA OR EQUIVALENT SIZE 7.5 STERILE
15046 | 4227190409200 | TRACHEOSTOMY TUBE PLAIN ULTRA OR EQUIVALENT SIZE 8.0 STERILE
15047 | 4227190409300 | TRACHEOSTOMY TUBE UNCUFFED FENESTRATED WITH 2 INNER CANNULAS (1 PLAIN - 1 FENESTRATED) STERILE SIZE 3.0 MM
15048 | 4227190409400 | TRACHEOSTOMY TUBE UNCUFFED FENESTRATED WITH 2 INNER CANNULAS (1 PLAIN - 1 FENESTRATED) STERILE SIZE 3.5 MM
15049 | 4227190409500 | TRACHEOSTOMY TUBE UNCUFFED FENESTRATED WITH 2 INNER CANNULAS (1 PLAIN - 1 FENESTRATED) STERILE SIZE 4.5 MM
15050 | 4227190409600 | TRACHEOSTOMY TUBE ADULT CUFFLESS UNFENESTRATED ID-IC 5.5MM
15051 | 4227190409700 | TRACHEOSTOMY TUBE EXTENDED CUFFED PEDIATRIC SINGLE CANNULA STERILE SIZE 6.5 MM
15052 | 4227190409800 | TRACHEOSTOMY TUBE UNCUFFED FENESTRATED WITH 2 INNER CANNULAS (1 PLAIN - 1 FENESTRATED) STERILE SIZE 7.5 MM
15053 | 4227190410100 | MONTGOMERY SAFE-T-TUBES PEDIATRIC ASSORTED SIZES
15054 | 4227190410200 | MONTGOMERY SAFE-T-TUBES STANDARD ASSORTED SIZES
15055 | 4227190410300 | MONTGOMERY THYROPLASTY IMPLANT SYSTEM ASSORTED SIZES
15056 | 4227190410400 | TRACHEOSTOMY TUBE ADULT CUFFED FENESTRATED ID-IC 4MM
15057 | 4227190410500 | TRACHEOSTOMY TUBE ADULT CUFFED FENESTRATED ID-IC 5.5MM
15058 | 4227190410600 | TRACHEOSTOMY TUBE ADULT CUFFED FENESTRATED ID-IC 5.5MM WITH DISPOSABLE INNER CANNULA
15059 | 4227190410700 | TRACHEOSTOMY TUBE ADULT CUFFED FENESTRATED ID-IC 5MM
15060 | 4227190410800 | TRACHEOSTOMY TUBE ADULT CUFFED FENESTRATED ID-IC 5MM WITH DISPOSABLE INNER CANNULA
15061 | 4227190410900 | TRACHEOSTOMY TUBE ADULT CUFFED FENESTRATED ID-IC 6.5MM WITH DISPOSABLE INNER CANNULA
15062 | 4227190411000 | TRACHEOSTOMY TUBE ADULT CUFFED FENESTRATED ID-IC 6MM WITH DISPOSABLE INNER CANNULA
15063 | 4227190411100 | TRACHEOSTOMY TUBE ADULT CUFFED FENESTRATED ID-IC 7.5MM WITH DISPOSABLE INNER CANNULA
15064 | 4227190411200 | TRACHEOSTOMY TUBE ADULT CUFFED FENESTRATED ID-IC 7MM WITH DISPOSABLE INNER CANNULA
15065 | 4227190411300 | TRACHEOSTOMY TUBE ADULT CUFFED FENESTRATED ID-IC 8MM WITH DISPOSABLE INNER CANNULA
15066 | 4227190411400 | TRACHEOSTOMY TUBE ADULT CUFFED UNFENESTRATED ID-IC 10MM
15067 | 4227190411500 | TRACHEOSTOMY TUBE ADULT CUFFED UNFENESTRATED ID-IC 10MM WITH SUBGLOTTIC SUCTION
15068 | 4227190411600 | TRACHEOSTOMY TUBE ADULT CUFFED UNFENESTRATED ID-IC 4MM
15069 | 4227190411700 | TRACHEOSTOMY TUBE ADULT CUFFED UNFENESTRATED ID-IC 4MM WITH SUBGLOTTIC SUCTION
15070 | 4227190411800 | TRACHEOSTOMY TUBE ADULT CUFFED UNFENESTRATED ID-IC 5.5MM
15071 | 4227190411900 | TRACHEOSTOMY TUBE ADULT CUFFED UNFENESTRATED ID-IC 5.5MM WITH DISPOSABLE INNER CANNULA
15072 | 4227190412000 | TRACHEOSTOMY TUBE ADULT CUFFED UNFENESTRATED ID-IC 5MM
15073 | 4227190412100 | TRACHEOSTOMY TUBE ADULT CUFFED UNFENESTRATED ID-IC 5MM WITH DISPOSABLE INNER CANNULA
15074 | 4227190412200 | TRACHEOSTOMY TUBE ADULT CUFFED UNFENESTRATED ID-IC 5MM WITH SUBGLOTTIC SUCTION
15075 | 4227190412300 | TRACHEOSTOMY TUBE ADULT CUFFED UNFENESTRATED ID-IC 6MM WITH DISPOSABLE INNER CANNULA
15076 | 4227190412400 | TRACHEOSTOMY TUBE ADULT CUFFED UNFENESTRATED ID-IC 6MM WITH SUBGLOTTIC SUCTION
15077 | 4227190412500 | TRACHEOSTOMY TUBE ADULT CUFFED UNFENESTRATED ID-IC 7MM WITH DISPOSABLE INNER CANNULA
15078 | 4227190412600 | TRACHEOSTOMY TUBE ADULT CUFFED UNFENESTRATED ID-IC 7MM WITH SUBGLOTTIC SUCTION
15079 | 4227190412700 | TRACHEOSTOMY TUBE ADULT CUFFED UNFENESTRATED ID-IC 8MM WITH DISPOSABLE INNER CANNULA
15080 | 4227190412800 | TRACHEOSTOMY TUBE ADULT CUFFED UNFENESTRATED ID-IC 8MM WITH SUBGLOTTIC SUCTION
15081 | 4227190412900 | TRACHEOSTOMY TUBE ADULT CUFFED UNFENESTRATED ID-IC 9MM
15082 | 4227190413000 | TRACHEOSTOMY TUBE ADULT CUFFED UNFENESTRATED ID-IC 9MM WITH SUBGLOTTIC SUCTION
15083 | 4227190413100 | TRACHEOSTOMY TUBE ADULT CUFFLESS FENESTRATED ID-IC 6MM EXTENDED LENGTH
15084 | 4227190413200 | TRACHEOSTOMY TUBE ADULT CUFFLESS FENESTRATED ID-IC 9MM
15085 | 4227190413300 | TRACHEOSTOMY TUBE ADULT CUFFLESS UNFENESTRATED ID-IC 10MM
15086 | 4227190413400 | TRACHEOSTOMY TUBE ADULT CUFFLESS UNFENESTRATED ID-IC 10MM EXTENDED LENGTH
15087 | 4227190413500 | TRACHEOSTOMY TUBE ADULT CUFFLESS UNFENESTRATED ID-IC 7MM EXTENDED LENGTH
15088 | 4227190413600 | TRACHEOSTOMY TUBE ADULT CUFFLESS UNFENESTRATED ID-IC 9MM
15089 | 4227190413700 | TRACHEOSTOMY TUBE ADULT CUFFLESS UNFENESTRATED ID-IC 9MM EXTENDED LENGTH
15090 | 4227190413800 | TRACHEOSTOMY TUBE CUFFED NEONATE SINGLE CANNULA STERILE SIZE 2.5 MM
15091 | 4227190413900 | TRACHEOSTOMY TUBE CUFFED NEONATE SINGLE CANNULA STERILE SIZE 3 MM
15092 | 4227190414000 | TRACHEOSTOMY TUBE CUFFED NEONATE SINGLE CANNULA STERILE SIZE 3.5 MM
15093 | 4227190414100 | TRACHEOSTOMY TUBE CUFFED NEONATE SINGLE CANNULA STERILE SIZE 4 MM
15094 | 4227190414200 | TRACHEOSTOMY TUBE CUFFED PEDIATRIC SINGLE CANNULA STERILE SIZE 2.5MM
15095 | 4227190414300 | TRACHEOSTOMY TUBE EXTENDED CUFFED PEDIATRIC SINGLE CANNULA STERILE SIZE 5.5 MM
15096 | 4227190414400 | TRACHEOSTOMY TUBE EXTENDED CUFFED PEDIATRIC SINGLE CANNULA STERILE SIZE 6 MM
15097 | 4227190414500 | TRACHEOSTOMY TUBE EXTRA LONG WITH ADJUSTABLE NECK FLANGE TO CHANGE THE LENGTH OF THE TUBE CUFF STERILE SIZE 11.0MM
15098 | 4227190414600 | TRACHEOSTOMY TUBE MINI PEDIATRIC SINGLE CANNULA STERILE SIZE 2.5 MM
15099 | 4227190501400 | CONNECTOR SWIVEL FULL ROTATION THROUGH 360 DEGREE/WITH SUCTION PORT/MALE AND FEMALE FITTINGS/REUSABLE STERILE DIA: 15.0MM
15100 | 4227190501800 | TUBE ENDO - BRONCHIAL DOUBLE LUMEN LEFT SIZE 28 CURVED BRONCHIAL TIP WITH X-RAY OPAQUE MARKERS AT THE DISTAL TIP ABOVE THE BRONCHIAL CUFF AND AT THE TRACHEAL OPENING COLORED CODED CUFF FOR BRONCHIAL SIDE MADE OF POLYURETHANE CUFF WITH SUCTION CATHETER AND DOUBLE SWIVEL CONNECTOR AND STYLET CAN MAINTAIN ANATOMICAL SHAPE OF THE TUBE STERILE DISPOSABLE SET
15101 | 4227190501900 | TUBE ENDO - BRONCHIAL DOUBLE LUMEN LEFT SIZE 35 CURVED BRONCHIAL TIP WITH X-RAY OPAQUE MARKERS AT THE DISTAL TIP ABOVE THE BRONCHIAL CUFF AND AT THE TRACHEAL OPENING COLORED CODED CUFF FOR BRONCHIAL SIDE MADE OF POLYURETHANE CUFF WITH SUCTION CATHETER AND DOUBLE SWIVEL CONNECTOR AND STYLET CAN MAINTAIN ANATOMICAL SHAPE OF THE TUBE STERILE DISPOSABLE SET
15102 | 4227190502000 | TUBE ENDO - BRONCHIAL DOUBLE LUMEN LEFT SIZE 37 CURVED BRONCHIAL TIP WITH X-RAY OPAQUE MARKERS AT THE DISTAL TIP ABOVE THE BRONCHIAL CUFF AND AT THE TRACHEAL OPENING COLORED CODED CUFF FOR BRONCHIAL SIDE MADE OF POLYURETHANE CUFF WITH SUCTION CATHETER AND DOUBLE SWIVEL CONNECTOR AND STYLET CAN MAINTAIN ANATOMICAL SHAPE OF THE TUBE STERILE DISPOSABLE SET
15103 | 4227190502100 | TUBE ENDO - BRONCHIAL DOUBLE LUMEN LEFT SIZE 39 CURVED BRONCHIAL TIP WITH X-RAY OPAQUE MARKERS AT THE DISTAL TIP ABOVE THE BRONCHIAL CUFF AND AT THE TRACHEAL OPENING COLORED CODED CUFF FOR BRONCHIAL SIDE MADE OF POLYURETHANE CUFF WITH SUCTION CATHETER AND DOUBLE SWIVEL CONNECTOR AND STYLET CAN MAINTAIN ANATOMICAL SHAPE OF THE TUBE STERILE DISPOSABLE SET
15104 | 4227190503700 | CONNECTOR SWIVEL WITH WIDE SUCTION PORT FOR PATIENT SIDE 15MM (ID) MACHINE SIDE 15MM (OD) SYSTEM ANGLE PIECE DISPOSABLE.
15105 | 4227190503800 | TUBE ENDO-BRONCHIAL BLOCKER Y BIFURCATION DOUBLE BALLOON MULTIPORT ADAPTOR ALLOW VENTILATION BRONCHOSCOPY AND THE BLOCKER SIMULTANEOUSLY FOR USE IN THORACIC SURGERY ADULT DISPOSABLE STERILE
15106 | 4227190504000 | BLOOD GAS SAMPLING KIT 1ML SYRINGE LUER SLIP TIP WITH NEEDLE SIZE 23G 2.5 CM LENGTH HEPARINIZED 20 -35 IU/ML SAFETY NEEDLE CA P WITH BUBBLE REMOVER STERILE DISPOSABLE. ONE (1) ITEM/PC = ONE (1) KIT
15107 | 4227190504100 | CUFF BLOOD PRESSURE NEONATAL LATEX FREE SIZE 1 DISPOSABLE SHOULD BE COMPATIBLE WITH DRAEGER MACHINE OR EQUIVALENT
15108 | 4227190504200 | CUFF BLOOD PRESSURE NEONATAL LATEX FREE SIZE 2 - DISPOSABLE SHOULD BE COMPATIBLE WITH DRAEGER MACHINE OR EQUIVALENT
15109 | 4227190504300 | CUFF BLOOD PRESSURE NEONATAL LATEX FREE SIZE 3 - DISPOSABLE SHOULD BE COMPATIBLE WITH DRAEGER MACHINE OR EQUIVALENT
15110 | 4227190504400 | CUFF BLOOD PRESSURE NEONATAL LATEX FREE SIZE 4 DISPOSABLE SHOULD BE COMPATIBLE WITH DRAEGER MACHINE OR EQUIVALENT
15111 | 4227190504500 | SET BLOOD/FLUID WARMING PEDIATRIC /NEONATAL SHOULD BE COMPATIBLE WITH RANGER SYSTEM OR EQUIVALENT
15112 | 4227190504600 | AIRWAY ORAL PHARYNGEAL GUEDEL PLASTIC DISPOSABLE LENGTH PRINTED PERMANENTLY 30-35MM DISTAL END CURVE WITH ATRAUMATIC EDGE COLOR CODED
15113 | 4227190504700 | DRAINAGE TUBE CORRUGATED RADIOPAQUE SIZE: 25MM X 250MM DISPOSABLE STERILE
15114 | 4227190505200 | AIRWAY RETRIEVAL BASKET 0.8/12MM
15115 | 4227190505300 | AIRWAY RETRIEVAL BASKET 1.0/16MM
15116 | 4227190800500 | NEONATAL ENDO TRACHEAL TUBE SECURING DEVICE WITH ADHESIVE FOAM PADS TO COVER THE CHEEKS WITH EXTRA TWO PIECES SECURING FOAM PADS FITS ETT 2.5MM - 5.0 MM ALLOWS FOR RAPID RELEASE AND ADJUSTMENT OF ETT DISPOSABLE.
15117 | 4227190800600 | ENDOTRACHEAL TUBE SECURING DEVICE FOR SIZED 5.0 MM ID - 10.0 MM ID NON-ADHESIVE TO PATIENT SKIN TUBES WITH ADJUSTABLE TUBE POSITION DISPOSABLE HORIZONTAL TUBE MOVEMENT CLIP.
15118 | 4227190902800 | AIRWAY ORAL PHARYNGEAL GUEDEL PLASTIC DISPOSABLE LENGTH PRINTED PERMANENTLY 50-55MM DISTAL END CURVE WITH ATRAUMATIC EDGE COLOR CODED ONE (1) EACH = ONE (1) SET
15119 | 4227190902900 | AIRWAY ORAL PHARYNGEAL GUEDEL PLASTIC DISPOSABLE LENGTH PRINTED PERMANENTLY 40-45MM DISTAL END CURVE WITH ATRAUMATIC EDGE COLOR CODED
15120 | 4227190903100 | AIRWAY ORAL PHARYNGEAL GUEDEL PLASTIC DISPOSABLE LENGTH PRINTED PERMANENTLY 60-65MM DISTAL END CURVE WITH ATRAUMATIC EDGE COLOR CODED
15121 | 4227190903200 | AIRWAY ORAL PHARYNGEAL GUEDEL PLASTIC DISPOSABLE LENGTH PRINTED PERMANENTLY 70MM DISTAL END CURVE WITH ATRAUMATIC EDGE COLOR CODED
15122 | 4227190903500 | DEVICE SECUREMENT LIGHTWEIGHT FOR TRACHEOSTOMY AND ENDOTRACHEAL TUBE KEEP THE TUBE ELEVATED UNIQUE OPENING THAT PROVIDES SUPPORT AND DECREASE THE RISK OF TUBE MOVEMENT DISPOSABLE
15123 | 4227190904100 | TOOL TUBE CLEANING 28 LARYNGOFISSURE CLEANING SOLUTION BRUSHES
15124 | 4227190906900 | AIR/WATER VALVE FOR GASTROSCOPE AND COLONOSCOPE AND DUODENOSCOPE REUSABLE
15125 | 4227190907000 | SUCTION VALVE AIR WATER VALVE SET FOR GASTROSCOPE AND COLONOSCOPE AND DUODENOSCOPE SINGLE USE
15126 | 4227190907700 | AIR/WATER VALVE FOR ENDOSCOPIC ULTRASOUND SCOPE (EUS) REUSABLE
15127 | 4227190907900 | SUCTION VALVE FOR GASTROSCOPE AND COLONOSCOPE AND DUODENOSCOPE REUSABLE
15128 | 4227190908100 | SUCTION VALVE FOR ENDOSCOPIC ULTRASOUND SCOPE (EUS) REUSABLE
15129 | 4227191000100 | KIT ENDOTRACHEAL INTUBATION DISPOSABLE
15130 | 4227191202300 | AIRWAY ORAL PHARYNGEAL GUEDEL PLASTIC DISPOSABLE LENGTH PRINTED PERMANENTLY 80MM DISTAL END CURVE WITH ATRAUMATIC EDGE COLOR CODED
15131 | 4227191202400 | AIRWAY ORAL PHARYNGEAL GUEDEL PLASTIC DISPOSABLE LENGTH PRINTED PERMANENTLY 90MM DISTAL END CURVE WITH ATRAUMATIC EDGE COLOR CODED
15132 | 4227191500200 | TRACHEOSTOMY TUBE EXTENSION DISPOSABLE STERILE UNIVERSAL SIZE FOR PEDIATRIC AND NEONATE.
15133 | 4227191500900 | TRACHEOSTOMY CARE TRAY
15134 | 4227191501100 | TRACHEOSTOMY TUBE UNCUFFED FENESTRATED WITH 2 INNER CANNULAS (1 PLAIN - 1 FENESTRATED) STERILE SIZE 4.0 MM
15135 | 4227191501200 | TRACHEOSTOMY TUBE UNCUFFED FENESTRATED WITH 2 INNER CANNULAS (1 PLAIN - 1 FENESTRATED) STERILE SIZE 8.0 MM
15136 | 4227191501300 | TRACHEOSTOMY TUBE LOW PRESSURE CUFFED WITH INNER CANNULA STERILE SIZE 8.0 MM
15137 | 4227191501400 | TRACHEOSTOMY TUBE PLAIN SIZE 5.0 STERILE
15138 | 4227191501700 | TRACHEOSTOMY TUBE PLAIN SIZE 4.0 STERILE
15139 | 4227191501800 | TRACHEOSTOMY TUBE PLAIN SIZE 6.0 STERILE
15140 | 4227191502000 | TRACHEOSTOMY TUBE MINI NEONATE SINGLE CANNULA STERILE SIZE 3.0MM
15141 | 4227191502100 | TRACHEOSTOMY TUBE MINI NEONATE SINGLE CANNULA STERILE SIZE 3.5MM
15142 | 4227191502200 | TRACHEOSTOMY TUBE UNCUFFED FENESTRATED WITH 2 INNER CANNULAS (1 PLAIN - 1 FENESTRATED) STERILE SIZE 5.0 MM
15143 | 4227191502300 | TRACHEOSTOMY TUBE MINI NEONATE SINGLE CANNULA STERILE SIZE 4.0 MM
15144 | 4227191502500 | TRACHEOSTOMY TUBE UNCUFFED FENESTRATED WITH 2 INNER CANNULAS (1 PLAIN - 1 FENESTRATED) STERILE SIZE 6.0 MM
15145 | 4227191502600 | TRACHEOSTOMY TUBE UNCUFFED FENESTRATED WITH 2 INNER CANNULAS (1 PLAIN - 1 FENESTRATED) STERILE SIZE 7.0 MM
15146 | 4227191502900 | TRACHEOSTOMY TUBE MINI NEONATE SINGLE CANNULA STERILE SIZE 2.5 MM
15147 | 4227191503000 | TRACHEOSTOMY TUBE MINI PEDIATRIC SINGLE CANNULA STERILE SIZE 3.0 MM
15148 | 4227191503100 | TRACHEOSTOMY TUBE MINI PEDIATRIC SINGLE CANNULA STERILE SIZE 3.5 MM
15149 | 4227191503200 | TRACHEOSTOMY TUBE MINI PEDIATRIC SINGLE CANNULA STERILE SIZE 4.5 MM
15150 | 4227191503400 | TRACHEOSTOMY TUBE MINI PEDIATRIC SINGLE CANNULA STERILE SIZE 5.5 MM
15151 | 4227191503700 | TRACHEOSTOMY TUBE CUFFED PEDIATRIC SINGLE CANNULA STERILE SIZE 4.0MM
15152 | 4227191503800 | TRACHEOSTOMY TUBE CUFFED PEDIATRIC SINGLE CANNULA STERILE SIZE 4.5MM
15153 | 4227191503900 | TRACHEOSTOMY TUBE CUFFED PEDIATRIC SINGLE CANNULA STERILE SIZE 5.0MM
15154 | 4227191504000 | TRACHEOSTOMY TUBE CUFFED PEDIATRIC SINGLE CANNULA STERILE SIZE 5.5MM
15155 | 4227191504100 | TRACHEOSTOMY TUBE MINI PEDIATRIC SINGLE CANNULA STERILE SIZE 4.0 MM
15156 | 4227191504200 | TRACHEOSTOMY TUBE EXTENDED CUFFED PEDIATRIC SINGLE CANNULA STERILE SIZE 3.0 MM
15157 | 4227191504300 | TRACHEOSTOMY TUBE MINI PEDIATRIC SINGLE CANNULA STERILE SIZE 5.0 MM
15158 | 4227191504500 | TRACHEOSTOMY TUBE EXTENDED CUFFED PEDIATRIC SINGLE CANNULA STERILE SIZE 3.5 MM
15159 | 4227191504600 | TRACHEOSTOMY TUBE EXTENDED CUFFED PEDIATRIC SINGLE CANNULA STERILE SIZE 4.0 MM
15160 | 4227191504700 | TRACHEOSTOMY TUBE EXTENDED CUFFED PEDIATRIC SINGLE CANNULA STERILE SIZE 4.5 MM
15161 | 4227191504800 | TRACHEOSTOMY TUBE EXTENDED CUFFED PEDIATRIC SINGLE CANNULA STERILE SIZE 5.0 MM
15162 | 4227191505100 | TRACHEOSTOMY TUBE CUFFED & FENESTRATED WITH 2 INNER CANNULA STERILE (1 PLAIN - 1 FENESTRATED) ULTRA SIZE 6.0 STERILE
15163 | 4227191505200 | TRACHEOSTOMY TUBE CUFFED AND FENESTRATED WITH 2 INNER CANNULA STERILE (1 PLAIN - 1 FENESTRATED) ULTRA SIZE 7.0 STERILE
15164 | 4227191505300 | TRACHEOSTOMY TUBE CUFFED AND FENESTRATED WITH 2 INNER CANNULA STERILE (1 PLAIN - 1 FENESTRATED) ULTRA SIZE 8.0 STERILE
15165 | 4227191505600 | TRACHEOSTOMY TUBE LOW PRESSURE CUFFED WITH INNER CANNULA STERILE SIZE 4.0 MM
15166 | 4227191505700 | TRACHEOSTOMY TUBE LOW PRESSURE CUFFED WITH INNER CANNULA STERILE SIZE 5.0 MM
15167 | 4227191505800 | TRACHEOSTOMY TUBE LOW PRESSURE CUFFED WITH INNER CANNULA STERILE SIZE 6.0 MM
15168 | 4227191505900 | TRACHEOSTOMY TUBE LOW PRESSURE CUFFED WITH INNER CANNULA STERILE SIZE 7.0 MM
15169 | 4227191506200 | TRACHEOSTOMY TUBE EXTRA LONG WITH ADJUSTABLE NECK FLANGE TO CHANGE THE LENGTH OF THE TUBE CUFF STERILE SIZE 6.0MM
15170 | 4227191506300 | TRACHEOSTOMY TUBE EXTRA LONG WITH ADJUSTABLE NECK FLANGE TO CHANGE THE LENGTH OF THE TUBE CUFF STERILE SIZE 7.0MM
15171 | 4227191506400 | TRACHEOSTOMY TUBE EXTRA LONG WITH ADJUSTABLE NECK FLANGE TO CHANGE THE LENGTH OF THE TUBE CUFF STERILE SIZE 8.0MM
15172 | 4227191506500 | TRACHEOSTOMY TUBE EXTRA LONG WITH ADJUSTABLE NECK FLANGE TO CHANGE THE LENGTH OF THE TUBE CUFF STERILE SIZE 9.0MM
15173 | 4227191507200 | STAY-DRY PRE-FORMED TUBING - SIZE AND THICKNESS AS REQUESTED WITH END USER
15174 | 4227191507400 | TRACHEOSTOMY TUBE ADULT CUFFLESS UNFENESTRATED ID-IC 4MM
15175 | 4227191507500 | TRACHEOSTOMY TUBE ADULT CUFFLESS UNFENESTRATED ID-IC 6MM EXTENDED LENGTH
15176 | 4227191507600 | TRACHEOSTOMY TUBE ADULT CUFFLESS UNFENESTRATED ID-IC 5MM
15177 | 4227191508200 | TUBE TRACHEOSTOMY ADULT L74MM ID7MM OD10.4MM UNCUFFED FENESTRATED
15178 | 4227191512300 | SEPARATE INNER CANNULA FOR TRACHEOSTOMY ASSORTED SIZES DISPOSABLE
15179 | 4227191522200 | TRACHEOSTOMY PERCUTANEOUS KIT (ONE STAGE DILATOR TRACHEOSTOMY TUBE WITH SUBGLOTTIC SUCTION TWO INNER CANNULA TRACHEOSTOMY HOLDER GUIDEWIRE WITH PROXIMAL AND DISTAL MARKING INTRODUCER CANNULA SPLIT GAUZE SAFETY SCALPEL CANNULA 10 CC SYRINGE) RADIOPAQUE MARKING STERILE SIZE 6.0MM (ID).
15180 | 4227191522300 | TRACHEOSTOMY PERCUTANEOUS KIT (ONE STAGE DILATOR TRACHEOSTOMY TUBE WITH SUBGLOTTIC SUCTION TWO INNER CANNULA TRACHEOSTOMY HOLDER GUIDEWIRE WITH PROXIMAL AND DISTAL MARKING INTRODUCER CANNULA SPLIT GAUZE SAFETY SCALPEL CANNULA 10 CC SYRINGE) RADIOPAQUE MARKING STERILE SIZE 7.0MM (ID).
15181 | 4227191522500 | TRACHEOSTOMY PERCUTANEOUS KIT (ONE STAGE DILATOR TRACHEOSTOMY TUBE WITH SUBGLOTTIC SUCTION TWO INNER CANNULA TRACHEOSTOMY HOLDER GUIDEWIRE WITH PROXIMAL AND DISTAL MARKING INTRODUCER CANNULA SPLIT GAUZE SAFETY SCALPEL CANNULA 10 CC SYRINGE) RADIOPAQUE MARKING STERILE SIZE 9.0MM (ID).
15182 | 4227191522600 | TRACHEOSTOMY TUBE EXTRA LONG WITH ADJUSTABLE NECK FLANGE TO CHANGE THE LENGTH OF THE TUBE CUFF STERILE SIZE 5.0MM
15183 | 4227191523200 | EXTRA LONG TRACHEOSTOMY TUBE PVC WITH ADJUSTABLE NECK FLANGE TO CHANGE THE LENGTH OF THE TUBE WITH COUGH SPIRAL REINFORCED CUFFED WITH 15 MM (ID) CONNECTOR STERILE SIZE 8.0 MM (ID)
15184 | 4227191523500 | TRACHEOSTOMY TUBE EXTRA LONG WITH ADJUSTABLE NECK FLANGE TO CHANGE THE LENGTH OF THE TUBE CUFF STERILE SIZE 10.0MM
15185 | 4227191524000 | TRACHEOSTOMY TUBE EXTRA LONG WITH ADJUSTABLE NECK FLANGE TO CHANGE THE LENGTH OF THE TUBE UNCUFF STERILE SIZE 3.0MM
15186 | 4227191524100 | TRACHEOSTOMY TUBE EXTRA LONG WITH ADJUSTABLE NECK FLANGE TO CHANGE THE LENGTH OF THE TUBE UNCUFF STERILE SIZE 3.5MM
15187 | 4227191524200 | TRACHEOSTOMY TUBE EXTRA LONG WITH ADJUSTABLE NECK FLANGE TO CHANGE THE LENGTH OF THE TUBE UNCUFF STERILE SIZE 4.0MM
15188 | 4227191524300 | TRACHEOSTOMY TUBE EXTRA LONG WITH ADJUSTABLE NECK FLANGE TO CHANGE THE LENGTH OF THE TUBE UNCUFF STERILE SIZE 4.5MM
15189 | 4227191524400 | TRACHEOSTOMY TUBE EXTRA LONG WITH ADJUSTABLE NECK FLANGE TO CHANGE THE LENGTH OF THE TUBE UNCUFF STERILE SIZE 5.0MM
15190 | 4227191524600 | TRACHEOSTOMY TUBE ADULT CUFFED UNFENESTRATED ID-IC 6MM EXTENDED LENGTH
15191 | 4227191524800 | TRACHEOSTOMY TUBE ADULT CUFFED UNFENESTRATED ID-IC 7MM EXTENDED LENGTH
15192 | 4227191525000 | TRACHEOSTOMY TUBE ADULT CUFFED UNFENESTRATED ID-IC 8MM EXTENDED LENGTH
15193 | 4227191525100 | TRACHEOSTOMY TUBE ADULT CUFFED UNFENESTRATED ID-IC 9MM EXTENDED LENGTH
15194 | 4227191525200 | TRACHEOSTOMY TUBE ADULT CUFFED UNFENESTRATED ID-IC 10MM EXTENDED LENGTH
15195 | 4227191526900 | SEPARATE INNER CANNULA FOR TRACHEOSTOMY SIZE# 7.0MM (COMPATIBLE WITH HOSPITAL STANDARD)
15196 | 4227191527000 | SEPARATE INNER CANNULA FOR TRACHEOSTOMY SIZE# 8.0MM (COMPATIBLE WITH HOSPITAL STANDARD)
15197 | 4227191527300 | TUBE ENDO - BRONCHIAL DOUBLE LUMEN RIGHT SZ 28 CURVED BRONCHIAL TIP WITH X-RAY OPAQUE MARKERS AT THE DISTAL TIP ABOVE THE BRONCHIAL CUFF AND AT THE TRACHEAL OPENING COLORED CODED CUFF FOR BRONCHIAL SIDE MADE OF POLYURETHANE CUFF WITH SUCTION CATHETER AND DOUBLE SWIVEL CONNECTOR AND STYLET CAN MAINTAIN ANATOMICAL SHAPE OF THE TUBE STERILE DISPOSABLE SET
15198 | 4227191527400 | TUBE ENDO - BRONCHIAL DOUBLE LUMEN RIGHT SZ 32 CURVED BRONCHIAL TIP WITH X-RAY OPAQUE MARKERS AT THE DISTAL TIP ABOVE THE BRONCHIAL CUFF AND AT THE TRACHEAL OPENING COLORED CODED CUFF FOR BRONCHIAL SIDE MADE OF POLYURETHANE CUFF WITH SUCTION CATHETER AND DOUBLE SWIVEL CONNECTOR AND STYLET CAN MAINTAIN ANATOMICAL SHAPE OF THE TUBE STERILE DISPOSABLE SET
15199 | 4227191527500 | TUBE ENDO - BRONCHIAL DOUBLE LUMEN RIGHT SIZE 35 CURVED BRONCHIAL TIP WITH X-RAY OPAQUE MARKERS AT THE DISTAL TIP ABOVE THE BRONCHIAL CUFF AND AT THE TRACHEAL OPENING COLORED CODED CUFF FOR BRONCHIAL SIDE MADE OF POLYURETHANE CUFF WITH SUCTION CATHETER AND DOUBLE SWIVEL CONNECTOR AND STYLET CAN MAINTAIN ANATOMICAL SHAPE OF THE TUBE STERILE DISPOSABLE SET
15200 | 4227191527600 | TUBE ENDO - BRONCHIAL DOUBLE LUMEN RIGHT SIZE 37 CURVED BRONCHIAL TIP WITH X-RAY OPAQUE MARKERS AT THE DISTAL TIP ABOVE THE BRONCHIAL CUFF AND AT THE TRACHEAL OPENING COLORED CODED CUFF FOR BRONCHIAL SIDE MADE OF POLYURETHANE CUFF WITH SUCTION CATHETER AND DOUBLE SWIVEL CONNECTOR AND STYLET CAN MAINTAIN ANATOMICAL SHAPE OF THE TUBE STERILE DISPOSABLE SET
15201 | 4227191527700 | TUBE ENDO - BRONCHIAL DOUBLE LUMEN RIGHT SZ 38 CURVED BRONCHIAL TIP WITH X-RAY OPAQUE MARKERS AT THE DISTAL TIP ABOVE THE BRONCHIAL CUFF AND AT THE TRACHEAL OPENING COLORED CODED CUFF FOR BRONCHIAL SIDE MADE OF POLYURETHANE CUFF WITH SUCTION CATHETER AND DOUBLE SWIVEL CONNECTOR AND STYLET CAN MAINTAIN ANATOMICAL SHAPE OF THE TUBE STERILE DISPOSABLE SET
15202 | 4227191527800 | TUBE ENDO - BRONCHIAL DOUBLE LUMEN RIGHT SIZE 39 CURVED BRONCHIAL TIP WITH X-RAY OPAQUE MARKERS AT THE DISTAL TIP ABOVE THE BRONCHIAL CUFF AND AT THE TRACHEAL OPENING COLORED CODED CUFF FOR BRONCHIAL SIDE MADE OF POLYURETHANE CUFF WITH SUCTION CATHETER AND DOUBLE SWIVEL CONNECTOR AND STYLET CAN MAINTAIN ANATOMICAL SHAPE OF THE TUBE STERILE DISPOSABLE SET
15203 | 4227191527900 | TUBE ENDO - BRONCHIAL DOUBLE LUMEN RIGHT SIZE 41 CURVED BRONCHIAL TIP WITH X-RAY OPAQUE MARKERS AT THE DISTAL TIP ABOVE THE BRONCHIAL CUFF AND AT THE TRACHEAL OPENING COLORED CODED CUFF FOR BRONCHIAL SIDE MADE OF POLYURETHANE CUFF WITH SUCTION CATHETER AND DOUBLE SWIVEL CONNECTOR AND STYLET CAN MAINTAIN ANATOMICAL SHAPE OF THE TUBE STERILE DISPOSABLE SET
15204 | 4227191528000 | TUBE ENDO - BRONCHIAL DOUBLE LUMEN LEFT SIZE 32 CURVED BRONCHIAL TIP WITH X-RAY OPAQUE MARKERS AT THE DISTAL TIP ABOVE THE BRONCHIAL CUFF AND AT THE TRACHEAL OPENING COLORED CODED CUFF FOR BRONCHIAL SIDE MADE OF POLYURETHANE CUFF WITH SUCTION CATHETER AND DOUBLE SWIVEL CONNECTOR AND STYLET CAN MAINTAIN ANATOMICAL SHAPE OF THE TUBE STERILE DISPOSABLE SET
15205 | 4227191528100 | TUBE ENDO - BRONCHIAL DOUBLE LUMEN LEFT SZ 38 CURVED BRONCHIAL TIP WITH X-RAY OPAQUE MARKERS AT THE DISTAL TIP ABOVE THE BRONCHIAL CUFF AND AT THE TRACHEAL OPENING COLORED CODED CUFF FOR BRONCHIAL SIDE MADE OF POLYURETHANE CUFF WITH SUCTION CATHETER AND DOUBLE SWIVEL CONNECTOR AND STYLET CAN MAINTAIN ANATOMICAL SHAPE OF THE TUBE STERILE DISPOSABLE SET
15206 | 4227191528200 | TUBE ENDO - BRONCHIAL DOUBLE LUMEN LEFT SIZE 41 CURVED BRONCHIAL TIP WITH X-RAY OPAQUE MARKERS AT THE DISTAL TIP ABOVE THE BRONCHIAL CUFF AND AT THE TRACHEAL OPENING COLORED CODED CUFF FOR BRONCHIAL SIDE MADE OF POLYURETHANE CUFF WITH SUCTION CATHETER AND DOUBLE SWIVEL CONNECTOR AND STYLET CAN MAINTAIN ANATOMICAL SHAPE OF THE TUBE STERILE DISPOSABLE SET
15207 | 4227191528300 | LARYNGEAL MASK SUPRAGLOTTIC AIRWAY THERMOPLASTIC ELASTOMER INTEGRAL BITE BLOCK NON-INFLATABLE CUFF DISPOSABLE STERILE SIZE 1.0
15208 | 4227191528400 | LARYNGEAL MASK SUPRAGLOTTIC AIRWAY THERMOPLASTIC ELASTOMER INTEGRAL BITE BLOCK GASTRIC CHANNEL NON-INFLATABLE CUFF DISPOSABLE STERILE SIZE 1.5
15209 | 4227191528500 | LARYNGEAL MASK SUPRAGLOTTIC AIRWAY THERMOPLASTIC ELASTOMER INTEGRAL BITE BLOCK GASTRIC CHANNEL NON-INFLATABLE CUFF DISPOSABLE STERILE SIZE 2.0
15210 | 4227191528600 | LARYNGEAL MASK SUPRAGLOTTIC AIRWAY THERMOPLASTIC ELASTOMER INTEGRAL BITE BLOCK GASTRIC CHANNEL NON-INFLATABLE CUFF DISPOSABLE STERILE SIZE 2.5
15211 | 4227191528700 | LARYNGEAL MASK SUPRAGLOTTIC AIRWAY THERMOPLASTIC ELASTOMER INTEGRAL BITE BLOCK GASTRIC CHANNEL POSITION GUIDE NON-INFLATABLE CUFF WITH ABILITY TO INTUBATE THROUGH DISPOSABLE STERILE SIZE 3.0
15212 | 4227191528800 | LARYNGEAL MASK SUPRAGLOTTIC AIRWAY THERMOPLASTIC ELASTOMER INTEGRAL BITE BLOCK GASTRIC CHANNEL POSITION GUIDE NON-INFLATABLE CUFF ABILITY TO INTUBATE THROUGH DISPOSABLE STERILE SIZE 4.0
15213 | 4227191528900 | LARYNGEAL MASK SUPRAGLOTTIC AIRWAY THERMOPLASTIC ELASTOMER INTEGRAL BITE BLOCK GASTRIC CHANNEL POSITION GUIDE NON-INFLATABLE CUFF ABILITY TO INTUBATE THROUGH DISPOSABLE STERILE SIZE 5.0
15214 | 4227191529100 | FILTER HME WITH OXYGEN AND SUCTION PORT MECHANICAL LID FOR TRACHEOSTOMY SIZE NEONATE DISPOSABLE STERILE.
15215 | 4227191529200 | DETECTOR CO2 SIZE ADULT MORE THAN 15 KG STERILE DISPOSABLE (COLORIMETRIC COMPATIBLE WITH ALL ENDOTRACHEAL TUBES DISPOSABLE STERILE)
15216 | 4227191529300 | NEBULIZER KIT SMALL VOLUME WITH OXYGEN TUBING T-PIECE AND CORRUGATED TUBING AND MOUTHPIECE.
15217 | 4227191529600 | CATHETER MOUNT EXTENDABLE 15 CM 22 OD /15 ID SWIVEL ELBOW WITHOUT DOUBLE FLIP CAP AND SEAL DISPOSABLE)
15218 | 4227191529700 | MDI CHAMBER ONE WAY VALVE WITH ANATOMICAL FACE MASK SIZE SMALL DISPOSABLE CLEAR AND TRANSPARENT CHAMBER BODY.
15219 | 4227191529800 | MDI CHAMBER ONE WAY VALVE WITH ANATOMICAL FACE MASK SIZE MEDIUM DISPOSABLE CLEAR AND TRANSPARENT CHAMBER BODY.
15220 | 4227191529900 | MDI CHAMBER ONE WAY VALVE WITH ANATOMICAL FACE MASK SIZE LARGE DISPOSABLE CLEAR AND TRANSPARENT CHAMBER BODY.
15221 | 4227191530000 | MASK FULL FACE ADULT SILICONE/GEL VENTED SIZE LARGE WITH STRAP AND SWIVEL ADJUSTABLE SILICON PADDED FOREHEAD SUPPORT DISPOSABLE FOR CPAP/BIPAP MACHINE. ONE (1) ITEM/PC = ONE (1) SET
15222 | 4227191530100 | MASK FULL FACE ADULT SILICONE/GEL VENTED SIZE MEDIUM WITH STRAP AND SWIVEL ADJUSTABLE SILICON PADDED FOREHEAD SUPPORT DISPOSABLE FOR CPAP/BIPAP MACHINE. ONE (1) ITEM/PC = ONE (1) SET
15223 | 4227191530200 | MASK FULL FACE ADULT SILICONE/GEL VENTED SIZE SMALL WITH STRAP AND SWIVEL ADJUSTABLE SILICON PADDED FOREHEAD SUPPORT DISPOSABLE FOR CPAP/BIPAP MACHINE. ONE (1) ITEM/PC = ONE (1) SET
15224 | 4227191530500 | MASK NASAL ADULT SILICONE VENTED SIZE MEDIUM WITH STRAP AND SWIVEL ADJUSTABLE SILICON PADDED FOREHEAD SUPPORT DISPOSABLE FOR CPAP/BIPAP MACHINE. ONE (1) ITEM/PC = ONE (1) SET
15225 | 4227191530600 | MASK NASAL ADULT SILICONE VENTED SIZE LARGE WITH STRAP AND SWIVEL ADJUSTABLE SILICON PADDED FOREHEAD SUPPORT DISPOSABLE FOR CPAP/BIPAP MACHINE. ONE (1) ITEM/PC = ONE (1) SET
15226 | 4227191530700 | FACE MASK RESUSCITATION ROUND SILICONE SIZE INTERNAL DIAMETER 35MM(+/- 2MM) DISPOSABLE
15227 | 4227191530800 | FACE MASK RESUSCITATION ROUND SILICONE SIZE INTERNAL DIAMETER 42MM (+/- 2MM) DISPOSABLE
15228 | 4227191530900 | FACE MASK RESUSCITATION ROUND SILICONE SIZE INTERNAL DIAMETER 50MM (+/- 2MM) DISPOSABLE
15229 | 4227191531000 | FACE MASK RESUSCITATION ROUND SILICONE SIZE INTERNAL DIAMETER 60MM (+/- 2MM) DISPOSABLE
15230 | 4227191531100 | FACE MASK RESUSCITATION ROUND SILICONE SIZE INTERNAL DIAMETER 72MM (+/- 2MM) DISPOSABLE
15231 | 4227191531200 | FACE MASK RESUSCITATION ROUND SILICONE SIZE DIAMETER 80MM DISPOSABLE
15232 | 4227191531300 | ANESTHESIA FACE MASK FULLY TRANSPARENT ALL MASK AND INFLATABLE AIR CUSHION ANATOMICAL FIT WITH EFFECTIVE SEAL EASY AND COMFORTABLE GRIP FOR USER FLEXIBLE MASK BODY NON SLIP RIDGES LATEX FREE DISPOSABLE SIZE 4 ADULT MEDIUM
15233 | 4227191531400 | MASK FULL FACE ADULT SILICONE NON-VENTED SIZE LARGE WITH STRAP AND SWIVEL ADJUSTABLE SILICON PADDED FOREHEAD SUPPORT DISPOSABLE FOR VENTILATOR. ONE (1) ITEM/PC = ONE (1) SET
15234 | 4227191531500 | MASK FULL FACE ADULT SILICONE NON-VENTED SIZE MEDIUM WITH STRAP AND SWIVEL ADJUSTABLE SILICON PADDED FOREHEAD SUPPORT DISPOSABLE FOR VENTILATOR ONE (1) ITEM/PC = ONE (1) SET
15235 | 4227191531600 | MASK FULL FACE ADULT SILICONE NON-VENTED SIZE SMALL WITH STRAP AND SWIVEL ADJUSTABLE SILICON PADDED FOREHEAD SUPPORT DISPOSABLE FOR VENTILATOR ONE (1) ITEM/PC = ONE (1) SET
15236 | 4227191531800 | MASK FULL FACE PEDIATRIC SILICONE NON-VENTED SIZE LARGE WITH STRAP AND SWIVEL ADJUSTABLE SILICON PADDED FOREHEAD SUPPORT DISPOSABLE FOR VENTILATOR
15237 | 4227191532000 | MASK FULL FACE PEDIATRIC SILICONE NON-VENTED SIZE MEDIUM WITH STRAP AND SWIVEL ADJUSTABLE SILICON PADDED FOREHEAD SUPPORT DISPOSABLE FOR VENTILATOR
15238 | 4227191532200 | MASK NASAL PEDIATRIC SILICONE VENTED SIZE SMALL WITH STRAP AND SWIVEL ADJUSTABLE SILICON PADDED FOREHEAD SUPPORT DISPOSABLE FOR CPAP/BIPAP MACHINE.
15239 | 4227191532300 | MASK NASAL PEDIATRIC SILICONE VENTED SIZE MEDIUM WITH STRAP AND SWIVEL ADJUSTABLE SILICON PADDED FOREHEAD SUPPORT DISPOSABLE FOR CPAP/BIPAP MACHINE.
15240 | 4227191532400 | MASK NASAL PEDIATRIC SILICONE VENTED SIZE LARGE WITH STRAP AND SWIVEL ADJUSTABLE SILICON PADDED FOREHEAD SUPPORT DISPOSABLE FOR CPAP/BIPAP MACHINE.
15241 | 4227191532900 | TOTAL FACE MASK SIZE ADULT XLARGE NON-VENTED COVER FROM FOREHEAD TO CHIN MADE OF SILICON INCLUDE HEADGEAR WITH EMERGENCY RELEA SE DISPOSABLE. ONE (1) ITEM/PC = ONE (1) SET
15242 | 4227191533000 | TOTAL FACE MASK SIZE ADULT LARGE NON-VENTED COVER FROM FOREHEAD TO CHIN MADE OF SILICON INCLUDE HEADGEAR WITH EMERGENCY RELEASE DISPOSABLE. ONE (1) ITEM/PC = ONE (1) SET
15243 | 4227191533100 | TOTAL FACE MASK SIZE ADULT MEDIUM NON-VENTED COVER FROM FOREHEAD TO CHIN MADE OF SILICON INCLUDE HEADGEAR WITH EMERGENCY RELEA SE DISPOSABLE. ONE (1) ITEM/PC = ONE (1) SET
15244 | 4227191533200 | TOTAL FACE MASK SIZE ADULT SMALL NON-VENTED COVER FROM FOREHEAD TO CHIN MADE OF SILICON INCLUDE HEADGEAR WITH EMERGENCY RELEASE DISPOSABLE. ONE (1) ITEM/PC = ONE (1) SET
15245 | 4227191533800 | TOTAL FACE MASK PEDIATRIC SIZE XS COVER FROM HEAD TO CHIN DISPOSABLE INCLUDES INTERCHANGEABLE VENTED AND NON-VENTED ELBOW ADAPTER WITH HEADGEAR. ONE (1) ITEM/PC = ONE (1) SET
15246 | 4227191533900 | HIGH FLOW TRACHEOSTOMY TUBE INTERFACE STERILE DISPOSABLE COMPATIBLE WITH AIRVO2 MACHINE OR EQUIVALENT
15247 | 4227191534000 | AEROSOL MASK TRACHEOSTOMY ADULT WITH ONE SIDE SNAP BUTTON KNOTTED OTHER SIDE SWIVEL 360 DEGREE PORT FOR 22 MM CORRUGATED TUBE PVC FREE CLEAR PLASTIC WITH SOFT ROUNDED CUFF.
15248 | 4227191534100 | AEROSOL MASK TRACHEOSTOMY PEDIATRIC WITH ONE SIDE SNAP BUTTON KNOTTED OTHER SIDE SWIVEL 360 DEGREE PORT FOR 22 MM CORRUGATED TUBE PVC FREE CLEAR PLASTIC WITH SOFT ROUNDED CUFF.
15249 | 4227191534200 | MASK OXYGEN ADULT CLEAR PLASTIC WITH METAL STRIP OVER NOSE SMALL EXHALATION PORT BILATERAL OXYGEN TUBING RESISTANT LENGTH 2.1 M ADULT DISPOSABLE
15250 | 4227191534300 | MASK OXYGEN PEDIATRIC CLEAR PLASTIC WITH METAL STRIP OVER NOSE SMALL EXHALATION PORT BILATERAL OXYGEN TUBING RESISTANT LENGTH 2.1 M PEDIATRIC DISPOSABLE
15251 | 4227191534400 | MASK OXYGEN NEONATAL CLEAR PLASTIC WITH METAL STRIP OVER NOSE SMALL EXHALATION PORT BILATERAL OXYGEN TUBING RESISTANT LENGTH 2.1 M NEONATAL DISPOSABLE
15252 | 4227191534500 | MASK OXYGEN ADULT SIZE NON-REBREATHER WITH METAL STRIP OVER NOSE AND 600 - 1000 ML RESERVOIR BAG STATIC RESISTANT ADJUSTABLE ELASTIC BAND ONE WAY VALVE ON BOTH SIDES OXYGEN TUBING KINK RESISTANT LENGTH AT LEAST 2.1 M DISPOSABLE.
15253 | 4227191534600 | MASK OXYGEN PEDIATRIC SIZE NON-REBREATHER WITH METAL STRIP OVER NOSE AND 500 ML RESERVOIR BAG STATIC RESISTANT ADJUSTABLE ELASTIC BAND ONE WAY VALVE ON BOTH SIDES OXYGEN TUBING KINK RESISTANT LENGTH AT LEAST 2.1 M DISPOSABLE.
15254 | 4227191534700 | MASK AEROSOL ADULT SIZE WITH METAL STRIP OVER NOSE ELASTIC BAND BILATERAL EXHALATION PORT CLEAR PLASTIC DISPOSABLE.
15255 | 4227191534800 | MASK AEROSOL PEDIATRIC SIZE WITH METAL STRIP OVER NOSE ELASTIC BAND BILATERAL EXHALATION PORT CLEAR PLASTIC DISPOSABLE.
15256 | 4227191535000 | VENTURI-MASK METAL STRIP ELASTIC BAND ADULT SIZE OXYGEN TUBING 1.8 M KINK RESISTANT WITH TWO EXHALATION PORT ADJUSTABLE OXYGEN RANGE 24% TO 50 % DISPOSABLE.
15257 | 4227191535100 | VENTURI-MASK METAL STRIP ELASTIC BAND PEDIATRIC SIZE OXYGEN TUBING 1.8 M KINK RESISTANT WITH TWO EXHALATION PORT WITH ADJUSTABLE OXYGEN RANGE 24% TO 50 % DISPOSABLE.
15258 | 4227191535200 | CLOSE SUCTION SYSTEM MINIMUM 72 HRS STERILE DISPOSABLE 10 FR GRADUATED COLOR CODED TRANSPARENT ELASTIC SHEATH MDI ADAPTER FLUSH PORT WITH CAP T-PIECE LENGTH 15-30 CM FOR TRACHEOSTOMY. ONE (1) ITEM/PC = ONE (1) SET
15259 | 4227191535300 | INTRODUCER TRACHEAL TUBE ADULT (BOUGIE) ANGLED 15CH X 700-800MM
15260 | 4227191535400 | TUBE CUFF PRESSURE CONNECTING TUBE 1.8-2 METERS TALL FOR USE WITH CUFF INFLATOR AND PRESSURE GAUGE (DISPOSABLE)
15261 | 4227191535500 | CUFF INFLATOR / PRESSURE GAUGE FOR ENDOTRACHEAL- TRACHEOSTOMY MEASURING CUFF PRESSURE REUSABLE
15262 | 4227191535600 | TRACHEOSTOMY TUBE HOLDER ONE PIECE VELCRO SECURING SOFT PADDED FOAM COVERED WITH FABRIC ADULT/PEDIATRIC SIZE 1.5 INCH WIDE FITS NECK FROM 18INCH TO 22 INCH DISPOSABLE NON-STERILE.
15263 | 4227191535700 | BREATHING FACE MASK ADULT WITH CLIP HEAD CAP (XXS) FOR CARDIO-PULMONARY EXERCISE TEST (CPET)
15264 | 4227191535800 | BREATHING FACE MASK ADULT WITH CLIP HEAD CAP (XS) FOR CARDIO-PULMONARY EXERCISE TEST (CPET)
15265 | 4227191535900 | BREATHING FACE MASK ADULT WITH CLIP HEAD CAP (SMALL) FOR CARDIO-PULMONARY EXERCISE TEST (CPET)
15266 | 4227191536000 | BREATHING FACE MASK ADULT WITH CLIP HEAD CAP (MEDIUM) FOR CARDIO-PULMONARY EXERCISE TEST (CPET)
15267 | 4227191536100 | BREATHING FACE MASK ADULT WITH CLIP HEAD CAP (LARGE) FOR CARDIO-PULMONARY EXERCISE TEST (CPET)
15268 | 4227191536200 | LIGHT FLEXIBLE TUBE (0.9 M) WITH COUPLING AND EXTENSION FOR PULMONARY FUNCTION TEST COMPATIBLE WITH VYAIRE-JAEGER OR EQUIVALENT
15269 | 4227191536800 | KIT PERCUTANEOUS TRACHEOSTOMY ADULT CUFFED UNFENESTRATED ID-IC 8MM
15270 | 4227191537200 | TRACHEOSTOMY TUBE ADULT CUFFLESS FENESTRATED ID-IC 10MM EXTENDED LENGTH
15271 | 4227191537600 | TRACHEOSTOMY TUBE ADULT CUFFED FENESTRATED ID-IC 10MM
15272 | 4227191539500 | HELMET HOOD VENTED XLARGE WITH UNDER ARM CUSHIONED STRAP EAR PLUG CPAP/BIPAP MACHINE DISPOSABLE ONE (1) EACH = ONE (1) SET
15273 | 4227191539600 | HELMET HOOD VENTED MEDIUM WITH UNDER ARM CUSHIONED STRAP EAR PLUG FOR CPAP/BIPAP MACHINE DISPOSABLE. ONE (1) EACH = ONE (1) SET
15274 | 4227191539700 | HELMET HOOD VENTED LARGE WITH UNDER ARM CUSHIONED STRAP EAR PLUG FOR CPAP/BIPAP MACHINE DISPOSABLE. ONE (1) EACH = ONE (1) SET
15275 | 4227191540200 | KIT LOOP FOR OSTOMY 100 MM STERILE
15276 | 4227191540300 | KIT LUMBAR PUNCTURE WITH 18 G X 3 - 1/2 SPINAL NEEDLE STERILE
15277 | 4227191540400 | KIT MEMBRANE FOR TRANSCUTANEOUS ELECTRODES
15278 | 4227191540800 | KIT PERCUTANEOUS TRACHEOSTOMY ADULT WITH SUBGLOTTIC SUCTION UNFENESTRATED ID-IC 8MM
15279 | 4227191541000 | BUTTON SOFT LARYNGECTOMY FLEXIBLE SUFFICIENTLY RIGID SILICONE CAN HOLD A HME CASSETTE AND/OR FREEHANDS HME 12/18 OR EQUIVALENT
15280 | 4227191541100 | BUTTON SOFT LARYNGECTOMY FLEXIBLE SUFFICIENTLY RIGID SILICONE CAN HOLD A HME CASSETTE AND/OR FREEHANDS HME 12/8 OR EQUIVALENT
15281 | 4227191541200 | BUTTON SOFT LARYNGECTOMY FLEXIBLE SUFFICIENTLY RIGID SILICONE CAN HOLD A HME CASSETTE AND/OR FREEHANDS HME 14/18 OR EQUIVALENT
15282 | 4227191541300 | BUTTON SOFT LARYNGECTOMY FLEXIBLE SUFFICIENTLY RIGID SILICONE CAN HOLD A HME CASSETTE AND/OR FREEHANDS HME 14/8 OR EQUIVALENT
15283 | 4227191541500 | BUTTON SOFT LARYNGECTOMY FLEXIBLE SUFFICIENTLY RIGID SILICONE CAN HOLD A HME CASSETTE AND/OR FREEHANDS HME 16/8 OR EQUIVALENT
15284 | 4227191542100 | ADHESIVE SOFT TRACHEOSTOMA SEAL HYDROCOLLOID MATERIAL USED FOR SORE OR IRRITATED SKIN WITH HEAT MOISTURE EXCHANGER OVAL OR EQUIVALENT
15285 | 4227191542200 | ADHESIVE SOFT TRACHEOSTOMA SEAL HYDROCOLLOID MATERIAL USED FOR SORE OR IRRITATED SKIN WITH HEAT MOISTURE EXCHANGER ROUND OR EQUIVALENT
15286 | 4227191542300 | ADHESIVE STRONG DEEP TRACHEOSTOMA SEAL USED WITH HEAT MOISTURE EXCHANGER OVAL OR EQUIVALENT
15287 | 4227191542400 | ADHESIVE STRONG DEEP TRACHEOSTOMA SEAL USED WITH HEAT MOISTURE EXCHANGER ROUND OR EQUIVALENT
15288 | 4227191542500 | ADHESIVE STRONG FLAT TRACHEOSTOMA SEAL USED WITH HEAT MOISTURE EXCHANGER ROUND OR EQUIVALENT
15289 | 4227191542600 | CAP REPLACEMENT GEL 20 FR OR EQUIVALENT
15290 | 4227191542700 | DEVICE HEAT MOISTURE EXCHANGER WITH A HIGHLY EFFECTIVE ELECTROSTATIC FILTER FOR LARYNGEAL/TRACHEAL STOMA ALLOWING FREE HAND VOICING PROTECTS AGAINST AIRBORNE PARTICLES INCLUDING VIRUSES AND BACTERIA OR EQUIVALENT
15291 | 4227191542800 | DEVICE HEAT MOISTURE EXCHANGER WITH A HIGHLY EFFECTIVE ELECTROSTATIC FILTER FOR LARYNGEAL/TRACHEAL STOMA ALLOWING VOICING WITH FINGER OCCLUSION VOICING PROTECTS AGAINST AIRBORNE PARTICLES INCLUDING VIRUSES AND BACTERIA OR EQUIVALENT
15292 | 4227191542900 | HEAT MOISTURE EXCHANGER (HME) A HIGHLY EFFECTIVE BACTERIAL AND VIRAL FILTER (MORE THAN OR EQUAL TO 99%) REDUCES COUGHING AND MUCUS PRODUCTION
15293 | 4227191543000 | HEAT MOISTURE EXCHANGER FOR LARYNGEAL/TRACHEAL STOMA ALLOWING FREE HAND VOICING
15294 | 4227191543100 | HEAT MOISTURE EXCHANGER FOR LARYNGEAL/TRACHEAL STOMA ALLOWING VOICING WITH FINGER OCCLUSION
15295 | 4227191543200 | KIT GEL CAP INSERTION SYSTEM LOW PRESSURE 16FR OR EQUIVALENT
15296 | 4227191543300 | MOISTURE EXCHANGE STOMA SCARF GREY PLAID
15297 | 4227191543400 | REPLACEMENT GEL CAPS 22.5 FR
15298 | 4227191543500 | SEPARATE INNER CANNULA FOR TRACHEOSTOMY SIZE 7.5MM (COMPATIBLE WITH HOSPITAL STANDARD)
15299 | 4227191543600 | SPACER TRACHEOSTOMA SPACER GEL THICK 12MM
15300 | 4227191543700 | SPACER TRACHEOSTOMA SPACER GEL THICK 8MM
15301 | 4227191543800 | SPACER TRACHEOSTOMA SPACER GEL THIN 12MM
15302 | 4227191543900 | SPACER TRACHEOSTOMA SPACER GEL THIN 8MM
15303 | 4227191544000 | STOMA FILTERS SELF-ADHESIVE FOR DUST AND DIRT PROTECTION ASSORTED SIZES
15304 | 4227192400100 | CRICOTHYROTOMY CATHETER SETS FOR EMERGENCY SIZE 4.0 MM ONE (1) EACH = ONE (1) SET
15305 | 4227192400200 | CRICOTHYROTOMY CATHETER SETS FOR EMERGENCY SIZE 2.0 MM ONE (1) EACH = ONE (1) SET
15306 | 4227192600000 | TUBE EVACUATOR TUBE STOMACH SALEM SUMP 10 FRENCH 90 - 120 CM LONG STERILE
15307 | 4227192600200 | "TUBE SUCTION TUBE CONNECTING 3-3.5 MM X 30 M CLEAR WITH BUBBLE EVERY 90 CM NON - STERILE"
15308 | 4227192900600 | DILATOR TRACHEOESOPHAGEAL PUNCTURE (THE SIZE CAN BE INCREASED FROM 15 FR TO 24 FR IN ONE DEVICE) OR EQUIVALENT
15309 | 4227192900700 | SIZER TRACHEOESOPHAGEAL PUNCTURE PROSTHESIS DILATOR (18 FR) OR EQUIVALENT
15310 | 4227192900800 | SIZER TRACHEOESOPHAGEAL PUNCTURE PROSTHESIS DILATOR (22 FR) OR EQUIVALENT
15311 | 4227192900900 | KIT PERCUTANEOUS TRACHEOSTOMY ADULT CUFFED UNFENESTRATED ID-IC 10MM
15312 | 4227192901000 | KIT PERCUTANEOUS TRACHEOSTOMY ADULT CUFFED UNFENESTRATED ID-IC 10MM EXTENDED LENGTH
15313 | 4227192901100 | KIT PERCUTANEOUS TRACHEOSTOMY ADULT CUFFED UNFENESTRATED ID-IC 7MM
15314 | 4227192901200 | KIT PERCUTANEOUS TRACHEOSTOMY ADULT CUFFED UNFENESTRATED ID-IC 7MM EXTENDED LENGTH
15315 | 4227192901300 | KIT PERCUTANEOUS TRACHEOSTOMY ADULT CUFFED UNFENESTRATED ID-IC 8MM EXTENDED LENGTH
15316 | 4227192901400 | KIT PERCUTANEOUS TRACHEOSTOMY ADULT CUFFED UNFENESTRATED ID-IC 9MM
15317 | 4227192901500 | KIT PERCUTANEOUS TRACHEOSTOMY ADULT CUFFED UNFENESTRATED ID-IC 9MM EXTENDED LENGTH
15318 | 4227192901600 | KIT PERCUTANEOUS TRACHEOSTOMY ADULT WITH SUBGLOTTIC SUCTION FENESTRATED ID-IC 10MM
15319 | 4227192901700 | KIT PERCUTANEOUS TRACHEOSTOMY ADULT WITH SUBGLOTTIC SUCTION FENESTRATED ID-IC 10MM EXTENDED LENGTH
15320 | 4227192901800 | KIT PERCUTANEOUS TRACHEOSTOMY ADULT WITH SUBGLOTTIC SUCTION FENESTRATED ID-IC 7MM
15321 | 4227192901900 | KIT PERCUTANEOUS TRACHEOSTOMY ADULT WITH SUBGLOTTIC SUCTION FENESTRATED ID-IC 8MM
15322 | 4227192902000 | KIT PERCUTANEOUS TRACHEOSTOMY ADULT WITH SUBGLOTTIC SUCTION FENESTRATED ID-IC 9MM
15323 | 4227192902100 | KIT PERCUTANEOUS TRACHEOSTOMY ADULT WITH SUBGLOTTIC SUCTION UNFENESTRATED ID-IC 10MM
15324 | 4227192902200 | KIT PERCUTANEOUS TRACHEOSTOMY ADULT WITH SUBGLOTTIC SUCTION UNFENESTRATED ID-IC 10MM EXTENDED LENGTH
15325 | 4227192902300 | KIT PRIMARY TRACHEOESOPHAGEAL PUNCTURE VOICE PROSTHESIS ASSORTED SIZES
15326 | 4227193100200 | PROTECTOR/RETRACTOR FOR LAPAROSCOPIC SYSTEM FEATURING A LAPAROSCOPIC CAP AND TROCAR TO FACILITATE SPECIMEN EXTRACTION SIZE: MEDIUM 4 - 7 CM DISPOSABLE STERILE
15327 | 4227193100300 | RETRACTOR RING FLEXIBLE FOR PROTECTING THE WOUND MARGIN FROM CONTACT CONTAMINATION 2.5-6 CM DISPOSABLE STERILE
15328 | 4227193200000 | FLUSH VOICE PROSTHESIS TO BE USED AFTER BRUSHING
15329 | 4227193200100 | FENESTRATION PUNCH FOR LARYNGECTOMY TUBES
15330 | 4227193200200 | FOAM DISC REGULAR FOR LARYNGECTOMY STOMA ASSORTED SIZES
15331 | 4227193200300 | SHOWER GUARD INCLUDES HOUSING AND TAPE DISCS FOR TOTAL LARYNGECTOMY STOMA CARE
15332 | 4227193200400 | SILICONE SHOWER COLLAR PVC AND SILICONE LIGHTWEIGHT
15333 | 4227193200500 | TUBE HOLDER FOR LARYNGECTOMY TUBE AND TRACHEOSTOMA BUTTON WITH INTEGRATED CLIP CONNECTORS
15334 | 4227193200600 | KIT LARYNGECTOMY NEEDS COMES IN A BAG CONTAINING A SMALL TWO-WAY MIRROR A LIGHT STRAIGHT FORCEPS SALINE SOLUTION VIALS ALCOHOL PREP PADS AND CLOTH STOMA COVER
15335 | 4227193200700 | DEVICE HEAT MOISTURE EXCHANGER WITH A HIGHLY EFFECTIVE ELECTROSTATIC FILTER FOR LARYNGEAL/TRACHEAL STOMA (FOR TOTAL LARYNGECTOMY PATIENTS) ALLOWING FREE HAND VOICING PROTECTS AGAINST AIRBORNE PARTICLES INCLUDING VIRUSES AND BACTERIA OR EQUIVALENT
15336 | 4227193200800 | DEVICE HEAT MOISTURE EXCHANGER WITH A HIGHLY EFFECTIVE ELECTROSTATIC FILTER FOR LARYNGEAL/TRACHEAL STOMA (FOR TOTAL LARYNGECTOMY PATIENTS) ALLOWING VOICING WITH FINGER OCCLUSION VOICING PROTECTS AGAINST AIRBORNE PARTICLES INCLUDING VIRUSES AND BACTERIA OR EQU = IVALENT
15337 | 4227193200900 | HEAT MOISTURE EXCHANGER FOR LARYNGEAL/TRACHEAL (FOR TOTAL LARYNGECTOMY PATIENTS) STOMA ALLOWING FREE HAND VOICING
15338 | 4227193301100 | TUBE SOFT LARYNGECTOMY FLEXIBLE SUFFICIENTLY RIGID SILICONE CAN HOLD A HME CASSETTE AND/ OR FREEHAND HME 8/27 OR EQUIVALENT
15339 | 4227193301200 | TUBE SOFT LARYNGECTOMY FLEXIBLE SUFFICIENTLY RIGID SILICONE CAN HOLD A HME CASSETTE AND/OR FREEHAND HME 10/27 OR EQUIVALENT
15340 | 4227193301300 | TUBE SOFT LARYNGECTOMY FLEXIBLE SUFFICIENTLY RIGID SILICONE CAN HOLD A HME CASSETTE AND/OR FREEHAND HME 10/36 OR EQUIVALENT
15341 | 4227193301400 | TUBE SOFT LARYNGECTOMY FLEXIBLE SUFFICIENTLY RIGID SILICONE CAN HOLD A HME CASSETTE AND/OR FREEHAND HME 10/55 OR EQUIVALENT
15342 | 4227193301500 | TUBE SOFT LARYNGECTOMY FLEXIBLE SUFFICIENTLY RIGID SILICONE CAN HOLD A HME CASSETTE AND/OR FREEHAND HME 12/27 OR EQUIVALENT
15343 | 4227193301600 | TUBE SOFT LARYNGECTOMY FLEXIBLE SUFFICIENTLY RIGID SILICONE CAN HOLD A HME CASSETTE AND/OR FREEHAND HME 12/36 OR EQUIVALENT
15344 | 4227193301700 | TUBE SOFT LARYNGECTOMY FLEXIBLE SUFFICIENTLY RIGID SILICONE CAN HOLD A HME CASSETTE AND/OR FREEHAND HME 12/55 OR EQUIVALENT
15345 | 4227193301800 | TUBE SOFT LARYNGECTOMY FLEXIBLE SUFFICIENTLY RIGID SILICONE CAN HOLD A HME CASSETTE AND/OR FREEHAND HME 8/36 OR EQUIVALENT
15346 | 4227193301900 | TUBE SOFT LARYNGECTOMY FLEXIBLE SUFFICIENTLY RIGID SILICONE CAN HOLD A HME CASSETTE AND/OR FREEHAND HME 8/55 OR EQUIVALENT
15347 | 4227193302000 | TUBE SOFT LARYNGECTOMY FLEXIBLE SUFFICIENTLY RIGID SILICONE CAN HOLD A HME CASSETTE AND/OR FREEHAND HME 9/27 OR EQUIVALENT
15348 | 4227193302100 | TUBE SOFT LARYNGECTOMY FLEXIBLE SUFFICIENTLY RIGID SILICONE CAN HOLD A HME CASSETTE AND/OR FREEHAND HME 9/36 OR EQUIVALENT
15349 | 4227193302200 | TUBE SOFT LARYNGECTOMY FLEXIBLE SUFFICIENTLY RIGID SILICONE CAN HOLD A HME CASSETTE AND/OR FREEHAND HME 9/55 OR EQUIVALENT
15350 | 4227193800200 | SPEAKING VALVE INFINITELY ADJUSTABLE PHON WITH OXYGEN SUPPLY PORT
15351 | 4227193800300 | TRACHEOSTOMY TUBE ADULT CUFFLESS FENESTRATED ID-IC 10MM
15352 | 4227200104200 | INTUBATION VIDEO LARYNGEAL BLADE WITH INTEGRATED CAMERA AND LIGHT MILLER SIZE 1 DISPOSABLE COMPATIBLE WITH VERATHON SYSTEM OR EQUIVALENT
15353 | 4227200104300 | INTUBATION VIDEO LARYNGEAL BLADE WITH INTEGRATED CAMERA AND LIGHT MILLER SIZE 0 DISPOSABLE COMPATIBLE WITH VERATHON SYSTEM OR EQUIVALENT
15354 | 4227200104400 | INTUBATION VIDEO LARYNGEAL BLADE WITH INTEGRATED CAMERA AND LIGHT 90 DEGREE ANGLED SIZE 4.0 DISPOSABLE COMPATIBLE WITH VERATHON SYSTEM OR EQUIVALENT
15355 | 4227200104500 | INTUBATION VIDEO LARYNGEAL BLADE WITH INTEGRATED CAMERA AND LIGHT 90 DEGREE ANGLED SIZE 3.0 DISPOSABLE COMPATIBLE WITH VERATHON SYSTEM OR EQUIVALENT
15356 | 4227200104600 | INTUBATION VIDEO LARYNGEAL BLADE WITH INTEGRATED CAMERA AND LIGHT 60 DEGREE ANGLED SIZE 4.0 DISPOSABLE COMPATIBLE WITH VERATHON SYSTEM OR EQUIVALENT
15357 | 4227200104700 | INTUBATION VIDEO LARYNGEAL BLADE WITH INTEGRATED CAMERA AND LIGHT 60 DEGREE ANGLED SIZE 3.0 DISPOSABLE COMPATIBLE WITH VERATHON SYSTEM OR EQUIVALENT
15358 | 4227200104800 | INTUBATION VIDEO LARYNGEAL BLADE WITH INTEGRATED CAMERA AND LIGHT 60 DEGREE ANGLED SIZE 2.5 DISPOSABLE COMPATIBLE WITH VERATHON SYSTEM OR EQUIVALENT
15359 | 4227200104900 | INTUBATION VIDEO LARYNGEAL BLADE WITH INTEGRATED CAMERA AND LIGHT 60 DEGREE ANGLED SIZE 2.0 DISPOSABLE COMPATIBLE WITH VERATHON SYSTEM OR EQUIVALENT
15360 | 4227200105000 | INTUBATION VIDEO LARYNGEAL BLADE WITH INTEGRATED CAMERA AND LIGHT 60 DEGREE ANGLED SIZE 1.0 DISPOSABLE COMPATIBLE WITH VERATHON SYSTEM OR EQUIVALENT
15361 | 4227200105100 | BLADE OF VIDEO LARYNGOSCOPE MACINTOSH SIZE 4 COMPATIBLE WITH C-MAC OR EQUIVALENT DISPOSABLE
15362 | 4227200105200 | BLADE OF VIDEO LARYNGOSCOPE MACINTOSH SIZE 3 COMPATIBLE WITH C-MAC OR EQUIVALENT DISPOSABLE
15363 | 4227200105300 | BLADE OF VIDEO LARYNGOSCOPE DISPOSABLE SIZE 1 MILLER COMPATIBLE WITH C-MAC OR EQUIVALENT
15364 | 4227200105400 | BLADE OF VIDEO LARYNGOSCOPE COMPATIBLE WITH C-MAC DISPOSABLE SIZE 0 MILLER LOCATION:
15365 | 4227200105500 | BLADE OF VIDEO LARYNGOSCOPE MACINTOSH SIZE D BLADE COMPATIBLE WITH C-MAC OR EQUIVALENT DISPOSABLE
15366 | 4227200106200 | BLADE LARYNGOSCOPE FIBER OPTIC MACINTOSH SIZE 4 REUSABLE MUST BE COMPATIBLE WITH LARYNGOSCOPE HANDLE
15367 | 4227200106400 | BLADE LARYNGOSCOPE FIBER OPTIC MACINTOSH SIZE 1 REUSABLE MUST BE COMPATIBLE WITH LARYNGOSCOPE HANDLE
15368 | 4227200106500 | BLADE LARYNGOSCOPE FIBER OPTIC MACINTOSH SIZE 00 REUSABLE MUST BE COMPATIBLE WITH LARYNGOSCOPE HANDLE
15369 | 4227200106700 | BLADE LARYNGOSCOPE FIBER OPTIC MACINTOSH SIZE 2 REUSABLE MUST BE COMPATIBLE WITH LARYNGOSCOPE HANDLE
15370 | 4227200106800 | BLADE VIDEO LARYNGOSCOPY DISPOSABLE SIZE: 4 COMPATIBILITY: UE SCOPE
15371 | 4227200106900 | BLADE VIDEO LARYNGOSCOPY DISPOSABLE SIZE: 3 COMPATIBILITY: UE SCOPE
15372 | 4227200107000 | BLADE VIDEO LARYNGOSCOPY DISPOSABLE SIZE: 2 COMPATIBILITY: UE SCOPE
15373 | 4227200107100 | BLADE VIDEO LARYNGOSCOPE DISPOSABLE SIZE: 1 COMPATIBILITY: UE SCOPE
15374 | 4227200107200 | BLADE VIDEO LARYNGOSCOPY GUIDED INTUBATION DISPOSABLE SIZE: 0 COMPATIBILITY: UE SCOPE
15375 | 4227200107300 | BLADE VIDEO LARYNGOSCOPY DISPOSABLE SIZE: 3 COMPATIBILITY: MCGRATH SCOPE
15376 | 4227200401200 | STYLET ADULT FOR VIDEO INTUBATION BLADE PRE-SHAPED DISPOSABLE COMPATIBLE WITH VERATHON SYSTEM OR EQUIVALENT
15377 | 4227200401300 | PRE SHAPED STYLET PEDIATRIC DISPOSABLE 60 DEGREE ANGLE FOR ET TUBE EASY INSERTION COMPATIBLE WITH VERATHON SYSTEM OR EQUIVALENT
15378 | 4227200500000 | FORCEPS MAGILL ADULT SIZE 25CM (10 INCH) REUSABLE
15379 | 4227200500100 | FORCEPS MAGILL INFANT SIZE 15CM (6 INCH) REUSABLE
15380 | 4227200500200 | FORCEPS MAGILL CHILD SIZE 20CM (8 INCH) REUSABLE
15381 | 4227200601100 | GASTROSTOMY INTRODUCER KIT ASSORTED SIZE
15382 | 4227200700000 | SPLINTING ACCESSORIES BENDER WIRE 90 DEGREE WITH CUSHION HAND GRIPS
15383 | 4227200900100 | COLORIMETRIC DETECTOR CO2 SIZE NEONATE 0.25 KG TO AT LEAST 4.0 KG STERILE DISPOSABLE.
15384 | 4227201100000 | CATHETER SUCTION CATHETER STRAIGHT FINGER CONTROL VALVE ROUND SOFT TIP WITH TWO LATERAL EYES AND ONE TERMINAL EYE GRADUATION LENGTH 30-50 CM FG 05 DISPOSABLE STERILE
15385 | 4227201100100 | CATHETER SUCTION CATHETER STRAIGHT FINGER CONTROL VALVE ROUND SOFT TIP WITH TWO LATERAL EYES AND ONE TERMINAL EYE GRADUATION LENGTH 30-50 CM FG 06 DISPOSABLE STERILE
15386 | 4227201100200 | CATHETER SUCTION CATHETER STRAIGHT FINGER CONTROL VALVE ROUND SOFT TIP WITH TWO LATERAL EYES AND ONE TERMINAL EYE GRADUATION LENGTH 30-50 CM FG 08 DISPOSABLE STERILE
15387 | 4227201100300 | CATHETER SUCTION CATHETER STRAIGHT FINGER CONTROL VALVE ROUND SOFT TIP WITH TWO LATERAL EYES AND ONE TERMINAL EYE GRADUATION LENGTH 30-50 CM FG 10 DISPOSABLE STERILE
15388 | 4227201100400 | CATHETER SUCTION CATHETER STRAIGHT FINGER CONTROL VALVE ROUND SOFT TIP WITH TWO LATERAL EYES AND ONE TERMINAL EYE GRADUATION LENGTH 30-50 CM FG 12 DISPOSABLE STERILE
15389 | 4227201100500 | CATHETER SUCTION CATHETER STRAIGHT FINGER CONTROL VALVE ROUND SOFT TIP WITH TWO LATERAL EYES AND ONE TERMINAL EYE GRADUATION LENGTH 30-50 CM FG 14 DISPOSABLE STERILE
15390 | 4227201100600 | CATHETER SUCTION CATHETER STRAIGHT FINGER CONTROL VALVE ROUND SOFT TIP WITH TWO LATERAL EYES AND ONE TERMINAL EYE GRADUATION LENGTH 30-50 CM FG 16 DISPOSABLE STERILE
15391 | 4227201100700 | CATHETER SUCTION CATHETER STRAIGHT FINGER CONTROL VALVE ROUND SOFT TIP WITH TWO LATERAL EYES AND ONE TERMINAL EYE GRADUATION LENGTH 30-50 CM FG 18 DISPOSABLE STERILE
15392 | 4227201100800 | CATHETER SUCTION CATHETER STRAIGHT FINGER CONTROL VALVE ROUND SOFT TIP WITH TWO LATERAL EYES AND ONE TERMINAL EYE GRADUATION LENGTH 30-50 CM FG 20 DISPOSABLE STERILE
15393 | 4227201101100 | SUCTION CONNECTING TUBE UNIVERSAL WITH INTEGRAL CONNECTORS FUNNEL ENDS FEMALE CONNECTORS NON-CONDUCTIVE SIZE: I.D.7 MM X 180-200 CM DISPOSABLE STERILE
15394 | 4227201101200 | SUCTION CONNECTING TUBE UNIVERSAL WITH INTEGRAL CONNECTORS FUNNEL ENDS FEMALE CONNECTORS NON-CONDUCTIVE SIZE: I.D.5 MM X 180-200 CM DISPOSABLE STERILE
15395 | 4227201101300 | SET SPILL PACK BODY FLUID (BLOOD URINE AND VOMIT) NON-STERILE GOWN NON POWDERED LATEX OR VINYL GLOVES FACE SHIELD (SINGLE-USE) SCOOP AND SCRAPER PAPER TOWELS WASTE BAG (NOT LESS THAN 80 MICRON THICKNESS YELLOW WITH BIOHAZARD LABEL 50 GM SUPER ABSORBENT GRANULES NADCC CHLORINE TABLETS 2.5GM WITH BOTTLE FOR DILUTION EASY TO FOLLOW ILLUSTRATED INSTRUCTIONS ON PACK ALL CONTENT ARE ENCLOSED IN PLASTIC BAG SECURED SINGLE -USE WITH BIOHAZARD LABEL AND BLOOD SPILL KIT CLEARLY WRITTEN ON THE BAG DISPOSABLE NOTE: MSDS SHOULD BE PROVIDED IN SOFT COPY
15396 | 4227201103800 | SET STENT INDWELLING POLYURETHANE DOUBLE URETERAL PIGTAIL STENT OPEN ENDED TAPERED TIP WITH HOLES IN THE BODY WITH COMPATIBLE GUIDEWIRE AND LOCKABLE PUSHER RADIO-OPAQUE SIZE: CH 4.7 - 5.0 16 CM DISPOSABLE STERILE
15397 | 4227201103900 | STENT INDWELLING SOFT POLYURETHANE DOUBLE URETERAL PIGTAIL STENT WITH COMPATIBLE GUIDEWIRE AND POSITIONER RADIO - OPAQUE 10 CM LONG SIZE: 3.7-4 FR DISPOSABLE STERILE
15398 | 4227201104000 | STENT INDWELLING SOFT POLYURETHANE DOUBLE URETERAL PIGTAIL STENT WITH COMPATIBLE GUIDEWIRE AND POSITIONER RADIO - OPAQUE 12 CM LONG SIZE: 3.7-4 FR DISPOSABLE STERILE
15399 | 4227201104100 | SET STENT KIDNEY INTERNAL SIZE: 10 FR X 55 CM STERILE
15400 | 4227201104400 | SET STENT MULTIPURPOSE FOR POST PYELOPLASTY RADIOPAQUE WITH GUIDEWIRE SIZE: 4 FRENCH 10-22 CM STERILE
15401 | 4227201104500 | SUCTION HANDLE YANKAUER PLAIN OPEN TIP UNVENTED CLEAR DISPOSABLE STERILE
15402 | 4227201800100 | BLADE LARYNGOSCOPE FIBER OPTIC MILLER SIZE 0 REUSABLE MUST BE COMPATIBLE WITH LARYNGOSCOPE HANDLE
15403 | 4227201800300 | BLADE LARYNGOSCOPE FIBER OPTIC MILLER SIZE 2 REUSABLE MUST BE COMPATIBLE WITH LARYNGOSCOPE HANDLE
15404 | 4227201800400 | BLADE LARYNGOSCOPE FIBER OPTIC FOR GUIDED VIDEO INTUBATION PLASTIC WITH CHANNEL FOR E.T.T SIZE 4.0-5.5MM LATEX FREE SIZE 1 SINGLE USE STERILE COMPATIBLE WITH PRODOL MEDITEC OR EQUIVALENT
15405 | 4227201800500 | BLADE LARYNGOSCOPE FIBER OPTIC FOR GUIDED VIDEO INTUBATION PLASTIC WITH CHANNEL FOR E.T.T SIZE 6-7.5MM LATEX FREE SIZE 2 SINGLE USE STERILE COMPATIBLE WITH PRODOL MEDITEC OR EQUIVALENT
15406 | 4227201800600 | BLADE LARYNGOSCOPE FIBER OPTIC FOR GUIDED VIDEO INTUBATION PLASTIC WITH CHANNEL FOR E.T.T SIZE 7.0-8.5MM LATEX FREE SIZE 3 SINGLE USE STERILE COMPATIBLE WITH PRODOL MEDITEC OR EQUIVALENT
15407 | 4227201800800 | BLADE LARYNGOSCOPE FIBER OPTIC MILLER SIZE 4 REUSABLE MUST BE COMPATIBLE WITH LARYNGOSCOPE HANDLE
15408 | 4227201801200 | BLADE LARYNGOSCOPE FIBER OPTIC MILLER SIZE 00 REUSABLE MUST BE COMPATIBLE WITH LARYNGOSCOPE HANDLE
15409 | 4227201801300 | BLADE LARYNGOSCOPE FIBER OPTIC MILLER SIZE 3 REUSABLE MUST BE COMPATIBLE WITH LARYNGOSCOPE HANDLE
15410 | 4227201802800 | MICROLARYNGEAL TUBE PVC ORAL / NASAL CUFFED CURVED DISTAL - TIP MURPHY EYE HIGH VOLUME/LOW PRESSURE STERILE SIZE 4.0MM (ID)
15411 | 4227201803000 | MICROLARYNGEAL TUBE PVC ORAL / NASAL CUFFED CURVED DISTAL - TIP MURPHY EYE HIGH VOLUME/LOW PRESSURE STERILE SIZE 5.0MM (ID)
15412 | 4227201803200 | MICROLARYNGEAL TUBE PVC ORAL / NASAL CUFFED CURVED DISTAL - TIP MURPHY EYE HIGH VOLUME/LOW PRESSURE STERILE SIZE 6.0MM (ID)
15413 | 4227201805000 | LARYNGEAL MASK HYPER CURVED AIRWAY TUBE OVAL SHAPED INFLATABLE MASK WITH CUFF DISPOSABLE STERILE SIZE 1.0
15414 | 4227201805100 | LARYNGEAL MASK HYPER CURVED AIRWAY TUBE OVAL SHAPED INFLATABLE MASK WITH CUFF DISPOSABLE STERILE SIZE 1.5
15415 | 4227201805200 | LARYNGEAL MASK HYPER CURVED AIRWAY TUBE OVAL SHAPED INFLATABLE MASK WITH CUFF DISPOSABLE STERILE SIZE 2.0
15416 | 4227201805300 | LARYNGEAL MASK HYPER CURVED AIRWAY TUBE OVAL SHAPED INFLATABLE MASK WITH CUFF DISPOSABLE STERILE SIZE 2.5
15417 | 4227201805400 | LARYNGEAL MASK HYPER CURVED AIRWAY TUBE OVAL SHAPED INFLATABLE MASK WITH CUFF DISPOSABLE STERILE SIZE 3.0
15418 | 4227201805500 | LARYNGEAL MASK HYPER CURVED AIRWAY TUBE OVAL SHAPED INFLATABLE MASK WITH CUFF DISPOSABLE STERILE SIZE 4.0
15419 | 4227201805600 | LARYNGEAL MASK HYPER CURVED AIRWAY TUBE OVAL SHAPED INFLATABLE MASK WITH CUFF DISPOSABLE STERILE SIZE 5.0
15420 | 4227201805700 | LARYNGEAL MASK AIRWAY (LMA) TUBE CURVED WITH FIXATION TAB ELONGATED CUFF SILICON MATERIAL SOFT BITE BLOCKER AND GASTRIC ACCESS WHICH ENABLES PASSIVE OR ACTIVE DRAINAGE OF GASTRIC CONTENT INDEPENDENTLY OF VENTILATION SIZE 1.0
15421 | 4227201805800 | LARYNGEAL MASK AIRWAY (LMA) TUBE CURVED WITH FIXATION TAB ELONGATED CUFF SILICON MATERIAL SOFT BITE BLOCKER AND GASTRIC ACCESS WHICH ENABLES PASSIVE OR ACTIVE DRAINAGE OF GASTRIC CONTENT INDEPENDENTLY OF VENTILATION SIZE 1.5
15422 | 4227201805900 | LARYNGEAL MASK AIRWAY (LMA) TUBE CURVED WITH FIXATION TAB ELONGATED CUFF SILICON MATERIAL SOFT BITE BLOCKER AND GASTRIC ACCESS WHICH ENABLES PASSIVE OR ACTIVE DRAINAGE OF GASTRIC CONTENT INDEPENDENTLY OF VENTILATION SIZE 2.0
15423 | 4227201806000 | LARYNGEAL MASK AIRWAY (LMA) TUBE CURVED WITH FIXATION TAB ELONGATED CUFF SILICON MATERIAL SOFT BITE BLOCKER AND GASTRIC ACCESS WHICH ENABLES PASSIVE OR ACTIVE DRAINAGE OF GASTRIC CONTENT INDEPENDENTLY OF VENTILATION SIZE 2.5
15424 | 4227201806100 | LARYNGEAL MASK AIRWAY (LMA) TUBE CURVED WITH FIXATION TAB ELONGATED CUFF SILICON MATERIAL SOFT BITE BLOCKER AND GASTRIC ACCESS WHICH ENABLES PASSIVE OR ACTIVE DRAINAGE OF GASTRIC CONTENT INDEPENDENTLY OF VENTILATION SIZE 3.0
15425 | 4227201806200 | LARYNGEAL MASK AIRWAY (LMA) TUBE CURVED WITH FIXATION TAB ELONGATED CUFF SILICON MATERIAL SOFT BITE BLOCKER AND GASTRIC ACCESS WHICH ENABLES PASSIVE OR ACTIVE DRAINAGE OF GASTRIC CONTENT INDEPENDENTLY OF VENTILATION SIZE 4.0
15426 | 4227201806300 | LARYNGEAL MASK AIRWAY (LMA) TUBE CURVED WITH FIXATION TAB ELONGATED CUFF SILICON MATERIAL SOFT BITE BLOCKER AND GASTRIC ACCESS WHICH ENABLES PASSIVE OR ACTIVE DRAINAGE OF GASTRIC CONTENT INDEPENDENTLY OF VENTILATION SIZE 5.0
15427 | 4227201806400 | MASK LARYNGEAL REINFORCED WITH ELONGATED CUFF DISPOSABLE STERILE SIZE 1.0
15428 | 4227201806500 | MASK LARYNGEAL REINFORCED WITH ELONGATED CUFF DISPOSABLE STERILE SIZE 1.5
15429 | 4227201806600 | MASK LARYNGEAL REINFORCED WITH ELONGATED CUFF DISPOSABLE STERILE SIZE 2.0
15430 | 4227201806700 | MASK LARYNGEAL REINFORCED WITH ELONGATED CUFF DISPOSABLE STERILE SIZE 2.5
15431 | 4227201806800 | MASK LARYNGEAL REINFORCED WITH ELONGATED CUFF DISPOSABLE STERILE SIZE 3.0
15432 | 4227201806900 | MASK LARYNGEAL REINFORCED WITH ELONGATED CUFF DISPOSABLE STERILE SIZE 4.0
15433 | 4227201807000 | MASK LARYNGEAL REINFORCED WITH ELONGATED CUFF DISPOSABLE STERILE SIZE 5.0
15434 | 4227201807100 | STYLET FOR INTUBATION SIZE 6FR FOR NEONATAL LENGTH RANGE 22- 26 CM MADE OF ALUMINUM DISPOSABLE STERILE.
15435 | 4227201807200 | STYLET FOR INTUBATION SIZE 10FR FOR PEDIATRIC LENGTH RANGE 30-35 CM MADE OF ALUMINUM DISPOSABLE STERILE.
15436 | 4227201807300 | STYLET FOR INTUBATION SIZE 12FR FOR ADULT LENGTH RANGE 30-35 CM MADE OF ALUMINUM DISPOSABLE STERILE.
15437 | 4227201807600 | MCCOY LARYNGOSCOPE COMPLETE SET WITH BLADES SIZE 3 AND 4 WITH BATTERY NON-RECHARGEABLE WITH LIGHT LED ILLUMINATION REUSABLE
15438 | 4227201807700 | BLADE LARYNGOSCOPE FIBER OPTIC MACINTOSH SIZE 3 DISPOSABLE MADE OF STAINLESS STEEL MUST BE COMPATIBLE WITH LARYNGOSCOPE HANDLE AND EASY TO INSTALL AND REMOVE
15439 | 4227201807800 | BLADE LARYNGOSCOPE FIBER OPTIC MACINTOSH SIZE 3 REUSABLE MUST BE COMPATIBLE WITH LARYNGOSCOPE HANDLE
15440 | 4227201807900 | BLADE LARYNGOSCOPE MILLER SIZE 1 DISPOSABLE MADE OF STAINLESS STEEL MUST BE COMPATIBLE WITH LARYNGOSCOPE HANDLE AND EASY TO INSTALL AND REMOVE
15441 | 4227201808000 | BLADE LARYNGOSCOPE FIBER OPTIC MILLER SIZE 1 REUSABLE MUST BE COMPATIBLE WITH LARYNGOSCOPE HANDLE
15442 | 4227201808100 | HANDLE LARYNGOSCOPE FIBER OPTIC SIZE LARGE (DISPOSABLE)
15443 | 4227201808200 | HANDLE LARYNGOSCOPE FIBER OPTIC SIZE LARGE (REUSABLE)
15444 | 4227201808300 | HANDLE LARYNGOSCOPE FIBER OPTIC SIZE SMALL (DISPOSABLE)
15445 | 4227201808400 | HANDLE LARYNGOSCOPE FIBER OPTIC SIZE SMALL (REUSABLE)
15446 | 4227201808500 | BULB HALOGEN & XENON XHL X-02.88.044 MUST BE COMPATIBLE LARYNGOSCOPE (PEDIATRIC)
15447 | 4227201808600 | BULB HALOGEN & XENON XHL X-01.88.035 MUST BE COMPATIBLE LARYNGOSCOPE (ADULT)
15448 | 4227201809300 | CLOTH SNUGGLE UP NEST EXTRA SMALL LESS THAN 900 GM
15449 | 4227201809400 | CLOTH SNUGGLE UP NEST MEDIUM MORE THAN 2250 GM
15450 | 4227201809500 | CLOTH SNUGGLE UP NEST MEDIUM 1350 - 2250 GM
15451 | 4227201809600 | CLOTH SNUGGLE UP NEST SMALL 800 - 1350 GM
15452 | 4227201809900 | BLADE VIDEO LARYNGOSCOPE PEDIATRIC REUSABLE SIZE 1 COMPATIBLE WITH C-MAC SYSTEM OR EQUIVALENT
15453 | 4227201810000 | VIDEO LARYNGOSCOPE BLADE PEDIATRIC SIZE 1 MILLER REUSABLE COMPATIBLE WITH C - MAC OR EQUIVALENT
15454 | 4227201810100 | BLADE VIDEO LARYNGOSCOPE PEDIATRIC REUSABLE SIZE 0 MACINTOSH COMPATIBLE WITH C-MAC SYSTEM OR EQUIVALENT
15455 | 4227201810800 | ATOMIZATION DEVICE LARYNGOTRACHEAL MUCOSAL ATOMIZATION MALLEABLE STYLET LATEX FREE DISPOSABLE
15456 | 4227201811300 | BLADE FOR VIDEO INTUBATION COMPATIBLE WITH MCGRATH DEVICE OR EQUIVALENT SINGLE USE SIZE 1
15457 | 4227201811400 | BLADE FOR VIDEO INTUBATION COMPATIBLE WITH MCGRATH DEVICE OR EQUIVALENT SINGLE USE SIZE 2
15458 | 4227201811500 | BLADE FOR VIDEO INTUBATION COMPATIBLE WITH MCGRATH DEVICE OR EQUIVALENT SINGLE USE SIZE MACX 3
15459 | 4227201811600 | BLADE FOR VIDEO INTUBATION COMPATIBLE WITH MCGRATH DEVICE OR EQUIVALENT SINGLE USE SIZE 4
15460 | 4227201900000 | AIRWAY EXCHANGE CATHETER WITH OXYGEN PORT AND ADAPTER 14 FR / 80-85CM
15461 | 4227202000000 | LARYNGOSCOPE STEINER DISTENDING OPERATING FOR OROPHARYNGOSCOPE
15462 | 4227202000100 | LARYNGOSCOPE STEINER DISTENDING OPERATING LARYNGOSCOPE
15463 | 4227202000200 | LARYNGOSCOPE VIDEO LARYNGOSCOPE KANTOR-BERCI (OR EQUIVALENT) ASSORTED LENGTHS AND SIZES
15464 | 4227220902100 | VENTILATOR CIRCUIT SINGLE LUMEN NON-HEATED WITH EXPIRATORY VALVE MEASUREMENT LINE COMPATIBLE WITH CARINA OR EQUIVALENT DISPOSABLE. ONE (1) ITEM/PC = ONE (1) SET
15465 | 4227220902700 | CIRCUIT BREATHING SINGLE LUMEN/DISPOSABLE COMPATIBILITY: WEINMANN MEDUMAT TRANSPORT
15466 | 4227220904700 | ANESTHESIA BREATHING CIRCUIT NOT EXPANDABLE FOR ADULT (ID 22MM) WITH Y SHAPE ADAPTER LENGTH 1.6 M TO 1.8 M WITH 2 LITER BAG HOSE FOR BA G ONE (1) EACH = ONE (1) SET
15467 | 4227220904800 | ANESTHESIA BREATHING CIRCUIT SYSTEM NOT EXPANDABLE FOR ADULT (ID 22M) WITH Y SHAPE ADAPTER 2.4 M TO 3 M LENGTH WITH 2 LITER BAG HOSE FOR BAG DISPOSABLE ONE (1) EACH = ONE (1) SET
15468 | 4227220905100 | VENTILATOR CIRCUIT KIT DUAL LIMB HEATED BOTH SIDES INSPIRATORY LIMB 1.1 M LONG INCUBATOR EXTENSION 0.3 M LONG SIZE NEONATE COMPATIBLE WITH FLOW > 4 LPM FLOW INSPIRATORY EXTENSION TUBE 0.5 M LONG EXPIRATORY LIMB 1.6 M SWIVEL WYE PIECE WITH PRESSURE LINE WITH MICROPORES LIMBS NO CONDENSATION TECHNOLOGY WITHOUT WATER TRAP WITH AUTOFILL HUMIDIFIER CHAMBER SINGLE USE INCLUDED BACTERIAL VIRAL FILTER WITH UNIVERSAL CONNECTORS THERMOPLASTIC
15469 | 4227220905200 | VENTILATOR CIRCUIT KIT SIZE ADULT DUAL LIMB HEATED BOTH SIDES INSPIRATORY LIMB 1.8 M LONG EXTENSION TUBE 0.5 M LONG WITH MICROPORES LIMBS NO CONDENSATION TECHNOLOGY WITHOUT WATER TRAP WITH AUTOFILL HUMIDIFIER CHAMBER SINGLE USE INCLUDED BACTERIAL/VIRAL FILTER.
15470 | 4227220905300 | HIGH FREQUENCY VENTILATOR CIRCUIT COMPLETE SET (HEATED CIRCUIT MUSHROOM VALVES DIAPHRAGM ASSEMBLY TUBE WATER DRAIN) SIZE NEONATE WITH FILTER DISPOSABLE SHOULD BE COMPATIBLE WITH SENSOR MEDICS 3100A MACHINE OR EQUIVALENT
15471 | 4227220905400 | HIGH FREQUENCY VENTILATOR CIRCUIT COMPLETE SET (HEATED CIRCUIT MUSHROOM VALVES DIAPHRAGM ASSEMBLY TUBE WATER DRAIN) SIZE ADULT WITH FILTER DISPOSABLE SHOULD BE COMPATIBLE WITH SENSOR MEDICS 3100B MACHINE OR EQUIVALENT
15472 | 4227220905500 | VENTILATOR CIRCUIT DUAL LIMB NON-HEATED WITH CAP SAMPLING PORT AND PRESSURE LINE SIZE ADULT DISPOSABLE APPROXIMATELY 2.7 M LONG MRI COMPATIBLE.
15473 | 4227220905600 | VENTILATOR CIRCUIT SIZE ADULT/PEDIATRIC SINGLE LIMB PRESSURE LINE EXHALATION VALVE COMPATIBLE WITH TRILOGY SERIES OR EQUIVALENT ONE (1) EACH = ONE (1) SET
15474 | 4227220905700 | BIPAP VENTILATOR CIRCUIT SINGLE LUMEN WITHOUT HEATING WIRES WITHOUT PORT BOTH ENDS 22 MM RUBBER SEALING 1.8 M LONG REUSABLE FOR SINGLE PATIENT USE. ONE (1) EACH = ONE (1) SET
15475 | 4227221100200 | DEVICE HIGH PRESSURE INFLATION FOR AIRWAY BALLOON
15476 | 4227221300600 | SET CPAP/BIPAP TUBING NON INVASIVE VENTILATION INCLUDES: SINGLE USE ORONASAL MASK WITH DETACHABLE HEAD STRAP HEAD GEAR TO RELEASE PRESSURE ON NASAL BRIDGE/SINGLE USE BACTERIAL AND VIRAL EXPIRATORY FILTER/BREATHING CIRCUIT WITH EXHALATION PORT COMPATIBILITY: RESPIRONEX MACHINE
15477 | 4227221302500 | NEONATAL NASAL CPAP MASK SIZE (L) DISPOSABLE SILICON COMPATIBLE WITH DUAL LIMB FLOW GENERATOR.
15478 | 4227221302600 | NEONATAL NASAL CPAP MASK SIZE (M) DISPOSABLE SILICON COMPATIBLE WITH DUAL LIMB FLOW GENERATOR.
15479 | 4227221302700 | NEONATAL NASAL CPAP MASK SIZE (S) DISPOSABLE SILICON COMPATIBLE WITH DUAL LIMB FLOW GENERATOR.
15480 | 4227221302800 | NEONATAL NASAL CPAP PRONGS SIZE (L) DISPOSABLE SILICON COMPATIBLE WITH DUAL LIMB FLOW GENERATOR.
15481 | 4227221302900 | NEONATAL NASAL CPAP PRONGS SIZE (M) DISPOSABLE SILICON COMPATIBLE WITH DUAL LIMB FLOW GENERATOR.
15482 | 4227221303100 | NEONATAL NASAL CPAP PRONGS SIZE (XL) DISPOSABLE SILICON COMPATIBLE WITH DUAL LIMB FLOW GENERATOR.
15483 | 4227221303200 | NEONATAL NASAL CPAP PRONGS SIZE (XS) DISPOSABLE SILICON COMPATIBLE WITH DUAL LIMB FLOW GENERATOR.
15484 | 4227221305900 | ADAPTER NASAL/CPAP/NON INVASIVE/MINIFLOW COMPATIBILITY: SERVO VENTILATOR
15485 | 4227221308300 | MASK NASAL FOR CPAP MACHINE PEDIATRIC WITH 3 SIZES CUSHION DISPOSABLE VENTED WITH FITTING GUIDE. ONE (1) EACH = ONE (1) SET
15486 | 4227221309200 | SIPAP NASAL PRONGS SIZE (XLARGE) SINGLE USE COMPATIBLE WITH SIPAP FLOW GENERATOR.
15487 | 4227221309300 | SIPAP NASAL PRONGS SIZE (XSMALL) SINGLE USE COMPATIBLE WITH SIPAP FLOW GENERATOR.
15488 | 4227221310200 | STRAP HEAD BREATHING MASK SIZE: LARGE
15489 | 4227221310400 | SIPAP NASAL MASK SIZE (XLARGE) SINGLE USE COMPATIBLE WITH SIPAP FLOW GENERATOR.
15490 | 4227221310500 | SIPAP NASAL MASK SIZE (XSMALL) SINGLE USE COMPATIBLE WITH SIPAP FLOW GENERATOR.
15491 | 4227221310900 | SIPAP NASAL MASK SIZE (MEDIUM) SINGLE USE COMPATIBLE WITH SIPAP FLOW GENERATOR.
15492 | 4227221311000 | SIPAP NASAL MASK SIZE (LARGE) SINGLE USE COMPATIBLE WITH SIPAP FLOW GENERATOR.
15493 | 4227221400000 | TRANSPORT VENTILATOR CIRCUIT DOUBLE LUMEN WITH FLOW SENSOR EXHALATION VALVE PRESSURE LINE AND VALVE LINE DIFFERENT SIZE NEONATE COMPATIBLE WITH GLOBE TROTTER INCUBATOR OR EQUIVALENT ONE (1) ITEM/PC = ONE (1) SET
15494 | 4227221400200 | ADAPTOR ACCESS AIR WAY/Y SHAPED/DISPOSABLE STERILE COMPATIBILITY: ADULT ETT TUBE FOR VENTILATION MACHINE AND SUCTION MACHINE
15495 | 4227221400300 | AIRWAY ACCESS ADAPTER TO BE USED WITH VENTILATION MACHINE AND SUCTION MACHINE Y-SHAPED SIZE NEONATES COMPATIBLE WITH NEONATE ETT TUB E DISPOSABLE STERILE.
15496 | 4227221700400 | SUCTION POLYP TRAP ASSORTED TYPES AND SIZES
15497 | 4227221700600 | WATER TRAP BLACK COLOR COMPATIBLE WITH GE ANESTHESIA MACHINE OR EQUIVALENT DISPOSABLE
15498 | 4227221700900 | VIAL TRAP WATER COLLECTOR COMPATIBLE WITH BP 840 VENTILATOR OR EQUIVALENT REUSABLE
15499 | 4227221701000 | WATER TRAP D-FEND PRO COMPATIBLE WITH ANESTHESIA MACHINE GE OR EQUIVALENT
15500 | 4227221701100 | WATER TRAP FOR ANESTHESIA MACHINE COMPATIBLE WITH MAQUET MACHINE OR EQUIVALENT
15501 | 4227221800600 | SILICON EMBEDDED ANCHOR COVERED WITH A PAD AND TRANSPARENT LAYER TO SECURE ARTERIAL LINES AND SERVE AS SLIP RESISTANT SORBAVIEW SHIELD PERIPHERAL LATEX FREE DISPOSABLE
15502 | 4227221800700 | SILICON EMBEDDED ANCHOR COVERED WITH A PAD AND TRANSPARENT LAYER TO SECURE JUGULAR LINES AND SERVE AS SLIP RESISTANT SORBAVIEW SHIELD CONTOUR LATEX FREE DISPOSABLE
15503 | 4227221800900 | Y SENSOR PRESSURE LINE 1.8 M COMPATIBLE WITH VENTILATOR SERVO N OR EQUIVALENT DISPOSABLE
15504 | 4227221801000 | PRESSURE LINE Y SENSOR COMPATIBLE WITH VENTILATOR SERVO U OR EQUIVALENT
15505 | 4227221801300 | LINE SAMPLE NITRIC OXIDE DELIVERY: CLEAN FOR SINGLE PATIENT ONLY FOR USE WITH AERONOX PORTABLE NITRIC OXIDE TITRATION AND MONITORING SYSTEM
15506 | 4227221801400 | MICRO-STREAM ADVANCE BITE BLOCK ORAL /NASAL CANNULA FILTERLINE FOR CONTINUOUS ETCO2 MEASUREMENT IN LOW HUMIDITY SITUATION WITH O2 TUBING 4M AND INTEGRATED PULMONARY INDEX FOR RESPIRATORY FOR ADULT COMPATIBLE WITH CAPNOSTREAM 35 OR EQUIVALENT
15507 | 4227221900500 | BACTERIA FILTER SET FOR ABSORBER COMPATIBLE WITH JAEGER PFT MACHINE OR EQUIVALENT ONE (1) EACH = ONE (1) SET
15508 | 4227221901900 | BACTERIA FILTER 0.2 MCM SELF VENTING FOR PEDIATRIC
15509 | 4227221902000 | VENTED MICROFILTER 1.2 FOR PEDIATRIC
15510 | 4227221902800 | FILTER HEPA BACTERIAL/VIRAL ELECTROSTATIC HIGH FILTRATION EFFICIENCY 99.9999% BI-DIRECTIONAL USED WITH HEATED CIRCUIT MIN INTERNAL VOLUME 160 ML COMPATIBLE WITH SERVO EXPIRATORY CASSETTE OR EQUIVALENT
15511 | 4227221903200 | FILTER FOR GAS COMPATIBLE WITH INSUFFLATION MONITOR OR EQUIVALENT DISPOSABLE
15512 | 4227221903600 | MACHINE DUST FILTER COMPATIBLE WITH BABYLOG 8000 VENTILATORS OR EQUIVALENT
15513 | 4227221903800 | SUCTION FILTER COMPATIBLE WITH DRAEGER ANESTHESIA MACHINE OR EQUIVALENT
15514 | 4227222000300 | SENSOR OXYGEN CAPSULE VENTILATOR INTENSIVE CARE COMPATIBLE WITH DRAEGER BABYLOG 8000 PLUS OR EQUIVALENT
15515 | 4227222003300 | TUBE VENTILATION SHEPARD WITHOUT WIRE SILICONE ASSORTED SIZES
15516 | 4227222003500 | TUBE VENTILATION ARMSTRONG FLUOROPLASTIC ASSORTED SIZES
15517 | 4227222004800 | DISTAL ATTACHMENT CAP (TRANSPARENT) ASSORTED TYPES ASSORTED LENGTH ASSORTED CAP OUTER DIAMETER ASSORTED SCOPE TIP OUTER DIAMETER
15518 | 4227222005700 | CABLE EDI NAVA FOR VENTILATOR NEONATAL COMPATIBLE WITH SERVO VENTILATORS OR EQUIVALENT
15519 | 4227222005800 | CABLE WIRE FOR CAPNOSTAT COMPATIBLE WITH SERVO VENTILATORS OR EQUIVALENT
15520 | 4227222006300 | CASSETTE EXPIRATORY REUSABLE COMPATIBLE WITH SERVO I AND SERVO S VENTILATOR OR EQUIVALENT
15521 | 4227222006400 | CASSETTE EXPIRATORY REUSABLE COMPATIBLE VENTILATOR SERVO U AND N MODEL AND SERVO AIR OR EQUIVALENT
15522 | 4227222006500 | ELECTRICAL ACTIVITY OF THE DIAPHRAGM/ ABDOMINAL CATHETER SIZE 16 FR LENGTH125 CM COMPATIBLE WITH SERVO VENTILATOR OR EQUIVALENT
15523 | 4227222006600 | ELECTRICAL ACTIVITY OF THE DIAPHRAGM/ ABDOMINAL CATHETER SIZE 6 FR LENGTH 49 CM COMPATIBLE WITH SERVO VENTILATOR OR EQUIVALENT
15524 | 4227222006800 | ELECTRICAL ACTIVITY OF THE DIAPHRAGM/ ABDOMINAL CATHETER SIZE 12 FR LENGTH125 CM COMPATIBLE WITH SERVO VENTILATOR OR EQUIVALENT
15525 | 4227222006900 | ELECTRICAL ACTIVITY OF THE DIAPHRAGM/ ABDOMINAL CATHETER SIZE 8 FR LENGTH100 CM COMPATIBLE WITH SERVO VENTILATOR OR EQUIVALENT
15526 | 4227222007000 | OXYGEN CELL COMPATIBLE WITH SERVO I VENTILATOR OR EQUIVALENT
15527 | 4227222007100 | OXYGEN SENSOR GALVANIC COMPATIBLE WITH AVEA VENTILATOR OR EQUIVALENT
15528 | 4227222007200 | CO2 Y SENSOR COMPATIBLE WITH SERVO N VENTILATORS OR EQUIVALENT
15529 | 4227222007300 | CO2 Y SENSOR COMPATIBLE WITH VENTILATOR SERVO U OR EQUIVALENT
15530 | 4227222007400 | CONNECTOR Y-SHAPED WITH FLOW SENSOR COMPATIBLE WITH VENTILATOR BABYLOG 8000 OR EQUIVALENT
15531 | 4227222007500 | EXPIRATORY VALVE DIAPHRAGM WITH O-RING COMPATIBLE WITH VENTILATOR BABYLOG 8000 OR EQUIVALENT REUSABLE
15532 | 4227222007600 | TRANSPORT BREATHING CIRCUIT REUSABLE COMPLETE SET INCLUDES THE FLOW MEASUREMENT COMPATIBLE WITH WEINMAN VENTILATOR OR EQUIVALEN T ONE (1) EACH = ONE (1) SET
15533 | 4227222008000 | EXPIRATORY VALVE SET WITH MEMBRANE FOR VENTILATOR MACHINE COMPLETE WITH DIAPHRAGM REUSABLE COMPATIBLE WITH DRAGER VN500/VN800/VN 600 OR EQUIVALENT ONE (1) EACH = ONE (1) SET
15534 | 4227222008100 | VALVE INSPIRATORY VENTILATOR NEONATAL COMPATIBLE WITH VN500 VENTILATOR OR EQUIVALENT
15535 | 4227222008500 | SIPAP STARTING KIT INCLUDING SINGLE LIMB HEATED WIRE CIRCUIT INHALATION AND EXHALATION PORT WITH PROXIMAL LINE HUMIDIFIER CHAMBE R WITH ADJUSTABLE ANGLE SINGLE LUMEN FLOW GENERATOR SUPPORT FIXATION COMPATIBLE WITH SIPAP MACHINE. ONE (1) SET = ONE (1) KIT
15536 | 4227222008800 | MASK NASAL AIR FLOW SIZE: MEDIUM FOR BUBBLE CPAP
15537 | 4227222009100 | MASK AIRWAY MANAGEMENT FULL FACE/NON-VENTED/REUSABLE SIZE: MEDIUM COMPATIBILITY: BIPAP/CPAP
15538 | 4227222009300 | MACHINE DUST FILTER COMPATIBLE WITH PHILIPS VENTILATORS MODEL TRILOGY 100 AND 200 OR EQUIVALENT
15539 | 4227222009400 | MACHINE DUST FILTER COMPATIBLE WITH INSPIRED HIGH FLOW MACHINE OR EQUIVALENT
15540 | 4227222009500 | MACHINE DUST FILTER COMPATIBLE WITH AIRVO2 HIGH FLOW NASAL CANNULA OR EQUIVALENT
15541 | 4227222009700 | EXPIRATORY VALVE WITH MEMBRANE KIT FOR VENTILATOR MACHINE DISPOSABLE (SHOULD BE COMPATIBLE WITH HAMILTON T1 AND MR1 OR EQUIVALENT)
15542 | 4227222009800 | EXPIRATORY VALVE WITH MEMBRANE KIT FOR VENTILATOR MACHINE DISPOSABLE COMPATIBLE WITH HAMILTON C2 OR EQUIVALENT
15543 | 4227222009900 | EXHALATION VALVE REUSABLE COMPATIBLE WITH GE VENTILATOR CARESCAPE R860 AND ENGSTROM MODELS OR EQUIVALENT
15544 | 4227222010000 | VALVE EXHALATION RESPIRATION REUSABLE COMPATIBILITY: DRAGER VENTILATOR MODEL VN500
15545 | 4227222010100 | EXHALATION VALVE SET DISPOSABLE COMPATIBLE WITH GE VENTILATOR CARESCAPE R860 AND ENGSTROM MODELS OR EQUIVALENT
15546 | 4227222010200 | CO2 MAINSTREAM SENSOR CABLE COMPATIBLE WITH EVITA INFINITY V500 REUSABLE
15547 | 4227222010300 | VALVE RESPIRATION CONTROL EXPIRATION/REUSABLE COMPATIBILITY: DRAGER VENTILATORS
15548 | 4227222301700 | HELMET HOOD VENTED SMALL WITH UNDER ARM CUSHIONED STRAP EAR PLUG FOR CPAP/BIPAP MACHINE DISPOSABLE. ONE (1) EACH = ONE (1) SET
15549 | 4227222301900 | EXPIRATORY VALVE KIT COMPLETE PARTS DISPOSABLE COMPATIBLE WITH DRAEGER SAVINA 300 VENTILATOR OR EQUIVALENT ONE (1) ITEM/PC = ONE (1) KIT
15550 | 4227222302100 | SYSTEM RESPIRATORY BREATHING BABYFLOW GENERATOR/OR EQUIVALENT/DISPOSABLE SIZE: NEONATE COMPATIBILITY: DRAGER TROTTER PORTABLE INCUBATOR VENTILATOR/VN 500 INFANT VENTILATOR
15551 | 4227222401000 | VENTILATOR CIRCUIT FOR HIGH FREQUENCY VENTILATOR SIZE NEONATE COMPATIBLE WITH SLE 5000 OR EQUIVALENT ONE (1) EACH = ONE (1) SET
15552 | 4227222401200 | VENTILATOR CIRCUIT SINGLE LIMB NON-HEATED FOR PORTABLE VENTILATOR WITH EXHALATION VALVE AND PRESSURE LINE SIZE ADULT DISPOSABLE COMPATIBLE WITH NEWPORT HT70 VENTILATOR OR EQUIVALENT
15553 | 4227222401400 | TRANSPORT VENTILATOR CIRCUIT DISPOSABLE COMPLETE SET INCLUDES THE FLOW MEASUREMENT WITH CO2 MEASUREMENT COMPATIBLE WITH WEINMAN VENTILATOR OR EQUIVALENT ONE (1) EACH = ONE (1) SET
15554 | 4227222401600 | VENTILATOR CIRCUIT SINGLE LIMB NON-HEATED FOR PORTABLE VENTILATOR WITH EXHALATION VALVE AND PRESSURE LINE SIZE PEDIATRIC DISPOSABLE COMPATIBLE WITH NEWPORT HT70 VENTILATOR OR EQUIVALENT
15555 | 4227222500200 | BIPAP MASK. FULL FACE VENTED WITH CAP STRAP AND HEADGEAR DISPOSABLE SIZE XLARGE. ONE (1) EACH = ONE (1) SET
15556 | 4227222601100 | TUBING CORRUGATED 50 M ROLL FOR AEROSOL USE WITH 6 INCH SEGMENTS.
15557 | 4227222601200 | HIGH FLOW TRANSITION KIT FROM VENTILATOR CIRCUIT TO HIGH FLOW NASAL CANNULA WITH ADHESIVE PADS COMPATIBLE WITH STANDARD VENTILATE OR CIRCUIT SIZE PEDIATRIC MEDIUM. ONE (1) EACH = ONE (1) KIT
15558 | 4227222601600 | BAG REBREATHING ANTISTATIC/REUSABLE/AUTOCLAVABLE SILICONE VOLUME: 1.5L
15559 | 4227222601700 | ADAPTER HEATER WIRE FOR HEATED VENTILATOR CIRCUIT DUAL LIMB HEATER WIRE COMPATIBLE AND CERTIFIED TO BE USED WITH MR 850 FISHER AND PAYKEL HUMIDIFIER OR EQUIVALENT
15560 | 4227222901400 | ANESTHESIA BREATHING CIRCUIT UNEXTENDABLE UNHEATED SIZE NEONATAL DOUBLE LUMEN WITH CO2 SAMPLING LINE WITH 0.5 L REBREATHING BAG LENGTH 1.8 WITH HOSE FOR BAG LIGHT WEIGHT DISPOSABLE
15561 | 4227222902000 | VENTILATOR CIRCUIT FOR MRI SIZE ADULT CORRUGATED 3M LONG DISPOSABLE WITHOUT PRESSURE LINE WITH SAMPLE LINE WITH CIRCUIT CAP. ONE (1) EACH = ONE (1) SET
15562 | 4227222902100 | CIRCUIT BREATHING EXTENDABLE/UNHEATED/DOUBLE LUMEN/WITH CO2 SAMPLING LINE/WITH 2.0L REBREATHING BAG/LIGHTWEIGHT/WITH ANGLE PIECE/WITH TWO HME FILTER AND HOSE FOR BAG/DISPOSABLE CIRCUIT LENGTH: 2.8M-3.0M SIZE: ADULT COMPATIBILITY: EACH HOSPITAL ANESTHESIA MACHINE/VENT MACHINE
15563 | 4227223000100 | VALVE ONE-WAY 22 MM WITH DIRECTIONAL SIGN FOR USE WITH HIGH FREQUENCY COMPATIBLE WITH VENTILATOR FOR NOXBOX OR EQUIVALENT
15564 | 4227223000200 | VENTILATOR OXYGEN NIPPLE WITH O-RING L SHAPE REUSABLE FOR OXYGEN BLEED-IN COMPATIBLE WITH RESMED-ASTRAL HAMILTON-T1 AND MR1 TRILOGY OR EQUIVALENT
15565 | 4227223000300 | UNIVERSAL CIRCUIT HOLDER AIDS IN SECURING CIRCUIT HOLDER AIDS IN SECURING UNIVERSAL CIRCUIT HOLDER AIDS IN SECURING ENDOTRACHEAL TUBE EASY CLEAN FIT WITH ADULT AND PEDIATRIC CIRCUIT
15566 | 4227223100500 | NEONATAL NASAL CPAP FLOW GENERATOR ADJUSTABLE ANGLE WITH SECURING STRAPS DUAL LIMB DISPOSABLE.
15567 | 4227223100800 | SIPAP NASAL PRONGS SIZE (SMALL) SINGLE USE COMPATIBLE WITH SIPAP FLOW GENERATOR.
15568 | 4227223100900 | SIPAP NASAL PRONGS SIZE (MEDIUM) SINGLE USE COMPATIBLE WITH SIPAP FLOW GENERATOR.
15569 | 4227223101000 | SIPAP NASAL PRONGS SIZE (LARGE) SINGLE USE COMPATIBLE WITH SIPAP FLOW GENERATOR.
15570 | 4227223101100 | SIPAP NASAL MASK SIZE (SMALL) SINGLE USE COMPATIBLE WITH SIPAP FLOW GENERATOR.
15571 | 4227223101200 | SIPAP BONNET MICROFIBER CAP SINGLE USE WITH SUPPORT CRADLE PAD SIZE (000) 18-20 CM HIGH-QUALITY FABRIC SOFT SHOULD BE SLIGHTLY STRETCHY COLOR CODED INDIVIDUAL PACKED.
15572 | 4227223101300 | SIPAP BONNET MICROFIBER CAP SINGLE USE WITH SUPPORT CRADLE PAD SIZE (00) 20-22 CM HIGH-QUALITY FABRIC SOFT SHOULD BE SLIGHTLY STRETCHY COLOR CODED INDIVIDUAL PACKED.
15573 | 4227223101500 | SIPAP BONNET MICROFIBER CAP SINGLE USE WITH SUPPORT CRADLE PAD SIZE (0) 22-24 CM HIGH-QUALITY FABRIC SOFT SHOULD BE SLIGHTLY STRETCHY COLOR CODED INDIVIDUAL PACKED.
15574 | 4227230100800 | PRESSURE MANOMETER FOR INFANT MANUAL RESUSCITATOR 0-60 CM H2O WITH ADAPTER AND COMPATIBLE WITH NEONATAL RESUSCITATOR BAG DISPOSABLE
15575 | 4227230200000 | RESUSCITATOR ADULT/PEDIATRIC RESPIRATION RESTORING GAS OPERATED/DISPOSABLE/MRI-CONDITIONAL/VAR OR EQUIVALENT INCLUDES: PEEP/PIP/MANOMETER
15576 | 4227230500100 | INFANT T-PIECE RESUSCITATION CIRCUIT WITH ADJUSTABLE PEEP VALVE AND CONTROL PORT SINGLE LIMB DISPOSABLE COMPATIBLE WITH NEO PUFF RESUSCITATION DEVICE AND PANDA WARMER OR EQUIVALENT
15577 | 4227230500200 | MANOMETER WITH T-PIECE ADAPTER 15 MM (ID) 15 MM (OD) FOR RESUSCITATOR BAG DISPOSABLE 0-60 CM.H2O
15578 | 4227250000100 | BIOLOGICAL CONTROL QC LEVEL-I KIT COMPATIBLE WITH TEG SYS MACHINE OR EQUIVALENT
15579 | 4227250000200 | BIOLOGICAL CONTROL QC LEVEL-II KIT COMPATIBLE WITH TEG SYS MACHINE OR EQUIVALENT
15580 | 4227250000500 | SENSOR ADULT SPIROMETRY COMPATIBLE WITH DATEXOHMEDA GE MACHINE OR EQUIVALENT DISPOSABLE
15581 | 4227250000800 | SENSOR FLOW SINGLE USE 22MM SHORT LEAD COMPATIBLE WITH ANESTHESIA MACHINE GE AISYS AND AISYS CS2 OR EQUIVALENT
15582 | 4227250000900 | SENSOR FLOW GAS SHOULD BE COMPATIBLE WITH MAQUET ANESTHESIA MACHINE OR EQUIVALENT
15583 | 4227250001700 | SENSOR PEDIATRIC SPIROMETRY FOR DATEXOHMEDA MACHINE OR ANY EQUIVALENT MACHINE DISPOSABLE
15584 | 4227250002200 | TUBING PLASTICIZED MALE / MALE LUER 0.2 MICRON FILTER INTEGRAL ANTI-SIPHON VALVE 152 CM (+/- 5CM)
15585 | 4227250002300 | TUBING PLASTICIZED MALE / MALE LUER Y-EXTENSION WITH ONE-WAY CHECK VALVE WITH FEMALE LUER 173 CM (+/- 5CM)
15586 | 4227250002700 | TORCH PENCIL - DISPOSABLE
15587 | 4227250002800 | CLIP NOSE TO PREVENT AIR LEAK DURING TRAINING
15588 | 4227250003000 | SPINAL NEEDLE QUINCKE TYPE POINT WITH INTRODUCER DISPOSABLE STERILE 16G X 1.5"
15589 | 4227250003200 | SPINAL NEEDLE WHITACRE PENCIL POINT WITH INTRODUCER 22G X 3.5"
15590 | 4227250003300 | MINI PACK EPIDURAL 18G TUOHY NEEDLE CATHETER LOSS RESISTANCE SYRINGE FILTER STERILE
15591 | 4227250003400 | EPIDURAL FILTER STERILE
15592 | 4227250003500 | EPIDURAL COMBINED SPINAL DISPOSABLE STERILE SET CONSIST OF:16G X 80-90MM CSE TUOHY NEEDLE.LOSS-OF RESISTANCE SYRINGE WELL SEALED 18-20G CLEAR AND SCALED EPIDURAL CATHETER EASILY INSERTED NON KINKABLE ATRAUMATIC. CATHETER INTRODUCER PIECE. CATHETER CONNECTOR EPIDURAL CATHETER LABEL 0.2MICRONS LUER LOCK FLAT FILTER STRAW WITH FIXATOR TO HOLD CATHETER ADHESIVE CSE SPINAL NEEDLE 25-27G X NOT LESS THAN 90MM SPINAL NEEDLE PENCIL POINT
15593 | 4227250003600 | EPIDURAL COMBINED SPINAL DISPOSABLE STERILE SET CONSIST OF:18G X 80-100MM CSE TUOHY NEEDLE LOSS-OF RESISTANCE SYRINGE WELL SEALED NON LUER LOCK 20G CLEAR AND SCALED EPIDURAL CATHETER EASILY INSERTED NON KINKABLE ATRAUMATIC CATHETER INTRODUCER PIECE CATHETER CONNECTOR EPIDURAL CATHETER LABEL 0.2M LUER LOCK FLAT FILTER STRAW WITH FIXATOR TO HOLD CATHETER CSE SPINAL NEEDLE 26-27G X 90-125MM PENCIL POINT WITH INTERLOCK CONNECTION TO TUOHY NEEDLE
15594 | 4227250003700 | EPIDURAL COMBINED SPINAL DISPOSABLE STERILE SET CONSIST OF:18G X 12-15 CM CSE TUOHY NEEDLE LOSS-OF RESISTANCE SYRINGE WELL SEALED NON LUER LOCK 20G CLEAR SCALED EPIDURAL CATHETER EASILY INSERTED NON KINKABLE ATRAUMATIC CATHETER INTRODUCER PIECE CATHETER CONNECTOR EPIDURAL CATHETER LABEL 0.2M LUER LOCK FLAT FILTER (5 M X 4 STRAW FILTER) ADHESIVE APPLICATION SPONGE TO HOLD CATHETER PAPER DRAPE EYE SHIELD TRANSPARENT ADHESIVE FENESTRATED DRAPE CSE SPINAL NEEDLE 26G X 165-170MM PENCIL POINT WITH INTERLOCK CONNECTION TO TUOHY NEEDLE
15595 | 4227250003800 | EPIDURAL SET G16 FOR ADULT : 16G X 12-15 CM TUOHY NEEDLE LOSS-OF RESISTANCE SYRINGE WELL SEALED NON LUER LOCK 20G CLEAR SCALED EPIDURAL CATHETER EASILY INSERTED NON KINKABLE ATRAUMATIC CATHETER INTRODUCER PIECE CATHETER CONNECTOR EPIDURAL CATHETER LABEL0.2M LUER LOCK FLAT FILTER (5 M X 4 STRAW FILTER) ADHESIVE APPLICATION SPONGE TO HOLD CATHETER PAPER DRAPE EYE SHIELD TRANSPARENT ADHESIVE FENESTRATED DRAPE DISPOSABLE STERILE
15596 | 4227250003900 | EPIDURAL SET G18 FOR ADULT :18G X 8-10 CM TUOHY NEEDL PLASTIC LOSS-OF RESISTANCE SYRINGE10 ML WELL SEALED NON LUER LOCK.20G CLEAR SCALED EPIDURAL CATHETER EASILY INSERTED NON KINKABLE ATRAUMATIC CATHETER INTRODUCER PIECE CATHETER CONNECTOR EPIDURAL CATHETER LABEL 0.2M LUER LOCK FLAT FILTER (5 M X 4 STRAW FILTER) ADHESIVE APPLICATION SPONGE TO HOLD CATHETER PAPER DRAPE EYE SHIELD TRANSPARENT ADHESIVE FENESTRATED DRAPE DISPOSABLE STERILE
15597 | 4227250004100 | EPIDURAL SET FOR CHILDREN :19G X 8 -9CM TUOHY NEEDLE PLASTIC LOSS-OF RESISTANCE SYRINGE10 ML WELL SEALED NON LUER LOCK 20G CLEAR & SCALED EPIDURAL CATHETER EASILY INSERTED NON KINKABLE ATRAUMATIC CATHETER INTRODUCER PIECE CATHETER CONNECTOR EPIDURAL CATHETER LABEL 0.2M LUER LOCK FLAT FILTER (5 M X 4 STRAW FILTER) ADHESIVE APPLICATION SPONGE TO HOLD CATHETER DISPOSABLE STERILE
15598 | 4227250004200 | PEDIATRIC EPIDURAL CATHETERIZATION KIT 19G TUOHY NEEDLE LENGTH 45- 50MM PLASTIC LOSS OF RESISTANCE 10ML LUER-SLIP EPIDURAL FILT ER 0.2 MICRO EPIDURAL LABEL ONE (1) SET = ONE (1) KIT
15599 | 4227250004400 | CANNULA ARTERIAL WITH FLOW SWITCH 20GA X 45MM STERILE WITH WINGS
15600 | 4227250004500 | PRESSURE BAG FOR RAPID INFUSION 500ML POLE HANGER MANOMETER ATTACHED BAG 3 WAYS CONNECTION WITH INFLATOR FLUID BAG HOOK SINGLE USE
15601 | 4227250004600 | STETHOSCOPE SIZE SOFT EAR PODS FOR (NEONATAL)
15602 | 4227250004800 | DOUBLE LUMEN 2M LENGTH PERIPHERAL EXTENSION SET FOR TIVA WITH FULLY BONDED LINES ONE WAY ANTI REFLUX VALVES NEGLIGIBLE COMMON FLUIDS PACE LATEX FREE ANTI KINK GRAVITY LINE
15603 | 4227250005000 | JACKET VEST SIZE CHILD MEDIUM FOR CHEST SECRETION MOBILIZATION DEVICE DISPOSABLE COMPATIBLE WITH HILL-ROM-VEST OR EQUIVALENT
15604 | 4227250005100 | TUBE EXTENSION THREE LAYER MALE FEMALE LUER LOCK 2.5MM (ID) 100 CM
15605 | 4227250005300 | AIR PRESSURE BAG FOR INVASIVE MONITOR WITH MANOMETER REUSABLE 500ML
15606 | 4227250005400 | DEVICE FIXATION FOR EPIDURAL CATHETER TRANSPARENT
15607 | 4227250005500 | AEROSOL DRAINAGE BAG WITH DRAIN PORT Y-SHAPE CONNECTION 22 MM BOTH ENDS WITH SIDE RAIL STRAP-LOCK.
15608 | 4227250005600 | SPUTUM TRAP WITH GRADUATION VOLUME 40 CC FLEXIBLE TUBING WITH SCREW ON CAP STERILE DISPOSABLE AND LABELING STICKER.
15609 | 4227250005700 | MOUTH PIECE WITH BUILT IN BACTERIAL / VIRAL FILTER KIT WITH NOSE CLIP FOAM PADS KIT ADAPTER DIAMETER 30MM (ID) WITH OVAL SHAPE TERMINAL CERTIFIED TO BE USED WITH VYAIRE-JAEGER PULMONARY FUNCTION TEST DISPOSABLE. ONE (1) ITEM/PC = ONE (1) KIT
15610 | 4227250005800 | CYTOLOGY BRUSH SIZE 5 BRUSH LENGTH 10 MM FIT WORKING CHANNEL 2.0 MM WORKING LENGTH 1150 MM DISPOSABLE.
15611 | 4227250006000 | ELECTRICAL ACTIVITY OF THE DIAPHRAGM/ ABDOMINAL CATHETER SIZE 8 FR LENGTH125 CM COMPATIBLE WITH SERVO VENTILATOR OR EQUIVALENT
15612 | 4227250006300 | BIOPSY FORCEPS ALLIGATOR JAW 5.5MM CUP OPENING AND A 1050 MM WORKING LENGTH. IT IS SUITABLE FOR 2.0MM SCOPE WORKING CHANNELS.
15613 | 4227250006400 | BREATHING BAG 20 L CLEAR PLASTIC WITH TWO FITTINGS COMPATIBLE WITH PULMONARY FUNCTION TEST MACHINE VAYAIRE-JAEGER OR EQUIVALENT
15614 | 4227250006500 | NOSE CLIP PLASTICS WITH FOAM PADS DISPOSABLE.
15615 | 4227250006600 | ELBOW 45 (30MM ID) INSIDE CONE REUSABLE COMPATIBLE WITH PULMONARY FUNCTION TEST VYAIRE-JAEGER OR EQUIVALENT
15616 | 4227250006700 | O SHAPE RING FOR PLASTIC PNEUMOTACH TUBE PNEUMOTACH 36 FOR PULMONARY FUNCTION TEST
15617 | 4227250006800 | SILICONE ADAPTER OVAL SHAPE FOR VOLUME CALIBRATION COMPATIBLE WITH VYAIRE-JAEGER OR EQUIVALENT
15618 | 4227250006900 | CYTOLOGY BRUSH SIZE 2 BRUSH LENGTH 10 MM FIT WORKING CHANNEL 2.0 MM WORKING LENGTH 1150 MM DISPOSABLE.
15619 | 4227250007000 | SUCTION VALVE FOR BRONCHOSCOPES DISPOSABLE COMPATIBLE WITH OLYMPUS SCOPE OR EQUIVALENT
15620 | 4227250007100 | BIOPSY VALVE STERILE COMPATIBLE WITH OLYMPUS BRONCHOSCOPES OR EQUIVALENT DISPOSABLE.
15621 | 4227250007200 | NEGATIVE INSPIRATORY FORCE METER WITH NOSE CLIP AND MOUTH PIECE DISPOSABLE COMPATIBLE WITH ETT TRACHEOSTOMY TUBE.
15622 | 4227250007500 | GUIDE WIRE SPRING 0.018 (0.45MM) X 26-13/16 INCH (68CM) WITH STRAIGHT SOFT TIP ON ONE END J-TIP
15623 | 4227250007600 | GUIDE WIRE SPRING 0.035 (0.89MM)X 17-13/16 INCH (45CM) WITH STRAIGHT SOFT TIP ON ONE END J-TIP
15624 | 4227250007700 | RAPID FLUID RESERVOIR 400ML COMPATIBLE WITH THERMACORE SYSTEM OR EQUIVALENT
15625 | 4227250008100 | FIXATION RING FOR TRANSCUTANEOUS CO2 MONITORING SENSOR SIZE 20MM COMPATIBLE WITH SENTEC OR EQUIVALENT
15626 | 4227250008300 | LABEL FOR ANESTHESIA MEDICATION TO PREVENT MEDICATION ERRORS AND PROVIDE PATIENT SAFETY THAT CAN DISPLAY: CONCENTRATION DOSAGE DATE TIME OF PREPARATION AND EXPIRY PATIENT INFORMATION AND 2D BARCODE FOR FAST AND ACCURATE READING SIZE ROUGHLY 50 X 14MM. COMPATIBLE WITH LABELKIT EXPRESS PRINT SYSTEM OR EQUIVALENT
15627 | 4227250008400 | CASSETTE FOR RAPID INFUSER WITH ONE LATCH QUICK LOADING CASSETTE AUTO ENGAGEMENT OF : 3 TEMPERATURE SENSORS 4 AIR SENSORS 3 PRESSURE SENSORS HIGHFLOW AIR COLLECTION AND AUTOMATED AIR REMOVAL SYSTEM HIGH EFFICIENCY CONDUCTIVE HEAT TRANSFER SYSTEM FLOW UP TO 1200 ML PER MINUTE AUTO PRIMING AND AIR PURGING DURING SETUP COMPATIBLE WITH THERMACORE 1200 OR EQUIVALENT
15628 | 4227250008500 | FINGER CUFF FOR BEAT BY BEAT CONTINUOUS BLOOD PRESSURE MONITORING (CNIBP) HEART RATE RESPIRATORY RATE AND ECG COMPATIBLE WITH CARE TAKER MONITOR OR EQUIVALENT SINGLE USE
15629 | 4227250008600 | EXTENSION LINE LENGTH NOT LESS THAN 150CM PRIME VOLUME 1.3 MALE/FEMALE LUER LOCK ULTRAVIOLET LIGHT RESISTANT SUITABLE FOR SYRINGE DRIVERS STERILE SINGLE USE
15630 | 4227250008700 | TUBE GASTRIC FLEXIBLE CALIBRATION MULTI HOLES APPROXIMATELY 750-900MM LONG SILICONE SHAFT ASSORTED TUBE SIZE DISPOSABLE
15631 | 4227250008900 | PATIENT SUCTION TUBING LENGTH APPROXIMATELY 2M DISPOSABLE
15632 | 4227250009100 | FEMALE TO FEMALE LUER LOCK SET WITH SPECIAL ADAPTER TO CONVERT A MALE FITTING TO MALE LUER LOCK DISPOSABLE STERILE
15633 | 4227250009200 | SENSOR GAS FLOW 1.88 M LENGTH FOR ADULT DISPOSABLE SHOULD BE COMPATIBLE WITH HAMILTON VENTILATOR OR EQUIVALENT
15634 | 4227250009600 | GASTROINTESTINAL CYTOLOGY BRUSH BIOPSY ASSORTED SIZES OF WORKING CHANNEL AND WORKING LENGTH
15635 | 4227250009700 | BRUSH CYTOLOGY FOR BRONCHOSCOPE ASSORTED BRUSH DIAMETER AND LENGTH DISPOSABLE
15636 | 4227250009800 | BRUSH CYTOLOGY FOR BRONCHOSCOPY 1.8MM X 170 CM STERILE DISPOSABLE
15637 | 4227250010000 | WIRE GUIDE BILIARY CYTOLOGY BRUSH BIOPSY FOR ERCP ASSORTED SIZES
15638 | 4227250010700 | "EXTENSION TUBING Y SHAPE MICROBORE 15 CM (+/- 1CM) APPROXIMATELY WITH NEEDLE FREE CAP RIGID DEHP FREE DISPOSABLE STERILE"
15639 | 4227250010800 | PENLIGHT DIAGNOSTIC LIGHTWEIGHT RE - USABLE WITHOUT BATTERIES OR WITH SEPARATE BATTERIES
15640 | 4227250010900 | BODY SENSOR CAPLE FOR SLEEP STUDY COMPATIBLE WITH ALICE 6 AND 5 OR EQUIVALENT
15641 | 4227250011100 | SET ADMINISTRATION INTRAVENOUS 68 INCH TUBING 15 / 20 DROPS / ML NON VENTED WITH NEEDLE ADAPTOR LUER LOCK DISPOSABLE STERILE
15642 | 4227250011200 | SET ADMINISTRATION ISL LIGHT-SENSITIVE INFUSION SOLUTION OPAQUE 250 CM IT SHOULD BE COMPATIBLE WITH HOSPITAL MACHINE DISPOSABLE STERILE
15643 | 4227250011300 | SET ADMINISTRATION NON-VENTED / VENTED ADD-IMED PRIMARY WITH CHECK VALVE 20 DROPS / ML IT SHOULD BE COMPATIBLE WITH HOSPITAL MACHINE STERILE
15644 | 4227250011800 | BAG ANESTHESIA REBREATHING GAS DUAL PURPOSE ANTISTATIC RUBBER 2.0 LITER USE WITH MANUAL VENTILATION OF ANESTHESIA MACHINE REUSABLE
15645 | 4227250011900 | BAG FOR ACCESS OF INTRAOSSEOUS POWER DRIVER MACHINE REUSABLE
15646 | 4227250013700 | SINGLE-LUMEN ENDOTRACHEAL TUBE COLORED CUFF HIGH VOLUME LOW PRESSURE WITH AN ADDITIONAL SMALL CHANNEL WITHIN THE CONCAVE ANTERIOR WALL PORTION THAT HOUSES A MOVABLE BRONCHIAL BLOCKER WITH HOLLOW SOFT AND FLEXIBLE TIP THAT CAN EXTEND BEYOND THE TUBE TIP STERILE DISPOSABLE SIZE 3.5MM (ID)
15647 | 4227250013800 | SINGLE-LUMEN ENDOTRACHEAL TUBE COLORED CUFF HIGH VOLUME LOW PRESSURE WITH AN ADDITIONAL SMALL CHANNEL WITHIN THE CONCAVE ANTERIOR WALL PORTION THAT HOUSES A MOVABLE BRONCHIAL BLOCKER WITH HOLLOW SOFT AND FLEXIBLE TIP THAT CAN EXTEND BEYOND THE TUBE TIP STERILE DISPOSABLE SIZE 4.0MM (ID)
15648 | 4227250013900 | SINGLE-LUMEN ENDOTRACHEAL TUBE COLORED CUFF HIGH VOLUME LOW PRESSURE WITH AN ADDITIONAL SMALL CHANNEL WITHIN THE CONCAVE ANTERIOR WALL PORTION THAT HOUSES A MOVABLE BRONCHIAL BLOCKER WITH HOLLOW SOFT AND FLEXIBLE TIP THAT CAN EXTEND BEYOND THE TUBE TIP STERILE DISPOSABLE SIZE 4.5MM (ID)
15649 | 4227250014100 | TUBE ENDO - BRONCHIAL DOUBLE LUMEN SET RIGHT SZ 26 CURVED BRONCHIAL TIP WITH X-RAY OPAQUE MARKERS AT THE DISTAL TIP ABOVE THE BRONCHIAL CUFF AND AT THE TRACHEAL OPENING COLORED CODED CUFF FOR BRONCHIAL SIDE MADE OF POLYURETHANE CUFF WITH SUCTION CATHETER AND DOUBLE SWIVEL CONNECTOR AND STYLET CAN MAINTAIN ANATOMICAL SHAPE OF THE TUBE STERILE DISPOSABLE SET
15650 | 4227250014300 | BRONCHIAL TUBE DOUBLE LUMEN SZ 26 – LEFT SIDED SET MADE OF THERMOSENSITIVE PVC SILICONISED ATRAUMATIC ROUNDED TIP AND SMOOTH C = UFF COLORED CODED CUFF X-RAY MARKS FOR OPTIMUM POSITION X-RAY LINE ALONG THE TUBE STYLET SUCTION CATHETERS CONNECTORS SET WITH CLAMPS LATEX FREE DOP FREE STERILE SINGLE USE
15651 | 4227250014400 | LARYNGEAL MASK AIRWAY (LMA) TUBE STRAIGHT WITH FIXATION TAB INFLATABLE SILICON MATERIAL CUFF SIZE 1.0
15652 | 4227250014500 | LARYNGEAL MASK AIRWAY (LMA) TUBE STRAIGHT WITH FIXATION TAB INFLATABLE SILICON MATERIAL CUFF SIZE 1.5
15653 | 4227250014600 | LARYNGEAL MASK AIRWAY (LMA) TUBE STRAIGHT WITH FIXATION TAB INFLATABLE SILICON MATERIAL CUFF SIZE 2.0
15654 | 4227250014700 | LARYNGEAL MASK AIRWAY (LMA) TUBE STRAIGHT WITH FIXATION TAB INFLATABLE SILICON MATERIAL CUFF SIZE 2.5
15655 | 4227250014800 | LARYNGEAL MASK AIRWAY (LMA) TUBE STRAIGHT WITH FIXATION TAB INFLATABLE SILICON MATERIAL CUFF SIZE 3.0
15656 | 4227250014900 | LARYNGEAL MASK AIRWAY (LMA) TUBE STRAIGHT WITH FIXATION TAB INFLATABLE SILICON MATERIAL CUFF SIZE 4.0
15657 | 4227250015000 | LARYNGEAL MASK AIRWAY (LMA) TUBE STRAIGHT WITH FIXATION TAB INFLATABLE SILICON MATERIAL CUFF SIZE 5.0
15658 | 4227250015100 | AIRWAY ORAL PHARYNGEAL GUEDEL PLASTIC DISPOSABLE LENGTH PRINTED PERMANENTLY 110-120MM DISTAL END CURVE WITH ATRAUMATIC EDGE COLOR CODED
15659 | 4227250015200 | AIRWAY PHARYNGEAL BERMAN FIBER OPTIC DISPOSABLE 3.0CM
15660 | 4227250015300 | AIRWAY PHARYNGEAL BERMAN FIBER OPTIC DISPOSABLE 4.0CM
15661 | 4227250015400 | AIRWAY PHARYNGEAL BERMAN FIBER OPTIC DISPOSABLE 5.0CM
15662 | 4227250015500 | AIRWAY PHARYNGEAL BERMAN FIBER OPTIC DISPOSABLE 6.0CM
15663 | 4227250015600 | AIRWAY PHARYNGEAL BERMAN FIBER OPTIC DISPOSABLE 7.0CM
15664 | 4227250015700 | AIRWAY PHARYNGEAL BERMAN FIBER OPTIC DISPOSABLE 10.0M
15665 | 4227250015800 | AIRWAY PHARYNGEAL BERMAN FIBER OPTIC DISPOSABLE 11.0CM
15666 | 4227250015900 | ANESTHESIA CIRCUIT BREATHING SYSTEM ADULT/PEAD WITH BREATHING BAG 2L LENGTH 150-170CM SINGLE TUBE DIVIDED DISPOSABLE
15667 | 4227250016000 | CIRCUIT BREATHING SYSTEM ADULT/PEAD WITH BREATHING BAG 2L LENGTH 220-300CM SINGLE TUBE DIVIDED DISPOSABLE
15668 | 4227250016100 | ANESTHESIA BREATHING CIRCUIT EXTENDABLE UNHEATED SIZE NEONATAL DOUBLE LUMEN (ID 10MM) WITH CO2 SAMPLING LINE WITH 0.5L REBREATHING BAG CIRCUIT LENGTH 1.5 M TO 1.8 M WITH ( ID ) 4MM LIGHT WEIGHT WITH ANGLE PIECE WITH ONE HME( BACTERIAL & VIRAL ) FILTER AND HOSE FOR BAG WITH CONNECTOR 22MM BOTH SIDE WITH LUER ELBOW DISPOSABLE (EACH HOSPITAL SHOULD BE COMPATIBLE WITH ANESTHESIA MACHINE VENT MACHINE)
15669 | 4227250016200 | CUFF BLOOD PRESSURE NEONATAL LATEX FREE SIZE 1 DISPOSABLE (SHOULD BE COMPATIBLE WITH GE MACHINE OR EQUIVALENT)
15670 | 4227250016300 | CUFF BLOOD PRESSURE NEONATAL LATEX FREE SIZE 2 DISPOSABLE (SHOULD BE COMPATIBLE WITH GE MACHINE OR EQUIVALENT)
15671 | 4227250016400 | CUFF BLOOD PRESSURE NEONATAL LATEX FREE SIZE 3 DISPOSABLE (SHOULD BE COMPATIBLE WITH GE MACHINE OR EQUIVALENT)
15672 | 4227250016500 | CUFF BLOOD PRESSURE NEONATAL LATEX FREE SIZE 4 DISPOSABLE (SHOULD BE COMPATIBLE WITH GE MACHINE OR EQUIVALENT)
15673 | 4227250016600 | SENSOR SATURATION PROBE (FOR PULSE OXIMETER) FINGER TIP ADHESIVE PREMATURE LESS THAN 3KG DISPOSABLE COMPATIBLE WITH OXIMAX NELLCOR SYSTEM OR EQUIVALENT
15674 | 4227250016700 | SENSOR PULSE OXIMETER ADULT REUSABLE CLIP COMPATIBLE WITH OXIMAX NILLCOR SYSTEM OR EQUIVALENT
15675 | 4227250016800 | SENSOR PULSE OXIMETER PEDIATRIC REUSABLE CLIP SHOULD BE COMPATIBLE WITH NILLCOR OXIMAX SYSTEM OR EQUIVALENT
15676 | 4227250016900 | SENSOR CEREBRAL OXIMETRY NON INVASIVE FOR PEDIATRIC SHOULD BE COMPATIBLE WITH INVOS 7100 DEVICE OR EQUIVALENT
15677 | 4227250017000 | SENSOR CEREBRAL OXIMETRY NON INVASIVE FOR ADULT SHOULD BE COMPATIBLE WITH INVOS 7100 DEVICE OR EQUIVALENT
15678 | 4227250017100 | SENSOR CEREBRAL OXIMETRY NON INVASIVE FOR NEONATAL SHOULD BE COMPATIBLE WITH INVOS 7100 DEVICE OR EQUIVALENT
15679 | 4227250017200 | PRESSURE MONITORING KIT SINGLE FOR TRANSDUCER WITH MICRO DRIP CHAMBER FLUSH DEVICE EXTENSION FOR PRESSURE TUBING NOT LESS THAN (110 CM) AND 3 WAY STOPCOCK NON COMPLIANT RED COLOR (SHOULD BE COMPATIBLE WITH ABBOTT OR EQUIVALENT)
15680 | 4227250017300 | PRESSURE MONITORING KIT SINGLE FOR TRANSDUCER WITH MICRO DRIP CHAMBER FLUSH DEVICE EXTENSION FOR PRESSURE TUBING (110 CM) AND 3 WAY STOPCOCK NON COMPLIANT COLOR CODED (SHOULD BE COMPATIBLE WITH BD OR EQUIVALENT )
15681 | 4227250017400 | PRESSURE MONITORING KIT DOUBLE FOR TRANSDUCER WITH MICRO DRIP CHAMBER FLUSH DEVICE EXTENSION FOR PRESSURE TUBING (110 CM) AND 3 WAY STOPCOCK NON COMPLIANT COLOR CODED(SHOULD BE COMPATIBLE WITH ABBOTT OR EQUIVALENT )
15682 | 4227250017500 | PRESSURE MONITORING KIT DOUBLE FOR TRANSDUCER WITH MICRO DRIP CHAMBER FLUSH DEVICE EXTENSION FOR PRESSURE TUBING (110 CM) AND 3 WAY STOPCOCK NON COMPLIANT COLOR CODED (SHOULD BE COMPATIBLE WITH BD OR EQUIVALENT )
15683 | 4227250017600 | PRESSURE MONITORING KIT TRIPLE FOR TRANSDUCER WITH MICRO DRIP CHAMBER FLUSH DEVICE EXTENSION FOR PRESSURE TUBING (110 CM) AND 3 WAY STOPCOCK NON COMPLIANT COLOR CODED (SHOULD BE COMPATIBLE WITH ARGON OR EQUIVALENT )
15684 | 4227250017700 | PRESSURE MONITORING KIT TRIPLE FOR TRANSDUCER WITH MICRO DRIP CHAMBER FLUSH DEVICE EXTENSION FOR PRESSURE TUBING (110 CM) AND 3 WAY STOPCOCK NON COMPLIANT COLOR CODED (SHOULD BE COMPATIBLE WITH ABBOTT OR EQUIVALENT )
15685 | 4227250017800 | PRESSURE MONITORING KIT TRIPLE FOR TRANSDUCER WITH MICRO DRIP CHAMBER FLUSH DEVICE EXTENSION FOR PRESSURE TUBING (110 CM) AND 3 WAY STOPCOCK NON COMPLIANT COLOR CODED (SHOULD BE COMPATIBLE WITH BD OR EQUIVALENT )
15686 | 4227250017900 | NERVE BLOCK NEEDLE ULTRASOUND COMPATIBLE RADIOPAQUE SHORT BEVEL FACET TIP TWO PORT ONE FOR INJECTION AND ONE FOR NERVE STIMULATOR CALIBRATED SHAFT 1 CM SIZE: 22G X 100MM
15687 | 4227250018000 | STYLET FOR INTUBATION SIZE 14-15FR FOR ADULT LENGTH RANGE 33-40 CM MADE OF ALUMINUM DISPOSABLE STERILE.
15688 | 4227250018100 | AIRWAY EXCHANGE CATHETER WITH OXYGEN PORT AND ADAPTER 8.0 FR / 43-45CM
15689 | 4227250018200 | BLADE LARYNGOSCOPE FIBER OPTIC MACINTOSH SIZE 00 DISPOSABLE MADE OF STAINLESS STEEL MUST BE COMPATIBLE WITH LARYNGOSCOPE HANDLE AND EASY TO INSTALL AND REMOVE
15690 | 4227250018300 | BLADE LARYNGOSCOPE FIBER OPTIC MACINTOSH SIZE 0 DISPOSABLE MADE OF STAINLESS STEEL MUST BE COMPATIBLE WITH LARYNGOSCOPE HANDLE AND EASY TO INSTALL AND REMOVE
15691 | 4227250018400 | BLADE LARYNGOSCOPE FIBER OPTIC MACINTOSH SIZE 1 DISPOSABLE MADE OF STAINLESS STEEL MUST BE COMPATIBLE WITH LARYNGOSCOPE HANDLE AND EASY TO INSTALL AND REMOVE
15692 | 4227250018500 | BLADE LARYNGOSCOPE FIBER OPTIC MACINTOSH SIZE 2 DISPOSABLE MADE OF STAINLESS STEEL MUST BE COMPATIBLE WITH LARYNGOSCOPE HANDLE AND EASY TO INSTALL AND REMOVE
15693 | 4227250018600 | BLADE LARYNGOSCOPE FIBER OPTIC MACINTOSH SIZE 4 DISPOSABLE MADE OF STAINLESS STEEL MUST BE COMPATIBLE WITH LARYNGOSCOPE HANDLE AND EASY TO INSTALL AND REMOVE
15694 | 4227250018700 | BLADE LARYNGOSCOPE MILLER SIZE 00 DISPOSABLE MADE OF STAINLESS STEEL MUST BE COMPATIBLE WITH LARYNGOSCOPE HANDLE AND EASY TO INSTALL AND REMOVE
15695 | 4227250018800 | BLADE LARYNGOSCOPE MILLER SIZE 0 DISPOSABLE MADE OF STAINLESS STEEL MUST BE COMPATIBLE WITH LARYNGOSCOPE HANDLE AND EASY TO INSTALL AND REMOVE
15696 | 4227250018900 | BLADE LARYNGOSCOPE FIBER OPTIC MACINTOSH SIZE 0 REUSABLE MUST BE COMPATIBLE WITH LARYNGOSCOPE HANDLE
15697 | 4227250019000 | BRONCHOSCOPE DISPOSABLE FLEXIBLE SIZE 3.8 WORKING CHANNEL 1.2 LENGTH 600-620M STERILE COMPATIBLE WITH GLIDESCOPE VERATHON MONITOR OR EQUIVALENT
15698 | 4227250019100 | BRONCHOSCOPE DISPOSABLE FLEXIBLE SIZE 5.0 WORKING CHANNEL 2.2 LENGTH 600-620MM STERILE COMPATIBLE WITH GLIDESCOPE VERATHON MONITOR OR EQUIVALENT
15699 | 4227250019200 | BRONCHOSCOPE DISPOSABLE FLEXIBLE SIZE 5.8 WORKING CHANNEL 3.0 LENGTH 600-620MM STERILE COMPATIBLE WITH GLIDESCOPE VERATHON MONITOR OR EQUIVALENT
15700 | 4227250019300 | SENSOR REGIONAL SATURATION /CEREBRAL OXIMETRY SENSOR FOREHEAD PEDIATRIC MOTION AND LOW PEFFUSION PATIENT COMPATIBLE WITH MASIMO SYSTEM OR EQUIVALENT
15701 | 4227250019400 | SENSOR REGIONAL SATURATION /CEREBRAL OXIMETRY SENSOR FOREHEAD NEONATAL IN MOTION AND LOW P EFFUSION PATIENT COMPATIBLE WITH MASIMO SYSTEM OR EQUIVALENT
15702 | 4227250019500 | SENSOR MEASURING THE CONSCIOUSNESS LEVEL FOR PEDIATRIC DISPOSABLE COMPATIBLE WITH MASIMO SYSTEM OR EQUIVALENT
15703 | 4227250019600 | SENSOR MEASURING THE CONSCIOUSNESS LEVEL FOR ADULT DISPOSABLE COMPATIBLE WITH ENTROPY SYSTEM OR EQUIVALENT
15704 | 4227250019700 | SENSOR MEASURING THE CONSCIOUSNESS LEVEL FOR PEDIATRIC DISPOSABLE COMPATIBLE WITH ENTROPY SYSTEM OR EQUIVALENT
15705 | 4227250019800 | NASAL CO2 CANNULA WITH O2 CONNECTION SET USED IN LOW HUMIDITY SETTING SIZE ADULT FOR USE WITH NON-INTUBATED PATIENT FOR CONTINUOUS MEASUREMENT SINGLE PATIENT USE COMPATIBLE WITH MASIMO OR EQUIVALENT
15706 | 4227250019900 | NASAL CO2 CANNULA WITH O2 CONNECTION SET USED IN LOW HUMIDITY SETTING SIZE PEDIATRIC FOR USE WITH NON-INTUBATED PATIENT FOR CONTINUOUS MEASUREMENT SINGLE PATIENT USE COMPATIBLE WITH MASIMO OR EQUIVALENT
15707 | 4227250020100 | TUBE ENDOTRACHEAL PVC ORAL / NASAL TYPE PROFILE CONICAL SHAPE CUFF HIGH VOLUME/LOW PRESSURE ONE WAY VALVE RADIOPAQUE WITH 15MM TERMINATION CONNECTOR NUMERI CAL SCALING EVERY 1 CM STARTING FROM INSERTION SIDE WITH TWO MARKING VOCAL CORD CORRECT POSITION PROPER CORRELATION BETWEEN ID/OD SMOOTH FORMED MURPHY EYE AND TIP SMOOTH TAPE RED MEMBRANE CUFF DISPOSABLE STERILE SIZE 2.5MM (ID)
15708 | 4227250020200 | TUBE ENDOTRACHEAL PVC ORAL / NASAL TYPE PROFILE CONICAL SHAPE CUFF HIGH VOLUME/LOW PRESSURE ONE WAY VALVE RADIOPAQUE WITH 15MM TERMINATION CONNECTOR NUMERI CAL SCALING EVERY 1 CM STARTING FROM INSERTION SIDE WITH TWO MARKING VOCAL CORD CORRECT POSITION PROPER CORRELATION BETWEEN ID/OD SMOOTH FORMED MURPHY EYE AND TIP SMOOTH TAPE RED MEMBRANE CUFF DISPOSABLE STERILE SIZE 3.0MM (ID)
15709 | 4227250020300 | TUBE ENDOTRACHEAL PVC ORAL / NASAL TYPE PROFILE CONICAL SHAPE CUFF HIGH VOLUME/LOW PRESSURE ONE WAY VALVE RADIOPAQUE WITH 15MM TERMINATION CONNECTOR NUMERI CAL SCALING EVERY 1 CM STARTING FROM INSERTION SIDE WITH TWO MARKING VOCAL CORD CORRECT POSITION PROPER CORRELATION BETWEEN ID/OD SMOOTH FORMED MURPHY EYE AND TIP SMOOTH TAPE RED MEMBRANE CUFF DISPOSABLE STERILE SIZE 3.5MM (ID)
15710 | 4227250020400 | TUBE ENDOTRACHEAL PVC ORAL / NASAL TYPE PROFILE CONICAL SHAPE CUFF HIGH VOLUME/LOW PRESSURE ONE WAY VALVE RADIOPAQUE WITH 15MM TERMINATION CONNECTOR NUMERI CAL SCALING EVERY 1 CM STARTING FROM INSERTION SIDE WITH TWO MARKING VOCAL CORD CORRECT POSITION PROPER CORRELATION BETWEEN ID/OD SMOOTH FORMED MURPHY EYE AND TIP SMOOTH TAPE RED MEMBRANE CUFF DISPOSABLE STERILE SIZE 4.0MM (ID)
15711 | 4227250020500 | TUBE ENDOTRACHEAL PVC ORAL / NASAL TYPE PROFILE CONICAL SHAPE CUFF HIGH VOLUME/LOW PRESSURE ONE WAY VALVE RADIOPAQUE WITH 15MM TERMINATION CONNECTOR NUMERI CAL SCALING EVERY 1 CM STARTING FROM INSERTION SIDE WITH TWO MARKING VOCAL CORD CORRECT POSITION PROPER CORRELATION BETWEEN ID/OD SMOOTH FORMED MURPHY EYE AND TIP SMOOTH TAPE RED MEMBRANE CUFF DISPOSABLE STERILE SIZE 4.5MM (ID)
15712 | 4227250020600 | TUBE ENDOTRACHEAL PVC ORAL / NASAL TYPE PROFILE CONICAL SHAPE CUFF HIGH VOLUME/LOW PRESSURE ONE WAY VALVE RADIOPAQUE WITH 15MM TERMINATION CONNECTOR NUMERICAL SCALING EVERY 1 CM STARTING FROM INSERTION SIDE WITH TWO MARKING VOCAL CORD CORRECT POSITION PROPER CORRELATION BETWEEN ID/OD SMOOTH FORMED MURPHY EYE AND TIP SMOOTH TAPE RED MEMBRANE CUFF DISPOSABLE STERILE SIZE 5.0MM (ID)
15713 | 4227250020700 | TUBE ENDOTRACHEAL PVC ORAL / NASAL TYPE PROFILE CONICAL SHAPE CUFF HIGH VOLUME/LOW PRESSURE ONE WAY VALVE RADIOPAQUE WITH 15MM TERMINATION CONNECTOR NUMERICAL SCALING EVERY 1 CM STARTING FROM INSERTION SIDE WITH TWO MARKING VOCAL CORD CORRECT POSITION PROPER CORRELATION BETWEEN ID/OD SMOOTH FORMED MURPHY EYE AND TIP SMOOTH TAPE RED MEMBRANE CUFF DISPOSABLE STERILE SIZE 5.5MM (ID)
15714 | 4227250020800 | TUBE ENDOTRACHEAL PVC ORAL / NASAL TYPE PROFILE CONICAL SHAPE CUFF HIGH VOLUME/LOW PRESSURE ONE WAY VALVE RADIOPAQUE WITH 15MM TERMINATION CONNECTOR NUMERICAL SCALING EVERY 1 CM STARTING FROM INSERTION SIDE WITH TWO MARKING VOCAL CORD CORRECT POSITION PROPER CORRELATION BETWEEN ID/OD SMOOTH FORMED MURPHY EYE AND TIP SMOOTH TAPE RED MEMBRANE CUFF DISPOSABLE STERILE SIZE 6.0MM (ID)
15715 | 4227250020900 | TUBE ENDOTRACHEAL PVC ORAL / NASAL TYPE PROFILE CONICAL SHAPE CUFF HIGH VOLUME/LOW PRESSURE ONE WAY VALVE RADIOPAQUE WITH 15MM TERMINATION CONNECTOR NUMERICAL SCALING EVERY 1 CM STARTING FROM INSERTION SIDE WITH TWO MARKING VOCAL CORD CORRECT POSITION PROPER CORRELATION BETWEEN ID/OD SMOOTH FORMED MURPHY EYE AND TIP SMOOTH TAPE RED MEMBRANE CUFF DISPOSABLE STERILE SIZE 6.5MM (ID)
15716 | 4227250021000 | TUBE ENDOTRACHEAL PVC ORAL / NASAL TYPE PROFILE CONICAL SHAPE CUFF HIGH VOLUME/LOW PRESSURE ONE WAY VALVE RADIOPAQUE WITH 15MM TERMINATION CONNECTOR NUMERICAL SCALING EVERY 1 CM STARTING FROM INSERTION SIDE WITH TWO MARKING VOCAL CORD CORRECT POSITION PROPER CORRELATION BETWEEN ID/OD SMOOTH FORMED MURPHY EYE AND TIP SMOOTH TAPE RED MEMBRANE CUFF DISPOSABLE STERILE SIZE 7.0MM (ID)
15717 | 4227250021100 | TUBE ENDOTRACHEAL PVC ORAL / NASAL TYPE PROFILE CONICAL SHAPE CUFF HIGH VOLUME/LOW PRESSURE ONE WAY VALVE RADIOPAQUE WITH 15MM TERMINATION CONNECTOR NUMERICAL SCALING EVERY 1 CM STARTING FROM INSERTION SIDE WITH TWO MARKING VOCAL CORD CORRECT POSITION PROPER CORRELATION BETWEEN ID/OD SMOOTH FORMED MURPHY EYE AND TIP SMOOTH TAPE RED MEMBRANE CUFF DISPOSABLE STERILE SIZE 7..5MM (ID)
15718 | 4227250021200 | TUBE ENDOTRACHEAL PVC ORAL / NASAL TYPE PROFILE CONICAL SHAPE CUFF HIGH VOLUME/LOW PRESSURE ONE WAY VALVE RADIOPAQUE WITH 15MM TERMINATION CONNECTOR NUMERICAL SCALING EVERY 1 CM STARTING FROM INSERTION SIDE WITH TWO MARKING VOCAL CORD CORRECT POSITION PROPER CORRELATION BETWEEN ID/OD SMOOTH FORMED MURPHY EYE AND TIP SMOOTH TAPE RED MEMBRANE CUFF DISPOSABLE STERILE SIZE 8.0MM (ID)
15719 | 4227250021300 | TUBE ENDOTRACHEAL POLYVINYL (PVC) ORAL / NASAL TYPE PROFILE CONICAL SHAPE CUFF HIGH VOLUME/LOW PRESSURE ONE WAY VALVE RADIOPAQUE WITH 15MM TERMINATION CONNECTOR NUMERICAL SCALING EVERY 1 CM STARTING FROM INSERTION SIDE WITH TWO MARKING VOCAL CORD CORRECT POSITION PROPER CORRELATION BETWEEN ID/OD SMOOTH FORMED MURPHY EYE AND TIP SMOOTH TAPE RED MEMBRANE CUFF DISPOSABLE STERILE SIZE 8.5MM (ID)
15720 | 4227250021400 | TUBE ENDOTRACHEAL RAE- PREFORMED PVC ORAL TYPE PROFILE CONICAL SHAPE CUFF HIGH VOLUME/LOW PRESSURE RADIOPAQUE WITH 15MM TERMINATION CONNECTOR SMOOTH FORMED MURPHY EYE AND TIP NUMERICAL SCALING EVERY 1 CM STARTING FROM INSERTION SIDE WITH TWO MARKING VOCAL CORD CORRECT POSITION PROPER CORRELATION BETWEEN ID/OD DISPOSABLE STERILE SIZE 3.0MM (ID )
15721 | 4227250021500 | TUBE ENDOTRACHEAL RAE- PREFORMED PVC ORAL TYPE PROFILE CONICAL SHAPE CUFF HIGH VOLUME/LOW PRESSURE RADIOPAQUE WITH 15MM TERMINATION CONNECTOR SMOOTH FORMED MURPHY EYE AND TIP NUMERICAL SCALING EVERY 1 CM STARTING FROM INSERTION SIDE WITH TWO MARKING VOCAL CORD CORRECT POSITION PROPER CORRELATION BETWEEN ID/OD DISPOSABLE STERILE SIZE 3.5MM (ID )
15722 | 4227250021600 | TUBE ENDOTRACHEAL RAE- PREFORMED PVC ORAL TYPE PROFILE CONICAL SHAPE CUFF HIGH VOLUME/LOW PRESSURE RADIOPAQUE WITH 15MM TERMINATION CONNECTOR SMOOTH FORMED MURPHY EYE AND TIP NUMERICAL SCALING EVERY 1 CM STARTING FROM INSERTION SIDE WITH TWO MARKING VOCAL CORD CORRECT POSITION PROPER CORRELATION BETWEEN ID/OD DISPOSABLE STERILE SIZE 4.0MM (ID )
15723 | 4227250021700 | TUBE ENDOTRACHEAL RAE- PREFORMED PVC ORAL TYPE PROFILE CONICAL SHAPE CUFF HIGH VOLUME/LOW PRESSURE RADIOPAQUE WITH 15MM TERMINATION CONNECTOR SMOOTH FORMED MURPHY EYE AND TIP NUMERICAL SCALING EVERY 1 CM STARTING FROM INSERTION SIDE WITH TWO MARKING VOCAL CORD CORRECT POSITION PROPER CORRELATION BETWEEN ID/OD DISPOSABLE STERILE SIZE 4.5MM (ID )
15724 | 4227250021800 | TUBE ENDOTRACHEAL RAE- PREFORMED PVC ORAL TYPE PROFILE CONICAL SHAPE CUFF HIGH VOLUME/LOW PRESSURE RADIOPAQUE WITH 15MM TERMINATION CONNECTOR SMOOTH FORMED MURPHY EYE AND TIP NUMERICAL SCALING EVERY 1 CM STARTING FROM INSERTION SIDE WITH TWO MARKING VOCAL CORD CORRECT POSITION PROPER CORRELATION BETWEEN ID/OD DISPOSABLE STERILE SIZE 5.0MM (ID )
15725 | 4227250021900 | TUBE ENDOTRACHEAL RAE- PREFORMED PVC ORAL TYPE PROFILE CONICAL SHAPE CUFF HIGH VOLUME/LOW PRESSURE RADIOPAQUE WITH 15MM TERMINATION CONNECTOR SMOOTH FORMED MURPHY EYE AND TIP NUMERICAL SCALING EVERY 1 CM STARTING FROM INSERTION SIDE WITH TWO MARKING VOCAL CORD CORRECT POSITION PROPER CORRELATION BETWEEN ID/OD DISPOSABLE STERILE SIZE 5.5MM (ID )
15726 | 4227250022000 | TUBE ENDOTRACHEAL RAE- PREFORMED PVC ORAL TYPE PROFILE CONICAL SHAPE CUFF HIGH VOLUME/LOW PRESSURE RADIOPAQUE WITH 15MM TERMINATION CONNECTOR SMOOTH FORMED MURPHY EYE AND TIP NUMERICAL SCALING EVERY 1 CM STARTING FROM INSERTION SIDE WITH TWO MARKING VOCAL CORD CORRECT POSITION PROPER CORRELATION BETWEEN ID/OD DISPOSABLE STERILE SIZE 6.0MM (ID )
15727 | 4227250022100 | TUBE ENDOTRACHEAL RAE- PREFORMED PVC ORAL TYPE PROFILE CONICAL SHAPE CUFF HIGH VOLUME/LOW PRESSURE RADIOPAQUE WITH 15MM TERMINATION CONNECTOR SMOOTH FORMED MURPHY EYE AND TIP NUMERICAL SCALING EVERY 1 CM STARTING FROM INSERTION SIDE WITH TWO MARKING VOCAL CORD CORRECT POSITION PROPER CORRELATION BETWEEN ID/OD DISPOSABLE STERILE SIZE 6.5MM (ID )
15728 | 4227250022200 | TUBE ENDOTRACHEAL RAE- PREFORMED PVC ORAL TYPE PROFILE CONICAL SHAPE CUFF HIGH VOLUME/LOW PRESSURE RADIOPAQUE WITH 15MM TERMINATION CONNECTOR SMOOTH FORMED MURPHY EYE AND TIP NUMERICAL SCALING EVERY 1 CM STARTING FROM INSERTION SIDE WITH TWO MARKING VOCAL CORD CORRECT POSITION PROPER CORRELATION BETWEEN ID/OD DISPOSABLE STERILE SIZE 7.0MM (ID )
15729 | 4227250022300 | TUBE ENDOTRACHEAL RAE- PREFORMED PVC ORAL TYPE PROFILE CONICAL SHAPE CUFF HIGH VOLUME/LOW PRESSURE RADIOPAQUE WITH 15MM TERMINATION CONNECTOR SMOOTH FORMED MURPHY EYE AND TIP NUMERICAL SCALING EVERY 1 CM STARTING FROM INSERTION SIDE WITH TWO MARKING VOCAL CORD CORRECT POSITION PROPER CORRELATION BETWEEN ID/OD DISPOSABLE STERILE SIZE 7.5MM (ID )
15730 | 4227250022400 | TUBE ENDOTRACHEAL RAE- PREFORMED PVC ORAL TYPE PROFILE CONICAL SHAPE CUFF HIGH VOLUME/LOW PRESSURE RADIOPAQUE WITH 15MM TERMINATION CONNECTOR SMOOTH FORMED MURPHY EYE AND TIP NUMERICAL SCALING EVERY 1 CM STARTING FROM INSERTION SIDE WITH TWO MARKING VOCAL CORD CORRECT POSITION PROPER CORRELATION BETWEEN ID/OD DISPOSABLE STERILE SIZE 8.0MM (ID )
15731 | 4227250022500 | TUBE ENDOTRACHEAL RAE- PREFORMED PVC ORAL TYPE PROFILE CONICAL SHAPE CUFF HIGH VOLUME/LOW PRESSURE RADIOPAQUE WITH 15MM TERMINATION CONNECTOR SMOOTH FORMED MURPHY EYE AND TIP NUMERICAL SCALING EVERY 1 CM STARTING FROM INSERTION SIDE WITH TWO MARKING VOCAL CORD CORRECT POSITION PROPER CORRELATION BETWEEN ID/OD DISPOSABLE STERILE SIZE 8.5MM (ID )
15732 | 4227250022600 | TUBE ENDOTRACHEAL POLYVINYL REINFORCED BY CIRCUMFERENTIAL RIBS ORAL/NASAL TYPE UNCUFFED RADIOPAQUE WITH 15MM TERMINATION CONNECT OR SMOOTH FORMED MURPHY EYE AND TIP WITH STYLET NUMERICAL SCALING EVERY 1 CM STARTING FROM INSERTION SIDE PROPER CORRELATION BET WEEN ID/OD DISPOSABLE STERILE SIZE 2.0MM (ID)
15733 | 4227250022700 | TUBE ENDOTRACHEAL POLYVINYL REINFORCED BY CIRCUMFERENTIAL RIBS ORAL/NASAL TYPE PROFILE CONICAL SHAPE CUFF HIGH VOLUME/LOW PRESSURE RADIOPAQUE WITH 15MM TERMINATION CONNECTOR WITH STYLET NUMERICAL SCALING EVERY 1 CM STARTING FROM INSERTION SIDE WITH TWO MARKING VOCAL CORD CORRECT POSITION PROPER CORRELATION BETWEEN ID/OD SMOOTH FORMED MURPHY EYE AND TIP SMOOTH TAPERED MEMBRANE CUFF DISPOSABLE STERILE SIZE 3.0MM (ID)
15734 | 4227250022800 | TUBE ENDOTRACHEAL POLYVINYL REINFORCED BY CIRCUMFERENTIAL RIBS ORAL/NASAL TYPE PROFILE CONICAL SHAPE CUFF HIGH VOLUME/LOW PRESSURE RADIOPAQUE WITH 15MM TERMINATION CONNECTOR WITH STYLET NUMERICAL SCALING EVERY 1 CM STARTING FROM INSERTION SIDE WITH TWO MARKING VOCAL CORD CORRECT POSITION PROPER CORRELATION BETWEEN ID/OD SMOOTH FORMED MURPHY EYE AND TIP SMOOTH TAPERED MEMBRANE CUFF DISPOSABLE STERILE SIZE 3.5MM (ID)
15735 | 4227250022900 | TUBE ENDOTRACHEAL POLYVINYL REINFORCED BY CIRCUMFERENTIAL RIBS ORAL/NASAL TYPE PROFILE CONICAL SHAPE CUFF HIGH VOLUME/LOW PRESSURE RADIOPAQUE WITH 15MM TERMINATION CONNECTOR WITH STYLET NUMERICAL SCALING EVERY 1 CM STARTING FROM INSERTION SIDE WITH TWO MARKING VOCAL CORD CORRECT POSITION PROPER CORRELATION BETWEEN ID/OD SMOOTH FORMED MURPHY EYE AND TIP SMOOTH TAPERED MEMBRANE CUFF DISPOSABLE STERILE SIZE 4.0MM (ID)
15736 | 4227250023000 | TUBE ENDOTRACHEAL POLYVINYL REINFORCED BY CIRCUMFERENTIAL RIBS ORAL/NASAL TYPE PROFILE CONICAL SHAPE CUFF HIGH VOLUME/LOW PRESSURE RADIOPAQUE WITH 15MM TERMINATION CONNECTOR WITH STYLET NUMERICAL SCALING EVERY 1 CM STARTING FROM INSERTION SIDE WITH TWO MARKING VOCAL CORD CORRECT POSITION PROPER CORRELATION BETWEEN ID/OD SMOOTH FORMED MURPHY EYE AND TIP SMOOTH TAPERED MEMBRANE CUFF DISPOSABLE STERILE SIZE 4.5MM (ID)
15737 | 4227250023100 | TUBE ENDOTRACHEAL POLYVINYL REINFORCED BY CIRCUMFERENTIAL RIBS ORAL/NASAL TYPE PROFILE CONICAL SHAPE CUFF HIGH VOLUME/LOW PRESSURE RADIOPAQUE WITH 15MM TERMINATION CONNECTOR WITH STYLET NUMERICAL SCALING EVERY 1 CM STARTING FROM INSERTION SIDE WITH TWO MARKING VOCAL CORD CORRECT POSITION PROPER CORRELATION BETWEEN ID/OD SMOOTH FORMED MURPHY EYE AND TIP SMOOTH TAPERED MEMBRANE CUFF DISPOSABLE STERILE SIZE 5.0MM (ID)
15738 | 4227250023200 | TUBE ENDOTRACHEAL POLYVINYL REINFORCED BY CIRCUMFERENTIAL RIBS ORAL/NASAL TYPE PROFILE CONICAL SHAPE CUFF HIGH VOLUME/LOW PRESSURE RADIOPAQUE WITH 15MM TERMINATION CONNECTOR WITH STYLET NUMERICAL SCALING EVERY 1 CM STARTING FROM INSERTION SIDE WITH TWO MARKING VOCAL CORD CORRECT POSITION PROPER CORRELATION BETWEEN ID/OD SMOOTH FORMED MURPHY EYE AND TIP SMOOTH TAPERED MEMBRANE CUFF DISPOSABLE STERILE SIZE 5.5MM (ID)
15739 | 4227250023300 | TUBE ENDOTRACHEAL POLYVINYL REINFORCED BY CIRCUMFERENTIAL RIBS ORAL/NASAL TYPE PROFILE CONICAL SHAPE CUFF HIGH VOLUME/LOW PRESSURE RADIOPAQUE WITH 15MM TERMINATION CONNECTOR WITH STYLET NUMERICAL SCALING EVERY 1 CM STARTING FROM INSERTION SIDE WITH TWO MARKING VOCAL CORD CORRECT POSITION PROPER CORRELATION BETWEEN ID/OD SMOOTH FORMED MURPHY EYE AND TIP SMOOTH TAPERED MEMBRANE CUFF DISPOSABLE STERILE SIZE 6.0MM (ID)
15740 | 4227250023400 | TUBE ENDOTRACHEAL POLYVINYL REINFORCED BY CIRCUMFERENTIAL RIBS ORAL/NASAL TYPE PROFILE CONICAL SHAPE CUFF HIGH VOLUME/LOW PRESSURE RADIOPAQUE WITH 15MM TERMINATION CONNECTOR WITH STYLET NUMERICAL SCALING EVERY 1 CM STARTING FROM INSERTION SIDE WITH TWO MARKING VOCAL CORD CORRECT POSITION PROPER CORRELATION BETWEEN ID/OD SMOOTH FORMED MURPHY EYE AND TIP SMOOTH TAPERED MEMBRANE CUFF DISPOSABLE STERILE SIZE 6.5MM (ID)
15741 | 4227250023500 | TUBE ENDOTRACHEAL POLYVINYL REINFORCED BY CIRCUMFERENTIAL RIBS ORAL/NASAL TYPE PROFILE CONICAL SHAPE CUFF HIGH VOLUME/LOW PRESSURE RADIOPAQUE WITH 15MM TERMINATION CONNECTOR WITH STYLET NUMERICAL SCALING EVERY 1 CM STARTING FROM INSERTION SIDE WITH TWO MARKING VOCAL CORD CORRECT POSITION PROPER CORRELATION BETWEEN ID/OD SMOOTH FORMED MURPHY EYE AND TIP SMOOTH TAPERED MEMBRANE CUFF DISPOSABLE STERILE SIZE 7.0MM (ID)
15742 | 4227250023600 | TUBE ENDOTRACHEAL POLYVINYL REINFORCED BY CIRCUMFERENTIAL RIBS ORAL/NASAL TYPE PROFILE CONICAL SHAPE CUFF HIGH VOLUME/LOW PRESSURE RADIOPAQUE WITH 15MM TERMINATION CONNECTOR WITH STYLET NUMERICAL SCALING EVERY 1 CM STARTING FROM INSERTION SIDE WITH TWO MARKING VOCAL CORD CORRECT POSITION PROPER CORRELATION BETWEEN ID/OD SMOOTH FORMED MURPHY EYE AND TIP SMOOTH TAPERED MEMBRANE CUFF DISPOSABLE STERILE SIZE 7.5MM (ID)
15743 | 4227250023700 | TUBE ENDOTRACHEAL POLYVINYL REINFORCED BY CIRCUMFERENTIAL RIBS ORAL/NASAL TYPE PROFILE CONICAL SHAPE CUFF HIGH VOLUME/LOW PRESSURE RADIOPAQUE WITH 15MM TERMINATION CONNECTOR WITH STYLET NUMERICAL SCALING EVERY 1 CM STARTING FROM INSERTION SIDE WITH TWO MARKING VOCAL CORD CORRECT POSITION PROPER CORRELATION BETWEEN ID/OD SMOOTH FORMED MURPHY EYE AND TIP SMOOTH TAPERED MEMBRANE CUFF DISPOSABLE STERILE SIZE 8.0MM (ID)
15744 | 4227250023800 | TUBE ENDOTRACHEAL POLYVINYL (PVC) REINFORCED BY CIRCUMFERENTIAL RIBS ORAL/NASAL TYPE PROFILE CONICAL SHAPE CUFF HIGH VOLUME/LOW PRESSURE RADIOPAQUE WITH 15MM TERMINATION CONNECTOR WITH STYLET NUMERICAL SCALING EVERY 1 CM STARTING FROM INSERTION SIDE WITH TWO MARKING VOCAL CORD CORRECT POSITION PROPER CORRELATION BETWEEN ID/OD SMOOTH FORMED MURPHY EYE AND TIP SMOOTH TAPERED MEMBRANE CUFF DISPOSABLE STERILE SIZE 8.5MM (ID)
15745 | 4227250023900 | TUBE ENDOTRACHEAL POLYVINYL REINFORCED BY CIRCUMFERENTIAL RIBS ORAL/NASAL TYPE PROFILE CONICAL SHAPE CUFF HIGH VOLUME/LOW PRESSURE RADIOPAQUE WITH 15MM TERMINATION CONNECTOR WITH STYLET NUMERICAL SCALING EVERY 1 CM STARTING FROM INSERTION SIDE WITH TWO MARKING VOCAL CORD CORRECT POSITION PROPER CORRELATION BETWEEN ID/OD SMOOTH FORMED MURPHY EYE AND TIP SMOOTH TAPERED MEMBRANE CUFF DISPOSABLE STERILE SIZE 9.0MM (ID)
15746 | 4227250024000 | TUBE ENDOTRACHEAL PREFORMED PVC PLAIN NASAL TYPE ATRAUMATIC RADIOPAQUE WITH 15MM TERMINATION CONNECTOR SMOOTH FORMED MURPHY EYE AND TIP NUMERICAL SCALING EVERY 1 CM STARTING FROM INSERTION SIDE PROPER CORRELATION BETWEEN ID/OD DISPOSABLE STERILE SIZE 2.0MM(ID)
15747 | 4227250024900 | TUBE ENDOTRACHEAL SILICON SPECIALIST SOFT NASAL NORTH UNCUFFED ATRAUMATIC ROUNDED TIP CURVED TOWARDS THE FOREHEAD ATRAUMATIC MURPHY EYE DISPOSABLE STERILE LATEX FREE SIZE 6.0MM (ID)
15748 | 4227250025000 | TUBE ENDOTRACHEAL SILICON SPECIALIST SOFT NASAL NORTH UNCUFFED ATRAUMATIC ROUNDED TIP CURVED TOWARDS THE FOREHEAD ATRAUMATIC MURPHY EYE DISPOSABLE STERILE LATEX FREE SIZE 6.5MM (ID)
15749 | 4227250025300 | TUBE ENDOTRACHEAL PVC SPECIALIST SOFT NASAL NORTH PROFILE CUFF HIGH VOLUME LOW PRESSURE ATRAUMATIC ROUNDED TIP CURVED TOWARDS THE FOREHEAD ATRAUMATIC MURPHY EYE DISPOSABLE STERILE LATEX FREE SIZE 3.0MM (ID)
15750 | 4227250025500 | TUBE ENDOTRACHEAL PVC SPECIALIST SOFT NASAL NORTH PROFILE CUFF HIGH VOLUME LOW PRESSURE ATRAUMATIC ROUNDED TIP CURVED TOWARDS THE FOREHEAD ATRAUMATIC MURPHY EYE DISPOSABLE STERILE LATEX FREE SIZE 3.5MM (ID)
15751 | 4227250025700 | TUBE ENDOTRACHEAL PVC SPECIALIST SOFT NASAL NORTH PROFILE CUFF HIGH VOLUME LOW PRESSURE ATRAUMATIC ROUNDED TIP CURVED TOWARDS THE FOREHEAD ATRAUMATIC MURPHY EYE DISPOSABLE STERILE LATEX FREE SIZE 4.0MM (ID)
15752 | 4227250025900 | TUBE ENDOTRACHEAL PVC SPECIALIST SOFT NASAL NORTH PROFILE CUFF HIGH VOLUME LOW PRESSURE ATRAUMATIC ROUNDED TIP CURVED TOWARDS THE FOREHEAD ATRAUMATIC MURPHY EYE DISPOSABLE STERILE LATEX FREE SIZE 4.5MM (ID)
15753 | 4227250026000 | TUBE ENDOTRACHEAL SILICON SPECIALIST SOFT NASAL NORTH PROFILE CUFF HIGH VOLUME LOW PRESSURE ATRAUMATIC ROUNDED TIP CURVED TOWARDS THE FOREHEAD ATRAUMATIC MURPHY EYE DISPOSABLE STERILE LATEX FREE SIZE 5.0MM (ID)
15754 | 4227250026100 | TUBE ENDOTRACHEAL PVC SPECIALIST SOFT NASAL NORTH PROFILE CUFF HIGH VOLUME LOW PRESSURE ATRAUMATIC ROUNDED TIP CURVED TOWARDS THE FOREHEAD ATRAUMATIC MURPHY EYE DISPOSABLE STERILE LATEX FREE SIZE 5.0MM (ID)
15755 | 4227250026200 | TUBE ENDOTRACHEAL SILICON SPECIALIST SOFT NASAL NORTH PROFILE CUFF HIGH VOLUME LOW PRESSURE ATRAUMATIC ROUNDED TIP CURVED TOWARDS THE FOREHEAD ATRAUMATIC MURPHY EYE DISPOSABLE STERILE LATEX FREE SIZE 5.5MM (ID)
15756 | 4227250026300 | TUBE ENDOTRACHEAL PVC SPECIALIST SOFT NASAL NORTH PROFILE CUFF HIGH VOLUME LOW PRESSURE ATRAUMATIC ROUNDED TIP CURVED TOWARDS THE FOREHEAD ATRAUMATIC MURPHY EYE DISPOSABLE STERILE LATEX FREE SIZE 5.5MM (ID)
15757 | 4227250026400 | TUBE ENDOTRACHEAL SILICON SPECIALIST SOFT NASAL NORTH PROFILE CUFF HIGH VOLUME LOW PRESSURE ATRAUMATIC ROUNDED TIP CURVED TOWARDS THE FOREHEAD ATRAUMATIC MURPHY EYE DISPOSABLE STERILE LATEX FREE SIZE 6.0MM (ID)
15758 | 4227250026500 | TUBE ENDOTRACHEAL PVC SPECIALIST SOFT NASAL NORTH PROFILE CUFF HIGH VOLUME LOW PRESSURE ATRAUMATIC ROUNDED TIP CURVED TOWARDS THE FOREHEAD ATRAUMATIC MURPHY EYE DISPOSABLE STERILE LATEX FREE SIZE 6.0MM (ID)
15759 | 4227250026600 | TUBE ENDOTRACHEAL SILICON SPECIALIST SOFT NASAL NORTH PROFILE CUFF HIGH VOLUME LOW PRESSURE ATRAUMATIC ROUNDED TIP CURVED TOWARDS THE FOREHEAD ATRAUMATIC MURPHY EYE DISPOSABLE STERILE LATEX FREE SIZE 6.5MM (ID)
15760 | 4227250026700 | TUBE ENDOTRACHEAL PVC SPECIALIST SOFT NASAL NORTH PROFILE CUFF HIGH VOLUME LOW PRESSURE ATRAUMATIC ROUNDED TIP CURVED TOWARDS THE FOREHEAD ATRAUMATIC MURPHY EYE DISPOSABLE STERILE LATEX FREE SIZE 6.5MM (ID)
15761 | 4227250026800 | TUBE ENDOTRACHEAL SILICON SPECIALIST SOFT NASAL NORTH PROFILE CUFF HIGH VOLUME LOW PRESSURE ATRAUMATIC ROUNDED TIP CURVED TOWARDS THE FOREHEAD ATRAUMATIC MURPHY EYE DISPOSABLE STERILE LATEX FREE SIZE 7.0MM (ID)
15762 | 4227250026900 | TUBE ENDOTRACHEAL PVC SPECIALIST SOFT NASAL NORTH PROFILE CUFF HIGH VOLUME LOW PRESSURE ATRAUMATIC ROUNDED TIP CURVED TOWARDS THE FOREHEAD ATRAUMATIC MURPHY EYE DISPOSABLE STERILE LATEX FREE SIZE 7.0MM (ID)
15763 | 4227250027000 | TUBE ENDOTRACHEAL SILICON SPECIALIST SOFT NASAL NORTH PROFILE CUFF HIGH VOLUME LOW PRESSURE ATRAUMATIC ROUNDED TIP CURVED TOWARDS THE FOREHEAD ATRAUMATIC MURPHY EYE DISPOSABLE STERILE LATEX FREE SIZE 7.5MM (ID)
15764 | 4227250027100 | TUBE ENDOTRACHEAL PVC SPECIALIST SOFT NASAL NORTH PROFILE CUFF HIGH VOLUME LOW PRESSURE ATRAUMATIC ROUNDED TIP CURVED TOWARDS THE FOREHEAD ATRAUMATIC MURPHY EYE DISPOSABLE STERILE LATEX FREE SIZE 7.5MM (ID)
15765 | 4227250027200 | TUBE ENDOTRACHEAL SILICON SPECIALIST SOFT NASAL NORTH PROFILE CUFF HIGH VOLUME LOW PRESSURE ATRAUMATIC ROUNDED TIP CURVED TOWARDS THE FOREHEAD ATRAUMATIC MURPHY EYE DISPOSABLE STERILE LATEX FREE SIZE 8.0MM (ID)
15766 | 4227250027300 | TUBE ENDOTRACHEAL PVC SPECIALIST SOFT NASAL NORTH PROFILE CUFF HIGH VOLUME LOW PRESSURE ATRAUMATIC ROUNDED TIP CURVED TOWARDS THE FOREHEAD ATRAUMATIC MURPHY EYE DISPOSABLE STERILE LATEX FREE SIZE 8.0MM (ID)
15767 | 4227250027400 | TUBE ENDOTRACHEAL SILICON SPECIALIST SOFT NASAL NORTH PROFILE CUFF HIGH VOLUME LOW PRESSURE ATRAUMATIC ROUNDED TIP CURVED TOWARDS THE FOREHEAD ATRAUMATIC MURPHY EYE DISPOSABLE STERILE LATEX FREE SIZE 8.5MM (ID)
15768 | 4227250027500 | TUBE ENDOTRACHEAL PVC SPECIALIST SOFT NASAL NORTH PROFILE CUFF HIGH VOLUME LOW PRESSURE ATRAUMATIC ROUNDED TIP CURVED TOWARDS THE FOREHEAD ATRAUMATIC MURPHY EYE DISPOSABLE STERILE LATEX FREE SIZE 8.5MM (ID)
15769 | 4227250027600 | TUBE ENDOTRACHEAL FLEXIBLE STEEL DOUBLE CUFF LASER RESISTANT STERILE SIZE 4.0MM
15770 | 4227250027700 | TUBE ENDOTRACHEAL FLEXIBLE STEEL DOUBLE CUFF LASER RESISTANT STERILE SIZE 7.0MM
15771 | 4227250027800 | TUBE ENDOTRACHEAL FLEXIBLE STEEL DOUBLE CUFF LASER RESISTANT STERILE SIZE 8.0MM
15772 | 4227250027900 | SET BLOOD/FLUID WARMING SET SHOULD BE COMPATIBLE WITH LEVEL-1 SYSTEM OR EQUIVALENT
15773 | 4227250028000 | SET BLOOD/FLUID WARMING HIGH FLOW SHOULD BE COMPATIBLE WITH LEVEL-1 SYSTEM OR EQUIVALENT
15774 | 4227250028100 | CATHETER CENTRAL VENOUS COMPLETE KIT ANTI MICROBIAL CONTAINS: TRIPLE LUMEN CATHETER 5.5 FR X 13CM GUIDE WIRE (UNKINKABLE) NOT LESS THAN 40CM WITH SOFT TIP AND END J- TIP EXTENSION LINE CLAMPS FENESTRATED DRAPE ADHESIVE NOT LESS THAN 4060 CM WITH 7-10CM FENESTRATION CATHETER CONTAIN CLAMP HANDLING SCALPEL NUMBER 11 NOT LESS THAN FOUR GAUZE 4"X4" NOT LESS THAN TWO GAUZE 2"X2" SUTURE BRAIDED SILK WITH STRAIGHT NEEDLE TISSUE DILATOR INJECTION NEEDLE 25G SYRINGE 3ML LUER LOCK SYRINGE 5ML LUER SLIP INTRODUCER NEEDLE 21 GA CATHETER 22G X NOT LESS THAN 4.0CM RADIOPAQUE WITH INTRODUCER NEEDLE WITH 5ML LUER SLIP SYRINGE DISPOSABLE STERILE
15775 | 4227250028200 | CATHETER CENTRAL VENOUS COMPLETE KIT ANTI MICROBIAL CONTAINS: TRIPLE LUMEN CATHETER 5.5 FR X 8CM GUIDE WIRE (UNKINKABLE) NOT LESS THAN 40CM WITH SOFT TIP AND END J- TIP EXTENSION LINE CLAMPS FENESTRATED DRAPE ADHESIVE NOT LESS THAN 4060 CM WITH 7-10CM FENESTRATION CATHETER CONTAIN CLAMP HANDLING SCALPEL NUMBER 11 NOT LESS THAN FOUR GAUZE 4"X4" NOT LESS THAN TWO GAUZE 2"X2" SUTURE BRAIDED SILK WITH STRAIGHT NEEDLE TISSUE DILATOR INJECTION NEEDLE 25G SYRINGE 3ML LUER LOCK SYRINGE 5ML LUER SLIP INTRODUCER NEEDLE 21 GA CATHETER 22G X NOT LESS THAN 4.0CM RADIOPAQUE WITH INTRODUCER NEEDLE WITH 5ML LUER SLIP SYRINGE DISPOSABLE STERILE
15776 | 4227250028300 | CATHETER CENTRAL VENOUS COMPLETE KIT CONTAINS: TRIPLE LUMEN CATHETER 5.5 FR X 13CM GUIDE WIRE (UNKINKABLE) NOT LESS THAN 40CM WITH SOFT TIP AND END J- TIP EXTENSION LINE CLAMPS FENESTRATED DRAPE ADHESIVE NOT LESS THAN 4060 CM WITH 7-10CM FENESTRATION CATHETER CONTAIN CLAMP SCALPEL NUMBER 11 NOT LESS THAN FOUR GAUZE 4"X4" NOT LESS THAN TWO GAUZE 2"X2" SUTURE BRAIDED SILK WITH STRAIGHT NEEDLE TISSUE DILATOR INJECTION NEEDLE 25G SYRINGE 3ML LUER LOCK SYRINGE 5ML LUER SLIP INTRODUCER NEEDLE 21G CATHETER 22G X NOT LESS THAN 4.0CM RADIOPAQUE WITH INTRODUCER NEEDLE WITH 5ML LUERSLIP SYRINGE DISPOSABLE STERILE
15777 | 4227250028400 | CATHETER CENTRAL VENOUS COMPLETE KIT CONTAINS: TRIPLE LUMEN CATHETER 5.5 FR X 8CM GUIDE WIRE (UNKINKABLE) NOT LESS THAN 40CM WITH SOFT TIP AND END J- TIP EXTENSION LINE CLAMPS FENESTRATED DRAPE ADHESIVE NOT LESS THAN 4060 CM WITH 7-10CM FENESTRATION CATHETER CONTAIN CLAMP SCALPEL NUMBER 11 NOT LESS THAN FOUR GAUZE 4"X4" NOT LESS THAN TWO GAUZE 2"X2" SUTURE BRAIDED SILK WITH STRAIGHT NEEDLE TISSUE DILATOR INJECTION NEEDLE 25G SYRINGE 3ML LUER LOCK SYRINGE 5ML LUER SLIP INTRODUCER NEEDLE 21G CATHETER 22G X NOT LESS THAN 4.0CM RADIOPAQUE WITH INTRODUCER NEEDLE WITH 5ML LUERSLIP SYRINGE DISPOSABLE STERILE
15778 | 4227250028500 | CATHETER CENTRAL VENOUS COMPLETE KIT ANTI MICROBIAL CONTAINS: TRIPLE LUMEN CATHETER 7 FR X 16CM - GUIDE WIRE (UNKINKABLE) NOT LESS THAN 40CM WITH SOFT TIP AND END J- TIP EXTENSION LINE CLAMPS FENESTRATED DRAPE ADHESIVE NOT LESS THAN 6090 CM WITH 7-10CM FENESTRATION- CATHETER CONTAIN CLAMP- SCALPEL NUMBER 11 NOT LESS THAN FOUR GAUZE 4"X4" NOT LESS THAN TWO 2"X2" SUTURE SILK WITH STRAIGHT NEEDLE TISSUE DILATOR INJECTION NEEDLE 25G SYRINGE 3ML LUER LOCK SYRINGE 5ML LUER SLIP INTRODUCER NEEDLE 18 GA X NOT LESS THAN 6.0CM CATHETER 18G OVER 20G INTRODUCER NEEDLE RADIOPAQUE WITH INTRODUCER NEEDLE WITH 5 ML LUER-SLIP SYRINGE DISPOSABLE STERILE
15779 | 4227250028600 | CATHETER CENTRAL VENOUS COMPLETE KIT ANTI MICROBIAL CONTAINS: TRIPLE LUMEN CATHETER 7 FR X 20CM - GUIDE WIRE (UNKINKABLE) NOT LESS THAN 60CM WITH SOFT TIP AND END J- TIP EXTENSION LINE CLAMPS FENESTRATED DRAPE ADHESIVE NOT LESS THAN 6090 CM WITH 7-10CM FENESTRATION- CATHETER CONTAIN CLAMP- SCALPEL NUMBER 11 NOT LESS THAN FOUR GAUZE 4"X4" NOT LESS THAN TWO 2"X2" SUTURE SILK WITH STRAIGHT NEEDLE TISSUE DILATOR INJECTION NEEDLE 25G SYRINGE 3ML LUER LOCK SYRINGE 5ML LUER SLIP INTRODUCER NEEDLE 18 GA X NOT LESS THAN 6.0CM CATHETER 18G OVER 20G INTRODUCER NEEDLE RADIOPAQUE WITH INTRODUCER NEEDLE WITH 5 ML LUER-SLIP SYRINGE DISPOSABLE STERILE
15780 | 4227250028700 | EPIDURAL COMBINED SPINAL DISPOSABLE STERILE SET CONSIST OF:18G X 8-10 CM CSE TUOHY NEEDLE LOSS-OF RESISTANCE SYRINGE WELL SEALED NON LUER LOCK 20G CLEAR AND SCALED EPIDURAL CATHETER EASILY INSERTED NON KINKABLE ATRAUMATIC CATHETER INTRODUCER PIECE CATHETER CONNECTOR EPIDURAL CATHETER LABEL 0.2M LUER LOCK FLAT FILTER (5 M X 4 STRAW FILTER) DRAPE EYE SHIELD ADHESIVE FENESTRATED DRAPE CSE SPINAL NEEDLE 27G X 90MM-140MM PENCIL POINT WITH INTERLOCK CONNECTION TO TUOHY NEEDLE
15781 | 4227250028800 | EPIDURAL COMBINED SPINAL DISPOSABLE STERILE SET CONSIST OF:18G X 9 CM CSE TUOHY NEEDLE 20G CLEAR AND SCALED EPIDURAL CATHETER EASILY Y INSERTED ATRAUMATIC CATHETER INTRODUCER PIECE CATHETER CONNECTOR EPIDURAL CATHETER LABEL 0.2 MICRO LUER LOCK FLAT FILTER PLASTIC LOSS OF RESISTANCE SYRINGE 10ML LUER SLIP 27G X NOT LESS THAN 125MM CSE SPINAL NEEDLE PENCIL POINT WITH INTERLOCK CONNECTION TO TUOHY NEEDLE
15782 | 4227250028900 | COMPLETE EPIDURAL KIT 17G TOUHY NEEDLE 8.5-9CM 19G POLYURETHANE MATERIAL WIRE REINFORCED CATHETER PLASTIC LOSS OF RESISTANCE SYRINGE 10ML LUER SLIP INJECTION NEEDLE 22G INJECTION NEEDLE 25G LABEL EPIDURAL CATHETER FILTER 0.2MICRON CATHETER CONNECTOR PREPARATION TRAY SYRINGE 10ML LUER-SLIP SYRINGE 20ML LUER-LOCK SYRINGE 3ML LUER-LOCK NEEDLE 16G X NOT LESS THAN 3.5CM INJECTION NEEDLE 18G X NOT LESS THAN 3.5CM TRANSPARENT DRAPE NOT LESS THAN 60X90CM WITH 10CM FENESTRATION IN LOWER HALF FILTER 5 MICRON STRAW GAUZE 4"X4" NOT LESS THAN FOUR
15783 | 4227250029000 | FORCEPS MAGILL ADULT SIZE 25CM (10 INCH) DISPOSABLE
15784 | 4227250029100 | FORCEPS MAGILL INFANT SIZE 15CM (6 INCH) DISPOSABLE
15785 | 4227250029200 | FORCEPS MAGILL CHILD SIZE 20CM (8 INCH) DISPOSABLE
15786 | 4227250029400 | WARM BLANKET WATER FOR ADULT DISPOSABLE COMPATIBLE WITH BLANKET ROLL SYSTEM OR EQUIVALENT
15787 | 4227250029500 | WARM BLANKET WATER FOR PEDIATRIC DISPOSABLE COMPATIBLE WITH BLANKET ROLL SYSTEM OR EQUIVALENT
15788 | 4227250029600 | WARM BLANKET WATER FOR INFANT DISPOSABLE COMPATIBLE WITH BLANKET ROLL SYSTEM OR EQUIVALENT
15789 | 4227250029700 | NASOPHARYNGEAL AIRWAY WITH FIXATION CLIP SIZE 9.0CM
15790 | 4227250029800 | NASOPHARYNGEAL AIRWAY WITH FIXATION CLIP SIZE 8.5CM
15791 | 4227250029900 | NASOPHARYNGEAL AIRWAY WITH FIXATION CLIP SIZE 8.0CM
15792 | 4227250030000 | NASOPHARYNGEAL AIRWAY WITH FIXATION CLIP SIZE 7.5CM
15793 | 4227250030100 | NASOPHARYNGEAL AIRWAY WITH FIXATION CLIP SIZE 7.0CM
15794 | 4227250030200 | NASOPHARYNGEAL AIRWAY WITH FIXATION CLIP SIZE 6.0CM
15795 | 4227250030300 | NASOPHARYNGEAL AIRWAY WITH FIXATION CLIP SIZE 5.5CM
15796 | 4227250030400 | NASOPHARYNGEAL AIRWAY WITH FIXATION CLIP SIZE 5.0CM
15797 | 4227250030500 | NASOPHARYNGEAL AIRWAY WITH FIXATION CLIP SIZE 4.5CM
15798 | 4227250030600 | NASOPHARYNGEAL AIRWAY WITH FIXATION CLIP SIZE 4.0CM
15799 | 4227250030700 | NASOPHARYNGEAL AIRWAY WITH FIXATION CLIP SIZE 3.5CM
15800 | 4227250030800 | NASOPHARYNGEAL AIRWAY WITH FIXATION CLIP SIZE 3.0M
15801 | 4227250030900 | CO2 SAMPLING LINE SINGLE USE LENGTH 3.0 M
15802 | 4227250031100 | WATER TRAPS FOR USE WITH ANESTHESIA MACHINE FOR SAMPLING LINE SHOULD BE COMPATIBLE WITH MINDRAY MACHINE OR EQUIVALENT
15803 | 4227250031200 | WATER TRAPS FOR USE WITH ANESTHESIA MACHINE FOR SAMPLING LINE SHOULD BE COMPATIBLE WITH MAQUET MACHINE OR EQUIVALENT
15804 | 4227250031300 | SODA LIME CANISTER COLOR WHITE TO VIOLET DISPOSABLE (SHOULD BE COMPATIBLE WITH GE MACHINE OR EQUIVALENT )
15805 | 4227250031400 | SODA LIME CANISTER COLOR WHITE TO VIOLET DISPOSABLE (SHOULD BE COMPATIBLE WITH MINDRAY MACHINE OR EQUIVALENT )
15806 | 4227250031500 | SODA LIME CANISTER COLOR WHITE TO VIOLET DISPOSABLE (SHOULD BE COMPATIBLE WITH MAQUET MACHINE OR EQUIVALENT )
15807 | 4227250031700 | ADMIN SET BURETTE 60 DROPS/ML WITH INJECTION PORT 150 ML SAFETY DIAPHRAGM / VALVE TO PREVENT AIR ADMINISTRATION LENGTH SET NOT LESS THAN 150CM LUER LOCK TWO INJECTION PORT ONE BEFORE AND AFTER BURETTE ROLL FLOW CONTROL NEEDLE FREE COMPATIBLE WITH B. BRAUN SYSTEM OR EQUIVALENT
15808 | 4227250031800 | ADMIN SET BURETTE 60 DROPS/ML WITH INJECTION PORT 150 ML AUTOMATIC SHUT OFF SWIM VALVE LENGTH SET NOT LESS THAN 150CM LUER LOCK TWO INJECTION PORT ONE BEFORE AND AFTER BURETTE ROLL FLOW CONTROL NEEDLE FREE COMPATIBLE WITH PLUM 360 SYSTEM OR EQUIVALENT
15809 | 4227250031900 | ADMIN SET BURETTE 60 DROPS/ML WITH INJECTION PORT 150 ML AUTOMATIC SHUT OFF SWIM VALVE LENGTH SET NOT LESS THAN 150CM LUER LOCK TWO INJECTION PORT ONE BEFORE AND AFTER BURETTE ROLL FLOW CONTROL NEEDLE FREE COMPATIBLE WITH BD SYSTEM OR EQUIVALENT
15810 | 4227250032000 | ADMIN SET BURETTE 60 DROPS/ML WITH INJECTION PORT 150 ML AUTOMATIC SHUT OFF SWIM VALVE LENGTH SET NOT LESS THAN 150CM LUER LOCK TWO INJECTION PORT ONE BEFORE AND AFTER BURETTE ROLL FLOW CONTROL NEEDLE FREE
15811 | 4227250032100 | I.V SET FOR INFUSION PUMP WITH TWO INJECTION PORT NEEDLE FREE LENGTH NOT LESS THAN 2M ROLLER CLAMP (SHOULD BE COMPATIBLE WITH PLUM 360 DEVICE OR EQUIVALENT )
15812 | 4227250032200 | I.V SET FOR INFUSION PUMP WITH TWO INJECTION PORT NEEDLE FREE LENGTH NOT LESS THAN 2M ROLLER CLAMP (SHOULD BE COMPATIBLE WITH B. BRAUN DEVICE OR EQUIVALENT )
15813 | 4227250032300 | SET FOR PCA PUMP (SHOULD BE COMPATIBLE WITH B.BRAUN SYSTEM OR EQUIVALENT )
15814 | 4227250032400 | SET FOR PCA PUMP (SHOULD BE COMPATIBLE WITH CADD SYSTEM OR EQUIVALENT )
15815 | 4227250032500 | SET FOR EPIDURAL PUMP COLOR CODED WITHOUT INJECTION PORT (SHOULD BE COMPATIBLE WITH CADD SYSTEM OR EQUIVALENT )
15816 | 4227250032600 | STOPCOCK/PLUG PURPOSE WITH CHLORHEXIDINE STERILE
15817 | 4227250032700 | SYRINGE PUMP MICRO EXTENSION HIGH RESISTANCE LUER-LOCK CONNECTOR ONE SIDE LENGTH 150-200CM (SHOULD BE COMPATIBLE WITH EACH HOSPITAL STANDARD MACHINE)
15818 | 4227250032800 | NEONATAL - ECG ELECTRODE WITH O WIRE COLOR CODED WITH FEMALE CONNECTOR (SHOULD BE COMPATIBLE WITH EACH HOSPITAL STANDARD MACHINE)
15819 | 4227250032900 | NEONATAL - ECG ELECTRODE WITH O WIRE COLOR CODED WITH FEMALE CONNECTOR MRI COMPATIBLE
15820 | 4227250033000 | PROBE TEMPERATURE RECTAL PEDIATRIC LENGTH NOT LESS THAN 3M DISPOSABLE (SHOULD BE COMPATIBLE WITH DRAEGER MACHINE OR EQUIVALENT )
15821 | 4227250033100 | PROBE TEMPERATURE ORAL/NASAL 10 FR (EACH CENTER SHOULD BE COMPATIBLE WITH THEIR MACHINE)
15822 | 4227250033200 | PROBE TEMPERATURE ORAL/NASAL 18 FR (EACH CENTER SHOULD BE COMPATIBLE WITH THEIR MACHINE)
15823 | 4227250033300 | PROBE TEMPERATURE ORAL/NASAL 24 FR (EACH CENTER SHOULD BE COMPATIBLE WITH THEIR MACHINE)
15824 | 4227250033400 | PAPER CHART ECG (FOR USE CRASH CART COMPATIBLE WITH LIFEPAK 15 DEFIBRILLATOR RED GRID
15825 | 4227250033500 | PAPER CHART ECG (FOR USE CRASH CART COMPATIBLE WITH PHILIPS DEFIBRILLATOR RED GRID
15826 | 4227250033600 | CATHETER PULMONARY ARTERY (SWAN GANZ) SIZE 7.5FR BALLOON TIPPED FLOATING FIVE LUMEN WITH THERMO DILUTION CARDIAC OUTPUT THERMISTOR LENGTH 110 CM WITH INTRODUCER SHEATH SET 8.5FR HEPARIN COATED DISPOSABLE STERILE
15827 | 4227250033700 | CATHETER PULMONARY ARTERY (SWAN GANZ) BALLOON TIPPED FLOATING FOUR OR FIVE LUMEN WITH THERMO DILUTION CARDIAC OUTPUT THERMISTOR LENGTH 80 CM DISPOSABLE STERILE SIZE 5.0FR
15828 | 4227250033800 | CATHETER PULMONARY ARTERY (SWAN GANZ) BALLOON TIPPED FLOATING FOUR OR FIVE LUMEN WITH THERMO DILUTION CARDIAC OUTPUT THERMISTOR LENGTH 110 CM DISPOSABLE STERILE SIZE 7.5FR
15829 | 4227250033900 | PERCUTANEOUS SHEATH INTRODUCER SET WITH NEEDLE GUIDEWIRE GAUZE AND DRAPE WITH DISINFECTED (FOR SWAN GANZ) LENGTH 10-11CM DISPOSABLE STERILE SIZE 9.0FR
15830 | 4227250034000 | PERCUTANEOUS SHEATH INTRODUCER SET WITH NEEDLE GUIDEWIRE GAUZE AND DRAPE WITH DISINFECTED (FOR SWAN GANZ) LENGTH 10-11CM DISPOSABLE STERILE SIZE 8.0FR
15831 | 4227250034100 | PERCUTANEOUS SHEATH INTRODUCER SET WITH NEEDLE GUIDEWIRE GAUZE AND DRAPE WITH DISINFECTED (FOR SWAN GANZ) LENGTH 10-11CM DISPOSABLE STERILE SIZE 7.0FR
15832 | 4227250034200 | PERCUTANEOUS SHEATH INTRODUCER KIT 6 FR X 10 CM INTRODUCER NEEDLE 18G WITH TWO INJECTION NEEDLE 22G AND 25G CATHETER 18G X 6 CM SPRING GUIDEWIRE SYRINGE 3CC LUER LOCK SYRINGE 5CC LUER SLIP DRAPE 60X90 CM WITH 10CM FENESTRATION TWO GAUZE SIZE 2"X2" FIVE GAUZE SIZE 4"X4" WITH CATHETER PROTECTION SHIELD SUTURE SILK WITH STRAIGHT NEEDLE HANDLE SCALPEL NUMBER 11 DISPOSABLE STERILE
15833 | 4227250034300 | PERCUTANEOUS SHEATH INTRODUCER KIT 8.5FR X 10 CM INTRODUCER NEEDLE 18G WITH TWO INJECTION NEEDLE 22G AND 25G CATHETER 18G X 6 CM SPRING GUIDEWIRE SYRINGE 3CC LUER LOCK SYRINGE 5CC LUER SLIP DRAPE 60X90 CM WITH 10CM FENESTRATION TWO GAUZE SIZE 2"X2" FIVE GAUZE SIZE 4"X4" WITH CATHETER PROTECTION SHIELD SUTURE SILK WITH STRAIGHT NEEDLE HANDLE SCALPEL NUMBER 11 DISPOSABLE STERILE
15834 | 4227250034400 | CATHETER ARTERIAL SIZE 16 G X 18 CM SELDINGER TECHNIQUE GUIDEWIRE INTRODUCER NEEDLE STERILE
15835 | 4227250034500 | CATHETER ARTERIAL SIZE 17 G X 18 CM SELDINGER TECHNIQUE GUIDEWIRE INTRODUCER NEEDLE STERILE
15836 | 4227250034700 | CATHETER ARTERIAL SIZE 19 G X 10 CM SELDINGER TECHNIQUE GUIDEWIRE INTRODUCER NEEDLE STERILE
15837 | 4227250034800 | CATHETER ARTERIAL SIZE 19 G X 8 CM SELDINGER TECHNIQUE GUIDEWIRE INTRODUCER NEEDLE STERILE
15838 | 4227250034900 | CATHETER ARTERIAL SIZE 20 G X 4 CM SELDINGER TECHNIQUE GUIDEWIRE INTRODUCER NEEDLE STERILE
15839 | 4227250035000 | CATHETER ARTERIAL SIZE 20 G X 6 CM SELDINGER TECHNIQUE GUIDEWIRE INTRODUCER NEEDLE STERILE
15840 | 4227250035100 | CATHETER ARTERIAL SIZE 20 G X 8 CM SELDINGER TECHNIQUE GUIDEWIRE INTRODUCER NEEDLE STERILE
15841 | 4227250035200 | CATHETER ARTERIAL SIZE 22 G X 3 CM SELDINGER TECHNIQUE GUIDEWIRE INTRODUCER NEEDLE STERILE
15842 | 4227250035300 | CATHETER ARTERIAL SIZE 22 GX 4 CM SELDINGER TECHNIQUE GUIDEWIRE INTRODUCER NEEDLE STERILE
15843 | 4227250035400 | CATHETER ARTERIAL SIZE 22 GX 6 CM SELDINGER TECHNIQUE GUIDEWIRE INTRODUCER NEEDLE STERILE
15844 | 4227250035500 | CATHETER ARTERIAL SIZE 22 GX 8 CM SELDINGER TECHNIQUE GUIDEWIRE INTRODUCER NEEDLE STERILE
15845 | 4227250035600 | IV CANNULA WITH WINGS WITH PORT LENGTH OF CATHETER 32MM COLOR CODED SIZE 14 G
15846 | 4227250035700 | IV CANNULA WITH WINGS WITH PORT LENGTH OF CATHETER 32MM COLOR CODED SIZE 16 G
15847 | 4227250035800 | IV CANNULA WITH WINGS WITH PORT LENGTH OF CATHETER 32MM COLOR CODED SIZE 18 G
15848 | 4227250035900 | IV CANNULA WITH WINGS WITH PORT LENGTH OF CATHETER 32MM COLOR CODED SIZE 20 G
15849 | 4227250036000 | IV CANNULA WITH WINGS WITH PORT LENGTH OF CATHETER 19MM COLOR CODED SIZE 24 G
15850 | 4227250036100 | IV CANNULA WITH WINGS WITH PORT LENGTH OF CATHETER 19MM COLOR CODED SIZE 26 G
15851 | 4227250036200 | IV CATHETER WITH/OUT WINGS WITH/OUT INJECTION PORT WITHOUT BLOOD CONTROL VALVE SIZE 14 G X 45-48MM
15852 | 4227250036300 | IV CATHETER WITH/OUT WINGS WITH/OUT INJECTION PORT WITHOUT BLOOD CONTROL VALVE SIZE 14 G X 30-32MM
15853 | 4227250036400 | IV CATHETER WITH/OUT WINGS WITH/OUT INJECTION PORT WITHOUT BLOOD CONTROL VALVE SIZE 16 G X 45-48MM
15854 | 4227250036500 | IV CATHETER WITH/OUT WINGS WITH/OUT INJECTION PORT WITHOUT BLOOD CONTROL VALVE SIZE 16 G X 30-32MM
15855 | 4227250036600 | IV CATHETER WITH/OUT WINGS WITH/OUT INJECTION PORT WITHOUT BLOOD CONTROL VALVE SIZE 18 G X 45-48MM
15856 | 4227250036700 | IV CATHETER WITH/OUT WINGS WITH/OUT INJECTION PORT WITHOUT BLOOD CONTROL VALVE SIZE 18G X 30-32MM
15857 | 4227250036800 | IV CATHETER WITH/OUT WINGS WITH/OUT INJECTION PORT WITHOUT BLOOD CONTROL VALVE SIZE 20G X 30-32MM
15858 | 4227250036900 | IV CATHETER WITH/OUT WINGS WITH/OUT INJECTION PORT WITHOUT BLOOD CONTROL VALVE SIZE 20G X 45-48MM
15859 | 4227250037100 | IV CATHETER WITH/OUT WINGS WITH/OUT INJECTION PORT WITHOUT BLOOD CONTROL VALVE SIZE 24GX 19MM
15860 | 4227250037200 | IV CATHETER WITH/OUT WINGS WITH/OUT INJECTION PORT WITHOUT BLOOD CONTROL VALVE SIZE 26G X 19MM
15861 | 4227250037300 | CATHETER SUCTION SILICON MATERIAL SIZE 5 FR COLOR CODED STERILE PACKAGE LATEX FREE WITH CONTROL VALVE WHISTLE TIP SOFT CATHETER GRADED
15862 | 4227250037400 | CATHETER SUCTION SILICON MATERIAL SIZE 6 FR COLOR CODED STERILE PACKAGE LATEX FREE WITH CONTROL VALVE WHISTLE TIP SOFT CATHETER GRADED
15863 | 4227250037500 | CATHETER SUCTION SILICON MATERIAL SIZE 8 FR COLOR CODED STERILE PACKAGE LATEX FREE WITH CONTROL VALVE WHISTLE TIP SOFT CATHETER GRADED
15864 | 4227250037600 | CATHETER SUCTION SILICON MATERIAL SIZE 10 FR COLOR CODED STERILE PACKAGE LATEX FREE WITH CONTROL VALVE WHISTLE TIP SOFT CATHETER GRADED
15865 | 4227250037700 | CATHETER SUCTION SILICON MATERIAL SIZE 12 FR COLOR CODED STERILE PACKAGE LATEX FREE WITH CONTROL VALVE WHISTLE TIP SOFT CATHETER GRADED
15866 | 4227250037800 | CATHETER SUCTION SILICON MATERIAL SIZE 14 FR COLOR CODED STERILE PACKAGE LATEX FREE WITH CONTROL VALVE WHISTLE TIP SOFT CATHETER GRADED
15867 | 4227250037900 | PEDIATRIC ORAL SUCTION TIP (YANKAUER) COVERED WITH SUCTION CONTROL ATRAUMATIC ROUND TIP 16 FR 16 CM STERILE.
15868 | 4227250038000 | RAPID INFUSION CATHETER EXCHANGE SET SIZE 7 FR LENGTH 5CM SPRING GUIDEWIRE APPROX. 30-35CM SOFT TIP BOTH SIDE TISSUE DILATOR SCALPEL NUMBER 11
15869 | 4227250038100 | RAPID INFUSION CATHETER EXCHANGE SET SIZE 8.5 FR LENGTH 6 -7CM SPRING GUIDEWIRE APPROX. 30-35CM SOFT TIP BOTH SIDE TISSUE DILATOR SCALPEL NUMBER 11
15870 | 4227250038200 | SPINAL NEEDLE SPROTTE TIP 27G X 35MM STAINLESS STEEL NEEDLE WITH MAGNIFYING EFFECT ATRAUMATIC TIP COLOR CODED WITH SIZE INDICATION ON NEEDLE HUB OVAL SHAPE FOR THE HOLE BURR-FREE ROUNDED ATRAUMATIC EDGES
15871 | 4227250038300 | SPINAL NEEDLE SPROTTE TIP 27G X 70MM STAINLESS STEEL NEEDLE WITH MAGNIFYING EFFECT ATRAUMATIC TIP COLOR CODED WITH SIZE INDICATION ON NEEDLE HUB OVAL SHAPE FOR THE HOLE BURR-FREE ROUNDED ATRAUMATIC EDGES WITH INTRODUCER 30MM WITH FUNNEL SHAPED HUB
15872 | 4227250038400 | SPINAL NEEDLE SPROTTE TIP 25G X 70MM STAINLESS STEEL NEEDLE WITH MAGNIFYING EFFECT ATRAUMATIC TIP COLOR CODED WITH SIZE INDICATION ON NEEDLE HUB OVAL SHAPE FOR THE HOLE BURR-FREE ROUNDED ATRAUMATIC EDGES WITH INTRODUCER 30MM WITH FUNNEL SHAPED HUB
15873 | 4227250038500 | SPINAL NEEDLE SPROTTE TIP 25G X 90MM STAINLESS STEEL NEEDLE WITH MAGNIFYING EFFECT ATRAUMATIC TIP COLOR CODED WITH SIZE INDICATION ON NEEDLE HUB OVAL SHAPE FOR THE HOLE BURR-FREE ROUNDED ATRAUMATIC EDGES WITH INTRODUCER 30MM WITH FUNNEL SHAPED HUB
15874 | 4227250038600 | SPINAL NEEDLE SPROTTE TIP 25G X 103MM STAINLESS STEEL NEEDLE WITH MAGNIFYING EFFECT ATRAUMATIC TIP COLOR CODED WITH SIZE INDICATION ON NEEDLE HUB OVAL SHAPE FOR THE HOLE BURR-FREE ROUNDED ATRAUMATIC EDGES WITH INTRODUCER 40MM WITH FUNNEL SHAPED HUB
15875 | 4227250038700 | SPINAL NEEDLE SPROTTE TIP 25G X 120MM STAINLESS STEEL NEEDLE WITH MAGNIFYING EFFECT ATRAUMATIC TIP COLOR CODED WITH SIZE INDICATION ON NEEDLE HUB OVAL SHAPE FOR THE HOLE BURR-FREE ROUNDED ATRAUMATIC EDGES WITH INTRODUCER 40MM WITH FUNNEL SHAPED HUB
15876 | 4227250038800 | SPINAL NEEDLE SPROTTE TIP 25G X 150MM STAINLESS STEEL NEEDLE WITH MAGNIFYING EFFECT ATRAUMATIC TIP COLOR CODED WITH SIZE INDICATION ON NEEDLE HUB OVAL SHAPE FOR THE HOLE BURR-FREE ROUNDED ATRAUMATIC EDGES WITH INTRODUCER 40MM WITH FUNNEL SHAPED HUB
15877 | 4227250038900 | SPINAL NEEDLE QUINCKE TYPE POINT WITH INTRODUCER DISPOSABLE STERILE 16G X 2.5"
15878 | 4227250039000 | SPINAL NEEDLE QUINCKE TYPE POINT WITH INTRODUCER DISPOSABLE STERILE 16G X 3.5"
15879 | 4227250039100 | SPINAL NEEDLE QUINCKE TYPE POINT WITH INTRODUCER DISPOSABLE STERILE 18G X 1.5"
15880 | 4227250039200 | SPINAL NEEDLE QUINCKE TYPE POINT WITH INTRODUCER DISPOSABLE STERILE 18G X 2.5 INCH
15881 | 4227250039300 | SPINAL NEEDLE QUINCKE TYPE POINT WITH INTRODUCER DISPOSABLE STERILE 19G X 1.5"
15882 | 4227250039400 | SPINAL NEEDLE QUINCKE TYPE POINT WITH INTRODUCER DISPOSABLE STERILE 19G X 2.5"
15883 | 4227250039500 | SPINAL NEEDLE QUINCKE TYPE POINT WITH INTRODUCER DISPOSABLE STERILE 19G X 3.5"
15884 | 4227250039600 | SPINAL NEEDLE QUINCKE TYPE POINT WITH INTRODUCER DISPOSABLE STERILE 27G X 6"
15885 | 4227250039700 | SPINAL NEEDLE QUINCKE TYPE POINT WITH INTRODUCER DISPOSABLE STERILE 20G X 1.5"
15886 | 4227250039800 | SPINAL NEEDLE QUINCKE TYPE POINT WITH INTRODUCER DISPOSABLE STERILE 20G X 2.5 INCH
15887 | 4227250039900 | SPINAL NEEDLE QUINCKE TYPE POINT WITH INTRODUCER DISPOSABLE STERILE 21G X 1.5"
15888 | 4227250040000 | SPINAL NEEDLE QUINCKE TYPE POINT WITH INTRODUCER DISPOSABLE STERILE 21G X 2.5"
15889 | 4227250040100 | SPINAL NEEDLE QUINCKE TYPE POINT WITH INTRODUCER DISPOSABLE STERILE 21GX 3.5"
15890 | 4227250040200 | SPINAL NEEDLE QUINCKE TYPE POINT WITH INTRODUCER DISPOSABLE STERILE 22G X 1.5"
15891 | 4227250040300 | SPINAL NEEDLE QUINCKE TYPE POINT DISPOSABLE STERILE 22G X 7 INCH
15892 | 4227250040400 | SPINAL NEEDLE QUINCKE TYPE POINT WITH INTRODUCER DISPOSABLE STERILE 29G X 2.5"
15893 | 4227250040500 | SPINAL NEEDLE QUINCKE TYPE POINT DISPOSABLE STERILE 27G X 2.5 INCH
15894 | 4227250040600 | SPINAL NEEDLE QUINCKE TYPE POINT WITH INTRODUCER DISPOSABLE STERILE 22G X 6"
15895 | 4227250040700 | SPINAL NEEDLE QUINCKE TYPE POINT WITH INTRODUCER DISPOSABLE STERILE 23G X 6"
15896 | 4227250040800 | SPINAL NEEDLE QUINCKE TYPE POINT WITH INTRODUCER DISPOSABLE STERILE 23G X 1.5"
15897 | 4227250040900 | SPINAL NEEDLE QUINCKE TYPE POINT WITH INTRODUCER DISPOSABLE STERILE 23G X 2.5"
15898 | 4227250041000 | SPINAL NEEDLE QUINCKE TYPE POINT WITH INTRODUCER DISPOSABLE STERILE 24G X 1.5"
15899 | 4227250041100 | SPINAL NEEDLE QUINCKE TYPE POINT WITH INTRODUCER DISPOSABLE STERILE 24G X 2.5"
15900 | 4227250041200 | SPINAL NEEDLE QUINCKE TYPE POINT WITH INTRODUCER DISPOSABLE STERILE 24G X 3.5"
15901 | 4227250041300 | SPINAL NEEDLE QUINCKE TYPE POINT WITH INTRODUCER DISPOSABLE STERILE 24G X 6"
15902 | 4227250041400 | SPINAL NEEDLE QUINCKE TYPE POINT WITH INTRODUCER DISPOSABLE STERILE 29G X 3.5"
15903 | 4227250041500 | SPINAL NEEDLE QUINCKE TYPE POINT WITH INTRODUCER DISPOSABLE STERILE 25G X 1.5"
15904 | 4227250041600 | SPINAL NEEDLE QUINCKE TYPE POINT DISPOSABLE STERILE 25G X 2.5 INCH
15905 | 4227250041700 | SPINAL NEEDLE QUINCKE TYPE POINT WITH INTRODUCER DISPOSABLE STERILE 25G X 3.5"
15906 | 4227250041800 | SPINAL NEEDLE QUINCKE TYPE POINT DISPOSABLE STERILE 25G X 6 INCH
15907 | 4227250041900 | SPINAL NEEDLE QUINCKE TYPE POINT WITH INTRODUCER DISPOSABLE STERILE 26G X 1.5"
15908 | 4227250042000 | SPINAL NEEDLE QUINCKE TYPE POINT WITH INTRODUCER DISPOSABLE STERILE 26G X 2.5"
15909 | 4227250042100 | SPINAL NEEDLE QUINCKE TYPE POINT WITH INTRODUCER DISPOSABLE STERILE 26G X 3.5"
15910 | 4227250042200 | SPINAL NEEDLE QUINCKE TYPE POINT WITH INTRODUCER DISPOSABLE STERILE 27G X 1.5"
15911 | 4227250042300 | SPINAL NEEDLE WHITACRE PENCIL POINT WITH INTRODUCER 16G X 1.5"
15912 | 4227250042400 | SPINAL NEEDLE WHITACRE PENCIL POINT WITH INTRODUCER 16G X 2.5"
15913 | 4227250042500 | SPINAL NEEDLE WHITACRE PENCIL POINT WITH INTRODUCER 16G X 3.5"
15914 | 4227250042600 | SPINAL NEEDLE WHITACRE PENCIL POINT WITH INTRODUCER 186G X 1.5"
15915 | 4227250042700 | SPINAL NEEDLE WHITACRE PENCIL POINT WITH INTRODUCER 18G X 2.5"
15916 | 4227250042800 | SPINAL NEEDLE WHITACRE PENCIL POINT WITH INTRODUCER 18G X 3.5"
15917 | 4227250042900 | SPINAL NEEDLE WHITACRE PENCIL POINT WITH INTRODUCER 19G X 1.5"
15918 | 4227250043000 | SPINAL NEEDLE WHITACRE PENCIL POINT WITH INTRODUCER 19G X 2.5"
15919 | 4227250043100 | SPINAL NEEDLE WHITACRE PENCIL POINT WITH INTRODUCER 19G X 3.5"
15920 | 4227250043200 | SPINAL NEEDLE WHITACRE PENCIL POINT WITH INTRODUCER 20G X 1.5"
15921 | 4227250043300 | SPINAL NEEDLE WHITACRE PENCIL POINT WITH INTRODUCER 20G X 2.5"
15922 | 4227250043400 | SPINAL NEEDLE WHITACRE PENCIL POINT WITH INTRODUCER 20G X 3.5"
15923 | 4227250043500 | SPINAL NEEDLE WHITACRE PENCIL POINT WITH INTRODUCER 21G X 1.5"
15924 | 4227250043600 | SPINAL NEEDLE WHITACRE PENCIL POINT WITH INTRODUCER 21G X 2.5"
15925 | 4227250043700 | SPINAL NEEDLE WHITACRE PENCIL POINT WITH INTRODUCER 21G X 3.5"
15926 | 4227250043800 | SPINAL NEEDLE WHITACRE PENCIL POINT WITH INTRODUCER 22G X 1.5 INCH
15927 | 4227250043900 | SPINAL NEEDLE WHITACRE PENCIL POINT WITH INTRODUCER 22G X 2.5"
15928 | 4227250044000 | SPINAL NEEDLE WHITACRE PENCIL POINT WITH INTRODUCER 22G X 6"
15929 | 4227250044100 | SPINAL NEEDLE WHITACRE PENCIL POINT WITH INTRODUCER 23G X 6"
15930 | 4227250044200 | SPINAL NEEDLE WHITACRE PENCIL POINT WITH INTRODUCER 23G X 1.5"
15931 | 4227250044300 | SPINAL NEEDLE WHITACRE PENCIL POINT WITH INTRODUCER 23G X 2.5"
15932 | 4227250044400 | SPINAL NEEDLE WHITACRE PENCIL POINT WITH INTRODUCER 23G X 3.5"
15933 | 4227250044500 | SPINAL NEEDLE WHITACRE PENCIL POINT WITH INTRODUCER 24G X 1.5"
15934 | 4227250044600 | SPINAL NEEDLE WHITACRE PENCIL POINT WITH INTRODUCER 24G X 2.5"
15935 | 4227250044700 | SPINAL NEEDLE WHITACRE PENCIL POINT WITH INTRODUCER 24G X 3.5"
15936 | 4227250044800 | SPINAL NEEDLE WHITACRE PENCIL POINT WITH INTRODUCER 24G X 6"
15937 | 4227250044900 | SPINAL NEEDLE WHITACRE PENCIL POINT WITH INTRODUCER 25G X 1.5"
15938 | 4227250045000 | SPINAL NEEDLE WHITACRE PENCIL POINT WITH INTRODUCER 25G X 2.5"
15939 | 4227250045100 | SPINAL NEEDLE WHITACRE PENCIL POINT WITH INTRODUCER 25G X 3.5 INCH
15940 | 4227250045200 | SPINAL NEEDLE WHITACRE PENCIL POINT WITH INTRODUCER 25G X 6"
15941 | 4227250045300 | SPINAL NEEDLE WHITACRE PENCIL POINT WITH INTRODUCER 26G X 1.5"
15942 | 4227250045400 | SPINAL NEEDLE WHITACRE PENCIL POINT WITH INTRODUCER 26G X 2.5"
15943 | 4227250045500 | SPINAL NEEDLE WHITACRE PENCIL POINT WITH INTRODUCER 26G X 3.5"
15944 | 4227250045600 | SPINAL NEEDLE WHITACRE PENCIL POINT WITH INTRODUCER 27G X 1.5"
15945 | 4227250045700 | SPINAL NEEDLE WHITACRE PENCIL POINT WITH INTRODUCER 27G X 2.5"
15946 | 4227250045800 | SPINAL NEEDLE WHITACRE PENCIL POINT WITH INTRODUCER 27G X 3.5 INCH
15947 | 4227250045900 | SPINAL NEEDLE WHITACRE PENCIL POINT WITH INTRODUCER 27G X 6 INCH
15948 | 4227250046000 | SPINAL NEEDLE WHITACRE PENCIL POINT WITH INTRODUCER 29G X 2.5"
15949 | 4227250046100 | SPINAL NEEDLE WHITACRE PENCIL POINT WITH INTRODUCER 29G X 3.5"
15950 | 4227250046200 | INTRODUCER TRACHEAL TUBE ADULT BOUGIE ANGLED DISTAL END 15FR X 70-80CM FIT E.T.T INNER DIAMETER FROM 6-10MM OXYGENATION PORT AND ADAPTER DEPTH MARKING COLOR CODED
15951 | 4227250046300 | INTRODUCER TRACHEAL TUBE PEDIATRIC (BOUGIE)ANGLED 10CH X 500-600MM
15952 | 4227250046400 | INTRODUCER TRACHEAL TUBE PEDIATRIC BOUGIE ANGLED DISTAL END 10FR X 55-60CM FIT E.E.T INNER DIAMETER FROM 4-5.5MM OXYGENATION PORT AND ADAPTER DEPTH MARKING COLOR CODED
15953 | 4227250046500 | INTRODUCER TRACHEAL TUBE NEONATAL (BOUGIE) STRAIGHT 5CH X 450-470MM
15954 | 4227250046600 | INTRODUCER TRACHEAL TUBE PEDIATRIC BOUGIE ANGLED DISTAL END 5-6FR X 45-50CM FIT E.E.T INNER DIAMETER FROM 2.5-3.5MM OXYGENATION PORT AND ADAPTER DEPTH MARKING COLOR CODED
15955 | 4227250046700 | BLADE LARYNGOSCOPE COVER COMPATIBLE WITH VERATHON OR EQUIVALENT SINGLE USE SIZE 1.0
15956 | 4227250046800 | BLADE LARYNGOSCOPE COVER COMPATIBLE WITH VERATHON OR EQUIVALENT SINGLE USE SIZE 2.0
15957 | 4227250046900 | BLADE LARYNGOSCOPE COVER COMPATIBLE WITH VERATHON OR EQUIVALENT SINGLE USE SIZE 2.5
15958 | 4227250047000 | BLADE LARYNGOSCOPE COVER COMPATIBLE WITH VERATHON OR EQUIVALENT SINGLE USE SIZE 4.0
15959 | 4227250047100 | BLADE LARYNGOSCOPE COVER COMPATIBLE WITH VERATHON OR EQUIVALENT SINGLE USE SIZE 0
15960 | 4227250047200 | PRESSURE BAG FOR RAPID INFUSION 1000ML POLE HANGER MANOMETER ATTACHED BAG 3 WAYS CONNECTION WITH INFLATOR FLUID BAG HOOK SINGLE USE
15961 | 4227250047300 | STETHOSCOPE SIZE SOFT EAR PODS FOR (ADULT)
15962 | 4227250047400 | STETHOSCOPE SIZE SOFT EAR PODS FOR (PEDIATRIC)
15963 | 4227250047600 | AIR PRESSURE BAG FOR INVASIVE MONITOR WITH MANOMETER REUSABLE 1000ML
15964 | 4227250047700 | DEVICE FIXATION FOR EPIDURAL CATHETER WITH PLASTIC SECURING CHANNEL FIT WITH EPIDURAL CATHETER 16/17G FOAM ADHESIVE PAD LATEX FREE STERILE
15965 | 4227250047800 | ARTERIAL BLOOD SAMPLING WITH DRY LITHIUM HEPARIN AND 3 ML WITH COVER LUER LOCK WITHOUT NEEDLE
15966 | 4227250047900 | ARTERIAL BLOOD SAMPLING WITH DRY LITHIUM HEPARIN AND 3 ML 23 G. NEEDLE WITH SAFETY NEEDLE CAP LENGTH 2.5 CM
15967 | 4227250048000 | SUCTION VALVE FOR BRONCHOSCOPES DISPOSABLE COMPATIBLE WITH KARL-STORZ SCOPE OR EQUIVALENT
15968 | 4227250048100 | NEEDLE EPIDURAL TUOHY SZ 20G X 80-90MM
15969 | 4227250048200 | NEEDLE EPIDURAL TUOHY SZ 20G X 120MM
15970 | 4227250048300 | LOSS OF RESISTANCE SYRINGE PLASTIC SENSITIVE SPECIAL FOR EPIDURAL 10 ML
15971 | 4227250048500 | BENDABLE ARM BOARD STABILIZES AND SECURES LINES AND I.V WITH TWO STRAPS FOR ADULT
15972 | 4227250048600 | BENDABLE ARM BORD STABILIZES AND SECURES LINES AND I.V WITH TWO STRAPS FOR PEDIATRIC
15973 | 4227250048700 | BENDABLE ARM BOARD STABILIZES AND SECURES LINES AND I.V WITH TWO STRAPS FOR NEONATE
15974 | 4227250048800 | INTUBATING PILLOW AND MAINTAINING HEAD POSITION DURING SUPINE AND LATERAL POSITION FOAM MATERIAL FOR ADULT SIZE 18-20 X 21-23 X 9-11CM DISPOSABLE
15975 | 4227250048900 | INTUBATING PILLOW AND MAINTAINING HEAD POSITION DURING SUPINE AND LATERAL POSITION FOAM MATERIAL FOR PEDIATRIC DISPOSABLE
15976 | 4227250049000 | HEAD REST FOAM MATERIAL SIZE 9 INCH DISPOSABLE
15977 | 4227250049100 | HEAD REST FOAM MATERIAL SIZE 7 INCH DISPOSABLE
15978 | 4227250049200 | FLOW SENSOR SHOULD BE COMPATIBLE WITH GE ANESTHESIA MACHINE OR EQUIVALENT
15979 | 4227250049300 | FLOW SENSOR SHOULD BE COMPATIBLE WITH DRAEGER ANESTHESIA MACHINE OR EQUIVALENT
15980 | 4227250049400 | FLOW SENSOR SHOULD BE COMPATIBLE WITH MINDRAY ANESTHESIA MACHINE OR EQUIVALENT
15981 | 4227250049500 | LABEL FOR ANESTHESIA MEDICATION SYRINGES TO PREVENT MEDICATION ERRORS "ASA" STANDARDS COLOR CODED DIAMETER 15 MM X 40MM INCLUDING MEDICATION GENERIC NAME DOSAGE WATER PROOF PLANK LABELS ALLOWS HAND WRITING ROLL STICKY SHOULD BE PROVIDE DISPENSER FREE OF CHARGE EACH 300 ROLL
15982 | 4227250049600 | BLOOD PRESSURE ADULT CUFF SIZE XXL DOUBLE TUBE DISPOSABLE
15983 | 4227250049700 | BLOOD PRESSURE ADULT CUFF SIZE XXL SINGLE TUBE DISPOSABLE
15984 | 4227250049800 | BLOOD PRESSURE ADULT CUFF SIZE XL SINGLE TUBE DISPOSABLE
15985 | 4227250049900 | BLOOD PRESSURE ADULT CUFF SIZE XL DOUBLE TUBE DISPOSABLE
15986 | 4227250050000 | BLOOD PRESSURE ADULT CUFF SIZE L+ DOUBLE TUBE DISPOSABLE
15987 | 4227250050100 | BLOOD PRESSURE ADULT CUFF SIZE L SINGLE TUBE DISPOSABLE
15988 | 4227250050200 | BLOOD PRESSURE ADULT CUFF SIZE M++ DOUBLE TUBE DISPOSABLE
15989 | 4227250050300 | BLOOD PRESSURE ADULT CUFF SIZE M++ SINGLE TUBE DISPOSABLE
15990 | 4227250050400 | BLOOD PRESSURE ADULT CUFF SIZE M+ DOUBLE TUBE DISPOSABLE
15991 | 4227250050500 | BLOOD PRESSURE ADULT CUFF SIZE M+ SINGLE TUBE DISPOSABLE
15992 | 4227250050600 | BLOOD PRESSURE ADULT CUFF SIZE M SINGLE TUBE DISPOSABLE
15993 | 4227250050700 | BLOOD PRESSURE ADULT CUFF SIZE S DOUBLE TUBE DISPOSABLE
15994 | 4227250050800 | BLOOD PRESSURE ADULT CUFF SIZE S SINGLE TUBE DISPOSABLE
15995 | 4227250050900 | BLOOD PRESSURE ADULT CUFF SIZE XS SINGLE TUBE DISPOSABLE
15996 | 4227250051000 | BLOOD PRESSURE ADULT CUFF SIZE XS DOUBLE TUBE DISPOSABLE
15997 | 4227250051100 | BLOOD PRESSURE ADULT CUFF SIZE XXS SINGLE TUBE DISPOSABLE
15998 | 4227250051200 | BLOOD PRESSURE ADULT CUFF SIZE XXS DOUBLE TUBE DISPOSABLE
15999 | 4227250051300 | BLOOD PRESSURE CONNECTOR PLASTIC MALE/FEMALE ENDS
16000 | 4227250051400 | BLOOD PRESSURE CONNECTOR METAL MALE/FEMALE ENDS
16001 | 4227250051500 | CATHETER PULMONARY ARTERY SWAN GANZ BALLOON TIPPED FLOATING 7 FR FOUR LUMEN THERMO DILUTION CARDIAC OUTPUT THERMISTOR 110 CMLONG DISTAL HOLE CAN ACCEPT 0.035 WIRE INTRODUCER SHEATH SET DISPOSABLE STERILE LATEX FREE
16002 | 4227250051600 | WATER TRAP FOR ANESTHESIA MACHINE COMPATIBLE WITH MINDRAY MACHINE OR EQUIVALENT
16003 | 4227250051900 | SPO2 SENSOR CABLE PEDIATRIC MRI COMPATIBLE 6 M LONG SHOULD BE COMPATIBLE WITH DRAGER MACHINE OR EQUIVALENT
16004 | 4227250052000 | NEEDLE BIOPSY CHIBA 20G X 15 - 20CM OUTER DIAMETER 0.73MM GUIDEWIRE 0.018IN DISPOSABLE STERILE
16005 | 4227250052100 | DEVICE NASAL INTRANASAL MUCOSAL ATOMIZATION TO DELIVER PARTICLES SIZE 30-100 MICRON WITHOUT SYRINGE LATEX FREE DISPOSABLE
16006 | 4227250052300 | INFUSION PUMP YELLOW CASSETTE DISPOSABLE 100ML MEDICATION CASSETTE RESERVOIR (MCR) WITH FLOW STOP FREE FLOW PROTECTION COMPATIBLE WITH CADD SYSTEM OR EQUIVALENT
16007 | 4227250052500 | FACE PILLOW FOR PRONE POSITIONING RIGHT OR BOTH SIDE HOLE FOR TUBE DIAMETER APPROXIMATELY 16 X 20CM FACE CUSHION USES SOFT POLYURETHANE FOAM TO PROTECT THE PATIENT’S FACE DURING PRONE SURGERY SHOULD BE PRESSURIZED FOR EASY STORGE DISPOSABLE
16008 | 4227250052600 | STYLET ADULT FOR VIDEO INTUBATION BLADE PRE-SHAPED COMPATIBLE WHIT C-MAC SYSTEM OR EQUIVALENT
16009 | 4227250052700 | WATER TRAP COMPATIBLE WITH ANESTHESIA MACHINE GE MINI D-FEND MODULES OR EQUIVALENT
16010 | 4227250052800 | SPO2 MRI SENSOR ADHESIVE PEDIATRIC DISPOSABLE COMPATIBLE WITH PHILIPS MONITOR OR EQUIVALENT
16011 | 4227250052900 | SPO2 MRI SENSOR ADHESIVE INFANT DISPOSABLE COMPATIBLE WITH PHILIPS MONITOR OR EQUIVALENT
16012 | 4227250053000 | SPO2 MRI SENSOR ADHESIVE ADULT DISPOSABLE COMPATIBLE WITH PHILIPS MONITOR OR EQUIVALENT
16013 | 4227250053100 | CANNULA SAFETY IV WITH PUSH BUTTON NEEDLE SHIELDING WITH FLEXIBLE WINGS MADE OF POLYURETHANE MATERIAL WITH BLOOD CONTROL AND NOTCH NEEDLE 22G X 25MM
16014 | 4227250053200 | CANNULA SAFETY IV WITH PUSH BUTTON NEEDLE SHIELDING WITH FLEXIBLE WINGS MADE OF POLYURETHANE MATERIAL WITH BLOOD CONTROL AND NOTCH NEEDLE 18G X 30MM
16015 | 4227250053300 | CANNULA SAFETY IV WITH PUSH BUTTON NEEDLE SHIELDING WITH FLEXIBLE WINGS MADE OF POLYURETHANE MATERIAL WITH BLOOD CONTROL AND NOTCH NEEDLE 16G X 30MM
16016 | 4227250053400 | CANNULA SAFETY IV WITH PUSH BUTTON NEEDLE SHIELDING WITH FLEXIBLE WINGS MADE OF POLYURETHANE MATERIAL WITH BLOOD CONTROL AND NOTCH NEEDLE 14G X 45MM
16017 | 4227250053500 | CANNULA SAFETY IV WITH PUSH BUTTON NEEDLE SHIELDING WITH FLEXIBLE WINGS MADE OF POLYURETHANE MATERIAL WITH BLOOD CONTROL AND NOTCH NEEDLE 14G X 30MM
16018 | 4227250053600 | CANNULA SAFETY IV WITH PUSH BUTTON NEEDLE SHIELDING WITHOUT WINGS MADE OF POLYURETHANE MATERIAL WITH BLOOD CONTROL AND NOTCH NEEDLE 18G X 30MM
16019 | 4227250053700 | CANNULA SAFETY IV WITH PUSH BUTTON NEEDLE SHIELDING WITHOUT WINGS MADE OF POLYURETHANE MATERIAL WITH BLOOD CONTROL AND NOTCH NEEDLE 18G X 45MM
16020 | 4227250053800 | CANNULA SAFETY IV WITH PUSH BUTTON NEEDLE SHIELDING WITHOUT WINGS MADE OF POLYURETHANE MATERIAL WITH BLOOD CONTROL AND NOTCH NEEDLE 16G X 45MM
16021 | 4227250053900 | CANNULA SAFETY IV WITH PUSH BUTTON NEEDLE SHIELDING WITHOUT WINGS MADE OF POLYURETHANE MATERIAL WITH BLOOD CONTROL AND NOTCH NEEDLE 14G X 30MM
16022 | 4227250054000 | CANNULA SAFETY IV PASSIVE SAFETY MECHANISM WITH FLEXIBLE WINGS WITH INJECTION PORT NOTCHED NEEDLE 22G X 25MM
16023 | 4227250054200 | CANNULA SAFETY IV PASSIVE SAFETY MECHANISM WITH FLEXIBLE WINGS WITH INJECTION PORT NOTCHED NEEDLE 20G X 32MM
16024 | 4227250054300 | CANNULA SAFETY IV PASSIVE SAFETY MECHANISM WITH FLEXIBLE WINGS WITH INJECTION PORT NOTCHED NEEDLE 18G X 32MM
16025 | 4227250054400 | CANNULA SAFETY IV PASSIVE SAFETY MECHANISM WITH FLEXIBLE WINGS WITH INJECTION PORT NOTCHED NEEDLE 18G X 45MM
16026 | 4227250054500 | CANNULA SAFETY IV PASSIVE SAFETY MECHANISM WITH FLEXIBLE WINGS WITH INJECTION PORT NOTCHED NEEDLE 16G X 45MM
16027 | 4227250054600 | CANNULA SAFETY IV PASSIVE SAFETY MECHANISM WITH FLEXIBLE WINGS WITH INJECTION PORT NOTCHED NEEDLE 14G X 45MM
16028 | 4227250054700 | SPINAL ANESTHESIA KIT 25G SPROTTE PENCIL INCLUDED: 1 ML SYRINGE LUER SLIP 5 ML SYRINGE LUER LOCK 3 ML SYRINGE LUER LOCK INJECTION CANNULA 25G X 25 MM INJECTION CANNULA 23 G X 30 MM FILTER CANNULA 18 G X 50 MM 5 GAUZE 4"X4" 2 GAUZE 2"X2" FENESTRATED TRANSPARENT DRAPE NOT LESS THAN 90 X 75 CM WITH ADHESIVE STRIP HOLE CIRCLE 10 CM OUTER 90 X 90 CM WITH TRAY 208X145X35MM
16029 | 4227250054800 | DRAPE TRANSPARENT ADHESIVE FENESTRATED STERILE 80 X 130CM HOLE OVAL SHAPE 5 X 7.5CM
16030 | 4227250054900 | APPLICATOR 10.5 ML TINT CONTAIN 2% CHLORHEXIDINE GLUCONATE + 70% V/V ISOPROPYL ALCOHOL STERILE SOLUTION ANGULATED 45 DEGREE INDIVIDUALLY PACKED STERILE.
16031 | 4227250055100 | SET IV EXTENSION WITH TWO INJECTION PORT LENGTH 80-90CM
16032 | 4227250055200 | CANNULA INTRAVENOUS WITH WINGS SPECIAL PEDIATRIC/NEONATE FOR PUNCTURE SMALL AND FRAGILE VESSELS MATERIAL PTFE WITHOUT INJECTION PORT WITH REMOVABLE WINGS HOLDER TO FACILITATE INTERNATIONAL COLOR CODED DISPOSABLE STERILE SIZE: 24 G X LENGTH 18-23MM
16033 | 4227250055300 | CANNULA INTRAVENOUS WITH WINGS SPECIAL PEDIATRIC/NEONATE FOR PUNCTURE SMALL AND FRAGILE VESSELS MATERIAL PTFE WITHOUT INJECTION PORT WITH REMOVABLE WINGS HOLDER TO FACILITATE INTERNATIONAL COLOR CODED DISPOSABLE STERILE SIZE: 26 G X LENGTH 18-23MM
16034 | 4227250055400 | TRACHEOSTOMY DOUBLE LUMEN TUBE SIZE 35 LENGTH 60 MM LEFT SIDE TO HIGH VOLUME LOW PRESSURE CUFF X-RAY LINE STYLET ADJUSTABLE FLANGE MARKED PILOT BALLOON CONNECTORS SET WITH AND WITHOUT CLAMP CONTROL VALVES SUCTION CATH LATEX FREE STERILE
16035 | 4227250055500 | TRACHEOSTOMY DOUBLE LUMEN TUBE SIZE 35 LENGTH 70 MM LEFT SIDE TO HIGH VOLUME LOW PRESSURE CUFF X-RAY LINE STYLET ADJUSTABLE FLANGE MARKED PILOT BALLOON CONNECTORS SET WITH AND WITHOUT CLAMP CONTROL VALVES SUCTION CATH LATEX FREE STERILE
16036 | 4227250055600 | TRACHEOSTOMY DOUBLE LUMEN TUBE SIZE 35 LENGTH 80 MM LEFT SIDE TO HIGH VOLUME LOW PRESSURE CUFF X-RAY LINE STYLET ADJUSTABLE FLANGE MARKED PILOT BALLOON CONNECTORS SET WITH AND WITHOUT CLAMP CONTROL VALVES SUCTION CATH LATEX FREE STERILE
16037 | 4227250055700 | TRACHEOSTOMY DOUBLE LUMEN TUBE SIZE 37 LENGTH 70 MM LEFT SIDE TO HIGH VOLUME LOW PRESSURE CUFF X-RAY LINE STYLET ADJUSTABLE FLANGE MARKED PILOT BALLOON CONNECTORS SET WITH AND WITHOUT CLAMP CONTROL VALVES SUCTION CATH LATEX FREE STERILE
16038 | 4227250055800 | TRACHEOSTOMY DOUBLE LUMEN TUBE SIZE 37 LENGTH 80 MM LEFT SIDE TO HIGH VOLUME LOW PRESSURE CUFF X-RAY LINE STYLET ADJUSTABLE FLANGE MARKED PILOT BALLOON CONNECTORS SET WITH AND WITHOUT CLAMP CONTROL VALVES SUCTION CATH LATEX FREE STERILE
16039 | 4227250055900 | TRACHEOSTOMY DOUBLE LUMEN TUBE SIZE 37 LENGTH 90 MM LEFT SIDE TO HIGH VOLUME LOW PRESSURE CUFF X-RAY LINE STYLET ADJUSTABLE FLANGE MARKED PILOT BALLOON CONNECTORS SET WITH AND WITHOUT CLAMP CONTROL VALVES SUCTION CATH LATEX FREE STERILE
16040 | 4227250056000 | TRACHEOSTOMY DOUBLE LUMEN TUBE SIZE 39 LENGTH 70 MM LEFT SIDE TO HIGH VOLUME LOW PRESSURE CUFF X-RAY LINE STYLET ADJUSTABLE FLANGE MARKED PILOT BALLOON CONNECTORS SET WITH AND WITHOUT CLAMP CONTROL VALVES SUCTION CATH LATEX FREE STERILE
16041 | 4227250056100 | TRACHEOSTOMY DOUBLE LUMEN TUBE SIZE 39 LENGTH 80 MM LEFT SIDE TO HIGH VOLUME LOW PRESSURE CUFF X-RAY LINE STYLET ADJUSTABLE FLANGE MARKED PILOT BALLOON CONNECTORS SET WITH AND WITHOUT CLAMP CONTROL VALVES SUCTION CATH LATEX FREE STERILE
16042 | 4227250056200 | TRACHEOSTOMY DOUBLE LUMEN TUBE SIZE 39 LENGTH 90 MM LEFT SIDE TO HIGH VOLUME LOW PRESSURE CUFF X-RAY LINE STYLET ADJUSTABLE FLANGE MARKED PILOT BALLOON CONNECTORS SET WITH AND WITHOUT CLAMP CONTROL VALVES SUCTION CATH LATEX FREE STERILE
16043 | 4227250056300 | TRACHEOSTOMY DOUBLE LUMEN TUBE SIZE 35 LENGTH 80 MM RIGHT SIDE TO HIGH VOLUME LOW PRESSURE CUFF X-RAY LINE STYLET ADJUSTABLE FLANGE MARKED PILOT BALLOON CONNECTORS SET WITH AND WITHOUT CLAMP CONTROL VALVES SUCTION CATH LATEX FREE STERILE
16044 | 4227250056400 | TRACHEOSTOMY DOUBLE LUMEN TUBE SIZE 37 LENGTH 90 MM RIGHT SIDE TO HIGH VOLUME LOW PRESSURE CUFF X-RAY LINE STYLET ADJUSTABLE FLANGE MARKED PILOT BALLOON CONNECTORS SET WITH AND WITHOUT CLAMP CONTROL VALVES SUCTION CATH LATEX FREE STERILE
16045 | 4227250056500 | TRACHEOSTOMY DOUBLE LUMEN TUBE SIZE 39 LENGTH 90 MM RIGHT SIDE TO HIGH VOLUME LOW PRESSURE CUFF X-RAY LINE STYLET ADJUSTABLE FLANGE MARKED PILOT BALLOON CONNECTORS SET WITH AND WITHOUT CLAMP CONTROL VALVES SUCTION CATH LATEX FREE STERILE
16046 | 4227250056600 | CARBON DIOXIDE AIRWAY ADAPTER CO2 SAMPLE LINE PORT ADHESIVE DISPOSABLE
16047 | 4227250056700 | BITE BLOCK SOFT AND ROUND TO SECURE AIRWAY TUBE SIZE LARGE LENGTH 3”- 4”
16048 | 4227250056800 | BITE BLOCK SOFT AND ROUND TO SECURE AIRWAY TUBE SIZE MEDIUM LENGTH 2.5”- 3”
16049 | 4227250056900 | BITE BLOCK SOFT AND ROUND TO SECURE AIRWAY TUBE SIZE SMALL LENGTH 2”- 2.5”
16050 | 4227250057000 | INTUBATING LARYNGEAL MASK AIRWAY COLOR CODED INFLATABLE CUFF WITH ABILITY REMOVAL CONNECTOR WITH EPIGLOTTIS ELEVATOR BIG ADULT FIT WITH E.T.T 5-5.5MM WEIGHT 17 - 30 KG LATEX FREE DISPOSABLE
16051 | 4227250057100 | INTUBATING LARYNGEAL MASK AIRWAY COLOR CODED INFLATABLE CUFF WITH ABILITY REMOVAL CONNECTOR WITH EPIGLOTTIS ELEVATOR BIG ADULT FIT WITH E.T.T 4.5-5MM WEIGHT 7 - 17 KG LATEX FREE DISPOSABLE
16052 | 4227250057200 | INTUBATING LARYNGEAL MASK AIRWAY COLOR CODED INFLATABLE CUFF WITH ABILITY REMOVAL CONNECTOR WITH EPIGLOTTIS ELEVATOR BIG ADULT FIT WITH E.T.T 3.5-4.5MM WEIGHT LESS THAN 8 KG LATEX FREE DISPOSABLE
16053 | 4227250057600 | COMPLETE KIT CONTAINS A SPECIAL FEMORAL ARTERIAL LINE WITH A SPECIAL THERMISTOR AT THE TIP SINGLE PRESSURE TRANSDUCER AND SPECIAL SENSOR 5 FR 84 INCH 213 CM LENGTH MEASURES THROUGH TRANSPULMONARY THERMODILUTION TO MEASURE EVLW GEF GEDI PVPI AND ON PULSE COUNTURE ANALYSIS TO MEASURE CO CI SV SVV SVI MAP SVR SVRI ABP. COMPATIBLE WITH EDWARDS EV1000 DEVICE OR EQUIVALENT
16054 | 4227250057700 | SACRO-ILIAC JOINT ABLATION GUIDEBLOCK DISPOSABLE
16055 | 4227250057800 | SACRO-ILIAC JOINT ABLATION PROBE WITH THREE INDEPENDENT ACTIVE AREAS DISPOSABLE
16056 | 4227250058000 | BLANKET AIR WARMER PEDIATRIC UPPER FULL BODY LENGTH 150-155CM WIDTH 90-95CM WELL VENTED COMPATIBLE WITH BEAR HUGGER MACHINE
16057 | 4227250058100 | NERVE BLOCK NEEDLE ULTRASOUND COMPATIBLE RADIOPAQUE SHORT BEVEL FACET TIP TWO PORT ONE FOR INJECTION AND ONE FOR NERVE STIMULATOR CALIBRATED SHAFT 1 CM SIZE: 19G X 150MM
16058 | 4227250058200 | NERVE BLOCK NEEDLE ULTRASOUND COMPATIBLE RADIOPAQUE SHORT BEVEL FACET TIP TWO PORT ONE FOR INJECTION AND ONE FOR NERVE STIMULATOR CALIBRATED SHAFT 1 CM SIZE: 19G X 120MM
16059 | 4227250058300 | CO2 SAMPLING LINE SINGLE USE LENGTH 6.0 M
16060 | 4227250058400 | LEADS ECG DUAL PIN GRABBER SET OF 3 REUSABLE 1.0M COMPATIBLE WITH PHILLIPS MONITOR OR EQUIVALENT
16061 | 4227250058500 | LEADS ECG DUAL PIN GRABBER SET OF 3 REUSABLE 1.0M COMPATIBLE WITH MINDRAY MACHINE OR EQUIVALENT
16062 | 4227250058600 | LEADS ECG DUAL PIN GRABBER SET OF 3 REUSABLE 1.0M COMPATIBLE WITH SPACELABS MONITOR OR EQUIVALENT
16063 | 4227250059100 | COOLED RADIO FREQUENCY KIT INCLUDED: PROBE MULTIPLE NEEDLES 17 GAUGE 100MM 4MM ACTIVE TIP
16064 | 4227250059200 | COOLED RADIO FREQUENCY KIT INCLUDED: PROBE NEEDLE 17 GAUGE 150MM 4MM ACTIVE TIP
16065 | 4227250059300 | COOLED RADIO FREQUENCY KIT INCLUDED: PROBE NEEDLE 17 GAUGE 100MM 4MM ACTIVE TIP
16066 | 4227250059400 | COOLED RADIO FREQUENCY KIT INCLUDED: PROBE NEEDLE 17 GAUGE 75MM 4MM ACTIVE TIP
16067 | 4227250059500 | COOLED RADIO FREQUENCY KIT INCLUDED: PROBE NEEDLE 17 GAUGE 50MM 4MM ACTIVE TIP
16068 | 4227250059600 | COOLED RADIO FREQUENCY KIT INCLUDED: PROBE NEEDLE 17 GAUGE 50MM 2MM ACTIVE TIP
16069 | 4227250059700 | GROUNDING PADS FOR RADIO FREQUENCY COOLED DEVICE
16070 | 4227250059800 | PULSED AND RADIO FREQUENCY ABLATION CURVED NEEDLES 18 GAUGE LENGTH 10 CM 10MM TIP
16071 | 4227250059900 | PULSED AND RADIO FREQUENCY ABLATION CURVED NEEDLES 20 GAUGE LENGTH 15 CM 15MM TIP
16072 | 4227250060000 | PULSED AND RADIO FREQUENCY ABLATION CURVED NEEDLES 22 GAUGE LENGTH 10 CM 10MM TIP SILICONIZED
16073 | 4227250060100 | PULSED AND RADIO FREQUENCY ABLATION CURVED NEEDLES 22 GAUGE LENGTH 10 CM 10MM TIP
16074 | 4227250060200 | PULSED AND RADIO FREQUENCY ABLATION CURVED NEEDLES 22 GAUGE LENGTH 10 CM 2 OR 5MM TIP
16075 | 4227250060300 | PULSED AND RADIO FREQUENCY ABLATION CURVED NEEDLES 22 GAUGE LENGTH 5 CM 4MM TIP
16076 | 4227250060400 | PULSED AND RADIO FREQUENCY ABLATION CURVED NEEDLES 22 GAUGE LENGTH 5 CM 10MM TIP
16077 | 4227250060500 | PULSED AND RADIO FREQUENCY ABLATION STRAIGHT SHARP CANNULA18 GAUGE LENGTH 10 CM 10MM TIP
16078 | 4227250060600 | PULSED AND RADIO FREQUENCY ABLATION STRAIGHT SHARP CANNULA18 GAUGE LENGTH 10 CM 5MM TIP
16079 | 4227250060700 | PULSED AND RADIO FREQUENCY ABLATION STRAIGHT SHARP CANNULA20 GAUGE LENGTH 15 CM 20MM TIP
16080 | 4227250060800 | PULSED AND RADIO FREQUENCY ABLATION STRAIGHT SHARP CANNULA20 GAUGE LENGTH 15 CM 15MM TIP
16081 | 4227250060900 | PULSED AND RADIO FREQUENCY ABLATION STRAIGHT SHARP CANNULA20 GAUGE LENGTH 15 CM 10MM TIP
16082 | 4227250061000 | PULSED AND RADIO FREQUENCY ABLATION STRAIGHT SHARP CANNULA20 GAUGE LENGTH 15 CM 5MM TIP
16083 | 4227250061100 | PULSED AND RADIO FREQUENCY ABLATION STRAIGHT SHARP CANNULA20 GAUGE LENGTH 10 CM 5MM TIP
16084 | 4227250061200 | PULSED AND RADIO FREQUENCY ABLATION STRAIGHT SHARP CANNULA22 GAUGE LENGTH 5 CM 2MM TIP
16085 | 4227250061300 | PULSED AND RADIO FREQUENCY ABLATION STRAIGHT SHARP CANNULA22 GAUGE LENGTH 5 CM 4MM TIP
16086 | 4227250061400 | PULSED AND RADIO FREQUENCY ABLATION STRAIGHT SHARP CANNULA21 OR 22 GAUGE LENGTH 5 CM 10MM TIP
16087 | 4227250061500 | PULSED AND RADIO FREQUENCY ABLATION GROUNDING PAD LATEX FREE DISPOSABLE
16088 | 4227250061600 | PULSED AND RADIO FREQUENCY ABLATION STRAIGHT SHARP CANNULA22 GAUGE LENGTH 10 CM 2MM TIP
16089 | 4227250061700 | PULSED AND RADIO FREQUENCY ABLATION STRAIGHT SHARP CANNULA22 GAUGE LENGTH 10 CM 5MM TIP
16090 | 4227250061800 | PULSED AND RADIO FREQUENCY ABLATION STRAIGHT SHARP CANNULA22 GAUGE LENGTH 10 CM 10MM TIP
16091 | 4227250061900 | PULSED AND RADIO FREQUENCY ABLATION STRAIGHT SHARP CANNULA21 GAUGE LENGTH 5 CM 5 MM TIP SPECIALIZED NEEDLE WITH ENHANCEMENT FOR ULTRASOUND VISUALIZATION.
16092 | 4227250062000 | PULSED AND RADIO FREQUENCY ABLATION STRAIGHT SHARP CANNULA21 GAUGE LENGTH 5 CM 10 MM TIP SPECIALIZED NEEDLE WITH ENHANCEMENT FOR ULTRASOUND VISUALIZATION.
16093 | 4227250062100 | PULSED AND RADIO FREQUENCY ABLATION STRAIGHT SHARP CANNULA20 GAUGE LENGTH 10 CM 5 MM TIP SPECIALIZED NEEDLE WITH ENHANCEMENT FOR ULTRASOUND VISUALIZATION.
16094 | 4227250062200 | PULSED AND RADIO FREQUENCY ABLATION STRAIGHT SHARP CANNULA20 GAUGE LENGTH 10 CM 10 MM TIP SPECIALIZED NEEDLE WITH ENHANCEMENT FOR ULTRASOUND VISUALIZATION.
16095 | 4227250062300 | PULSED AND RADIO FREQUENCY ABLATION STRAIGHT SHARP CANNULA20 GAUGE LENGTH 15 CM 10 MM TIP SPECIALIZED NEEDLE WITH ENHANCEMENT FOR ULTRASOUND VISUALIZATION.
16096 | 4227250062400 | PULSED AND RADIO FREQUENCY ABLATION SHARP CANNULA18 GAUGE LENGTH 10 CM 10MM TIP EXPANDABLE ACTIVE TIP
16097 | 4227250062500 | PULSED AND RADIO FREQUENCY ABLATION ELECTRODE LENGTH 10 CM 22 GAUGE DISPOSABLE
16098 | 4227250062600 | PULSED AND RADIO FREQUENCY ABLATION ELECTRODE LENGTH 5 CM 22 GAUGE DISPOSABLE
16099 | 4227250062700 | PULSED AND RADIO FREQUENCY ABLATION ELECTRODE LENGTH 10 CM 20 GAUGE DISPOSABLE
16100 | 4227250062800 | PULSED AND RADIO FREQUENCY ABLATION ELECTRODE LENGTH 15 CM 20 GAUGE DISPOSABLE
16101 | 4227250062900 | PULSED AND RADIO FREQUENCY ABLATION ELECTRODE LENGTH 5 CM 20 GAUGE DISPOSABLE
16102 | 4227250063000 | PULSED AND RADIO FREQUENCY ABLATION ELECTRODE LENGTH 5 CM 21 GAUGE DISPOSABLE
16103 | 4227250063100 | PULSED AND RADIO FREQUENCY ABLATION ELECTRODE LENGTH 10 CM 18 GAUGE DISPOSABLE
16104 | 4227250063200 | PULSED AND RADIO FREQUENCY ABLATION ELECTRODE LENGTH 15 CM 18 GAUGE DISPOSABLE
16105 | 4227250063800 | SPINAL CORD STIMULATOR GENERATOR NON-RECHARGEABLE IMPLANTABLE STERILE WITH ABILITY TO DELIVER MORE THAN 2 STIMULATION MODES INCLUDING ( TONIC BURST AND HIGH FREQUENCY )
16106 | 4227250063900 | PERCUTANEOUS LEAD STERILE 8 CONTACTS
16107 | 4227250064000 | EXTENSION 8 CONTACT LEAD 30CM STERILE
16108 | 4227250064100 | LEAD ANCHOR SOFT-LOCK FOR FIXING THE 8 CONTACT LEAD WITH LENGTH 2CM STERILE
16109 | 4227250064200 | ADAPTER 8 CONTACT LEAD 10CM STERILE
16110 | 4227250064300 | META TUNNELLING TOOL FOR TUNNELLING THE 8 CONTACT LEAD WITH LENGTH 10 INCH STERILE
16111 | 4227250064400 | NON IMPLANTABLE HEADER ACCESSORY FOR TESTING PURPOSE
16112 | 4227250064500 | CLINICIAN PROGRAMMER IPAD MINI MOBILE DIGITAL DEVICE FOR PROGRAMMING PURPOSE
16113 | 4227250064600 | PATIENT CONTROLLER IPOD TOUCH MOBILE DIGITAL DEVICE
16114 | 4227250064700 | NON IMPLANTABLE EXTERNAL PULSE GENERATOR FOR TESTING AMPLITUDE FROM 0 TO 25.5MA
16115 | 4227250064800 | MULTI LEAD TRIAL CABLE
16116 | 4227250064900 | SPINAL CORD STIMULATOR GENERATOR RECHARGEABLE IMPLANTABLE STERILE WITH ABILITY TO DELIVERED MORE THAN 2 STIMULATION MODES INCLUDING ( TONIC BURST AND HIGH FREQUENCY )
16117 | 4227250065000 | IMPLANTABLE PULSE GENERATOR KIT COMPATIBLE MRI 16 CONTACTS STERILE
16118 | 4227250065100 | FREE LINK REMOTE CONTROL KIT
16119 | 4227250065200 | CABLE AND EXTENSION 2X8
16120 | 4227250065300 | LINEAR ST LEAD KIT 50CM
16121 | 4227250065400 | CLIK X ANCHOR STERILE KIT
16122 | 4227250065500 | PATIENT TRIAL KIT
16123 | 4227250065600 | LINEAR ST TRIAL LEAD KIT 50CM
16124 | 4227250065700 | LEAD EXTENSION KIT 55CM
16125 | 4227250065800 | TOOL TUNNELING ONE STRAW 28CM
16126 | 4227250065900 | EXTERNAL PULSE TRANSMITTER KIT RECHARGEABLE LITHIUM BATTERY RF COMMUNICATION METHOD MONOPOLAR STIMULATION MODALITY HANDHELD RECHARGEABLE PATIENT PROGRAMMER WITH 8 PROGRAMING MODES -FOR CHRONIC NEUROPATHIC PAIN MANAGEMENT PELVIC DISORDERS WITH PULSE FREQUENCY RANGE OF 1-200 HZ AND PULSE WIDTH OF 70-500 USEC AND AMPLITUDE CURRENT OF 0-6 MA SAFE UNDER MRI 1.5 3 TESLA FULL BODY
16127 | 4227250066000 | PERIPHERAL NERVE STIMULATION IMPLANTABLE LEAD PERIPHERAL NERVE STIMULATION FOR CHRONIC NEUROPATHIC ACUTE PAIN OF PERIPHERAL NERVE ORIGIN PELVIC DISORDERS LEAD OF 15CM OF LENGTH AND 1.2 DIAMETER WITH THREE STIMULATION ELECTRODES CONSTITUTE MATERIAL OF (PLATINUM IRIDIUM SILICONE RUBBER)
16128 | 4227250200600 | CO2 ABSORBER SODA LIME FROM WHITE TO VIOLET 5 LITER
16129 | 4227251800000 | CANISTER MULTI ABSORBER DISPOSABLE COMPATIBLE WITH ADU MACHINE OR EQUIVALENT
16130 | 4227251800100 | CANISTER MULTI ABSORBER DISPOSABLE COMPATIBLE WITH AISYS MACHINE OR EQUIVALENT
16131 | 4227251800400 | HEAT MOISTURE EXCHANGER HEPA BACTERIAL/VIRAL HYDROPHOBIC W/CO2 PORT ADULT STERILE DISPOSABLE 22F/15M - 22F/15M.
16132 | 4227251800800 | FILTER BACTERIAL/VIRAL HIGH FILTRATION EFFICIENCY 99.999% MECHANICAL MACHINE SIDE 22MM (ID) 15MM (OD) PATIENT SIDE 15MM (ID) 22MM (OD) STRAIGHT WITH CO2 PORT ADULT DISPOSABLE.
16133 | 4227251800900 | FILTER BACTERIAL/VIRAL HIGH FILTRATION EFFICIENCY 99.999% MECHANICAL MACHINE SIDE 22MM (ID) 15MM (OD) PATIENT SIDE 15MM (ID) 22MM (OD) STRAIGHT WITH CO2 PORT PEDIATRIC DISPOSABLE.
16134 | 4228150004800 | PRINTING PAPER ROLL THERMAL SIZE 120 MM COMPATIBLE WITH SECTORS MACHINE
16135 | 4228150004900 | PRINTING PAPER ROLL THERMAL SIZE 70 MM COMPATIBLE WITH SECTORS MACHINE
16136 | 4228150005000 | PRINTING PAPER ROLL THERMAL SIZE 80 MM COMPATIBLE WITH SECTORS MACHINE
16137 | 4228150300200 | DISINFECTANT FILTER FOR AUTOMATED ENDOSCOPE REPROCESSING
16138 | 4228150300300 | FILTER PAPER FOR STERILIZATION RIGID CONTAINER DISPOSABLE ROUND PAPER CENTRAL HOLE THE PAPER HAS PRINTED EXPOSURE INDICATORS TYPE 1 UNIVERSAL.
16139 | 4228150300900 | FILTER DRAIN BASIN 12 FILTERS / BOX
16140 | 4228150301000 | FILTER FOR AIR 8 FILTERS / BOX
16141 | 4228150301200 | FILTER FOR WATER 0.1 MICRON ABSOLUTE BACTERIA RETENTIVE ONE EACH
16142 | 4228150301300 | FILTER FOR WATER 0.4 MICRON ONE EACH
16143 | 4228150301400 | FILTER FOR WATER 1 MICRON ONE EACH
16144 | 4228150301500 | FILTER REPLACEMENT ACTIVE VAPOR MANAGEMENT CHARCOAL ONE EACH
16145 | 4228150900100 | TRAY INSTRUMENT COMPRESSED CARDBOARD 18 X 12 CM (+/- 2 CM) DISPOSABLE
16146 | 4228150902600 | IMPLANT TRAY WITH NECESSARY STERILIZATION CASE (TRAY BOX AND LID) FOR PEDIATRIC THORACO LUMBO SACRAL FIXATION PEDICLE SCREW S SPINAL
16147 | 4228150902700 | INSTRUMENTATION SET COMPLETE AND IMPLANT TRAY WITH NECESSARY STERILIZATION CASE (TRAY BOX AND LID) FOR POSTERIOR THORACOLUMBARSACRAL FIXATION RODS AND HOOKS SPINAL
16148 | 4228150902800 | IMPLANT TRAY WITH NECESSARY STERILIZATION CASE (TRAY BOX AND LID) FOR POSTERIOR THORACOLUMBARSACRAL FIXATION RODS AND SCREW S SPINAL
16149 | 4228150903500 | SET COMPLETE INSTRUMENTATION TITANIUM BASIC SMALL FRAGMENT FIXATION WITH NECESSARY CASES
16150 | 4228150903900 | IMPLANT TRAY WITH NECESSARY STERILIZATION CASE (TRAY BOX AND LID) FOR PEDIATRIC THORACO LUMBO SACRAL FIXATION HOOKS SPINAL
16151 | 4228150904800 | INSTRUMENTATION STERILIZATION CASE (TRAY BOX AND LID) FOR GENERAL SPINE SURGERY SPINAL
16152 | 4228150905500 | POUCH STERILIZATION SELF SEALING WITH BLUE TINTED TRANSPARENT FILM FOR EASY DETECTION OF ANY TEARS CAUSED BY THE INSTRUMENTS/EXTERNAL AND INTERNAL INDICATOR/MULTIPLE SEAL FOR MAXIMUM PROTECTION MEDICAL GRADE PAPER SIZE: 3.5INCHX4.0INCH PACKAGING: 1000 POUCH PER BOX
16153 | 4228150906100 | CONTAINER PLASTIC CONTAINER FOR STERILIZATION AND STORAGE PERFORATED WITH TRANSPARENT LID WITH SILICONE MAT EXTERNAL DIMENSIONS: 515 X 237 X 65 MM CONSISTING OF: LOWER TRAY LID SILICONE MAT REUSABLE
16154 | 4228150906200 | PLASTIC CONTAINER FOR STERILIZATION ESPECIALLY SUITED FOR HYDROGEN PEROXIDE PERFORATED WITH LID EXTERNAL DIMENSIONS (W X D X H): 446 X 90 X 45 MM FOR USE WITH TWO RIGID ENDOSCOPES UP TO MAX. 32 CM WORKING LENGTH (OR EQUIVALENT) REUSABLE
16155 | 4228150906700 | TRANSPORTATION BOX FOR DELIVERING DIRTY INSTRUMENT PROPYLENE PLASTIC MATERIAL FREE LID LOCKABLE ATTACHED TO BOTH SIDES AND WELL SECURED COLOR RED WASHABLE UP TO 95 DEGREE DURABLE SIZE 325MMX256MMX100H
16156 | 4228150906800 | TRANSPORTATION BOX FOR DELIVERING DIRTY INSTRUMENT PROPYLENE PLASTIC MATERIAL FREE LID LOCKABLE ATTACHED TO BOTH SIDES AND WELL SECURED COLOR RED WASHABLE UP TO 95 DEGREE DURABLE SIZE 325MMX256MMX200H
16157 | 4228150907000 | TRANSPORTATION BOX FOR DELIVERING DIRTY INSTRUMENT PROPYLENE PLASTIC MATERIAL FREE LID LOCKABLE ATTACHED TO BOTH SIDES AND WELL SECURED COLOR RED WASHABLE UP TO 95 DEGREE DURABLE EXTERNAL SIZE 32 CMX 53 CM X 10 CM
16158 | 4228150907300 | TRANSPORTATION BOX FOR DELIVERING DIRTY INSTRUMENT PROPYLENE PLASTIC MATERIAL FREE LID LOCKABLE ATTACHED TO BOTH SIDES AND WELL SECURED COLOR RED WASHABLE UP TO 95 DEGREE DURABLE SIZE325MMX530MMX200H
16159 | 4228150909200 | TRANSPORTATION BOX FOR DELIVERING STERILE INSTRUMENT PROPYLENE PLASTIC MATERIAL FREE LID LOCKABLE ATTACHED TO BOTH SIDES AND WELL SECURED COLOR BLUE WASHABLE UP TO 95 DEGREE DURABLE EXTERNAL SIZE 32 CMX26 CMX 20 CM
16160 | 4228150909300 | TRANSPORTATION BOX FOR DELIVERING STERILE INSTRUMENT PROPYLENE PLASTIC MATERIAL FREE LID LOCKABLE ATTACHED TO BOTH SIDES AND WELL SECURED COLOR BLUE WASHABLE UP TO 95 DEGREE DURABLE SIZE 325MMX256MMX100H
16161 | 4228150909400 | TRANSPORTATION BOX FOR DELIVERING STERILE INSTRUMENT PROPYLENE PLASTIC MATERIAL FREE LID LOCKABLE ATTACHED TO BOTH SIDES AND WELL SECURED COLOR BLUE WASHABLE UP TO 95 DEGREE DURABLE SIZE 325MMX530MMX100H
16162 | 4228150909500 | TRANSPORTATION BOX FOR DELIVERING STERILE INSTRUMENT PROPYLENE PLASTIC MATERIAL FREE LID LOCKABLE ATTACHED TO BOTH SIDES AND WELL SECURED COLOR BLUE WASHABLE UP TO 95 DEGREE DURABLE SIZE 325MMX530MMX200H
16163 | 4228150909900 | TRAY METAL FOR STERILIZATION AND STORAGE OF EAR INSTRUMENTS
16164 | 4228150913900 | LABEL UP TO 13 LETTERS RED - LINKED WITH 4228150913900
16165 | 4228150914000 | WIRE TRAY FOR CLEANING STERILIZATION AND STORAGE OF INSTRUMENTS STACKABLE INCLUDING HOLE PLATE WALLS AND FOLDAWAY HANDLES EXTERNAL DIMENSIONS (W X D X H): 480 X 250 X 66 MM SPINAL
16166 | 4228150914100 | TRAY WITH LID FOR STERILIZING TELESCOPES WITH SILICONE PAD
16167 | 4228150914200 | BASKET STAINLESS STEEL FOR CSSD WASHERS FINE MESH MAXIMUM OPENING 4 MM ROUND EDGES SIZE 17CM WIDTH 25CM LENGTH 7CM HEIGHT
16168 | 4228150914300 | BASKET STAINLESS STEEL FOR CSSD WASHERS FINE MESH MAXIMUM OPENING 4 MM ROUND EDGES SIZE 25CM WIDTH 34CM LENGTH 7CM HEIGHT
16169 | 4228150914400 | BASKET STAINLESS STEEL FOR CSSD WASHERS FINE MESH MAXIMUM OPENING 4 MM ROUND EDGES SIZE 34CM WIDTH 45CM LENGTH 7CM HEIGHT
16170 | 4228150914500 | SOAKING TRAY POLYPROPYLENE WITH LID DISINFECTING DURABLE AUTOCLAVABLE 59.4 X 38.1 X 14.1 CM
16171 | 4228150914600 | SOAKING TRAY POLYPROPYLENE WITH LID DISINFECTING DURABLE AUTOCLAVABLE 74 X 22 X 13.2 CM
16172 | 4228150914700 | TYVEK POUCH H2O2 STERILIZATION PRE-CUT HEAT SEAL 70 GSM PUNCTURE RESISTANT PLASTIC TRANSPARENT FILM PROCESS INDICATOR TYPE 1 PRINTED AT DISTANCE EVERY 15 CM SIZE: L 260MM X W 100 MM
16173 | 4228150914800 | TYVEK POUCH H2O2 STERILIZATION PRE-CUT HEAT SEAL 70 GSM PUNCTURE RESISTANT PLASTIC TRANSPARENT FILM PROCESS INDICATOR TYPE 1 PRINTED AT DISTANCE EVERY 15 CM SIZE: L 650 MM X W 200 MM
16174 | 4228150916500 | LABEL UP TO 13 LETTERS RED - LINKED WITH 4228150913900
16175 | 4228151300300 | TRAY FOR CSSD WASHERS STAINLESS STEEL PERFORATED BOTTOM WITH SOLID STAINLESS STEEL SIDES 410 X 10 X 3 INCH INNER USABLE WORKSPACE REUSABLE
16176 | 4228151300400 | TRAY FOR CSSD WASHERS STAINLESS STEEL PERFORATED BOTTOM WITH SOLID STAINLESS STEEL SIDES X420 X 10 X 3 INCH INNER USABLE WORKSPACE REUSABLE
16177 | 4228151300500 | TRAY FOR CSSD WASHERS STAINLESS STEEL PERFORATED BOTTOM WITH SOLID STAINLESS STEEL SIDES 410 X 10 X 1.5 INCH INNER USABLE WORK SPACE REUSABLE
16178 | 4228151300600 | TRAY FOR CSSD WASHERS STAINLESS STEEL PERFORATED BOTTOM WITH SOLID STAINLESS STEEL SIDES 420 X 10 X 1.5 INCH INNER USABLE WORK SPACE REUSABLE
16179 | 4228151300800 | TRAY STAINLESS STEEL FINISH SHINY PERFORATED BOTTOM SIZE 240 X 165 X 35 MM REUSABLE
16180 | 4228151300900 | TRAY STAINLESS STEEL FINISH SHINY PERFORATED BOTTOM SIZE 310 X 250 X 40 MM REUSABLE
16181 | 4228151301000 | TRAY SYSTEM CIDEX WITH LID DISINFECTING DURABLE AUTOCLAVABLE 10 X 4 X 5 INCH
16182 | 4228152100000 | MEDICAL GOWN FOR INSTRUMENTS / SCOPS DECONTAMINATION NON-STERILE REINFORCED OUTER LAYER LIQUID PENETRATION RESISTANT IN CRITICAL AREAS CHEST AND SLEEVES WITH CUFF COVERS ALL THE BODY AND BACK FABRIC NON-WOVEN MATERIAL SMS OR SMMS MINIMUM WEIGHT 45GSM LENGTH FROM MIDDLE OF NECKLINE TO BOTTOM: 130 – 140 CM NON-STERILE COMPLY WITH TEAR RESISTANCE ASTM D5587- ASTM D1424 FLUID RESISTANT MEET THE INTERNATIONAL SPECIFICATIONS AAMI LEVEL 4 OF PROTECTION AND PERMEABILITY TO LIQUIDS DISPOSABLE INDIVIDUALLY WRAPPED DEEP BLUE COLOR SIZE XX-LARGE
16183 | 4228152100100 | HEAVY DUTY GLOVES MEDICAL GRADE NITRILE OR NATURAL RUBBER LATEX POWDER FREE FINGER THICKNESS 15 MIL PALM THICKNESS 13 MIL LONG CUFFS 30-35CM FROM THE INDEX FINGER PUNCTURE RESISTANT CHEMO RESISTANT SINGLE USE NON-STERILE X-LARGE.
16184 | 4228152100200 | HEAVY DUTY GLOVES MEDICAL GRADE NITRILE OR NATURAL RUBBER LATEX POWDER FREE FINGER THICKNESS 15 MM PALM THICKNESS 13 MM LONG CUFFS 29 CM FROM THE INDEX FINGER COMPLIANT TO PUNCTURE RESISTANCE TEST ASTM F1342-91 AMBIDEXTROUS DISPOSABLE SINGLE USE NON-STERILE SIZE: XX-LARGE.
16185 | 4228152100300 | HEALTHCARE WORKER MEDICAL BOOT ANTI-SLIPPERY WATERPROOF WASHABLE AND DISINFECTANTS MADE OF POLYURETHANE OR LIGHT RUBBER OR LIGHT PVC COMFORTABLE PUNCTURE RESISTANT WASHABLE LENGTH OF NECK MINIMUM 30 CM UNIVERSAL SIZES.
16186 | 4228152100400 | STERILE DRY WIPE LINT FREE HIGH EXTREME ABSORBENT POLYESTER/CELLULOSE WIPE SIZE: 40X40CM 50 WIPE / PACK
16187 | 4228152100500 | ENDOSCOPY IDENTIFICATION TAG INDICATOR ADHERED OR REMOVABLE CARD 8.5 X 2.5 INCH SELF-LOOPING LABEL
16188 | 4228152100600 | CHANNEL CLEANING BRUSH DOUBLE ENDED HIGH QUALITY WHITE MEDICAL GRADE SOFT NYLON BRISTLE TIP ATTACHED TO PLASTIC WIRE RUBBER PADDED TIP FOR HARD-TO-TURN CORNERS LATEX-FREE DISPOSABLE NON-STERILE. FOR WORKING CHANNEL DIAMETER 2.2MM - LENGTH 230 - 250 CM
16189 | 4228152100700 | CHANNEL CLEANING BRUSH DOUBLE ENDED OR SINGLE ENDED HIGH QUALITY WHITE MEDICAL GRADE SOFT NYLON BRISTLE TIP ATTACHED TO PLASTIC WIRE RUBBER PADDED TIP FOR HARD-TO-TURN CORNERS LATEX-FREE DISPOSABLE NON-STERILE. FOR WORKING CHANNEL DIAMETER 2.8MM - LENGTH 230 - 250 CM
16190 | 4228152100800 | CHANNEL CLEANING BRUSH DOUBLE ENDED OR SINGLE ENDED HIGH QUALITY WHITE MEDICAL GRADE SOFT NYLON BRISTLE TIP ATTACHED TO PLASTIC WIRE RUBBER PADDED TIP FOR HARD-TO-TURN CORNERS LATEX-FREE DISPOSABLE NON-STERILE. FOR WORKING CHANNEL DIAMETER 3.7MM - LENGTH 230 - 250 CM
16191 | 4228152100900 | CHANNEL CLEANING BRUSH DOUBLE ENDED OR SINGLE ENDED HIGH QUALITY WHITE MEDICAL GRADE SOFT NYLON BRISTLE TIP ATTACHED TO PLASTIC WIRE RUBBER PADDED TIP FOR HARD-TO-TURN CORNERS LATEX-FREE DISPOSABLE NON-STERILE. FOR WORKING CHANNEL DIAMETER 4.2 MM - LENGTH 230 - 250 CM
16192 | 4228152101000 | CHANNEL CLEANING BRUSH DOUBLE ENDED OR SINGLE ENDED HIGH QUALITY WHITE MEDICAL GRADE SOFT NYLON BRISTLE TIP ATTACHED TO PLASTIC WIRE RUBBER PADDED TIP FOR HARD-TO-TURN CORNERS LATEX-FREE DISPOSABLE NON-STERILE. FOR WORKING CHANNEL DIAMETER FROM 2.0 MM TO 3.2 MM LENGTH 230 - 250 CM
16193 | 4228152101100 | CHANNEL CLEANING BRUSH DOUBLE ENDED OR SINGLE ENDED HIGH QUALITY WHITE MEDICAL GRADE SOFT NYLON BRISTLE TIP ATTACHED TO PLASTIC WIRE RUBBER PADDED TIP FOR HARD-TO-TURN CORNERS LATEX-FREE DISPOSABLE NON-STERILE. FOR WORKING CHANNEL DIAMETER FROM 2.0 MM TO 4.2 MM LENGTH 230 - 250 CM
16194 | 4228152101200 | DRY SPONGES TO REMOVE GROSS CONTAMINANTS FROM THE SCOPES FOR MANUAL CLEANING PROCESS LINT AND LATEX FREE DISPOSABLE
16195 | 4228152101300 | TRANSPORTATION BAG FOR ENDOSCOPES USE FOR BOTH TRANSPORTATION DIRTY ENDOSCOPES AND DISINFECTED ENDOSCOPES WITH CLEAN/CONTAMINATED MARKINGS TO EASILY IDENTIFY IF CLEAN OR DIRTY SEALING HEAD DISPOSABLE AND SINGLE USE SIZE: LARGE
16196 | 4228152101400 | WRAPPING SHEET NON-WOVEN SPUNBOND MELTBLOWN SPUNBOND (SMS) THICKNESS 80 GSM COMPATIBLE WITH THE STEAM STERILIZATION AND HYDROGEN PEROXIDE STERILIZATION SYSTEMS NON-LEACHING AND ODORLESS MICROBIAL BARRIER TEAR RESISTANCE AIR PERMEABILITY AND BURST STRENGTH WRAPPING SHEETS GREEN OR BLUE SIZE 120 CM X 120 CM
16197 | 4228152101500 | POUCH STEAM STERILIZATION PRE-CUT FLAT SELF-SEAL MEDICAL GRADE PAPER NOT LESS THAN 60 GSM (WHITE) THICK PLASTIC TRANSPARENT FILM PUNCTURE RESISTANT INDICATOR TYPE 1 PRINTED AT DISTANCE EVERY 15 CM SEAL EDGE 9 MM SIZE: L 225 MM X W 165 MM PRICE FOR EACH POUCH.
16198 | 4228152101600 | STEAM POUCH STERILIZATION ROLL FLAT NOT LESS THAN 60 GSM PUNCTURE RESISTANT PLASTIC TRANSPARENT FILM PROCESS INDICATOR TYPE 1 PRINTED AT DISTANCE EVERY 15 CM SIZE: 150 MM X 100 M.
16199 | 4228152101700 | POUCH STEAM STERILIZATION PRE-CUT FLAT HEAT SEAL MEDICAL GRADE PAPER NOT LESS THAN 60 GSM (WHITE) THICK PLASTIC TRANSPARENT FILM PUNCTURE RESISTANT INDICATOR TYPE 1 PRINTED AT DISTANCE EVERY 15 CM SEAL EDGE 9 MM SIZE: L 200 MM X W 100 MM
16200 | 4228152101800 | BOX FOR TRANSPORTATION PLASTIC WITH LID THAT ATTACHES SECURELY TO THE BOTTOM DURABLE AUTOCLAVABLE SIZE 30CMWX30CMLX20H
16201 | 4228152101900 | BOX FOR TRANSPORTATION PLASTIC WITH LID THAT ATTACHES SECURELY TO THE BOTTOM DURABLE AUTOCLAVABLE SIZE 50CMWX50CMLX30H
16202 | 4228152102000 | BOX FOR TRANSPORTATION PLASTIC WITH LID THAT ATTACHES SECURELY TO THE BOTTOM DURABLE AUTOCLAVABLE SIZE 70CMWX70CMLX40H
16203 | 4228152102100 | PROTECTORS/GUARD REGULAR TIP CLEAR VENTED PLASTIC ALL ASSORTED SIZES LATEX FREE AUTOCLAVABLE TRANSPARENT
16204 | 4228152102200 | RUST REMOVER WITH PHOSPHORIC ACID PHOSPHATE-FREE FORMULA THAT RESTORES AND MAINTAINS THE PROTECTIVE PASSIVE LAYER INTEGRITY OF STAINLESS-STEEL SURFACES RESISTANT TO CORROSION PITTING STAINS LIMESCALE EFFECTIVE IN HARD WATER SCALE EASY TO RINSE LEAVING RESIDUE-FREE SURFACE IT CAN BE USED FOR MANUAL AND AUTOMATED PROCESS SDS MUST BE PROVIDED 3–5 L
16205 | 4228152102300 | NEUTRALIZER DETERGENT ACIDIC FORMULA FOR RUST AND SCALE REMOVAL PHOSPHATE FREE FORMULA THAT RESTORES AND MAINTAINS THE PROTECTIVE PASSIVE LAYER INTEGRITY OF STAINLESS-STEEL SURFACES RESISTANT TO CORROSION AND PITTING REMOVING STAINS RUST HARD WATER SCALE DEPOSITS EASY TO RINSE LEAVING RESIDUE-FREE SURFACE FOR AUTOMATED PROCESS. SDS MUST BE PROVIDED NEUTRALIZER DETERGENT MUST COMPLY WITH THE ENZYMATIC AND ALKALINE SOLUTION SAME PROVIDER 18 -25 L
16206 | 4228152102400 | ENZYMATIC DETERGENT NOT LESS THAN 3 ENZYMES (AMYLASE PROTEASE LIPASE) EFFECTIVE ON HARD TO CLEAN SOILS DISSOLVES COMPLETELY IN HARD OR SOFT WATER EASY TO RINSE LOW FOAMING SUITABLE FOR AUTOMATIC AND MANUAL CLEANING 2-5 ML DOSE FORMULA NEUTRAL PH CORROSION INHIBITOR BIODEGRADABLE MUST BE COMPATIBLE WITH WASHER DISINFECTOR CART WASHER ULTRASONIC MACHINES 18 - 20 L PAIL.
16207 | 4228152102500 | REGULAR BRUSH CLEANING INSTRUMENTS LARGE SINGLE-ENDED HIGH QUALITY WHITE MEDICAL GRADE SOFT NYLON BRISTLES DISPOSABLE NON-STERILE BRISTLE DIAMETER: LENGTH- 6CM ; WIDTH- 3CM OVERALL LENGTH: 17-18 CM.
16208 | 4228152102600 | BRUSH CLEANING CANNULATED INSTRUMENT SINGLE ENDED HIGH QUALITY WHITE MEDICAL GRADE SOFT NYLON BRISTLES STAINLESS STEEL HANDLE DISPOSABLE NON-STERILE BRISTLE DIAMETER WIDE: 5 MM OVERALL LENGTH NOT LESS THAN 30 CM.
16209 | 4228152102700 | BRUSH CLEANING CANNULATED SINGLE ENDED HIGH QUALITY WHITE MEDICAL GRADE SOFT NYLON BRISTLES STAINLESS STEEL HANDLE DISPOSABLE NON-STERILE BRISTLE DIAMETER WIDE: 10 -15 MM OVERALL LENGTH NOT LESS THAN 30 CM.
16210 | 4228152102800 | BRUSH CLEANING CANNULATED INSTRUMENT SINGLE ENDED HIGH QUALITY WHITE MEDICAL GRADE SOFT NYLON BRISTLES STAINLESS STEEL HANDLE DISPOSABLE NON-STERILE BRISTLE DIAMETER WIDE: 15 -20 MM OVERALL LENGTH NOT LESS THAN 30 CM
16211 | 4228152102900 | HEALTHCARE WORKER FOOT PROTECTOR ANTI-SLIPPERY WATER PROOF PUNCTURE RESISTANT ANTISTATIC COVERING THE FEET AND TOES WITH REINFORCEMENT HEEL LATERAL VENTILATION PORTS COMFORTABLE ERGONOMIC DESIGN TO RELIEVE TENSION IN FEET AND LOWER BACK LIGHT WEIGHT (NOT MORE THAN 90G PER PIECE) EASY TO CLEAN AND DISINFECT (COMPATIBLE WITH WASHER DISINFECTOR HOT CYCLES AND CAN BE WIPED WITH CHLORINE BASED DISINFECTANT) COLOR CODED FOR THREE DIFFERENT WORKING AREAS COMPLIES WITH EN ISO 20347 SIZE 35 PAIR
16212 | 4228152103000 | HEALTHCARE WORKER FOOT PROTECTOR ANTI-SLIPPERY WATER PROOF PUNCTURE RESISTANT ANTISTATIC COVERING THE FEET AND TOES WITH REINFORCEMENT HEEL LATERAL VENTILATION PORTS COMFORTABLE ERGONOMIC DESIGN TO RELIEVE TENSION IN FEET AND LOWER BACK LIGHT WEIGHT (NOT MORE THAN 90G PER PIECE) EASY TO CLEAN AND DISINFECT (COMPATIBLE WITH WASHER DISINFECTOR HOT CYCLES AND CAN BE WIPED WITH CHLORINE BASED DISINFECTANT) COLOR CODED FOR THREE DIFFERENT WORKING AREAS COMPLIES WITH EN ISO 20347 SIZE 36 PAIR
16213 | 4228152103100 | SHOES ANTI-SLIPPERY WATERPROOF PUNCTURE RESISTANT ANTISTATIC COVERING THE FEET AND TOES WITH REINFORCEMENT HEEL LATERAL VENTILATION PORTS COMFORTABLE ERGONOMIC DESIGN TO RELIEVE TENSION IN FEET AND LOWER BACK LIGHT WEIGHT (NOT MORE THAN 80G PER PIECE) EASY TO CLEAN AND DISINFECT SIZE 35/36 RED
16214 | 4228152103200 | SHOES ANTI-SLIPPERY WATERPROOF PUNCTURE RESISTANT ANTISTATIC COVERING THE FEET AND TOES WITH REINFORCEMENT HEEL LATERAL VENTILATION PORTS COMFORTABLE ERGONOMIC DESIGN TO RELIEVE TENSION IN FEET AND LOWER BACK LIGHT WEIGHT (NOT MORE THAN 80G PER PIECE) EASY TO CLEAN AND DISINFECT SIZE 37/38 RED
16215 | 4228152103300 | SHOES ANTI-SLIPPERY WATERPROOF PUNCTURE RESISTANT ANTISTATIC COVERING THE FEET AND TOES WITH REINFORCEMENT HEEL LATERAL VENTILATION PORTS COMFORTABLE ERGONOMIC DESIGN TO RELIEVE TENSION IN FEET AND LOWER BACK LIGHT WEIGHT (NOT MORE THAN 80G PER PIECE) EASY TO CLEAN AND DISINFECT SIZE 39/40 RED
16216 | 4228152103400 | SHOES ANTI-SLIPPERY WATERPROOF PUNCTURE RESISTANT ANTISTATIC COVERING THE FEET AND TOES WITH REINFORCEMENT HEEL LATERAL VENTILATION PORTS COMFORTABLE ERGONOMIC DESIGN TO RELIEVE TENSION IN FEET AND LOWER BACK LIGHT WEIGHT (NOT MORE THAN 80G PER PIECE) EASY TO CLEAN AND DISINFECT SIZE 41/42 RED
16217 | 4228152103500 | SHOES ANTI-SLIPPERY WATERPROOF PUNCTURE RESISTANT ANTISTATIC COVERING THE FEET AND TOES WITH REINFORCEMENT HEEL LATERAL VENTILATION PORTS COMFORTABLE ERGONOMIC DESIGN TO RELIEVE TENSION IN FEET AND LOWER BACK LIGHT WEIGHT (NOT MORE THAN 80G PER PIECE) EASY TO CLEAN AND DISINFECT SIZE 43/44 RED
16218 | 4228152103600 | SHOES ANTI-SLIPPERY WATERPROOF PUNCTURE RESISTANT ANTISTATIC COVERING THE FEET AND TOES WITH REINFORCEMENT HEEL LATERAL VENTILATION PORTS COMFORTABLE ERGONOMIC DESIGN TO RELIEVE TENSION IN FEET AND LOWER BACK LIGHT WEIGHT (NOT MORE THAN 80G PER PIECE) EASY TO CLEAN AND DISINFECT SIZE 45/46 RED
16219 | 4228152103700 | POUCH STEAM STERILIZATION PRE-CUT FLAT HEAT SEAL MEDICAL GRADE PAPER NOT LESS THAN 60 GSM (WHITE) THICK PLASTIC TRANSPARENT FILM PUNCTURE RESISTANT INDICATOR TYPE 1 PRINTED AT DISTANCE EVERY 15 CM SEAL EDGE 9 MM SIZE: L 350 MM X W 100 MM PRICE FOR EACH POUCH.
16220 | 4228152103800 | POUCH STEAM STERILIZATION PRE-CUT FLAT HEAT SEAL MEDICAL GRADE PAPER NOT LESS THAN 60 GSM (WHITE) THICK PLASTIC TRANSPARENT FILM PUNCTURE RESISTANT INDICATOR TYPE 1 PRINTED AT DISTANCE EVERY 15 CM SEAL EDGE 9 MM SIZE: L 300 MM X W 150 MM PRICE FOR EACH POUCH.
16221 | 4228152103900 | POUCH STEAM STERILIZATION PRE-CUT GUSSET HEAT SEAL MEDICAL GRADE PAPER NOT LESS THAN 60 GSM (WHITE) THICK PLASTIC TRANSPARENT FILM PUNCTURE RESISTANT INDICATOR TYPE 1 PRINTED AT DISTANCE EVERY 15 CM SEAL EDGE 9 MM SIZE: L 400 MM X W 200 MM X H 50 MM PRICE FOR EACH POUCH.
16222 | 4228152104000 | POUCH STEAM STERILIZATION PRE-CUT FLAT HEAT SEAL MEDICAL GRADE PAPER NOT LESS THAN 60 GSM (WHITE) THICK PLASTIC TRANSPARENT FILM PUNCTURE RESISTANT INDICATOR TYPE 1 PRINTED AT DISTANCE EVERY 15 CM SEAL EDGE 9 MM SIZE: L 500 MM X W 250 MM PRICE FOR EACH POUCH.
16223 | 4228152104100 | POUCH STERILIZATION 7.5X30CM DUAL STEAM/ETO LAMINATED FILM DAMP RESISTANT PAPER BX/1200
16224 | 4228152104200 | WRAP STERILIZATION 48X48 INCH POLYPROPYLENE DRAPABLE LIQUID/LINT/BACTERIA HEAVY-DUTY BOX/50
16225 | 4228152104300 | FILTER PAPER 7.5 INCH ROUND NON-WOVEN FOR INSTRUMENT STERILIZATION TRAY DISPOSABLE BOX/500
16226 | 4228152104400 | BRUSH FOR CLEANING BREAST PUMP PART
16227 | 4228152104500 | CABLE FOR CONNECTING TEST BOX TO DISPLAY UNIT
16228 | 4228152104600 | DOUBLE BALLOON PULL THRU
16229 | 4228152104700 | FILTER- AIR-0.2 MICRON RATED MEDICAL GRADE
16230 | 4228152104800 | FLOWMETER GAS AIR W/DIAMOND CONNECTOR COMPATIBLE WITH HOSPITAL MACHINE
16231 | 4228152104900 | WATER LEAKAGE TESTER (TO BE CONNECTED TO SCOPE AND AIR PUMP TO CHECK SCOPE LEAKAGE) REUSABLE
16232 | 4228152105000 | HANDHELD MANUAL LEAK TESTER- OLYMPUS
16233 | 4228152105100 | HANDHELD MANUAL LEAK TESTER- PENTAX
16234 | 4228152105200 | STRINGER OPENING HINGE STAINLESS STEEL FOR JOINTED INSTRUMENTS 100X60MM
16235 | 4228152105300 | STRINGER BALL CLOSURE FOR JOINTED INSTRUMENTS 150MMX60MM
16236 | 4228152105400 | STRINGER OPENING HINGE STAINLESS STEEL FOR JOINTED INSTRUMENTS 200X60MM
16237 | 4228152105500 | STRINGER OPENING HINGE STAINLESS STEEL FOR JOINTED INSTRUMENTS 250X60MM
16238 | 4228152105600 | PAPER- IMPACT PRINTER- LARGE WITH SPINDLE DSD/SSD MEDIVATOR RANGE
16239 | 4228152105700 | PAPER- PRINTER IMPACT PRINTER- SMALL WITH SPINDLE DSD/SSD MEDIVATOR RANGE
16240 | 4228152105800 | PAPER PRINTER ROLL FOR GETINGE 86 AND GETINGE 46 SERIES THERMAL 57MMX25M
16241 | 4228152105900 | PLUG-ATTACHES TO A VENTING CONNECTOR FORWARD WATER JET CONNECTOR AND SUCTION PORT ON THE ELECTRICAL CONNECTOR OF THE FLEXIBLE ENDOSCOPE
16242 | 4228152106000 | TYVEK POUCH H2O2 STERILIZATION PRE-CUT FLAT HEAT SEAL70 GSM PUNCTURE RESISTANT PLASTIC TRANSPARENT FILM PROCESS INDICATOR TYPE 1 PRINTED AT DISTANCE EVERY 15 CM SIZE: L 480 MM X W 250 MM
16243 | 4228152106100 | POUCH PEEL PRE-CUT TYVEK OR EQUIVALENT LOW TEMPERATURE STERILIZATION SIZE (4X10.25 INCH) 10X26CM
16244 | 4228152106200 | POUCH PEEL PRE-CUT TYVEK OR EQUIVALENT LOW TEMPERATURE STERILIZATION SIZE (6X12.25 INCH) 15X31CM
16245 | 4228152106300 | POUCH ROLL TYVEK OR EQUIVALENT LOW TEMPERATURE STERILIZATION SIZE 8 IN X76 YDS/20CMX70M
16246 | 4228152106400 | STEAM POUCH STERILIZATION ROLL GUSSET MEDICAL GRADE NOT LESS THAN 60 GSM PUNCTURE RESISTANT PLASTIC TRANSPARENT FILM PROCESS INDICATOR TYPE 1 PRINTED AT DISTANCE EVERY 15 CM SIZE: 100 MM X 50 MM X 100 M.
16247 | 4228152106500 | STEAM POUCH STERILIZATION ROLL GUSSET MEDICAL GRADE NOT LESS THAN 60 GSM PUNCTURE RESISTANT PLASTIC TRANSPARENT FILM PROCESS INDICATOR TYPE 1 PRINTED AT DISTANCE EVERY 15 CM SIZE: 150 MM X 50 MM X 100 M.
16248 | 4228152106600 | STEAM POUCH STERILIZATION ROLL GUSSET MEDICAL GRADE NOT LESS THAN 60 GSM PUNCTURE RESISTANT PLASTIC TRANSPARENT FILM PROCESS INDICATOR TYPE 1 PRINTED AT DISTANCE EVERY 15 CM SIZE: 200 MM X 50 MM X 100 M.
16249 | 4228152106700 | STEAM POUCH STERILIZATION ROLL GUSSET MEDICAL GRADE NOT LESS THAN 60 GSM PUNCTURE RESISTANT PLASTIC TRANSPARENT FILM PROCESS INDICATOR TYPE 1 PRINTED AT DISTANCE EVERY 15 CM SIZE: 75 MM X 38 MM X 100 M.
16250 | 4228152106800 | SPRAY GUN STAINLESS STEEL FOR WATER AND AIR WITH 6 FULL ATTACHMENT AND WALL BRACKET
16251 | 4228152106900 | STERILIZATION DUAL STEAM/ETO LAMINATED FILM 100MMX200MTR ROLL DAMP RESISTANT
16252 | 4228152107000 | STERILIZATION DUAL STEAM/ETO LAMINATED FILM 150MMX100MTR ROLL DAMP RESISTANT
16253 | 4228152107100 | STERILIZATION DUAL STEAM/ETO LAMINATED FILM 75MMX200MTR ROLL DAMP RESISTANT
16254 | 4228152107200 | TUBING- CONNECTION FLUSHING FOR OLYMPUS SCOPES
16255 | 4228152107300 | TUBING- CONNECTION FLUSHING FOR PENTAX SCOPES
16256 | 4228152107400 | TUBING- CONNECTION FLUSHING FOR STORZ SCOPES
16257 | 4228152107500 | TUBING- CONNECTION FLUSHING FOR WOLF SCOPES
16258 | 4228152107600 | IRRIGATION TUBE TO BE CONNECTED TO IRRIGATION PUMP (WATER JET) SINGLE USE
16259 | 4228152107700 | TUBING- CONNECTION SUCTION FOR OLYMPUS SCOPES
16260 | 4228152107800 | TUBING- CONNECTION SUCTION FOR PENTAX SCOPES
16261 | 4228152107900 | TUBING- CONNECTION SUCTION FOR STORZ SCOPES
16262 | 4228152108000 | TUBING- CONNECTION SUCTION FOR WOLF SCOPES
16263 | 4228152108100 | TUBING- CONNECTION SUCTION FOR FUJINON SCOPES
16264 | 4228152108200 | WRAP STERILIZATION SURGICAL INSTRUMENT BONDED 2-TONE 24X24 INCH POLYPROPYLENE REGULAR WEIGHT
16265 | 4228152108300 | WRAP STERILIZATION SURGICAL INSTRUMENT BONDED 2-TONE 36X36 INCH POLYPROPYLENE MEDIUM WEIGHT CS/75
16266 | 4228152108400 | WRAPPING SHEET NON-WOVEN SPUNBOND MELTBLOWN SPUNBOND (SMS) TWO LAYERS BONDED SIMULTANEOUS EACH LAYER DIFFERENT COLOR EACH LAYER THICKNESS 80 GSM COMPATIBLE WITH THE STEAM STERILIZATION AND HYDROGEN PEROXIDE STERILIZATION SYSTEMS NON-LEACHING AND ODORLESS MICROBIAL BARRIER TEAR RESISTANCE AIR PERMEABILITY AND BURST STRENGTH WRAPPING SHEETS SIZE 122 CM X 122 CM
16267 | 4228152108500 | WRAPPER STERILIZATION WETLAID NON WOVEN PAPER 70GSM 100X100CM MEDICAL GRADE
16268 | 4228152108600 | WRAPPER STERILIZATION NON WOVEN PAPER 70GSM 137X137CM GREEN MEDICAL GRADE
16269 | 4228152108700 | WRAPPER STERILIZATION NONWOVEN PAPER 30X30CM 60GSM GREEN MEDICAL GRADE
16270 | 4228152108800 | WRAPPER STERILIZATION NONWOVEN PAPER 50X50CM 60GSM GREEN MEDICAL GRADE
16271 | 4228152108900 | WRAPPER STERILIZATION NONWOVEN PAPER 60X60CM 60GSM GREEN MEDICAL GRADE
16272 | 4228152109000 | WRAPPER STERILIZATION NONWOVEN SHEET 100CMX100CM 70GSM BLUE HEAVY DUTY MEDICAL GRADE SMS
16273 | 4228152109100 | WRAPPER STERILIZATION NONWOVEN SHEET 100CMX122CM 70GSM BLUE MEDICAL GRADE SMS
16274 | 4228152109200 | WRAPPER STERILIZATION NONWOVEN SHEET 120CMX120CM 70GSM BLUE HEAVY DUTY MEDICAL GRADE SMS
16275 | 4228152109300 | WRAPPER STERILIZATION NONWOVEN SHEET 136CMX150CM 70GSM BLUE MEDICAL GRADE SMS
16276 | 4228152109400 | WRAPPER STERILIZATION NONWOVEN SHEET 137CMX137CM 70GSM BLUE HEAVY DUTY MEDICAL GRADE SMS
16277 | 4228152109500 | WRAPPER STERILIZATION NONWOVEN SHEET 150CMX188CM 70GSM BLUE MEDICAL GRADE SMS
16278 | 4228152109600 | BAG TRANSPORTING CLEAN SURGICAL INSTRUMENT 16X12X11 INCH ABSORBENT LAYER MOIST SINGLE USE SELF-SEAL
16279 | 4228152109700 | BAG TRANSPORTING CLEAN SURGICAL INSTRUMENT 32X12X11 INCH ABSORBENT LAYER MOIST SINGLE USE SELF-SEAL
16280 | 4228152109800 | POUCH FOR PLASMA SIZE 200MMX200MM ROLL
16281 | 4228152109900 | POUCH FOR STEAM STERILIZATION SIZE 300MMX200MM ROLL
16282 | 4228152110000 | WRAP FOR STERILIZATION SIZE 45X45INCH SOFT NONWOVEN BLUE/GREEN 2 SHEET THICKNESS 80G/M FR MICROBIAL BARRIER
16283 | 4228152110100 | WRAPPING SHEET NON-WOVEN SPUNBOND MELTBLOWN SPUNBOND (SMS) THICKNESS 80 GSM COMPATIBLE WITH THE STEAM STERILIZATION AND HYDROGEN PEROXIDE STERILIZATION SYSTEMS NON-LEACHING AND ODORLESS MICROBIAL BARRIER TEAR RESISTANCE AIR PERMEABILITY AND BURST STRENGTH WRAPPING SHEETS GREEN OR BLUE SIZE 137CM X 137 CM
16284 | 4228152110200 | WRAP FOR STERILIZATION SIZE30X30INCH SOFT NONWOVEN BLUE/GREEN 2 SHEET THICKNESS 80G/M FR MICROBIAL BARRIER
16285 | 4228152110300 | WRAP FOR STERILIZATION SIZE36X36INCH SOFT NONWOVEN BLUE/GREEN 2 SHEET THICKNESS 80G/M FR MICROBIAL BARRIER
16286 | 4228152110400 | DETERGENT LIQUID ULTRASONIC/WASHER DECONTAMINATOR MACHINE GAL
16287 | 4228152600000 | INCUBATOR BIOLOGICAL INDICATOR FAST TEST READING DEVICE FOR STEAM STERILIZATION
16288 | 4228152700100 | CASSETTE HYDROGEN PEROXIDE STERILANT FOR STERRAD NX STERILIZER WITH AN EXTERNAL LEAK MONITOR FOR 5 CYCLES.
16289 | 4228152700300 | V-PRO MAX CARTRIDGE OR CUP 59% HYDROGEN PEROXIDE (15 CYCLES / CUP) .
16290 | 4228152700900 | CASSETTE HYDROGEN PEROXIDE STERILANT FOR STERRAD 100 S STERILIZER WITH AN EXTERNAL LEAK MONITOR FOR 5 CYCLES.
16291 | 4228152701000 | LABEL TAPE FOR CASSETTE - 24 MM LAMINATED BLACK LETTERS ON WHITE TAPE USED IN STERILIZATION
16292 | 4228152701200 | RIBBON FILM FOR BMM WESTON STERILIZER PRINTER
16293 | 4228152701400 | LABEL FOR LASER P-TOUCH COMPATIBLE WITH MESH TRAYMARKING BAR CODING 30X40MM
16294 | 4228152701500 | RIBBON FOR ZEBRA PRINTER MODEL 105 SL 83 MM X 450 M
16295 | 4228152701600 | RIBBON PRINTER BLKRED FOR STERRAD 100 S
16296 | 4228152701800 | RIBBON ZEBRA TLP 2844Z ZEBRA T402 ZEBRA GK420T 64 MM X 74
16297 | 4228152800900 | CHEMICAL INTEGRATOR CLASS 5 STRIP MOVING INK TECHNOLOGY
16298 | 4228152801500 | CHEMICAL INDICATOR EMULATING TYPE 6 FOR STEAM STERILIZATION USE FOR BOTH OF 121 AND 134 NON-TOXIC INK LEAD OR HEAVY METALS FREE NOT LESS THAN ONE YEAR COLOR CHANGE AFTER EXPOSURE ENDPOINT COLOR FOR PASS AND FAIL LAMINATED SIZE 6 - 7 CM (L) X 2 - 3 CM (W) STRIP
16299 | 4228152801700 | INDICATOR FOR TEMPERATURE INSIDE WASHER A TEMPERATURE INDICATING STRIPS FOR MONITORING TEMPERATURES DURING THE AUTOMATED WASH CYCLE (IRREVERSIBLE INDICATOR) COLOR CHANGE WHEN IT CONTACTS WITH WATER
16300 | 4228152801800 | CLEANING INDICATOR FOR VALIDATION AND MONITORING OF THE CLEANING EFFICACY PROCESSES IN WASHERS DISINFECTORS WITH SOIL TEST CORRELATES TO HUMAN BLOOD.
16301 | 4228152801900 | CLEANING INDICATOR MONITORING THE CLEANING EFFICIENCY OF THE WASHER DISINFECTOR TO DETECT ITS CHEMICAL AND MECHANICAL ACTIVITY PROBLEMS NO TOXIC LEAD OR HEAVY METALS FREE PLASTIC PLATE INDICATOR CONTAIN PRINTED DIE (BLOOD EQUIVALENT) STORAGE IN ROOM TEMP SUPPLIER PROVIDE 1 HOLDER FOR EVERY 200 STRIPS.
16302 | 4228152802000 | INDICATOR FOR WATER HARDNESS MONITORING FOR WATER HARDNESS RANGE (0 - 425) PPM COLOR OF INDICATOR IS DIRECTLY COMPARED TO COLOR BLOCKS ON BOTTLE LABEL.
16303 | 4228152802200 | LABEL INFORMATION CARD FOR RIGID STERILIZATION CONTAINER WITH TYPE 1 STEAM CHEMICAL INDICATOR CONTAIN ALL THE FIELDS RELEVANT FOR RECORDING INFORMATION UNERASABLE 35 MM X 80 MM
16304 | 4228152802700 | CLEANING INDICATOR MONITORING THE CLEANING EFFICIENCY OF THE ULTRASONIC SELF-CONTAINED VIAL VISUALLY CHECKED FOR COLOR CHANGE STORAGE IN ROOM TEMPERATURE.
16305 | 4228152900000 | CRYSTALS- DESICCANT MOISTURE ABSORBING AND DRYING
16306 | 4228153600000 | FILTER FOR STERILIZATION CONTAINER 215 X 95 MM REUSABLE. PACKAGE OF 2
16307 | 4228153600100 | FILTER POLYTETRAFLUOROETHYLENE ( PTFE ) FOR RIGID CONTAINER REUSABLE ROUND FREE LATEX
16308 | 4228153600200 | FILTER FOR RIGID CONTAINER REUSABLE ROUND FREE LATEX DIAMETER 190 MM
16309 | 4228160300000 | LIQUID CONCENTRATED FOR NON PROTEIN FIXING CLEANING AND DISINFECTION OF MEDICAL AND DENTAL INSTRUMENTS AND ENDOSCOPES LIQUID CONCENTRATE FREE OF ALDEHYDES PHENOLS AND QAC AND EXTREME HIGH CORROSION INHIBITOR SIZE 1 LITTER EFFICACY BACTERICIDAL (INCL. TBC) VIRUCIDAL ACTIVITY ACCORDING TO EN 16777 (HIV/HBV HCV) TO BE DELIVERED WITH ALL CERTIFICATES ACCORDING TO TECHNICAL CONDITIONS AND WITH EN STANDARDS FOR THE DISINFECTION OF INSTRUMENTS NOTE: MSDS SHOULD BE PROVIDED IN SOFT COPY
16310 | 4228160300100 | LIQUID CONCENTRATED FOR DISINFECTING SPITTOON BOWLS OF DENTAL UNIT ANTIFOAMING EFFICACY BACTERICIDAL YEASTICIDAL SIZE 5 L COMPATIBLE WITH DENTAL CHAIR MANUFACTURES FREE OF CHARGE DISPENSER MEASUREMENT TOOL EN STANDARD NOTE: MSDS SHOULD BE PROVIDED IN SOFT COPY
16311 | 4228160300200 | POWDER ENZYMATIC DETERGENT 3 ENZYME EFFECTIVE ON BLOOD RESIDUES OF TISSUE AND BIOFILM BROAD RANGE OF WATER QUALITY AND TYPE (DISSOLVES COMPLETELY IN HARD OR SOFT WATER) AND EASY TO RINSE LOW FOAMING AND SUITABLE FOR AUTOMATIC CLEANING EQUIPMENTS SUITABLE FOR PRE-SOAK AND MANUAL CLEANING APPLICATIONS AFTER ADEQUATE DILUTION BIODEGRADABLE EPA REGISTERED MUST BE COMPATIBLE WITH ALL MANUFACTURES ULTRASONIC WASHERS WASHER/DISINFECTORS AND OTHER AUTOMATIC MECHANICAL WASHER APPLICATIONS USED IN EACH SECTOR (THE BIDDER MUST PROVIDE LETTER TO CONFIRM COMPATIBILITY) CONFORMS TO RELEVANT WITH EN STANDARDS (SACHET) NOTE: MSDS SHOULD BE PROVIDED IN SOFT COPY
16312 | 4228160300300 | DISINFECTANT TD-5 GLUTARALDEHYDE USED FOR TD-100 DISINFECTOR FOR TEE ULTRA PROBES APPROXIMATELY 1 LITER NOTE: MSDS SHOULD BE PROVIDED IN SOFT COPY
16313 | 4228160300400 | DISINFECTANT TD-5 GLUTARALDEHYDE USED FOR TD-100 DISINFECTOR FOR TEE ULTRA PROBES APPROXIMATELY 500 ML NOTE: MSDS SHOULD BE PROVIDED IN SOFT COPY
16314 | 4228160300500 | DISINFECTANTS (DIS) ALCOHOL 70% SPRAY WITHOUT PHENOLS OR CHLORINE COMPATIBLE WITH MOST OF MATERIALS INCLUDING STAINLESS STEEL ALUMINUM CHROME PLASTICS ACRYLIC AND GLASS RINSING IS UNNECESSARY.NO COLOR NO ODOR NON IRRITANT NON DAMAGING TO SURFACES NON-TOXIC LEAVES NO HARMFUL RESIDUES SAFE IN ALL ENVIRONMENTS SPRAY BOTTLE OF 500ML NOTE: MSDS SHOULD BE PROVIDED IN SOFT COPY
16315 | 4228160300600 | KIT CONTAIN 1- NON PROTEIN FIXING INNER CLEANING PRIOR TO DISINFECTION/STERILIZATION 2- INNER DISINFECTION OF MEDICAL AND DENTAL HOLLOW PART INSTRUMENTS AS TURBINES HAND PIECES AND CONTRA-ANGLES AFTER THE NON PROTEIN FIXING PRE-CLEANING 3- REMOVING OF RESIDUES OF CLEANING AND DISINFECTION AGENTS AND MAINTENANCE PRODUCTS AND DRYING OF SPRAY CHANNELS AND INNER SURFACES INCLUDED WITH ALL MANUFACTURE ADAPTORS OF INTERNAL HANDPIECE AIR SCALER TIPS AND SPRAY WATER AND SPRAY AIR NOTE: MSDS SHOULD BE PROVIDED IN SOFT COPY
16316 | 4228160300700 | HIGH LEVEL DISINFECTANT STABILIZED HYDROGEN PEROXIDE 5% COLLOIDAL SILVER 0.003% 500 ML.
16317 | 4228160300800 | HIGH LEVEL DISINFECTANT TD-5 DISINFECTANT 2.65% GLUTARALDEHYDE BASED SINGLE USE COMPATIBLE WITH TD100 AUTOMATED TEE PROBE DISINFECTOR.
16318 | 4228160310000 | ORTHOPHTHALDEHYDE SOLUTIONS 0.55% FOR HIGH LEVEL DISINFECTION OF ENDOSCOPES COMPATIBLE WITH ALL FLEXIBLE ENDOSCOPY MANUFACTURES SUPPLIED WITH REQUIRED EFFICACY TESTING STRIPS 16 TEST STRIPS FOR 3.75 L OR 25 TEST STRIPS FOR 5 L. CONFORMS WITH CORRESPONDING ISO STAND ARD. MATERIAL SAFETY DATA SHEET (MSDS) ATTACHED NOTE: MSDS SHOULD BE PROVIDED IN SOFT COPY
16319 | 4228160310100 | ALCOHOL GEL ETHANOL 70-80% V/V + GLYCERIN 1% WITHW + VITAMIN E 0.02% 1000 ML BAG NON-STICKY NON-GREASY WALL MOUNTED DISPENSER FREE OF CHARGE WITH EACH 10 BAG AS PER ATTACHED SPECIFICATIONS NOTE: MSDS SHOULD BE PROVIDED IN SOFT COPY
16320 | 4228160310200 | ALCOHOL GEL ETHANOL 70-80% V/V + GLYCERIN 1% WITHW + VITAMIN E 0.02% 500 ML BOTTLE NON-STICKY NON-GREASY DESKTOP HOLDER DISPENSER FREE OF CHARGE WITH EACH 10 BOTTLE AS PER ATTACHED SPECIFICATIONS NOTE: MSDS SHOULD BE PROVIDED IN SOFT COPY
16321 | 4228160310400 | PLAIN HAND WASH SOAP 1 L WITH ONE FREE OF CHARGE DISPENSER EVERY 10 BAGS AS PER ATTACHED SPECIFICATIONS NOTE: MSDS SHOULD BE PROVIDED IN SOFT COPY
16322 | 4228160310600 | ALCOHOL GEL HAND SANITIZER 50 - 60 ML (ETHANOL 70 - 80% V/V + GLYCERIN 1% W/W + VITAMIN E 0.02%) NOTE: MSDS SHOULD BE PROVIDED IN SOFT COPY
16323 | 4228160310900 | ANTISEPTIC CHLORHEXIDINE GLUCONATE SCRUB SOLUTION 4% IN A SUSPENDING BASE (500ML) CONTAINER WITH DISPENSER FREE FOR EACH 10 PACKS NOTE: MSDS SHOULD BE PROVIDED IN SOFT COPY
16324 | 4228160311000 | SKIN ANTISEPTIC CHLORHEXIDINE GLUCONATE 1.5% + CETRIMIDE 15% SOLUTION IN ONE LITER-BOTTLE NOTE: MSDS SHOULD BE PROVIDED IN SOFT COPY
16325 | 4228160311700 | DISINFECTANTS QUATERNARY AMMONIUM SOLUTION (DIS) FOURTH GENERATION SPRAY NO COLOR NO ODOR NON IRRITANT NON DAMAGING TO SURFACES NON-TOXIC LEAVES NO HARMFUL RESIDUES MAXIMUME CONTACT TIME 7 MINUTES SAFE IN ALL ENVIRONMENTS SIZE (500 - 750 ML) (SURFACE DISINFECTANT) NOTE: MSDS SHOULD BE PROVIDED IN SOFT COPY
16326 | 4228160311800 | DISINFECTANTS QUATERNARY AMMONIUM SOLUTION (DIS) FOURTH GENERATION READY TO USE NO COLOR NO ODOR NON IRRITANT NON DAMAGING TO SURFACES NON-TOXIC LEAVES NO HARMFUL RESIDUES MAXIMUM CONTACT TIME 7 MINUTES SAFE IN ALL ENVIRONMENTS SIZE (4 - 5L) (SURFACE DISINFECTANT) NOTE: MSDS SHOULD BE PROVIDED IN SOFT COPY
16327 | 4228160311900 | DISINFECTANTS (DIS) HYDROGEN PEROXIDE 3% WITHOUT SILVER NITRATE SPRAY NO COLOR NO ODOR NON IRRITANT NON DAMAGING TO SURFACES NON-TOXIC LEAVES NO HARMFUL RESIDUES SAFE IN ALL ENVIRONMENTS SIZE (200 - 300 ML) (LARGE AND SMALL SURFACE GENERAL DISINFECTANT AND EQUIPMENT DISINFECTANT) NOTE: MSDS SHOULD BE PROVIDED IN SOFT COPY
16328 | 4228160312000 | DISINFECTANTS SPRAY (DIS) ISOPROPYL ALCOHOL 70% 250 ML (SMALL SURFACE DISINFECTANT) NOTE: MSDS SHOULD BE PROVIDED IN SOFT COPY
16329 | 4228160312200 | 2-PROPANOL SUITABLE FOR HPLC 99.9% 2.5 L/BOTTLE NOTE: MSDS SHOULD BE PROVIDED IN SOFT COPY
16330 | 4228160312400 | SCRUB IODINE SWAB 7-8% AQUEOUS SOLUTION OF IODOPHOR COMPOUND INDIVIDUAL PACK NOT LESS THAN 100ML NOTE: MSDS SHOULD BE PROVIDED IN SOFT COPY
16331 | 4228160314000 | HIGH LEVEL DISINFECTANT FOR ALL FLEXIBLE SCOPES AND HEAT-SENSITIVE MEDICAL DEVICES ORTHOPHTHALDEHYDE SOLUTIONS SOLUTION CONCENTRATION 0.55% STABILIZING AGENTS ANTI-CORROSION AGENTS ODORLESS NO TOXIC VAPOR OR RESIDUES BIODEGRADABLE READY FOR USE OR PROVIDED WITH ITS ADDITIVE FOR MANUAL OR AUTOMATED ENDOSCOPY PREPROCESSORS COMPATIBLE TO USE ON ALL TYPE AND MATERIAL OF THE ENDOSCOPES RE-USED IN RANGE OF 14 – 21 DAYS SOLUTION EFFICIENCY TEST 25 STRIPS FOR EVERY GALLON.
16332 | 4228160314100 | SOAP CLEANING LIQUID/PERFUMED VOLUME: 3.0LTR-5.0LTR
16333 | 4228160314400 | PRE CLEAN ENZYMATIC AND DISINFECTANT SPRAY FOAM FOR POINT OF USE READY TO USE NOT LESS THAN 3 ENZYMES (AMYLASE PROTEASE LIPASE) SURFACTANT CONDENSED CLINGS TO SOIL MAINTAIN THE MOISTURE DURING TRANSPORT UP TO 48 - 72 HOURS OIL FILM FREE DYE-FREE NEUTRAL PH CONTAINS CORROSION INHIBITORS SAFE FOR ALUMINUM SOFT METALS GOLD HANDLES RINSES FREE LEAK PROOF SIZE: 600ML – 1000 ML
16334 | 4228160400500 | DISINFECTANT AND DECALCIFICATION AGENT 5 KG CONTAINS PERACETIC ACID HYDROGEN PEROXIDE ACETIC ACID DISINFECTION CYCLES
16335 | 4228160400700 | DISINFECTANTS (DIS) CHLORHEXIDINE 0.5% AND ALCOHOL 70% SPRAY WITHOUT PHENOLS OR CHLORINE COMPATIBLE WITH MOST OF MATERIALS INCLUDING STAINLESS STEEL ALUMINUM CHROME PLASTICS VINYL ACRYLIC AND GLASS RINSING IS UNNECESSARY SPRAY BOTTLE OF 500 - 1000 ML
16336 | 4228160402700 | DETERGENT MECHANICAL CLEAN FOR CART WASHER RINSE AID NO FOAM NEUTRAL GALLON.
16337 | 4228160403000 | DISINFECTANTS SOLUTION (DIS) CONCENTRATED QUATERNARY AMMONIUM COMPOUNDS 4TH GENERATION FOR THE HOSPITAL ENVIRONMENT (FLOORS AND WALLS) COMPATIBLE WITH MOST OF MATERIALS INCLUDING STAINLESS STEEL ALUMINUM CHROME PLASTICS VINYL ACRYLIC AND GLASS WITHOUT PHENOLS OR CHLORINE 2-5 LITERS (MATCH WITH EN STANDARD) NOTE: MSDS SHOULD BE PROVIDED IN SOFT COPY
16338 | 4228160403100 | SURFACE DISINFECTANT SPRAY ALCOHOL-BASED 55% AND ABOVE DISINFECTANT WITH QUATERNARY AMMONIUM 4TH GENERATION AND ABOVE COMPOUNDS AS ACTIVE INGREDIENTS MAIN FIELD OF APPLICATION IS FOR THE DISINFECTION OF SURFACES AND DENTAL EQUIPMENT READY TO USE ALDEHYDE-FREE AND PHENOL- FREE FORMULATION EFFECTIVE AGAINST BACTERIA FUNGI AND VIRUSES (INCLUDING TB HIV/HBV CORONAVIRUS FLU VIS) EASILY BIODEGRADABLE QUICK ACTION TIME 30 SECOND PACKAGE 500 ML READY TO USE AND CONNECTED AS SPRAY (MATCH WITH EN STANDARD) NOTE: MSDS SHOULD BE PROVIDED IN SOFT COPY
16339 | 4228160403200 | AIRBORNE DISINFECTANT FOR SURFACES DIDECYL DIMETHYL AMMONIUM CHLORIDE WITH 19% ALCOHOL SINGLE SHOT WITHOUT MACHINES/ NEBULIZER 300 ML NOTE: MSDS SHOULD BE PROVIDED IN SOFT COPY
16340 | 4228160403300 | AIRBORNE DISINFECTANT FOR SURFACES DIDECYL DIMETHYL AMMONIUM CHLORIDE WITH 19% ALCOHOL SINGLE SHOT WITHOUT MACHINES/ NEBULIZER 50ML NOTE: MSDS SHOULD BE PROVIDED IN SOFT COPY
16341 | 4228160403400 | HYDROGEN PEROXIDE 1.41% SURFACE DISINFECTION AND WATER DISINFECTION 500-1000 ML FOR DENTAL CHAIRS COMPATIBLE WITH CHAIRS MANUFACTURES NOTE: MSDS SHOULD BE PROVIDED IN SOFT COPY
16342 | 4228160403500 | SURFACES DISINFECTION QAC- FORMULATION BASED ALKYLAMINES OF SENSITIVE SURFACES OF MEDICAL DEVICES SUCH AS MEDICAL AND DENTAL UNITS ALCOHOL-FREE ALDEHYDE-FREE AND EFFICACY CONTACT TIME MAXIMUM 5 MINUTES SIZE 500ML NOTE: MSDS SHOULD BE PROVIDED IN SOFT COPY
16343 | 4228160403700 | SINGLE WIPE SURFACE PP NON WOVEN ALCOHOL FREE DISINFECTANT WITH QUATERNARY AMMONIUM 4TH GENERATION AND ABOVE COMPOUNDS AS ACTIVE INGREDIENTS MAIN FIELD OF APPLICATION IS FOR THE DISINFECTION OF SURFACES AND DENTAL EQUIPMENT READY TO USE ALDEHYDE-FREE AND PHENOL-FREE FORMULATION EFFECTIVE AGAINST BACTERIA FUNGI AND VIRUSES (INCLUDING TB HIV/HBV CORONA VIRUSES FLU VIS) EASILY BIODEGRADABLE QUICK ACTION TIME 30 SECOND SIZE 20 CM X 30CM AND ABOVE (MATCH WITH EN STANDARD) NOTE: MSDS SHOULD BE PROVIDED IN SOFT COPY
16344 | 4228160403800 | SURFACE DISINFECTANT SPRAY ALCOHOL-BASED 55% AND ABOVE DISINFECTANT WITH QUATERNARY AMMONIUM 4TH GENERATION COMPOUNDS AS ACTIVE INGREDIENTS MAIN FIELD OF APPLICATION IS FOR THE DISINFECTION OF SURFACES AND DENTAL EQUIPMENT READY TO USE ALDEHYDE-FREE AND PHENOL-FREE FORMULATION EFFECTIVE AGAINST BACTERIA FUNGI AND VIRUSES (INCLUDING TB HIV/HBV CORONAVIRUS FLU VIS) EASILY BIODEGRADABLE -QUICK ACTION TIME 30 SECOND PACKAGE NO COLOR NO ODOR NON IRRITANT NON DAMAGING TO SURFACES NON-TOXIC LEAVES NO HARMFUL RESIDUES SAFE IN ALL ENVIRONMENTS 1000 ML READY TO USE AS SPRAY (MATCH WITH EN STANDARD)NOTE: MSDS SHOULD BE PROVIDED IN SOFT COPY
16345 | 4228160403900 | SURFACE DISINFECTANT SPRAY STABILIZED HYDROGEN PEROXIDE 5% COLLOIDAL SILVER 0.003% READY TO USE NO COLOR NO ODOR NON IRRITANT NON DAMAGING TO SURFACES NON-TOXIC LEAVES NO HARMFUL RESIDUES SAFE IN ALL ENVIRONMENTS 1 L NOTE: MSDS SHOULD BE PROVIDED IN SOFT COPY
16346 | 4228160404000 | CANISTER WIPE SURFACE PP NON WOVEN ALCOHOL BASED 55% AND ABOVE DISINFECTANT WITH QUATERNARY AMMONIUM 4TH GENERATION COMPOUNDS AS ACTIVE INGREDIENTS MAIN FIELD OF APPLICATION IS FOR THE DISINFECTION OF SURFACES AND DENTAL EQUIPMENT READY TO USE ALDEHYDE-FREE AND PHENOL-FREE FORMULATION EFFECTIVE AGAINST BACTERIA FUNGI AND VIRUSES (INCLUDING TB HIV/HBV CORONA VIRUS FLU VIS) EASILY BIODEGRADABLE QUICK ACTION TIME 30 SECOND - 140 TO 200 TISSUE PER CANISTER AND ABOVE SIZE 15 CM X 25CM(+-/5CM ) (MATCH WITH EN STANDARD) NOTE: MSDS SHOULD BE PROVIDED IN SOFT COPY
16347 | 4228160404100 | CANISTER WIPE SURFACE PP NON WOVEN ALCOHOL FREE DISINFECTANT WITH QUATERNARY AMMONIUM 4TH GENERATION COMPOUNDS AS ACTIVE INGREDIENTS -MAIN FIELD OF APPLICATION IS FOR THE DISINFECTION OF SURFACES AND DENTAL EQUIPMENT -READY TO USE ALDEHYDE-FREE AND PHENOL-FREE FORMULATION -EFFECTIVE AGAINST BACTERIA FUNGI AND VIRUSES (INCLUDING TB HIV/HBV CORONAVIRUS FLU VIS) EASILY BIODEGRADABLE -QUICK ACTION TIME 30 SECOND - 100 -200 TISSUE PER CANISTER AND ABOVE SIZE 15 CM X 25CM(+-/5CM ) (MATCH WITH EN STANDARD) NOTE: MSDS SHOULD BE PROVIDED IN SOFT COPY
16348 | 4228160404200 | DISINFECTION CLOSER FOR NEEDLESS IV PORTS THAT CONTAINS 70 % ISOPROPYL ALCOHOL (IPA) NOTE: MSDS SHOULD BE PROVIDED IN SOFT COPY
16349 | 4228160404300 | SINGLE WIPE SURFACE PP NON WOVEN ALCOHOL-BASED DISINFECTANT MAIN FIELD OF APPLICATION IS FOR THE DISINFECTION OF SURFACES AND DENTAL EQUIPMENT READY TO USE ALDEHYDE-FREE AND PHENOL-FREE FORMULATION EFFECTIVE AGAINST BACTERIA FUNGI AND VIRUSES (INCLUDING TB HIV/HBV CORONA VIRUSES FLU VIS) EASILY BIODEGRADABLE QUICK ACTION TIME 30 SECOND SIZE 15 CM X 25CM (+-/5CM) (MATCH WITH EN STANDARD) NOTE: MSDS SHOULD BE PROVIDED IN SOFT COPY
16350 | 4228160404500 | SPORICIDAL DRY WIPES PRODUCE 0.3% PERACETIC ACID AND HYDROGEN PEROXIDE AS ACTIVE INGREDIENT BY ADDITION OF TAP WATER WIDE ANTI-MICROBIAL EFFECT INCLUDING NON-ENVELOPED VIRUSES CANDIDA AURIS MYCOBACTERIUM AND BACTERIAL ENDOSPORES INCLUDING CLOSTRIDIUM DIFFICILE SIZE NOT LESS THAN 20CM X 20CM PACK 25-50 WIPES NOTE: MSDS SHOULD BE PROVIDED IN SOFT COPY
16351 | 4228160404700 | DISINFECTANT FOR HARD SURFACE DIDECYLDIMETHYLAMMONIUM CHLORIDE (DDAC) LESS THAN 0.10% ALKYL DIMETHYL BENZYL AMMONIUM CHLORIDE (ADBAC) LESS THAN 0.06% KILLS MORE THAN 99.999% BACTERIA DESTROYERS VIRUSES OSHA BLOOD-BORNE PATHOGEN COMPLIANT INHIBITS BACTERIAL SPORES ERADICATES MOULDS/FUNGI/YEAST ADJUVANT EFFECT CONTINUES TO PROTECT SURFACES AGAINST PATHOGENS EVEN WHEN DRY PROLONGED ANTIMICROBIAL PROTECTION TO REDUCE THE NEED FOR MULTIPLE CLEANING AND DISINFECTING APPLICATIONS NO COLOR NO ODOR NON IRRITANT NON CORROSIVE OR DAMAGING TO SURFACES NON-TOXIC LEAVES NO HARMFUL RESIDUES SAFE IN ALL ENVIRONMENTS PROLONGED ANTIMICROBIAL PROTECTION PATHOGEN COMPLIANT SIZE 400-500 ML (MATCH WITH EN STANDARD) AEROSOL HARD SURFACE SPRAY NOTE: MSDS SHOULD BE PROVIDED IN SOFT COPY
16352 | 4228160404800 | SURFACE DISINFECTANT SPRAY 5TH GENERATION DIDECYLDIMETHYLAMMONIUM CHLORIDE (DDAC) ALKYL DIMETHYL BENZYL AMMONIUM CHLORIDE (ADBAC) KILLS BACTERIA DESTROYERS VIRUSES ERADICATES MOLDS/FUNGI/YEAST ADJUVANT EFFECT CONTINUES TO PROTECT SURFACES AGAINST PATHOGENS EVEN WHEN DRY PROLONGED ANTIMICROBIAL PROTECTION TO REDUCE THE NEED FOR MULTIPLE CLEANING AND DISINFECTING APPLICATIONS NO COLOR NO ODOR NON IRRITANT NON CORROSIVE OR DAMAGING TO SURFACES NON-TOXIC LEAVES NO HARMFUL RESIDUES SAFE IN ALL ENVIRONMENTS PROLONGED ANTIMICROBIAL PROTECTION PATHOGEN COMPLIANT. TRIGGER HARD READY FOR USED SIZE 750-1000 ML NOTE: MSDS SHOULD BE PROVIDED IN SOFT COPY
16353 | 4228160404900 | SURFACE DISINFECTANT SOLUTION CHLORINE DIOXIDE CONCENTRATE 2000-10000 PPM CAN BE APPLIED THROUGH TRIGGER SPRAY ANY PUMP SPRAYER FUMIGATION AND ELECTROSTATIC MACHINES (OPEN SYSTEM) BACTERICIDAL VIRUCIDAL FUNGICIDAL PARASITICIDAL MYCOBACTERICIDAL AND SPORICIDAL. 2 MINUTES CONTACT TIME CAN REMOVE AND DISINFECT AND DELAY GROWTH OF BIOFILM 4-5 LITER (CONFORM TO OSHA GUIDELINES EPA OR MATCH WITH EN STANDARD) NOTE: MSDS SHOULD BE PROVIDED IN SOFT COPY
16354 | 4228160405000 | SURFACE DISINFECTANT SOLUTION STABILIZED CHLORINE DIOXIDE 200-500 PPM BACTERICIDAL (INCLUDING MDRO’S) VIRUCIDAL FUNGICIDAL PARASITICIDAL MYCOBACTERICIDAL AND SPORICIDAL WITH 6 LOG REDUCTION. 1-5 MINUTES CONTACT TIME CAN REMOVE DISINFECT DELAY GROWTH OF BIOFILM AND REMOVES ODORS CAN BE APPLIED THROUGH TRIGGER SPRAY PUMP COVERED SPRAYER FUMIGATION AND ELECTROSTATIC MACHINES (OPEN SYSTEM).SIZE 500-1000 ML READY TO USE (CONFORM TO OSHA GUIDELINES EPA OR MATCH WITH EN STANDARD) NOTE: MSDS SHOULD BE PROVIDED IN SOFT COPY
16355 | 4228160405100 | SURFACE DISINFECTANT CLEANER FOR FLOOR WATER-BASED DISINFECTANT CLEANER WITH QUATERNARY AMMONIUM 4TH GENERATION COMPOUNDS AS ACTIVE INGREDIENTS CONTAINS SURFACE ACTIVE AGENTS FOR ITS CLEANING PROPERTIES. CONCENTRATED ALDEHYDE-FREE AND PHENOL-FREE FORMULATION -EFFECTIVE AGAINST BACTERIA FUNGI AND VIRUSES (INCLUDING HIV/HBV). EASILY BIODEGRADABLE -SAFE TO USE-ACTION TIME OF 5 - 60 MINUTES. PACKAGE 5 LITER X 4 + 1 LITER DOSAGE BOTTLE X 2 NOTE: MSDS SHOULD BE PROVIDED IN SOFT COPY
16356 | 4228170000000 | SOLVENT DENTAL CLEANING ORANGE VOLUME: 8.0OZ PER BOTTLE
16357 | 4228170000500 | CONCENTRATE 5L DRUM READY FOR USE DIDECYLDIMETHYLAMMONIUM CHLORIDE (DDAC) LESS THAN 0.10% ALKYL DIMETHYL BENZYL AMMONIUM CHLORIDE (ADBAC) LESS THAN 0.06% SUITABLE FOR USE FOR CLEANING ALL KIND OF FLOORS CLOTHES MOPS MICROBES KILLS MORE THAN 99.99% BACTERIA DESTROYERS VIRUSES OSHA BLOOD-BORNE PATHOGEN COMPLIANT INHIBITS BACTERIAL SPORES ERADICATES MOULDS/FUNGI/YEAST ADJUVANT EFFECT CONTINUES TO PROTECT SURFACES AGAINST PATHOGENS EVEN WHEN DRY PROLONGED ANTIMICROBIAL PROTECTION TO REDUCE THE NEED FOR MULTIPLE CLEANING AND DISINFECTING APPLICATIONS NO COLOR NO ODOR NON IRRITANT NON CORROSIVE OR DAMAGING TO SURFACES NON-TOXIC LEAVES NO HARMFUL RESIDUES SAFE IN ALL ENVIRONMENTS PATHOGEN COMPLIANT (MATCH WITH EN STANDARD) NOTE: MSDS SHOULD BE PROVIDED IN SOFT COPY
16358 | 4228170000600 | THREE-STEPS OXIDIZING AGENT CHLORINE DIOXIDE DECONTAMINATION SYSTEM WITH SPORICIDAL WIPES AND ACTIVATOR EFFECTIVE IN 30 SECONDS CONTACT TIME FOR HIGH-LEVEL DISINFECTION OF NON-LUMENED MEDICAL DEVICES MATCHING ELECTRONIC AND MANUAL TRACEABILITY SYSTEM BOX NOTE: MSDS SHOULD BE PROVIDED IN SOFT COPY
16359 | 4228170000700 | SOLUTION AUTOMATED AND MANUAL RUST REMOVING APPLICATION ACIDIC 5L NO-FOAM
16360 | 4228170400300 | LUBRICANT SPRAY OIL AEROSOL PRESSURIZED READY TO USE FOR MANUAL APPLICATION WITH NOZZLE NOT LESS THAN 10 CM NON-SILICONE-BASED ODORLESS COLORLESS NON GREASY LEAK PROOF FORMULA DOES NOT INTERFERE WITH THE STERILIZATION METHOD NEUTRAL PH CONTAINS AN ANTIMICROBIAL ADDITIVES COMPATIBILITY WITH STAINLESS STEEL TUNGSTEN CARBIDE ALUMINUM AND TITANIUM INSTRUMENTS 250 - 500 ML
16361 | 4228170400400 | ACTIVE INGREDIENT PERACETIC ACID OR HYDROGEN PEROXIDE (OR BOTH) WITH CONCENTRATIONS APPROVED FOR HIGH LEVEL DISINFECTION OF ENDOSCOP ES AND THERMO-SENSITIVE EQUIPMENT AND MEDICAL DEVICES SAFE EASY-TO-USE AND ENVIRONMENTALLY FRIENDLY IT CAN BE RE-USED FOR UP TO 14 DAYS AND THEN DISPOSED SAFELY INTO SANITARY SEWERS COMPATIBLE WITH ALL FLEXIBLE SCOPES MANUFACTURES (MUST PROVIDE LETTER TO CO NFIRM COMPATIBILITY SUPPLIED WITH REQUIRED EFFICACY TESTING STRIPS MUST BE COMPATIBLE WITH AUTOMATED ENDOSCOPE PROCESSORS PROVIDED BY EACH SECTORS (MUST PROVIDE LETTER TO CONFIRM COMPATIBILITY) CE AND/OR EPA REGISTERED MATERIAL SAFETY DATA SHEET (MSDS) SHOULD BE SUBMITTED 120 STRIP/ 4 BOTTLE.
16362 | 4228170401300 | PAD FOR REMOVING STAINS AND RUST
16363 | 4228170402700 | DETERGENT PHOSPHATES SODIUM HYDROXIDE ALLOWS THE PERACETIC ACID (PAA) PROCESS TO WORK IN A NEUTRAL PH VALUE RANGE AND THUS EFFICIENTLY PROTECTS SENSITIVE ENDOSCOPE MATERIALS IT IS AN ADDITIVE TO PAA 5 LETTER CANISTER (GALLON=EACH)
16364 | 4228170402900 | ALKALINE DETERGENT SODIUM/POTASSIUM HYDROXIDE EFFECTIVE ON HARD TO CLEAN / SOILS DISSOLVES COMPLETELY IN HARD OR SOFT WATER EASY TO RINSE LOW / FOAMING SUITABLE FOR AUTOMATIC CLEANING 2-5 ML DOSE FORMULA PH ALKALINE / 10 – 13 BEFORE DILUTION CORROSION INHIBITOR BIODEGRADABLE FIT TO CABINET / (WIDE CAP) GALLON 3 – 5 L
16365 | 4228170403100 | ENZYMATIC DETERGENT NOT LESS THAN 3 ENZYMES (AMYLASE PROTEASE LIPASE) EFFECTIVE ON HARD TO CLEAN SOILS DISSOLVES COMPLETELY IN HARD OR SOFT WATER EASY TO RINSE LOW FOAMING SUITABLE FOR AUTOMATIC AND MANUAL CLEANING 2-5 ML DOSE FORMULA NEUTRAL PH CORROSION INHIBITOR BIODEGRADABLE MUST BE COMPATIBLE WITH WASHER DISINFECTOR CART WASHER ULTRASONIC MACHINES FIT TO CABINET (WIDE CAP) WITH EVERY 5 GALLON ONE MANUAL DOSING PUMP GALLON.
16366 | 4228170403200 | DETERGENT DISINFECTANT BASED ON PERACETIC ACID (PAA) ACTIVE INGREDIENT: PEROXYACETIC ACID HYDROGEN PEROXIDE ACETIC ACID STABILIZE ER 2.8 LETTER CANISTER
16367 | 4228170404700 | DISINFECTANT N-ALKYL N-DIMETHYL BENZYL AMMONIUM CHLORIDE 250 ML FOR PERINATOLOGY/ULTRASOUND TRANSDUCER HAZARDOUS MATERIAL NO COLOR NO ODOR NON IRRITANT NON DAMAGING TO SURFACES NON-TOXIC LEAVES NO HARMFUL RESIDUES SAFE IN ALL ENVIRONMENTS NOTE: MSDS SHOULD BE PROVIDED IN SOFT COPY
16368 | 4228170404800 | DETERGENT FOR THE PERACETIC ACID (PAA) PROCESS IN THE ENDOTHERMO DISINFECTORS (ETD) SYSTEM
16369 | 4228170405000 | HIGH LEVEL DISINFECTANT SOLUTION FOR SCOPE DISINFECTION FOR MANUAL SCOPE DISINFECTION
16370 | 4228170405100 | DETERGENTS SOLUTION FOR SCOPE CLEANING (NON FOAMING DETERGENT) WITH ENZYMES
16371 | 4228170405800 | ALKALINE DETERGENT SODIUM/POTASSIUM HYDROXIDE EFFECTIVE ON HARD TO CLEAN SOILS DISSOLVES COMPLETELY IN HARD OR SOFT WATER EASY TO RINSE LOW FOAMING SUITABLE FOR AUTOMATIC CLEANING 2-5 ML DOSE FORMULA ALKALINE PH SOLUTION UP TO 11 CORROSION INHIBITOR BIODEGRADABLE 200 L.
16372 | 4228170405900 | DETERGENT MECHANICAL CLEAN FOR CART WASHER RINSE AID NO FOAM NEUTRAL 18 - 20 LITER.
16373 | 4228170406000 | ENZYMATIC DETERGENT 3 ENZYMES (AMYLASE PROTEASE LIPASE) EFFECTIVE ON HARD TO CLEAN SOILS DISSOLVES COMPLETELY IN HARD OR SOFT WATER EASY TO RINSE LOW FOAMING SUITABLE FOR AUTOMATIC AND MANUAL CLEANING 2-5 ML DOSE FORMULA NEUTRAL PH CORROSION INHIBITOR BIODEGRADABLE CE EPA OR SFDA REGISTERED MUST BE COMPATIBLE WITH WASHER DISINFECTOR CART WASHER ULTRASONIC MACHINES FIT TO CABINET (WIDE CAP) WITH EVERY 5 GALLON ONE MANUAL DOSING PUMP GALLON.
16374 | 4228170406100 | ENZYMATIC DETERGENT 5 ENZYMES EFFECTIVE ON HARD TO CLEAN SOILS DISSOLVES COMPLETELY IN HARD OR SOFT WATER EASY TO RINSE LOW FOAMING SUITABLE FOR AUTOMATIC AND MANUAL CLEANING 2-5 ML DOSE FORMULA NEUTRAL PH CORROSION INHIBITOR BIODEGRADABLE MUST BE COMPATIBLE WITH WASHER DISINFECTOR CART WASHER ULTRASONIC MACHINES FIT TO CABINET (WIDE CAP) WITH EVERY 5 GALLON ONE MANUAL DOSING PUMP GALLON.
16375 | 4228170406200 | ENZYMATIC DETERGENT NOT LESS THAN 3 ENZYMES (AMYLASE PROTEASE LIPASE) EFFECTIVE ON HARD TO CLEAN SOILS DISSOLVES COMPLETELY IN HARD OR SOFT WATER EASY TO RINSE LOW FOAMING SUITABLE FOR AUTOMATIC AND MANUAL CLEANING 2-5 ML DOSE FORMULA NEUTRAL PH CORROSION INHIBITOR BIODEGRADABLE 200 L.
16376 | 4228170406300 | RUST AND STAIN REMOVER ACIDIC BASED MAINTAINS THE PROTECTIVE PASSIVE LAYER INTEGRITY OF STAINLESS-STEEL OF SURGICAL INSTRUMENT ANTI-CORROSION REMOVE RUST PITTING STAINS AND LIMESCALE EFFECTIVE IN HARD WATER SCALE RINSE FREE FOR MANUAL PROCESS WITH EVERY 5 GALLON ONE MANUAL DOSING PUMP GALLON.
16377 | 4228170601200 | INSTRUMENT LUBRICANT MILK TO BE USED WITH WASHER DISINFECTORS NON-SILICONE-BASED FORMULA DOES NOT INTERFERE WITH THE STERILIZATION METHOD NEUTRAL PH CONTAINS AN ANTIMICROBIAL ADDITIVES COMPATIBILITY WITH STAINLESS STEEL TUNGSTEN CARBIDE ALUMINUM AND TITANIUM INSTRUMENTS SIZE 18 - 20 L .
16378 | 4228170601300 | LUBRICANT OIL DROPS FOR SURGICAL INSTRUMENT NON-SILICONE-BASED ODORLESS COLORLESS FORMULA DOES NOT INTERFERE WITH THE STERILIZATION METHOD NEUTRAL PH CONTAINS AN ANTIMICROBIAL ADDITIVES COMPATIBILITY WITH STAINLESS STEEL TUNGSTEN CARBIDE ALUMINUM AND TITANIUM INSTRUMENTS 12-15 ML
16379 | 4228170601500 | LUBRICANT OIL WITH DISPENSER NOZZLE FOR DRILLS POWER TOOLS NON-SILICONE-BASED ODORLESS COLORLESS FORMULA DOES NOT INTERFERE WITH THE STERILIZATION METHOD NEUTRAL PH CONTAINS AN ANTIMICROBIAL ADDITIVES COMPATIBILITY WITH STAINLESS STEEL TUNGSTEN CARBIDE ALUMINUM AND TITANIUM INSTRUMENTS 500- 750 ML.
16380 | 4228170602200 | INSTRUMENT LUBRICANT MILK TO BE USED WITH WASHER DISINFECTORS NON-SILICONE-BASED FORMULA DOES NOT INTERFERE WITH THE STERILIZATION METHOD NEUTRAL PH CONTAINS AN ANTIMICROBIAL ADDITIVES COMPATIBILITY WITH STAINLESS STEEL TUNGSTEN CARBIDE ALUMINUM AND TITANIUM INSTRUMENTS GALLON.
16381 | 4228171100000 | LIQUID DESCALER FOR REMOVAL OF LIME SCALE OF WASHER DISINFECTOR AND CART WASHER GALLON.
16382 | 4228171100100 | REMOVER LIMESCALE WITH PHOSPHORIC ACID SUITABLE INHIBITORS WITH DISPOSABLE EQUIPMENT 5L NOTE: MSDS SHOULD BE PROVIDED IN SOFT COPY
16383 | 4228171500000 | BAG BIOHAZARD SEALED TO KEEP THE ITEM MOIST SINGLE USE SIZE 150 MM X 250 MM
16384 | 4228171500100 | BAG BIOHAZARD SEALED TO KEEP THE ITEM MOIST SINGLE USE SIZE 300 MM X 450 MM
16385 | 4228171500200 | BAG BIOHAZARD SEALED TO KEEP THE ITEM MOIST SINGLE USE SIZE 400 MM X 550 MM
16386 | 4228171500300 | BAG BIOHAZARD SEALED TO KEEP THE ITEM MOIST SINGLE USE SIZE 500 MM X 650 MM
16387 | 4228171600000 | CLEANING INDICATOR PEN DETECTION TEST PROTEIN RESIDUES
16388 | 4228171600100 | CLEANING INDICATOR SWAB DETECTION TEST PROTEIN RESIDUES
16389 | 4228171700400 | ACCESSORY CABLE USB IMAGE VIDEO CAPTURE AND COMMUNICATION ENDOSOFT
16390 | 4228171700500 | ACCESSORY CABLE USB VIDEO AND COMPOSITE CAPTURE FOR ENDOSOFT
16391 | 4228180000000 | WASHER DISINFECTOR CLEANING INDICATOR (STF LOAD CHECK) TO DETECT CHEMICAL AND MECHANICAL ACTIVITY PROBLEMS LEAD-FREE AND NO TOXIC HEAVY METALS PLASTIC OR STAINLESS STEEL PLATE INDICATOR CONTAIN TOW SOURCES OF PROTEIN LIPIDS AND POLYSACCHARIDES PRINTED DIE ( BLOOD EQUIVALENT ) OR DRIED SOIL ( PORK FREE FORMULA) TEST SHOULD BE SAFE TO HANDLE EASY TO RECOGNIZE HEAT DETERGENT DOSE CLEANING PARAMETER WASHER DISINFECTOR CLEANING INDICATOR MUST MET THE EN ISO 15883-5 STANDARD SHELF LIFE MINIMUM 2 YEARS AT THE TIME OF DELIVERY STORAGE IN ROOM TEMP SUPPLIER PROVIDE 1 HOLDER FOR EVERY 2000 INDICATOR
16392 | 4228180000700 | CHEMICAL INDICATOR TYPE 4 FOR LOW TEMPERATURE (PLASMA) STERILIZER COMPLY WITH ISO 11140-1 NON-TOXIC INK LEAD OR HEAVY METALS FREE NOT LESS THAN ONE YEAR COLOR CHANGE AFTER EXPOSURE TO VAPORIZED HYDROGEN PEROXIDE ENDPOINT COLOR FOR PASS AND FAIL SIZE: 1.5-2 CM WIDE AND 7.5-10 CM LENGTH.
16393 | 4228180200300 | COLORED IDENTIFICATION NAME PLATE (LABEL) FOR RIGID STERILIZATION CONTAINER RE-USEABLE ALUMINUM GREEN OUTER LENGTH: 50MM X W 18MM
16394 | 4228180200400 | COLORED IDENTIFICATION NAME PLATE (LABEL) FOR RIGID STERILIZATION CONTAINER RE-USEABLE ALUMINUM ORANGE OUTER LENGTH: 50MM X W 18MM
16395 | 4228180200500 | COLORED IDENTIFICATION NAME PLATE (LABEL) FOR RIGID STERILIZATION CONTAINER RE-USEABLE ALUMINUM PURPLE OUTER LENGTH: 50MM X W 18MM
16396 | 4228180200600 | COLORED IDENTIFICATION NAME PLATE (LABEL) FOR RIGID STERILIZATION CONTAINER RE-USEABLE ALUMINUM RED OUTER LENGTH: 50MM X W 18MM
16397 | 4228180200700 | COLORED IDENTIFICATION NAME PLATE (LABEL) FOR RIGID STERILIZATION CONTAINER RE-USEABLE ALUMINUM YELLOW OUTER LENGTH: 50MM X W 18MM
16398 | 4228180300900 | BIOLOGICAL INDICATOR SELF-CONTAINED INDIVIDUAL VIALS FOR PLASMA STERILIZERS READOUT INCUBATION TIME LESS THAN 30 MIN EXTERNAL CHEMICAL INDICATOR TYPE 1
16399 | 4228180301200 | BIOLOGICAL INDICATOR SELF-CONTAINED INDIVIDUAL VIALS FOR STEAM STERILIZERS READOUT INCUBATION TIME LESS THAN 30 MIN EXTERNAL CHEMICAL INDICATOR TYPE 1.
16400 | 4228180301900 | BIOLOGICAL INDICATOR FOR SCOPE STERILIZATION
16401 | 4228180600600 | INDICATOR STEAM MONITORING STRIP PACKAGING: 6BOX-100STRIPS
16402 | 4228180600800 | CHEMICAL INTEGRATOR CLASS 5 STRIP COLOR CHANGE TECHNOLOGY
16403 | 4228180601300 | INDICATOR STRIP TEST FOR ORTH - PHTHALALDEHYDE SOLUTION EFFECTIVENESS
16404 | 4228180601500 | INDICATOR STERILIZATION CHEMICAL STRIP STEAM 4 INCH DETECTING STERILIZING FAILURE BOX/480
16405 | 4228180700300 | WATER LEVEL LABEL WITH TEMPERATURE MEASUREMENT TO BE STICKED TO THE SURGICAL INSTRUMENT WASHING SINK.
16406 | 4228180800400 | WRAPPER STERILIZATION CREPE PAPER 50X50CM MEDICAL GRADE 60GSM
16407 | 4228180800500 | WRAPPER STERILIZATION CREPE PAPER 60X60CM MEDICAL GRADE 60 GSM
16408 | 4228180800600 | WRAPPER STERILIZATION CREPE PAPER 90X90CM MEDICAL GRADE 60 GSM
16409 | 4228180802000 | TYVEK POUCH H2O2 STERILIZATION ROLL FLAT 70 GSM PUNCTURE RESISTANT PLASTIC TRANSPARENT FILM PROCESS INDICATOR TYPE 1 PRINTED AT DISTANCE EVERY 15 CM SIZE: 250 MM X 70 M
16410 | 4228180802100 | TYVEK POUCH H2O2 STERILIZATION ROLL FLAT 70 GSM PUNCTURE RESISTANT PLASTIC TRANSPARENT FILM PROCESS INDICATOR TYPE 1 PRINTED AT DISTANCE EVERY 15 CM SIZE: 75 MM X 70 M
16411 | 4228180802200 | ROLL FOR SCISSORS SHARPNESS 4 INCH THE TEST IS USED TO DETERMINE THE SHARPNESS OF THE SCISSORS TEST MATERIAL FOR SCISSORS GREATER THAN 4 INCH (START FROM10.16 CM) OR SMALLER COLOR YELLOW SIZE 550 CM X 14 CM LATEX FREE.
16412 | 4228180802300 | ROLL FOR SCISSORS SHARPNESS 4.5 INCH THE TEST IS USED TO DETERMINE THE SHARPNESS OF THE SCISSORS TEST MATERIAL FOR SCISSORS GREAT ER THAN 4.5 INCH (START FROM 11.4 CM) OR LARGER COLOR RED SIZE 550 CM X 14 CM LATEX FREE.
16413 | 4228180802500 | TYVEK POUCH H2O2 STERILIZATION ROLL FLAT 70 GSM PUNCTURE RESISTANT PLASTIC TRANSPARENT FILM PROCESS INDICATOR TYPE 1 PRINTED AT DISTANCE EVERY 15 CM SIZE: 100 MM X 70 M
16414 | 4228180802600 | TYVEK POUCH H2O2 STERILIZATION ROLL FLAT 70 GSM PUNCTURE RESISTANT PLASTIC TRANSPARENT FILM PROCESS INDICATOR TYPE 1 PRINTED AT DISTANCE EVERY 15 CM SIZE: 400 MM X 70 M
16415 | 4228180802800 | TYVEK POUCH H2O2 STERILIZATION ROLL FLAT 70 GSM PUNCTURE RESISTANT PLASTIC TRANSPARENT FILM PROCESS INDICATOR TYPE 1 PRINTED AT DISTANCE EVERY 15 CM SIZE: 300 MM X 70 M
16416 | 4228181000000 | PACK STERILIZATION TEST BOWIE DICK PROVEN EQUIVALENT SINGLE WRAP AIR LEAK DETECTION
16417 | 4228181000600 | BOWIE-DICK TEST PACK MONITORING THE PERFORMANCE OF STEAM STERILIZERS DETECT WET STEAM SUPERHEATED STEAM AND NON-CONDENSABLE GASES PROBLEMS INADEQUATE STEAM PENETRATION AND VACUUM PUMP FAILURES LEAD AND TOXIC FREE TEST LAYER LAMINATED TEST SHEET INCLUDE INQUIRES DOCUMENTATION INFORMATION
16418 | 4228181000800 | TEST STRIP FOR WATER QUALITY ( SHOWS PH ALKALINITY AND HARDNESS MEASURES)
16419 | 4228181001300 | BOWIE DICK PACK AIR REMOVAL TEST LAMINATED INDICATOR INK FREE OF ANY TOXIC COMPONENT INCLUDING ONE SHEET FOR DOCUMENTATION EARLY WARNING DISPOSABLE
16420 | 4228181100500 | SEAL TAMPER PROOF PLASTIC SURGICAL CONTAINERS WITH STEAM INDICATOR BLUE UNIVERSAL DISPOSABLE
16421 | 4228181100600 | SEAL TAMPER PROOF PLASTIC SURGICAL CONTAINERS WITH STEAM INDICATOR GREEN UNIVERSAL DISPOSABLE
16422 | 4228181100700 | SEAL TAMPER PROOF PLASTIC SURGICAL CONTAINERS WITH STEAM INDICATOR ORANGE UNIVERSAL DISPOSABLE
16423 | 4228181100800 | SEAL TAMPER PROOF PLASTIC SURGICAL CONTAINERS WITH STEAM INDICATOR RED DISPOSABLE
16424 | 4228181100900 | SEAL TAMPER PROOF PLASTIC SURGICAL CONTAINERS WITH STEAM INDICATOR VIOLET UNIVERSAL DISPOSABLE
16425 | 4228181101000 | SEAL TAMPER PROOF PLASTIC SURGICAL CONTAINERS WITH STEAM INDICATOR WHITE UNIVERSAL DISPOSABLE
16426 | 4228181101100 | SEAL TAMPER PROOF PLASTIC SURGICAL CONTAINERS WITH STEAM INDICATOR YELLOW UNIVERSAL DISPOSABLE
16427 | 4228181101200 | SEAL TAMPER PROOF PLASTIC FOR MARTIN CONTAINERS WITH STEAM INDICATOR DISPOSABLE
16428 | 4228190000400 | ADAPTER I (GREEN) STERRAD 100 S
16429 | 4228190000500 | ADAPTER II (BLUE) STERRAD 100 S
16430 | 4228190000600 | ADAPTER III (WHITE) STERRAD 100 S
16431 | 4228190000700 | TRANSPORTABLE CONTAINER TRANSPARENT LIGHT WEIGHT PUNCTURE PROOF PROPYLENE WITH SECURE LOCKABLE LID SIZE: WIDTH 33CM LENGTH 52CM HEIGHT 20CM.
16432 | 4228190000800 | TRANSPORTABLE CONTAINER TRANSPARENT LIGHT WEIGHT PUNCTURE PROOF PROPYLENE WITH SECURE LOCKABLE LID SIZE: WIDTH 45CM LENGTH 65CM HEIGHT 25CM
16433 | 4228190000900 | TRANSPORTATION BOX FOR DELIVERING STERILE INSTRUMENT PROPYLENE PLASTIC MATERIAL FREE LID LOCKABLE ATTACHED TO BOTH SIDES AND WELL SECURED COLOR BLUE WASHABLE UP TO 95 DEGREE BOX DURABLE EXTERNAL SIZE 30 X 20 X 19 CM
16434 | 4228190001000 | TRANSPORTATION BOX FOR DELIVERING STERILE INSTRUMENT PROPYLENE PLASTIC MATERIAL FREE LID LOCKABLE ATTACHED TO BOTH SIDES AND WELL SECURED COLOR BLUE WASHABLE UP TO 95 DEGREE BOX DURABLE EXTERNAL SIZE 40 X 30 X 25 CM
16435 | 4228190001100 | TRANSPORTATION BOX FOR DELIVERING STERILE INSTRUMENT PROPYLENE PLASTIC MATERIAL FREE LID LOCKABLE ATTACHED TO BOTH SIDES AND WELL SECURED COLOR BLUE WASHABLE UP TO 95 DEGREE BOX DURABLE SIZE 50 X 40 X30 CM
16436 | 4228190001200 | TRANSPORTATION BOX FOR DELIVERING STERILE INSTRUMENT PROPYLENE PLASTIC MATERIAL FREE LID LOCKABLE ATTACHED TO BOTH SIDES AND WELL SECURED COLOR BLUE WASHABLE UP TO 95 DEGREE BOX DURABLE SIZE 60 X 50X 35 CM
16437 | 4228190001300 | TRANSPORTATION BOX FOR DELIVERING STERILE INSTRUMENT PROPYLENE PLASTIC MATERIAL FREE LID LOCKABLE ATTACHED TO BOTH SIDES AND WELL SECURED COLOR BLUE WASHABLE UP TO 95 DEGREE BOX DURABLE EXTERNAL SIZE 70 X 60 X 40 CM
16438 | 4228190001400 | VACUUM STORAGE AND TRANSPORT POUCHES SIZE 35 X 50 CM WHICH INCLUDE ACCESSORIES: RUBBER AND PAPER INDICATOR.
16439 | 4228190001500 | VACUUM STORAGE AND TRANSPORT POUCHES SIZE 44 X 60 CM WHICH INCLUDE ACCESSORIES: RUBBER AND PAPER INDICATOR .
16440 | 4228190001600 | VACUUM STORAGE AND TRANSPORT POUCHES SIZE 44 X 80 CM WHICH INCLUDE ACCESSORIES: RUBBER AND PAPER INDICATOR.
16441 | 4228190100000 | CLIP LABEL HOLDER STAINLESS STEEL COMPATIBLE WITH P - TOUCH - COMPATIBLE LABEL WITH MESH TRAY LABEL FOR LASER MARKING BAR CODING 30 X 40 MM
16442 | 4228190100100 | HOLDER COUNTING SHEET SLOTTED
16443 | 4228190100300 | WRAPPING SHEET NON-WOVEN SPUNBOND MELTBLOWN SPUNBOND (SMS) THICKNESS 80 GSM COMPATIBLE WITH THE STEAM STERILIZATION AND HYDROGEN PEROXIDE STERILIZATION SYSTEMS NON-LEACHING AND ODORLESS MICROBIAL BARRIER TEAR RESISTANCE AIR PERMEABILITY AND BURST STRENGTH WRAPPING SHEETS GREEN OR BLUE SIZE 100CM X 122 CM
16444 | 4228190100500 | WRAPPING SHEET NON-WOVEN SPUNBOND MELTBLOWN SPUNBOND (SMS) THICKNESS 80 GSM COMPATIBLE WITH THE STEAM STERILIZATION AND HYDROGEN PEROXIDE STERILIZATION SYSTEMS NON-LEACHING AND ODORLESS MICROBIAL BARRIER TEAR RESISTANCE AIR PERMEABILITY AND BURST STRENGTH WRAPPING SHEETS GREEN OR BLUE SIZE 136CM X 150 CM
16445 | 4228190100700 | WRAPPING SHEET NON-WOVEN SPUNBOND MELTBLOWN SPUNBOND (SMS) THICKNESS 80 GSM COMPATIBLE WITH THE STEAM STERILIZATION AND HYDROGEN PEROXIDE STERILIZATION SYSTEMS NON-LEACHING AND ODORLESS MICROBIAL BARRIER TEAR RESISTANCE AIR PERMEABILITY AND BURST STRENGTH WRAPPING SHEETS GREEN OR BLUE SIZE 150CM X 188 CM
16446 | 4228190100800 | WRAPPING SHEET NON-WOVEN SPUNBOND MELTBLOWN SPUNBOND (SMS) THICKNESS 60 GSM COMPATIBLE WITH THE STEAM STERILIZATION AND HYDROGEN PEROXIDE STERILIZATION SYSTEMS NON-LEACHING AND ODORLESS MICROBIAL BARRIER TEAR RESISTANCE AIR PERMEABILITY AND BURST STRENGTH WRAPPING SHEETS GREEN OR BLUE SIZE 30CM X 30 CM
16447 | 4228190100900 | WRAPPING SHEET NON-WOVEN SPUNBOND MELTBLOWN SPUNBOND (SMS) THICKNESS 60 GSM COMPATIBLE WITH THE STEAM STERILIZATION AND HYDROGEN PEROXIDE STERILIZATION SYSTEMS NON-LEACHING AND ODORLESS MICROBIAL BARRIER TEAR RESISTANCE AIR PERMEABILITY AND BURST STRENGTH WRAPPING SHEETS GREEN OR BLUE SIZE 50CM X 50 CM
16448 | 4228190101000 | WRAPPING SHEET NON-WOVEN SPUNBOND MELTBLOWN SPUNBOND (SMS) THICKNESS 60 GSM COMPATIBLE WITH THE STEAM STERILIZATION AND HYDROGEN PEROXIDE STERILIZATION SYSTEMS NON-LEACHING AND ODORLESS MICROBIAL BARRIER TEAR RESISTANCE AIR PERMEABILITY AND BURST STRENGTH WRAPPING SHEETS GREEN OR BLUE SIZE 60CM X 60 CM
16449 | 4228190101100 | WRAPPING SHEET NON-WOVEN SPUNBOND MELTBLOWN SPUNBOND (SMS) THICKNESS 60 GSM COMPATIBLE WITH THE STEAM STERILIZATION AND HYDROGEN PEROXIDE STERILIZATION SYSTEMS NON-LEACHING AND ODORLESS MICROBIAL BARRIER TEAR RESISTANCE AIR PERMEABILITY AND BURST STRENGTH WRAPPING SHEETS GREEN OR BLUE SIZE 75CM X 75 CM
16450 | 4228190101400 | WRAPPER STERILIZATION WETLAID NONWOVEN PAPER 120 X 120 CM 70 GSM GREEN MEDICAL GRADE
16451 | 4228190101500 | WRAPPER STERILIZATION WETLAID NON WOVEN PAPER 137 X 137 CM 70 GSM GREEN MEDICAL GRADE
16452 | 4228190101600 | WRAPPER STERILIZATION WETLAID NONWOVEN PAPER 30 X 30 CM 60 GSM GREEN MEDICAL GRADE
16453 | 4228190101700 | WRAPPER STERILIZATION WETLAID NONWOVEN PAPER 50 X 50 CM 60 GSM GREEN MEDICAL GRADE
16454 | 4228190101800 | WRAPPER STERILIZATION WETLAID NONWOVEN PAPER 60 X 60 CM 60 GSM GREEN MEDICAL GRADE
16455 | 4228190101900 | WRAPPER STERILIZATION WETLAID NONWOVEN PAPER 75 X 75 CM 60 GSM GREEN MEDICAL GRADE
16456 | 4228190102000 | WRAPPER STERILIZATION WETLAID NONWOVEN PAPER 90 X 90 CM 60 GSM GREEN MEDICAL GRADE
16457 | 4228190200200 | STERILIZATION WRAPPING FLAT POUCH ONE SBSMEDICAL GRADE PAPER FACE POROUS MATERIAL AND ONE LAMINATED POLYESTER AND POLYPROPYLENE FACE TRANS PARENT FILM .SIZE : 10 X 20 CM. PROCESS STEAM AND ETO EXPOSURE INDICATORS: SHOULD BE PRINTED AT DISTANCE NOT MORE THAN 15 CM CONFORM WITH ISO 11607 - 1 AND EN 868 - 5.
16458 | 4228190200300 | STERILIZATION WRAPPING FLAT ROLL ONE SBSMEDICAL GRADE PAPER FACE POROUS MATERIAL AND ONE LAMINATED POLYESTER AND POLYPROPYLENE FACE TRANS PARENT FILM .SIZE : 15 CM X 100M. PROCESS STEAM AND ETO EXPOSURE INDICATORS: SHOULD BE PRINTED AT DISTANCE NOT MORE THAN 15 CM CONFORM WITH ISO 11607 - 1 AND EN 868 - 5.
16459 | 4228190200400 | GUSSETED PRECUT STERILIZATION STEAM POUCH MEDICAL GRADE PAPER FACE POROUS MATERIAL AND ONE LAMINATED POLYESTER AND POLYPROPYLENE FACE TRANSPARENT FILM INFORMATION PRINTED IN THE POUCH AS PER EN 868-5 AND ISO 11607-1 PROCESS STEAM EXPOSURE INDICATORS SHOULD BE PRINTED AT DISTANCE NOT MORE THAN 15 CM SHELF LIFE SHOULD BE NOT LESS THAN 2 YEARS NO PRINTABLE WORDS ON TRANSPARENT FILM SURFACE THE FOLLOWING INFORMATION SHOULD BE PRINTED ON: THE WORDS (DO NOT USE IF THE STERILE BARRIER IS DAMAGED) OR OTHER EQUIVALENT PHRASE TRADE NAME OR MANUFACTURES NAME LOT NUMBER NOMINAL DIMENSIONS SIZE: 25 X 8 X 40 CM
16460 | 4228190200500 | GUSSETED STERILIZATION WRAPPING POUCH MEDICAL GRADE PAPER FACE POROUS MATERIAL AND ONE LAMINATED POLYESTER AND POLYPROPYLENE FACE TRANSPARENT FILM INFORMATION PRINTED IN THE POUCH AS PER EN 868-5 AND ISO 11607-1 PROCESS STEAM EXPOSURE INDICATORS SHOULD BE PRINTED AT DISTANCE NOT MORE THAN 15 CM SHELF LIFE SHOULD BE NOT LESS THAN 2 YEARS NO PRINTABLE WORDS ON TRANSPARENT FILM SURFACE THE FOLLOWING INFORMATION SHOULD BE PRINTED ON: THE WORDS (DO NOT USE IF THE STERILE BARRIER IS DAMAGED) OR OTHER EQUIVALENT PHRASE TRADE NAME OR MANUFACTURES NAME LOT NUMBER NOMINAL DIMENSIONS SIZE: 40 X 13 X 60 CM
16461 | 4228190200600 | GUSSETED STERILIZATION WRAPPING POUCH ONE SBS MEDICAL GRADE PAPER FACE (POROUS MATERIAL) AND ONE LAMINATED POLYESTER AND POLYPROPYLENE FACE (TRANSPARENT FILM) .SIZE : 9 X 5 X 12.5 CM. PROCESS STEAM AND ETO EXPOSURE INDICATORS: SHOULD BE PRINTED AT DISTANCE NOT MORE THAN 15 CM CONFORM W ITH ISO 11607 - 1 AND EN 868 - 5.
16462 | 4228190200700 | POUCH STEAM STERILIZATION PRE-CUT FLAT SELF-SEAL MEDICAL GRADE PAPER NOT LESS THAN 60 GSM (WHITE) THICK PLASTIC TRANSPARENT FILM PUNCTURE RESISTANT INDICATOR TYPE 1 PRINTED AT DISTANCE EVERY 15 CM SEAL EDGE 9 MM SIZE: L 380 MM X W 150 MM
16463 | 4228190201900 | WRAPPING SHEET NON-WOVEN SPUNBOND MELTBLOWN SPUNBOND (SMS) THICKNESS 80 GSM COMPATIBLE WITH THE STEAM STERILIZATION AND HYDROGEN PEROXIDE STERILIZATION SYSTEMS NON-LEACHING AND ODORLESS MICROBIAL BARRIER TEAR RESISTANCE AIR PERMEABILITY AND BURST STRENGTH WRAPPING SHEETS GREEN OR BLUE SIZE 100 CM X 100 CM
16464 | 4228190202900 | WRAPPING SHEET NON-WOVEN SPUNBOND MELTBLOWN SPUNBOND (SMS) TWO LAYERS BONDED SIMULTANEOUS EACH LAYER DIFFERENT COLOR EACH LAYER THICKNESS 80 GSM COMPATIBLE WITH THE STEAM STERILIZATION AND HYDROGEN PEROXIDE STERILIZATION SYSTEMS NON-LEACHING AND ODORLESS MICROBIAL BARRIER TEAR RESISTANCE AIR PERMEABILITY AND BURST STRENGTH WRAPPING SHEETS SIZE 150 CM X 150 CM
16465 | 4228190203400 | BIOLOGICAL INDICATOR CHALLENGE PACK FOR STEAM STERILIZER (SELF-CONTAINED BIOLOGICAL INDICATOR PLUS CHEMICAL INTEGRATOR TYPE 5) READOUT INCUBATION TIME LESS THAN 30 MIN EXTERNAL CHEMICAL INDICATOR TYPE 1 PROVIDE BIOLOGICAL INDICATOR CONTROL WITH SAME LOT NUMBER.
16466 | 4228190203700 | TYVEK COUNT SHEET PLAIN WHITE A4
16467 | 4228190204100 | WRAPPING SHEET NON-WOVEN SPUNBOND MELTBLOWN SPUNBOND (SMS) THICKNESS 60 GSM COMPATIBLE WITH THE STEAM STERILIZATION AND HYDROGEN PEROXIDE STERILIZATION SYSTEMS NON-LEACHING AND ODORLESS MICROBIAL BARRIER TEAR RESISTANCE AIR PERMEABILITY AND BURST STRENGTH WRAPPING SHEETS GREEN OR BLUE SIZE 40 CM X 40 CM
16468 | 4228190204200 | WRAPPING SHEET NON-WOVEN SPUNBOND MELTBLOWN SPUNBOND (SMS) THICKNESS 80 GSM COMPATIBLE WITH THE STEAM STERILIZATION AND HYDROGEN PEROXIDE STERILIZATION SYSTEMS NON-LEACHING AND ODORLESS MICROBIAL BARRIER TEAR RESISTANCE AIR PERMEABILITY AND BURST STRENGTH WRAPPING SHEETS GREEN OR BLUE SIZE 140 CM X 140 CM
16469 | 4228190204300 | WRAPPING SHEET NON-WOVEN SPUNBOND MELTBLOWN SPUNBOND (SMS) THICKNESS 60 GSM COMPATIBLE WITH THE STEAM STERILIZATION AND HYDROGEN PEROXIDE STERILIZATION SYSTEMS NON-LEACHING AND ODORLESS MICROBIAL BARRIER TEAR RESISTANCE AIR PERMEABILITY AND BURST STRENGTH WRAPPING SHEETS GREEN OR BLUE SIZE 90 CM X 90 CM
16470 | 4228190204400 | TYVEK POUCH H2O2 STERILIZATION ROLL FLAT 70 GSM PUNCTURE RESISTANT PLASTIC TRANSPARENT FILM PROCESS INDICATOR TYPE 1 PRINTED AT DISTANCE EVERY 15 CM SIZE: 150 MM X 70 M
16471 | 4228190204500 | TYVEK POUCH H2O2 STERILIZATION ROLL FLAT 70 GSM PUNCTURE RESISTANT PLASTIC TRANSPARENT FILM PROCESS INDICATOR TYPE 1 PRINTED AT DISTANCE EVERY 15 CM SIZE: 350 MM X 70 M
16472 | 4228190204600 | STEAM POUCH STERILIZATION ROLL GUSSET MEDICAL GRADE NOT LESS THAN 60 GSM PUNCTURE RESISTANT PLASTIC TRANSPARENT FILM PROCESS INDICATOR TYPE 1 PRINTED AT DISTANCE EVERY 15 CM SIZE: 300 MM X100 MM X 100 M.
16473 | 4228190205000 | WRAPPING SHEET NON-WOVEN SPUNBOND MELTBLOWN SPUNBOND (SMS) TWO LAYERS BONDED SIMULTANEOUS EACH LAYER DIFFERENT COLOR EACH LAYER THICKNESS 60 GSM COMPATIBLE WITH THE STEAM STERILIZATION AND HYDROGEN PEROXIDE STERILIZATION SYSTEMS NON-LEACHING AND ODORLESS MICROBIAL BARRIER TEAR RESISTANCE AIR PERMEABILITY AND BURST STRENGTH WRAPPING SHEETS SIZE 60 CM X 60 CM
16474 | 4228190205100 | WRAPPING SHEET NON-WOVEN SPUNBOND MELTBLOWN SPUNBOND (SMS) TWO LAYERS BONDED SIMULTANEOUS EACH LAYER DIFFERENT COLOR EACH LAYER THICKNESS 60 GSM COMPATIBLE WITH THE STEAM STERILIZATION AND HYDROGEN PEROXIDE STERILIZATION SYSTEMS NON-LEACHING AND ODORLESS MICROBIAL BARRIER TEAR RESISTANCE AIR PERMEABILITY AND BURST STRENGTH WRAPPING SHEETS SIZE 76 CM X 76 CM
16475 | 4228190205200 | WRAPPING SHEET NON-WOVEN SPUNBOND MELTBLOWN SPUNBOND (SMS) TWO LAYERS BONDED SIMULTANEOUS EACH LAYER DIFFERENT COLOR EACH LAYER THICKNESS 60 GSM COMPATIBLE WITH THE STEAM STERILIZATION AND HYDROGEN PEROXIDE STERILIZATION SYSTEMS NON-LEACHING AND ODORLESS MICROBIAL BARRIER TEAR RESISTANCE AIR PERMEABILITY AND BURST STRENGTH WRAPPING SHEETS SIZE 91 CM X 91 CM
16476 | 4228190205300 | WRAPPING SHEET NON-WOVEN SPUNBOND MELTBLOWN SPUNBOND (SMS) TWO LAYERS BONDED SIMULTANEOUS EACH LAYER DIFFERENT COLOR EACH LAYER THICKNESS 80 GSM COMPATIBLE WITH THE STEAM STERILIZATION AND HYDROGEN PEROXIDE STERILIZATION SYSTEMS NON-LEACHING AND ODORLESS MICROBIAL BARRIER TEAR RESISTANCE AIR PERMEABILITY AND BURST STRENGTH WRAPPING SHEETS SIZE 114 CM X 114 CM
16477 | 4228190205500 | WRAPPING SHEET NON-WOVEN SPUNBOND MELTBLOWN SPUNBOND (SMS) TWO LAYERS BONDED SIMULTANEOUS EACH LAYER DIFFERENT COLOR EACH LAYER THICKNESS 80 GSM COMPATIBLE WITH THE STEAM STERILIZATION AND HYDROGEN PEROXIDE STERILIZATION SYSTEMS NON-LEACHING AND ODORLESS MICROBIAL BARRIER TEAR RESISTANCE AIR PERMEABILITY AND BURST STRENGTH WRAPPING SHEETS SIZE 137 CM X 137 CM
16478 | 4228190205600 | WRAPPING SHEET NON-WOVEN SPUNBOND MELTBLOWN SPUNBOND (SMS) TWO LAYERS BONDED SIMULTANEOUS EACH LAYER DIFFERENT COLOR EACH LAYER THICKNESS 60 GSM COMPATIBLE WITH THE STEAM STERILIZATION AND HYDROGEN PEROXIDE STERILIZATION SYSTEMS NON-LEACHING AND ODORLESS MICROBIAL BARRIER TEAR RESISTANCE AIR PERMEABILITY AND BURST STRENGTH WRAPPING SHEETS SIZE 38 CM X 38 CM
16479 | 4228190206000 | INSTRUMENT TAG PRINTED REPAIR
16480 | 4228190206100 | LINT REMOVER ROLLER ADHESIVE WITH HANDLE
16481 | 4228190206500 | TAPE COLOR CODING ROLL LATEX FREE SURGICAL INSTRUMENTS 3000MM X 2.5 MM GREEN
16482 | 4228190206600 | TAPE COLOR CODING ROLL LATEX FREE SURGICAL INSTRUMENTS 3000MM X 2.5 MM WHITE
16483 | 4228190206700 | TAPE COLOR CODING ROLL LATEX FREE SURGICAL INSTRUMENTS 3000MM X 2.5 MM BLACK
16484 | 4228190206800 | TAPE COLOR CODING ROLL LATEX FREE SURGICAL INSTRUMENTS 3000MM X 2.5 MM BLUE
16485 | 4228190206900 | TAPE COLOR CODING ROLL LATEX FREE SURGICAL INSTRUMENTS 3000MM X 2.5 MM BROWN
16486 | 4228190207000 | TAPE COLOR CODING ROLL LATEX FREE SURGICAL INSTRUMENTS 3000MM X 2.5 MM STRIPED GRAY / WHITE
16487 | 4228190207100 | TAPE COLOR CODING ROLL LATEX FREE SURGICAL INSTRUMENTS 3000MM X 2.5 MM STRIPED GREEN / WHITE
16488 | 4228190207200 | TAPE COLOR CODING ROLL LATEX FREE SURGICAL INSTRUMENTS 3000MM X 2.5 MM ORANGE
16489 | 4228190207300 | TAPE COLOR CODING ROLL LATEX FREE SURGICAL INSTRUMENTS 3000MM X 2.5 MM PURPLE
16490 | 4228190207400 | TAPE COLOR CODING ROLL LATEX FREE SURGICAL INSTRUMENTS 3000MM X 2.5 MM RED
16491 | 4228190207500 | TAPE COLOR CODING ROLL LATEX FREE SURGICAL INSTRUMENTS 3000MM X 2.5 MM STRIPED RED/ WHITE
16492 | 4228190207600 | TAPE COLOR CODING ROLL LATEX FREE SURGICAL INSTRUMENTS 3000MM X 2.5 MM YELLOW
16493 | 4228190207700 | TAPE COLOR CODING ROLL LATEX FREE SURGICAL INSTRUMENTS 3000MM X 2.5 MM STRIPED YELLOW / WHITE
16494 | 4228190300100 | COVER PLASTIC TRANSPARENT SELF-SEALING PREPRINTED WITH STERILITY MAINTENANCE" FOR PROTECTING STERILE PACKAGES DURING STORAGE AND TRANSPORTATION SIZE 60.96 X 76.2 CM
16495 | 4228190300200 | DISTAL CAP FOR THERAPEUTIC DUODENOSCOPE ASSORTED SIZES SINGLE USE
16496 | 4228190300500 | COVER PLASTIC TRANSPARENT SELF-SEALING PREPRINTED WITH STERILITY MAINTENANCE COVER FOR USE AFTER STERILIZATION 20 X 30 CM.
16497 | 4228190300600 | COVER PLASTIC TRANSPARENT SELF-SEALING PREPRINTED WITH STERILITY MAINTENANCE COVER FOR USE AFTER STERILIZATION 30.5 X 56CM.
16498 | 4228190300700 | COVER PLASTIC TRANSPARENT SELF-SEALING PREPRINTED WITH STERILITY MAINTENANCE COVER FOR USE AFTER STERILIZATION 40.6 X 56CM.
16499 | 4228190300800 | COVER PLASTIC TRANSPARENT SELF-SEALING PREPRINTED WITH STERILITY MAINTENANCE COVER FOR USE AFTER STERILIZATION 40.6 X 76CM.
16500 | 4228190400000 | POUCH STEAM STERILIZATION PAPER TO PAPER THICKNESS 60 GSM SERRATED TOP HEAT SEAL MEDICAL GRADE 140X75X250MM
16501 | 4228190400200 | POUCH STEAM STERILIZATION PAPER TO PAPER 250X100X380MM HEAT SEAL MEDICAL GRADE
16502 | 4228190400600 | POUCH STEAM STERILIZATION PAPER TO PAPER 90X50X125MM HEAT SEAL MEDICAL GRADE
16503 | 4228190400700 | POUCH STEAM STERILIZATION PAPER TO PAPER THICKNESS 60 GSM SERRATED TOP HEAT SEAL MEDICAL GRADE 90X50X250MM
16504 | 4228190403200 | STERILIZATION POUCH: 1. SELF SEALING WITH BLUE TINTED TRANSPARENT FILM FOR EASY DETECTION OF ANY TEARS CAUSED BY THE INSTRUMENTS; 2. EXTERNAL AND INTERNAL INDICATOR; 3. MULTIPLE SEAL FOR MAXIMUM PROTECTION; 4. SIZE 4.5 X 9 INCH 1000 POUCH/BOX LOCATION:
16505 | 4228190403300 | POUCH STEAM STERILIZATION PRE-CUT FLAT SELF SEAL MEDICAL GRADE PAPER NOT LESS THAN 60 GSM (WHITE) THICK PLASTIC TRANSPARENT FILM PUNCTURE RESISTANT INDICATOR TYPE 1 PRINTED AT DISTANCE EVERY 15 CM SEAL EDGE 9 MM SIZE: L 400 MM X W 205 MM
16506 | 4228190403400 | STERILIZATION POUCH: 1. SELF SEALING WITH BLUE TINTED TRANSPARENT FILM FOR EASY DETECTION OF ANY TEARS CAUSED BY THE INSTRUMENTS; 2. EXTERNAL AND INTERNAL INDICATOR; 3. MULTIPLE SEAL FOR MAXIMUM PROTECTION; 4. SIZE 6.5 X 10 INCH 1000 POUCH/BOX LOCATION:
16507 | 4228190403600 | POUCH STEAM STERILIZATION PRE-CUT FLAT SELF-SEAL MEDICAL GRADE PAPER NOT LESS THAN 60 GSM (WHITE) THICK PLASTIC TRANSPARENT FILM PUNCTURE RESISTANT INDICATOR TYPE 1 PRINTED AT DISTANCE EVERY 15 CM SEAL EDGE 9 MM SIZE: L 230 MM X W 90 MM
16508 | 4228190404500 | KIT ACCESSORIES CONTAINS RIBBON PRINT OUT PAPER VAPORIZER PLATE COLLECTION BOX FOR STERRAD 100 S
16509 | 4228190404700 | STEAM POUCH STERILIZATION ROLL FLAT MEDICAL GRADE NOT LESS THAN 60 GSM PUNCTURE RESISTANT PLASTIC TRANSPARENT FILM PROCESS INDICATOR TYPE 1 PRINTED AT DISTANCE EVERY 15 CM SIZE: 420 MM X 100 M.
16510 | 4228190404900 | BAG BIOHAZARD SEALED TO KEEP THE ITEM MOIST SINGLE USE SIZE 200 MM X 350 MM
16511 | 4228190405100 | BIOHAZARD BAG FOR TRANSPORTING SOILED SURGICAL INSTRUMENT CONSIST OF TWO LAYERS OF FILM MATERIAL FOR HIGH ABSORBENT SELF-SEAL SINGLE USE SIZE: 420 MMX 670 MM
16512 | 4228190405200 | BAG BIOHAZARD SEALED TO KEEP THE ITEM MOIST SINGLE USE SIZE 650 MM X 770 MM
16513 | 4228190405300 | POUCH STEAM STERILIZATION PRE-CUT GUSSET HEAT SEAL MEDICAL GRADE PAPER NOT LESS THAN 60 GSM (WHITE) THICK PLASTIC TRANSPARENT FILM PUNCTURE RESISTANT INDICATOR TYPE 1 PRINTED AT DISTANCE EVERY 15 CM SEAL EDGE 9 MM SIZE: L 355MM X W 230 MM X H 100MM
16514 | 4228190405500 | POUCH STEAM STERILIZATION PRE-CUT FLAT SELF-SEAL MEDICAL GRADE PAPER NOT LESS THAN 60 GSM (WHITE) THICK PLASTIC TRANSPARENT FILM PUNCTURE RESISTANT INDICATOR TYPE 1 PRINTED AT DISTANCE EVERY 15 CM SEAL EDGE 9 MM SIZE: L 300 MM X W 110 MM
16515 | 4228190405600 | POUCH STEAM STERILIZATION PRE-CUT FLAT SELF-SEAL MEDICAL GRADE PAPER NOT LESS THAN 60 GSM (WHITE) THICK PLASTIC TRANSPARENT FILM PUNCTURE RESISTANT INDICATOR TYPE 1 PRINTED AT DISTANCE EVERY 15 CM SEAL EDGE 9 MM SIZE: L 280 MM X W 130 MM
16516 | 4228190405700 | POUCH STEAM STERILIZATION PRE-CUT FLAT HEAT SEAL MEDICAL GRADE PAPER NOT LESS THAN 60 GSM (WHITE) THICK PLASTIC TRANSPARENT FILM PUNCTURE RESISTANT INDICATOR TYPE 1 PRINTED AT DISTANCE EVERY 15 CM SEAL EDGE 9 MM SIZE: L 360 MM X W 150 MM
16517 | 4228190405900 | POUCH STEAM STERILIZATION PRE-CUT FLAT HEAT SEAL MEDICAL GRADE PAPER NOT LESS THAN 60 GSM (WHITE) THICK PLASTIC TRANSPARENT FILM PUNCTURE RESISTANT INDICATOR TYPE 1 PRINTED AT DISTANCE EVERY 15 CM SEAL EDGE 9 MM SIZE: L 250 MM X W 200 MM
16518 | 4228190406000 | POUCH STEAM STERILIZATION PRE-CUT GUSSET HEAT SEAL MEDICAL GRADE PAPER NOT LESS THAN 60 GSM (WHITE) THICK PLASTIC TRANSPARENT FILM PUNCTURE RESISTANT INDICATOR TYPE 1 PRINTED AT DISTANCE EVERY 15 CM SEAL EDGE 9 MM SIZE: L 460 MM X W 250 MM X H 50 MM
16519 | 4228190406100 | POUCH STEAM STERILIZATION PRE-CUT FLAT SELF-SEAL MEDICAL GRADE PAPER NOT LESS THAN 60 GSM (WHITE) THICK PLASTIC TRANSPARENT FILM PUNCTURE RESISTANT INDICATOR TYPE 1 PRINTED AT DISTANCE EVERY 15 CM SEAL EDGE 9 MM SIZE: L 230 MM X W 50 MM
16520 | 4228190406200 | POUCH STEAM STERILIZATION PRE-CUT FLAT SELF-SEAL MEDICAL GRADE PAPER NOT LESS THAN 60 GSM (WHITE) THICK PLASTIC TRANSPARENT FILM PUNCTURE RESISTANT INDICATOR TYPE 1 PRINTED AT DISTANCE EVERY 15 CM SEAL EDGE 9 MM SIZE: L 100 MM X W 60 MM
16521 | 4228190406400 | POUCH STEAM STERILIZATION PRE-CUT FLAT HEAT SEAL MEDICAL GRADE PAPER NOT LESS THAN 60 GSM (WHITE) THICK PLASTIC TRANSPARENT FILM PUNCTURE RESISTANT INDICATOR TYPE 1 PRINTED AT DISTANCE EVERY 15 CM SEAL EDGE 9 MM SIZE: L 150 MM X W 75 MM
16522 | 4228190406500 | POUCH STEAM STERILIZATION PRE-CUT FLAT SELF-SEAL MEDICAL GRADE PAPER NOT LESS THAN 60 GSM (WHITE) THICK PLASTIC TRANSPARENT FILM PUNCTURE RESISTANT INDICATOR TYPE 1 PRINTED AT DISTANCE EVERY 15 CM SEAL EDGE 9 MM SIZE: L 300 MM X W 80 MM
16523 | 4228190406600 | POUCH STEAM STERILIZATION PRE-CUT FLAT SELF-SEAL MEDICAL GRADE PAPER NOT LESS THAN 60 GSM (WHITE) THICK PLASTIC TRANSPARENT FILM PUNCTURE RESISTANT INDICATOR TYPE 1 PRINTED AT DISTANCE EVERY 15 CM SEAL EDGE 9 MM SIZE: L 170 MM X W 90 MM
16524 | 4228190406700 | POUCH STEAM STERILIZATION PRE-CUT FLAT SELF-SEAL MEDICAL GRADE PAPER NOT LESS THAN 60 GSM (WHITE) THICK PLASTIC TRANSPARENT FILM PUNCTURE RESISTANT INDICATOR TYPE 1 PRINTED AT DISTANCE EVERY 15 CM SEAL EDGE 9 MM SIZE: L 250 MM X W 90 MM
16525 | 4228190406800 | POUCH STEAM STERILIZATION PRE-CUT GUSSET HEAT SEAL MEDICAL GRADE PAPER NOT LESS THAN 60 GSM (WHITE) THICK PLASTIC TRANSPARENT FILM PUNCTURE RESISTANT INDICATOR TYPE 1 PRINTED AT DISTANCE EVERY 15 CM SEAL EDGE 9 MM SIZE: L 230 MM X W 100 MM X H 50 MM
16526 | 4228190407000 | POUCH STEAM STERILIZATION PRE-CUT FLAT SELF-SEAL MEDICAL GRADE PAPER NOT LESS THAN 60 GSM (WHITE) THICK PLASTIC TRANSPARENT FILM PUNCTURE RESISTANT INDICATOR TYPE 1 PRINTED AT DISTANCE EVERY 15 CM SEAL EDGE 9 MM SIZE: L 130 MM X W 70 MM
16527 | 4228190407100 | POUCH STEAM STERILIZATION PRE-CUT FLAT SELF-SEAL MEDICAL GRADE PAPER NOT LESS THAN 60 GSM (WHITE) THICK PLASTIC TRANSPARENT FILM PUNCTURE RESISTANT INDICATOR TYPE 1 PRINTED AT DISTANCE EVERY 15 CM SEAL EDGE 9 MM SIZE: L 250 MM X W 70 MM
16528 | 4228190407300 | TYVEK POUCH H2O2 STERILIZATION PRE-CUT FLAT HEAT SEAL 70 GSM PUNCTURE RESISTANT PLASTIC TRANSPARENT FILM PROCESS INDICATOR TYPE 1 PRINTED AT DISTANCE EVERY 15 CM SIZE: L 350 MM X W 210 MM
16529 | 4228190407500 | TYVEK POUCH H2O2 STERILIZATION PRE-CUT FLAT HEAT SEAL 70 GSM PUNCTURE RESISTANT PLASTIC TRANSPARENT FILM PROCESS INDICATOR TYPE 1 PRINTED AT DISTANCE EVERY 15 CM SIZE: L 450 MM X W 320 MM
16530 | 4228190407600 | TYVEK POUCH H2O2 STERILIZATION PRE-CUT HEAT SEAL 70 GSM PUNCTURE RESISTANT PLASTIC TRANSPARENT FILM PROCESS INDICATOR TYPE 1 PRINTED AT DISTANCE EVERY 15 CM SIZE: L 200 MM X W 75 MM
16531 | 4228190407700 | TYVEK POUCH H2O2 STERILIZATION PRE-CUT FLAT HEAT SEAL 70 GSM PUNCTURE RESISTANT PLASTIC TRANSPARENT FILM PROCESS INDICATOR TYPE 1 PRINTED AT DISTANCE EVERY 15 CM SIZE: L 150 MM X W 76 MM
16532 | 4228190407800 | TYVEK POUCH H2O2 STERILIZATION PRE-CUT FLAT HEAT SEAL 70 GSM PUNCTURE RESISTANT PLASTIC TRANSPARENT FILM PROCESS INDICATOR TYPE 1 PRINTED AT DISTANCE EVERY 15 CM SIZE: L 500 MM X W 200 MM
16533 | 4228190407900 | TYVEK POUCH H2O2 STERILIZATION PRE-CUT FLAT HEAT SEAL 70 GSM PUNCTURE RESISTANT PLASTIC TRANSPARENT FILM PROCESS INDICATOR TYPE 1 PRINTED AT DISTANCE EVERY 15 CM SIZE: L 75 MM X W 70 MM
16534 | 4228190408000 | TYVEK POUCH H2O2 STERILIZATION PRE-CUT FLAT HEAT SEAL 70 GSM PUNCTURE RESISTANT PLASTIC TRANSPARENT FILM PROCESS INDICATOR TYPE 1 PRINTED AT DISTANCE EVERY 15 CM SIZE: L 90 MM X W 70 MM
16535 | 4228190408100 | POUCH STEAM STERILIZATION PAPER TO PAPER THICKNESS 60 GSM SERRATED TOP HEAT SEAL MEDICAL GRADE 110X30X380MM
16536 | 4228190408200 | POUCH STEAM STERILIZATION PAPER TO PAPER THICKNESS 60 GSM SERRATED TOP HEAT SEAL MEDICAL GRADE 110X30X190MM
16537 | 4228190408300 | POUCH STEAM STERILIZATION PAPER TO PAPER 180 X 95 X 380MM HEAT SEAL MEDICAL GRADE
16538 | 4228190408400 | POUCH STEAM STERILIZATION PAPER TO PAPER THICKNESS 60 GSM SERRATED TOP HEAT SEAL MEDICAL GRADE 190X65X330MM
16539 | 4228190408500 | POUCH STEAM STERILIZATION PAPER TO PAPER THICKNESS 60 GSM SERRATED TOP HEAT SEAL MEDICAL GRADE 300X75X530MM
16540 | 4228190408600 | POUCH STEAM STERILIZATION PAPER TO PAPER THICKNESS 60 GSM SERRATED TOP HEAT SEAL MEDICAL GRADE 380X125X610MM
16541 | 4228190409400 | TYVEK POUCH H2O2 STERILIZATION ROLL FLAT 70 GSM PUNCTURE RESISTANT PLASTIC TRANSPARENT FILM PROCESS INDICATOR TYPE 1 PRINTED AT DISTANCE EVERY 15 CM SIZE: 200 MM X 70 M
16542 | 4228190409700 | TYVEK POUCH H2O2 STERILIZATION ROLL FLAT 70 GSM PUNCTURE RESISTANT PLASTIC TRANSPARENT FILM PROCESS INDICATOR TYPE 1 PRINTED AT DISTANCE EVERY 15 CM SIZE: 420 MM X 70 M
16543 | 4228190410000 | POUCH STEAM STERILIZATION PRE-CUT FLAT SELF-SEAL MEDICAL GRADE PAPER NOT LESS THAN 60 GSM (WHITE) THICK PLASTIC TRANSPARENT FILM PUNCTURE RESISTANT INDICATOR TYPE 1 PRINTED AT DISTANCE EVERY 15 CM SEAL EDGE 9 MM SIZE: L 110 MM X W 90 MM
16544 | 4228190410100 | POUCH STEAM STERILIZATION PRE-CUT FLAT SELF-SEAL MEDICAL GRADE PAPER NOT LESS THAN 60 GSM (WHITE) THICK PLASTIC TRANSPARENT FILM PUNCTURE RESISTANT INDICATOR TYPE 1 PRINTED AT DISTANCE EVERY 15 CM SEAL EDGE 9 MM SIZE: L 220 MM X W 120 MM
16545 | 4228190410200 | POUCH STEAM STERILIZATION PRE-CUT FLAT SELF-SEAL MEDICAL GRADE PAPER NOT LESS THAN 60 GSM (WHITE) THICK PLASTIC TRANSPARENT FILM PUNCTURE RESISTANT INDICATOR TYPE 1 PRINTED AT DISTANCE EVERY 15 CM SEAL EDGE 9 MM SIZE: L 260 MM X W 90 MM
16546 | 4228190410300 | POUCH STEAM STERILIZATION PRE-CUT FLAT SELF-SEAL MEDICAL GRADE PAPER NOT LESS THAN 60 GSM (WHITE) THICK PLASTIC TRANSPARENT FILM PUNCTURE RESISTANT INDICATOR TYPE 1 PRINTED AT DISTANCE EVERY 15 CM SEAL EDGE 9 MM SIZE: L 400 MM X W 75 MM
16547 | 4228190410400 | POUCH STEAM STERILIZATION PRE-CUT FLAT SELF-SEAL MEDICAL GRADE PAPER NOT LESS THAN 60 GSM (WHITE) THICK PLASTIC TRANSPARENT FILM PUNCTURE RESISTANT INDICATOR TYPE 1 PRINTED AT DISTANCE EVERY 15 CM SEAL EDGE 9 MM SIZE: L 457 MM X W 305 MM
16548 | 4228190410500 | POUCH STEAM STERILIZATION PRE-CUT GUSSET HEAT SEAL MEDICAL GRADE PAPER NOT LESS THAN 60 GSM (WHITE) THICK PLASTIC TRANSPARENT FILM PUNCTURE RESISTANT INDICATOR TYPE 1 PRINTED AT DISTANCE EVERY 15 CM SEAL EDGE 9 MM SIZE: L 125 MM X W 90 MM X H 38 MM
16549 | 4228190410600 | POUCH STEAM STERILIZATION PRE-CUT GUSSET HEAT SEAL MEDICAL GRADE PAPER NOT LESS THAN 60 GSM (WHITE) THICK PLASTIC TRANSPARENT FILM PUNCTURE RESISTANT INDICATOR TYPE 1 PRINTED AT DISTANCE EVERY 15 CM SEAL EDGE 9 MM SIZE: L 400 MM X W 250 MM X H 80 MM
16550 | 4228190410700 | POUCH STEAM STERILIZATION PRE-CUT GUSSET HEAT SEAL MEDICAL GRADE PAPER NOT LESS THAN 60 GSM (WHITE) THICK PLASTIC TRANSPARENT FILM PUNCTURE RESISTANT INDICATOR TYPE 1 PRINTED AT DISTANCE EVERY 15 CM SEAL EDGE 9 MM SIZE: L 600MM X W 400MM X H 130MM
16551 | 4228190410800 | STEAM POUCH STERILIZATION ROLL FLAT MEDICAL GRADE NOT LESS THAN 60 GSM PUNCTURE RESISTANT PLASTIC TRANSPARENT FILM PROCESS INDICATOR TYPE 1 PRINTED AT DISTANCE EVERY 15 CM SIZE: 520 MM X 100 M.
16552 | 4228190410900 | STEAM POUCH STERILIZATION ROLL FLAT NOT LESS THAN 60 GSM PUNCTURE RESISTANT PLASTIC TRANSPARENT FILM PROCESS INDICATOR TYPE 1 PRINTED AT DISTANCE EVERY 15 CM SIZE: 300 MM X 100 M.
16553 | 4228190411000 | STEAM POUCH STERILIZATION ROLL GUSSET MEDICAL GRADE NOT LESS THAN 60 GSM PUNCTURE RESISTANT PLASTIC TRANSPARENT FILM PROCESS INDICATOR TYPE 1 PRINTED AT DISTANCE EVERY 15 CM SIZE: 250 MM X 65 MM X 100 M.
16554 | 4228190600400 | AUTOCLAVABLE PRE-ASSEMBLED DISPENSING TAPE ROLL FOR DENTAL TOOLS COLOR CODE RECOGNITION - BLACK
16555 | 4228190600500 | AUTOCLAVABLE PRE-ASSEMBLED DISPENSING TAPE ROLL FOR DENTAL TOOLS COLOR CODE RECOGNITION - BLUE
16556 | 4228190600600 | AUTOCLAVABLE PRE-ASSEMBLED DISPENSING TAPE ROLL FOR DENTAL TOOLS COLOR CODE RECOGNITION - BROWN
16557 | 4228190600700 | AUTOCLAVABLE PRE-ASSEMBLED DISPENSING TAPE ROLL FOR DENTAL TOOLS COLOR CODE RECOGNITION - GREEN
16558 | 4228190600800 | AUTOCLAVABLE PRE-ASSEMBLED DISPENSING TAPE ROLL FOR DENTAL TOOLS COLOR CODE RECOGNITION - NEON YELLOW
16559 | 4228190600900 | AUTOCLAVABLE PRE-ASSEMBLED DISPENSING TAPE ROLL FOR DENTAL TOOLS COLOR CODE RECOGNITION - ORANGE
16560 | 4228190601000 | AUTOCLAVABLE PRE-ASSEMBLED DISPENSING TAPE ROLL FOR DENTAL TOOLS COLOR CODE RECOGNITION - RED
16561 | 4228190601100 | AUTOCLAVABLE PRE-ASSEMBLED DISPENSING TAPE ROLL FOR DENTAL TOOLS COLOR CODE RECOGNITION - WHITE
16562 | 4228190700300 | PROTECTOR PLASTIC POINT 30MM TRANSPARENT DISPOSABLE AUTOCLAVABLE
16563 | 4228190700700 | COVER SILICONE MESH FLEXIBLE SUITABLE FOR WASHER DISINFECTOR TRAY HEAT RESISTANT UP TO 100 DEGREES CELSIUS 425X210MM
16564 | 4228190700800 | COVER SILICONE MESH FLEXIBLE SUITABLE FOR WASHER DISINFECTOR TRAY HEAT RESISTANT UP TO 100 DEGREE CELSIUS 445X230MM
16565 | 4228190700900 | PROTECTOR PLASTIC POINT 15MM TRANSPARENT DISPOSABLE AUTOCLAVABLE
16566 | 4228190701000 | GUARD PROTECTION TIP INSTRUMENTS DUO VENTED LATEX FREE TRANSPARENT AUTOCLAVABLE 1.5 X 19.1MM
16567 | 4228190701100 | GUARD PROTECTION TIP INSTRUMENTS DUO VENTED LATEX FREE TRANSPARENT AUTOCLAVABLE 1.5 X 9.7MM
16568 | 4228190701200 | GUARD PROTECTION TIP INSTRUMENTS DUO VENTED LATEX FREE TRANSPARENT AUTOCLAVABLE SIZE 10.4 X 19.1MM
16569 | 4228190701300 | GUARD PROTECTION TIP INSTRUMENTS DUO VENTED LATEX FREE TRANSPARENT AUTOCLAVABLE SIZE 2.0 X 16MM
16570 | 4228190701400 | GUARD PROTECTION TIP INSTRUMENTS DUO VENTED LATEX FREE TRANSPARENT AUTOCLAVABLE 2.0 X 19.1MM
16571 | 4228190701500 | GUARD PROTECTION TIP INSTRUMENTS DUO VENTED LATEX FREE TRANSPARENT AUTOCLAVABLE 2.8 X 19.1MM
16572 | 4228190701600 | GUARD PROTECTION TIP INSTRUMENTS DUO VENTED LATEX FREE TRANSPARENT AUTOCLAVABLE 3.3 X 25.4MM
16573 | 4228190701700 | GUARD PROTECTION TIP INSTRUMENTS DUO VENTED LATEX FREE TRANSPARENT AUTOCLAVABLE 4.8 X 25.4MM
16574 | 4228190701800 | VENTED INSTRUMENT GUARD 1.5X9.7MM TRANSPARENT AUTOCLAVABLE DISPOSABLE
16575 | 4228190701900 | VENTED INSTRUMENT GUARD 2.0X16MM TRANSPARENT AUTOCLAVABLE DISPOSABLE
16576 | 4228190702000 | VENTED INSTRUMENT GUARD 2.8X19.1MM TRANSPARENT AUTOCLAVABLE DISPOSABLE
16577 | 4228190702100 | VENTED INSTRUMENT GUARD 3.3X25.4MM TRANSPARENT AUTOCLAVABLE DISPOSABLE
16578 | 4228190702400 | SURGICAL INSTRUMENT TIP CAPS OSTEOTOME WITH VENT GREEN TINT 1 INCH (25.4MM) LENGTH X 0.5 INCH (12.7MM) DIAMETER SIZE: 13
16579 | 4228190702500 | SURGICAL INSTRUMENT TIP CAPS OSTEOTOME WITH VENT WHITE TINT 0.75 INCH (19.1MM) X 0.25 INCH 96.5MM) DIAMETER SIZE: 11
16580 | 4228190800400 | TRAY LINER MADE OF CELLULOSE FIBERS 80 G TO BE USE UNDER THE SURGICAL TRAY TO ABSORB ANY MOISTURE AFTER THE CYCLE WHITE SIZE 300 X 300 MM.
16581 | 4228190800500 | TRAY LINER MADE OF CELLULOSE FIBERS 80 G TO BE USE UNDER THE SURGICAL TRAY TO ABSORB ANY MOISTURE AFTER THE CYCLE WHITE SIZE 300 X 450 MM.
16582 | 4228190800600 | TRAY LINER MADE OF CELLULOSE FIBERS 80 G TO BE USE UNDER THE SURGICAL TRAY TO ABSORB ANY MOISTURE AFTER THE CYCLE WHITE SIZE 300 X 600 MM.
16583 | 4228190800700 | LINER PACK COLOR CODED GREEN RED AND TRANSPARENT DISPOSABLE FOR REUSABLE ENDOSCOPE TRANSPORT TRAY
16584 | 4228190800800 | TRAY LINER MADE OF CELLULOSE FIBERS 80 G TO BE USE UNDER THE SURGICAL TRAY TO ABSORB ANY MOISTURE AFTER THE CYCLE WHITE SIZE 250MM X 320MM.
16585 | 4228190900100 | LABEL STRONG ADHESIVE KEEPS LABEL WITH STAND H2O2 STERILIZATION THE LABEL PROVIDE 3 LINES OF INFORMATION WITH UP TO 10 CHARACTERS PER LINE
16586 | 4228190900200 | LABEL FOR ZEBRA PRINTER MODEL 105 SL ULTIMATE 3000 T WHITE ROLL SIZE 7.5 X 2.5 CM
16587 | 4228190900300 | INK LABEL GUN COMPATIBLE WITH 3 LINES RECORD SYSTEM
16588 | 4228190900400 | LABELS MESSAGE GAZ STERILIZED 2.5 X 1 IN
16589 | 4228190900600 | LABELS ADHESIVE STICKER TO IDENTIFY INSTRUMENT SETS PRINTED "CLEAN" IN GREEN DISPOSABLE 4X4 INCH
16590 | 4228190900700 | LABELS ADHESIVE STICKER TO IDENTIFY INSTRUMENT SETS PRINTED "IMPLANT" IN WHITE DISPOSABLE 2.5X1 INCH
16591 | 4228191700000 | PROTECTORS/GUARD DUAL TIP CLEAR VENTED PLASTIC ALL ASSORTED SIZES LATEX FREE AUTOCLAVABLE TRANSPARENT
16592 | 4228191700100 | SURGICAL INSTRUMENT TIP CAPS OSTEOTOME WITH VENT BLUE TINT 1 INCH (25.4MM) LENGTH X 0.375 INCH (9.5MM) DIAMETER SIZE: 12
16593 | 4228200000400 | CLEANSER AND WIPE FOR ENDOSCOPE INITIAL CLEANING AT BEDSIDE (INCLUDES SPONGE AND ENZYMATIC DETERGENT)
16594 | 4228200000600 | BOX TRANSPORTATION PROPYLENE W/ REVERSIBLE DELIVERY LABEL POCKET LOCKABLE AND AUTOCLAVABLE SIZE 790 X 400 X 320MM REUSABLE
16595 | 4228200000800 | TRANSPORTATION BOX FOR DELIVERING DIRTY INSTRUMENT PROPYLENE PLASTIC MATERIAL FREE LID LOCKABLE ATTACHED TO BOTH SIDES AND WELL SECURED COLOR RED WASHABLE UP TO 95 DEGREE DURABLE EXTERNAL SIZE 60 X 40X 32 CM
16596 | 4228200000900 | CASSETTE COLLECTION BOX FOR STERRAD STERILIZER
16597 | 4228200001000 | TRANSPORTATION BOX FOR DELIVERING DIRTY INSTRUMENT PROPYLENE PLASTIC MATERIAL FREE LID LOCKABLE ATTACHED TO BOTH SIDES AND WELL SECURED COLOR RED WASHABLE UP TO 95 DEGREE DURABLE EXTERNAL SIZE 40 X 30 X 22 CM
16598 | 4228200001100 | CLEANER AUTOCLAVE NON FOAMING NON CORROSIVE RESTORES ORIGINAL FINISH
16599 | 4228200001200 | HIGH LEVEL DISINFECTANT SOLUTION FOR SCOPE DISINFECTION FOR AUTOMATED SCOPE DISINFECTION (AUTOMATED ENDOSCOPE REPROCESSING)
16600 | 4228200001300 | AIR/WATER/SUCTION CLEANING ADAPTOR FOR GASTROSCOPE AND COLONOSCOPE AND DUODENOSCOPE SINGLE USE
16601 | 4228200001900 | SEAL CHECK VALIDATION PAPER FOR HEAT SEALER
16602 | 4228200100000 | TIP CLEANSER ELECTRO SURGICAL FOR CLEANING THE TIP OF DIATHERMY X-RAY DETECTABLE SIZE 2 INCH X 2 INCH ONE SIDE STICKY DISPOSABLE STERILE
16603 | 4228200100400 | TIP ELECTROLASE BLUNT ACCORDING TO ELECTROCAUTERY HYFRECATOR 2000 MODEL DISPOSABLE STERILE
16604 | 4228200100500 | TIP ELECTROLASE SHARP ACCORDING TO ELECTROCAUTERY HYFRECATOR 2000 MODEL DISPOSABLE STERILE
16605 | 4228200100600 | RIBBON CARTRIDGE FOR STERIS AMSCO CENTURY STEAM STERILIZER
16606 | 4228200500300 | SHEATH 1912023 5PK 2.7MM/0DEG XOMED
16607 | 4228201000600 | MAT SILICONE NUB FLEXIBLE SUITABLE FOR WASHER DISINFECTOR AUTOCLAVABLE
16608 | 4228202100200 | DOUBLE HEADER CLEANING BRUSH FOR SUCTION/AIR WATER PORTS (TWO DIFFERENT SIZES BRUSHES AT EACH END) REUSABLE
16609 | 4228202100300 | DOUBLE HEADER CLEANING BRUSH FOR SUCTION/AIR WATER PORTS (TWO DIFFERENT SIZES BRUSHES AT EACH END) SINGLE USE
16610 | 4228202100500 | COMPLETE SET OF CLEANING BRUSH (DOUBLE HEADER BRUSH FOR SUCTION/AIR WATER AND CHANNEL CLEANING BRUSH) REUSABLE
16611 | 4228202100600 | COMPLETE SET OF CLEANING BRUSHES (DOUBLE HEADER BRUSH FOR SUCTION/AIR WATER AND CHANNEL CLEANING BRUSH) SINGLE USE
16612 | 4228202100700 | RIBBON PRINTER (MUST COMPATIBLE WITH EACH HOSPITAL MACHINE)
16613 | 4229150000000 | BIOPSY KIT TRAY PROCEDURE BONE MARROW WITH JAMSHIDI OR ANY OTHER EQUIVALENT 11 GA ADJUSTABLE 3/8 - 17/8 INCH WITH 15 GA ILLINOIS NEEDLES ADULT
16614 | 4229150000900 | BONE BIOPSY NEEDLE COAXIAL CURVED FOR VERTEBRAL BODY BIOPSY AND INFUSION INTRODUCER NEEDLE SIZE 10G X 10-13 CM STERILE
16615 | 4229150100200 | BONE MILL COMPLETE KIT MICROTOME
16616 | 4229150100700 | HEADBAND SPRING STEEL FOR BONE TRANSDUCER
16617 | 4229160200000 | HEAVY BOLD CUTTER ORTHOPEDIC
16618 | 4229160200400 | TWISTER CUTTER TABLE BASED FOR 4 5 AND 6.5 MM RODS SPINAL
16619 | 4229160200500 | ROD CUTTER LARGE (HEAVY DUTY) POINTED TIP (IN SITU CUTTER) SPINAL
16620 | 4229160200600 | ROD CUTTER LARGE (HEAVY DUTY) WIDE TIP (IN SITU CUTTER) SPINAL
16621 | 4229160200800 | CUTTER ORTHODONTICS WIRE CUTTING HEAVY DUTY
16622 | 4229160202500 | PIN CUTTER FOR ALL SIZES OF PINS
16623 | 4229160400100 | HANDLE (PAIR) FOR GIGLI SAW WIRE
16624 | 4229160400200 | GIGLI SAW WIRE SMOOTH FOR BONE CUTTING WITH 2 HANDLE
16625 | 4229160400400 | MANUAL SAW HANDLE WITH BLADE HEAVY - DUTY SIZE 0.25 MM THICK WITH SAW BLADES/ HEAVY - DUTY SIZE 0.18 MM THICK
16626 | 4229160400500 | STERNAL WIRE SURGICAL STAINLESS STEEL SIZE 0 MONOFILAMENT 45 CM HEAVY WIRE REVERSE OR TAPER CUTTING 1/2 CIRCLE WITH NEEDLE STERILE
16627 | 4229160600200 | SET COMPLETE WITH ALL SIZES OF CHISELS WITH NECESSARY ATTACHMENTS AND CASE
16628 | 4229160600300 | CAPENER LAMINA GOUGE LENGTH 240 MM WIDTH 11 MM OR EQUIVALENT SPINAL
16629 | 4229160600400 | CAPENER LAMINA GOUGE LENGTH 240 MM WIDTH 16 MM OR EQUIVALENT SPINAL
16630 | 4229160600500 | CAPENER LAMINA GOUGE LENGTH 240 MM WIDTH 6 MM OR EQUIVALENT SPINAL
16631 | 4229160600600 | CAPENER LAMINA GOUGE LENGTH 240 MM WIDTH 8 MM OR EQUIVALENT SPINAL
16632 | 4229160600700 | SPINAL GOUGES CURVED SIZE 13 LENGTH 270 MM OR EQUIVALENT SPINAL
16633 | 4229160600800 | SPINAL GOUGES CURVED SIZE 6 LENGTH 270 MM OR EQUIVALENT SPINAL
16634 | 4229160600900 | SPINAL GOUGES CURVED SIZE 9 LENGTH 270 MM OR EQUIVALENT SPINAL
16635 | 4229160601000 | SPINAL GOUGES STRAIGHT SIZE 13 LENGTH 270 MM OR EQUIVALENT SPINAL
16636 | 4229160601100 | SPINAL GOUGES STRAIGHT SIZE 6 LENGTH 270 MM OR EQUIVALENT SPINAL
16637 | 4229160601200 | SPINAL GOUGES STRAIGHT SIZE 9 LENGTH 270 MM OR EQUIVALENT SPINAL
16638 | 4229160601400 | CHISEL FOR ARTHROSCOPY PROCEDURES ASSORTED TYPES AND SIZES
16639 | 4229160601600 | STOUT STRAIGHT CHISEL STAINLESS STEEL 4MM
16640 | 4229160601700 | COTTLE CHISEL FLAT GRADUATED STRAIGHT WIDTH 3 MM LENGTH 18.5 CM
16641 | 4229160601800 | COTTLE CHISEL FLAT GRADUATED STRAIGHT WIDTH 6 MM LENGTH 18.5 CM
16642 | 4229160700200 | CURRETTES SHORT AND LONG STRAIGHT AND CURVED SMALL MEDIUM AND LARGE ASSORTED SIZES AND SHAPES AS REQUESTED BY END USER
16643 | 4229160700300 | SPINAL CURETTE ANGLED MEDIUM LONG AND SHORT HANDLE EQUALLY DISTRIBUTED BURS NON SLIPPERY SPINAL
16644 | 4229160700400 | SPINAL CURETTE ANGLED LARGE LONG AND SHORT HANDLE EQUALLY DISTRIBUTED BURS NON SLIPPERY SPINAL
16645 | 4229160700500 | SPINAL CURETTE ANGLED SMALL LONG AND SHORT HANDLE EQUALLY DISTRIBUTED BURS NON SLIPPERY SPINAL
16646 | 4229160701100 | SPINAL CURETTE RING LARGE LONG AND SHORT HANDLE EQUALLY DISTRIBUTED BURS NON SLIPPERY SPINAL
16647 | 4229160701200 | SPINAL CURETTE RING MEDIUM LONG AND SHORT HANDLE EQUALLY DISTRIBUTED BURS NON SLIPPERY SPINAL
16648 | 4229160701300 | SPINAL CURETTE RING SMALL LONG AND SHORT HANDLE EQUALLY DISTRIBUTED BURS NON SLIPPERY SPINAL
16649 | 4229160701400 | SPINAL CURETTE STRAIGHT LARGE LONG AND SHORT HANDLE EQUALLY DISTRIBUTED BURS NON SLIPPERY SPINAL
16650 | 4229160701500 | SPINAL CURETTE STRAIGHT MEDIUM LONG AND SHORT HANDLE EQUALLY DISTRIBUTED BURS NON SLIPPERY SPINAL
16651 | 4229160701700 | SPINAL CURETTE EPSTEIN MEDIUM LONG AND SHORT HANDLE EQUALLY DISTRIBUTED NON SLIPPERY SPINAL
16652 | 4229160701800 | SPINAL CURETTE EPSTEIN SMALL LONG AND SHORT HANDLE EQUALLY DISTRIBUTED NON SLIPPERY SPINAL
16653 | 4229160701900 | SPINAL CURETTE FOR ENDPLATE PREPARATION SPINAL
16654 | 4229160702000 | AXIAL BAYONET CURETTES COMPLETE SET OF ALL SIZE S AND ANGLES/LONG AND SHORT HANDLES IN SUITABLE BOX AND TRAY WITH SUPPORT TO THE SET SPINAL
16655 | 4229160702200 | LUMBAR CURETTES COMPLETE SET OF ALL SIZE S AND ANGLES/LONG AND SHORT HANDLES IN SUITABLE BOX AND TRAY WITH SUPPORTS TO THE SET (AT LEAST 36 CURETTES IN THE SET) SPINAL
16656 | 4229160702400 | OPEN CURETTE ARTHROSCOPIC DIFFERENT SIZES AND ANGLES ORTHOPEDIC
16657 | 4229160702500 | VOLKMAN BONE CURETTES STAINLESS STEEL OVAL CUP HOLLOW HANDLE 18CM APPROXIMATE ASSORTED WORKING END SIZE
16658 | 4229160702600 | LUCAS BONE CURETTE DOUBLE-ENDED STAINLESS STEEL 18CM APPROXIMATE WORKING END SIZE: 2 3 4MM APPROXIMATE
16659 | 4229160702700 | HEMNIGWAY BONE CURETTE CURVED (SPOON) DOUBLE-ENDED STAINLESS STEEL 18CM APPROXIMATE WORKING END SIZE: 2 3 4MM APPROXIMATE
16660 | 4229160702900 | CURETTE SKIN 4 MM DISPOSABLE STERILE
16661 | 4229160703000 | CURETTE SKIN 5 MM DISPOSABLE STERILE
16662 | 4229160703300 | CURETTE RING TIP 45 DEGREE ANGLED ROUND HANDLE STEEL 5 MMX25CM REUSABLE
16663 | 4229160704000 | LOOP BILLEAU EAR SIZE 3 LENGTH 16 CM
16664 | 4229160900100 | BONE NIBBLERS DOUBLE ACTION STRAIGHT SMALL MEDIUM AND LARGE AND ANGLED SMALL MEDIUM AND LARGE
16665 | 4229160900200 | NIPPER HOUSE-DIETER MALLEUS UPBITING WORKING LENGTH 8 CM
16666 | 4229161100300 | MILLER COBURN BONE FILE LARGE SIZE STAINLESS STEEL
16667 | 4229161100400 | ENDPLATE RASP NON SLIPPERY 15 OVERALL LENGTH SIZE 1/2 INCH OR EQUIVALENT SPINAL
16668 | 4229161100700 | RASP FOR ARTHROSCOPY PROCEDURES ASSORTED TYPES AND SIZES
16669 | 4229161100900 | MLTZ BONE RASP STAINLESS STEEL PUSH CUTTING 17CM APPROXIMATE 34X7MM APPROXIMATE
16670 | 4229161101000 | WAHL BONE FILE STRAIGHT CUT BONE AND SMOOTHING STAINLESS STEEL SIZE 1
16671 | 4229161101100 | WAHL BONE FILE STRAIGHT CUT BONE AND SMOOTHING STAINLESS STEEL SIZE 2
16672 | 4229161101200 | HOWARD BONE FILE STRAIGHT CUT BONE AND SMOOTHING STAINLESS STEEL SIZE 12
16673 | 4229161101300 | HOWARD BONE FILE STRAIGHT CUT BONE AND SMOOTHING STAINLESS STEEL SIZE 67
16674 | 4229161101400 | MILLER BONE FILE STRAIGHT CUT BONE AND SMOOTHING STAINLESS STEEL SIZE 21
16675 | 4229161101500 | MILLER BONE FILE STRAIGHT CUT BONE AND SMOOTHING STAINLESS STEEL SIZE 45
16676 | 4229161101600 | MILLER BONE FILE STRAIGHT CUT BONE AND SMOOTHING STAINLESS STEEL SIZE 52
16677 | 4229161101700 | MILLER BONE FILE STRAIGHT CUT BONE AND SMOOTHING STAINLESS STEEL SIZE 64
16678 | 4229161101800 | MILLER COLBURN BONE FILE SMALL SIZE STAINLESS STEEL
16679 | 4229161200100 | LAMINECTOMY RONGEUR DOUBLE ACTION STRAIGHT 2 MM LENGTH 230 MM OR EQUIVALENT SPINAL
16680 | 4229161200200 | LAMINECTOMY RONGEUR DOUBLE ACTION CURVED 12 MM LENGTH 230 MM OR EQUIVALENT SPINAL
16681 | 4229161200300 | LAMINECTOMY RONGEUR DOUBLE ACTION CURVED 5 MM LENGTH 230 MM OR EQUIVALENT SPINAL
16682 | 4229161200400 | LAMINECTOMY RONGEUR DOUBLE ACTION CURVED 8 MM LENGTH 230 MM OR EQUIVALENT SPINAL
16683 | 4229161200500 | LAMINECTOMY RONGEUR DOUBLE ACTION STRAIGHT 12 MM LENGTH 230 MM OR EQUIVALENT SPINAL
16684 | 4229161200600 | LAMINECTOMY RONGEUR DOUBLE ACTION STRAIGHT 5 MM LENGTH 230 MM OR EQUIVALENT SPINAL
16685 | 4229161200700 | LAMINECTOMY RONGEUR DOUBLE ACTION STRAIGHT 8 MM LENGTH 230 MM OR EQUIVALENT SPINAL
16686 | 4229161200800 | LAMINECTOMY RONGEUR SINGLE ACTION CURVED LARGE SPINAL
16687 | 4229161200900 | LAMINECTOMY RONGEUR SINGLE ACTION CURVED MEDIUM SPINAL
16688 | 4229161201000 | LAMINECTOMY RONGEUR SINGLE ACTION CURVED SMALL SPINAL
16689 | 4229161201100 | LAMINECTOMY RONGEUR SINGLE ACTION STRAIGHT MEDIUM SPINAL
16690 | 4229161201200 | LAMINECTOMY RONGEUR SINGLE ACTION STRAIGHT SMALL SPINAL
16691 | 4229161203600 | SPINAL KERRISON DOUBLE COATED ANTI REFLECTION SELF CLEANING EJECTOR ANGLED 45 DEGREE FORWARD LENGTH 250 MM SIZE 1 MM SPINAL
16692 | 4229161203700 | SPINAL KERRISON DOUBLE COATED ANTI REFLECTION SELF CLEANING EJECTOR ANGLED 45 DEGREE FORWARD LENGTH 250 MM SIZE 2 MM SPINAL
16693 | 4229161203800 | SPINAL KERRISON DOUBLE COATED ANTI REFLECTION SELF CLEANING EJECTOR ANGLED 45 DEGREE FORWARD LENGTH 250 MM SIZE 3 MM SPINAL
16694 | 4229161203900 | SPINAL KERRISON DOUBLE COATED ANTI REFLECTION SELF CLEANING EJECTOR ANGLED 45 DEGREE FORWARD LENGTH 250 MM SIZE 4 MM SPINAL
16695 | 4229161204000 | SPINAL KERRISON DOUBLE COATED ANTI REFLECTION SELF CLEANING EJECTOR ANGLED 45 DEGREE FORWARD LENGTH 250 MM SIZE 5 MM SPINAL
16696 | 4229161204100 | SPINAL KERRISON DOUBLE COATED ANTI REFLECTION SELF CLEANING EJECTOR ANGLED 45 DEGREE FORWARD LENGTH 250 MM SIZE 6 MM SPINAL
16697 | 4229161204200 | SPINAL KERRISON DOUBLE COATED ANTI REFLECTION SELF CLEANING EJECTOR ANGLED 45 DEGREE FORWARD LENGTH 300 MM SIZE 1 MM SPINAL
16698 | 4229161204300 | SPINAL KERRISON DOUBLE COATED ANTI REFLECTION SELF CLEANING EJECTOR ANGLED 45 DEGREE FORWARD LENGTH 300 MM SIZE 2 MM SPINAL
16699 | 4229161204400 | SPINAL KERRISON DOUBLE COATED ANTI REFLECTION SELF CLEANING EJECTOR ANGLED 45 DEGREE FORWARD LENGTH 300 MM SIZE 3 MM SPINAL
16700 | 4229161204500 | SPINAL KERRISON DOUBLE COATED ANTI REFLECTION SELF CLEANING EJECTOR ANGLED 45 DEGREE FORWARD LENGTH 300 MM SIZE 4 MM SPINAL
16701 | 4229161204600 | SPINAL KERRISON DOUBLE COATED ANTI REFLECTION SELF CLEANING EJECTOR ANGLED 45 DEGREE FORWARD LENGTH 300 MM SIZE 5 MM SPINAL
16702 | 4229161204700 | SPINAL KERRISON DOUBLE COATED ANTI REFLECTION SELF CLEANING EJECTOR ANGLED 45 DEGREE FORWARD LENGTH 300 MM SIZE 6 MM SPINAL
16703 | 4229161204800 | SPINAL KERRISON DOUBLE COATED ANTI REFLECTION SELF CLEANING EJECTOR ANGLED 45 DEGREE FORWARD LENGTH 400 MM SIZE 3 MM SPINAL
16704 | 4229161204900 | SPINAL KERRISON DOUBLE COATED ANTI REFLECTION SELF CLEANING EJECTOR ANGLED 45 DEGREE FORWARD LENGTH 400 MM SIZE 4 MM SPINAL
16705 | 4229161205000 | SPINAL KERRISON DOUBLE COATED ANTI REFLECTION SELF CLEANING EJECTOR ANGLED 45 DEGREE FORWARD LENGTH 400 MM SIZE 5 MM SPINAL
16706 | 4229161205100 | SPINAL KERRISON DOUBLE COATED ANTI REFLECTION SELF CLEANING EJECTOR ANGLED 45 DEGREE FORWARD LENGTH 400 MM SIZE 6 MM SPINAL
16707 | 4229161205200 | SPINAL KERRISON DOUBLE COATED ANTI REFLECTION SELF CLEANING EJECTOR ANGLED 45 DEGREE FORWARD LENGTH 400 MM SIZE 8 MM SPINAL
16708 | 4229161205300 | SPINAL KERRISON DOUBLE COATED ANTI REFLECTION SELF CLEANING EJECTOR ANGLED 45 DEGREE FORWARD THIN AND STANDARD FOOT EQUALLY DISTRIBUTED LENGTH 180 MM SIZE 1 MM SPINAL
16709 | 4229161205400 | SPINAL KERRISON DOUBLE COATED ANTI REFLECTION SELF CLEANING EJECTOR ANGLED 45 DEGREE FORWARD THIN AND STANDARD FOOT EQUALLY DISTRIBUTED LENGTH 180 MM SIZE 3 MM SPINAL
16710 | 4229161205500 | SPINAL KERRISON DOUBLE COATED ANTI REFLECTION SELF CLEANING EJECTOR ANGLED 45 DEGREE FORWARD THIN AND STANDARD FOOT EQUALLY DISTRIBUTED LENGTH 180 MM SIZE 4 MM SPINAL
16711 | 4229161205600 | SPINAL KERRISON DOUBLE COATED ANTI REFLECTION SELF CLEANING EJECTOR ANGLED 45 DEGREE FORWARD THIN AND STANDARD FOOT EQUALLY DISTRIBUTED LENGTH 180 MM SIZE 5 MM SPINAL
16712 | 4229161205700 | SPINAL KERRISON DOUBLE COATED ANTI REFLECTION SELF CLEANING EJECTOR ANGLED 45 DEGREE FORWARD THIN AND STANDARD FOOT EQUALLY DISTRIBUTED LENGTH 180 MM SIZE 6 MM SPINAL
16713 | 4229161205800 | SPINAL KERRISON DOUBLE COATED ANTI REFLECTION SELF CLEANING EJECTOR ANGLED 45 DEGREE FORWARD THIN AND STANDARD FOOT EQUALLY DISTRIBUTED LENGTH 220 MM SIZE 1 MM SPINAL
16714 | 4229161205900 | SPINAL KERRISON DOUBLE COATED ANTI REFLECTION SELF CLEANING EJECTOR ANGLED 45 DEGREE FORWARD THIN AND STANDARD FOOT EQUALLY DISTRIBUTED LENGTH 220 MM SIZE 2 MM SPINAL
16715 | 4229161206000 | SPINAL KERRISON DOUBLE COATED ANTI REFLECTION SELF CLEANING EJECTOR ANGLED 45 DEGREE FORWARD THIN AND STANDARD FOOT EQUALLY DISTRIBUTED LENGTH 220 MM SIZE 3 MM SPINAL
16716 | 4229161206100 | SPINAL KERRISON DOUBLE COATED ANTI REFLECTION SELF CLEANING EJECTOR ANGLED 45 DEGREE FORWARD THIN AND STANDARD FOOT EQUALLY DISTRIBUTED LENGTH 220 MM SIZE 4 MM SPINAL
16717 | 4229161206200 | SPINAL KERRISON DOUBLE COATED ANTI REFLECTION SELF CLEANING EJECTOR ANGLED 45 DEGREE FORWARD THIN AND STANDARD FOOT EQUALLY DISTRIBUTED LENGTH 220 MM SIZE 5 MM SPINAL
16718 | 4229161206300 | SPINAL KERRISON DOUBLE COATED ANTI REFLECTION SELF CLEANING EJECTOR ANGLED 45 DEGREE FORWARD THIN AND STANDARD FOOT EQUALLY DISTRIBUTED LENGTH 220 MM SIZE 6 MM SPINAL
16719 | 4229161206400 | SPINAL KERRISON DOUBLE COATED ANTI REFLECTION SELF CLEANING EJECTOR ANGLED 90 DEGREE FORWARD THIN AND STANDARD FOOT EQUALLY DISTRIBUTED LENGTH 180 MM SIZE 2 MM SPINAL
16720 | 4229161206500 | SPINAL KERRISON DOUBLE COATED ANTI REFLECTION SELF CLEANING EJECTOR ANGLED 90 DEGREE FORWARD THIN AND STANDARD FOOT EQUALLY DISTRIBUTED LENGTH 180 MM SIZE 3 MM SPINAL
16721 | 4229161206600 | SPINAL KERRISON DOUBLE COATED ANTI REFLECTION SELF CLEANING EJECTOR ANGLED 45 DEGREE FORWARD THIN AND STANDARD FOOT EQUALLY DISTRIBUTED LENGTH 180 MM SIZE 2 MM SPINAL
16722 | 4229161206700 | PITUITARY RONGEUR ANGLED BACKWARD LENGTH 180 MM SIZE 2 MM OR EQUIVALENT SMOOTH AND TOOTHED (EQUALLY DISTRIBUTED) SPINAL
16723 | 4229161206800 | PITUITARY RONGEUR ANGLED BACKWARD LENGTH 180 MM SIZE 3 MM OR EQUIVALENT SMOOTH AND TOOTHED (EQUALLY DISTRIBUTED) SPINAL
16724 | 4229161206900 | PITUITARY RONGEUR ANGLED BACKWARD LENGTH 180 MM SIZE 5 MM OR EQUIVALENT SMOOTH AND TOOTHED (EQUALLY DISTRIBUTED) SPINAL
16725 | 4229161207000 | PITUITARY RONGEUR ANGLED BACKWARD LENGTH 250 MM SIZE 2 MM OR EQUIVALENT SMOOTH AND TOOTHED (EQUALLY DISTRIBUTED) SPINAL
16726 | 4229161207100 | PITUITARY RONGEUR ANGLED BACKWARD LENGTH 250 MM SIZE 3 MM OR EQUIVALENT SMOOTH AND TOOTHED (EQUALLY DISTRIBUTED) SPINAL
16727 | 4229161207200 | PITUITARY RONGEUR ANGLED BACKWARD LENGTH 250 MM SIZE 5 MM OR EQUIVALENT SMOOTH AND TOOTHED (EQUALLY DISTRIBUTED) SPINAL
16728 | 4229161207300 | PITUITARY RONGEUR ANGLED BACKWARD LENGTH 300 MM SIZE 2 MM OR EQUIVALENT SPINAL
16729 | 4229161207400 | PITUITARY RONGEUR ANGLED BACKWARD LENGTH 300 MM SIZE 3 MM OR EQUIVALENT SPINAL
16730 | 4229161207500 | PITUITARY RONGEUR ANGLED BACKWARD LENGTH 300 MM SIZE 5 MM OR EQUIVALENT SPINAL
16731 | 4229161207600 | PITUITARY RONGEUR ANGLED FORWARD LENGTH 180 MM SIZE 2 MM OR EQUIVALENT SMOOTH AND TOOTHED (EQUALLY DISTRIBUTED) SPINAL
16732 | 4229161207700 | PITUITARY RONGEUR ANGLED FORWARD LENGTH 180 MM SIZE 3 MM OR EQUIVALENT SMOOTH AND TOOTHED (EQUALLY DISTRIBUTED) SPINAL
16733 | 4229161207800 | PITUITARY RONGEUR ANGLED FORWARD LENGTH 180 MM SIZE 5 MM OR EQUIVALENT SMOOTH AND TOOTHED (EQUALLY DISTRIBUTED) SPINAL
16734 | 4229161207900 | PITUITARY RONGEUR ANGLED FORWARD LENGTH 250 MM SIZE 2 MM OR EQUIVALENT SMOOTH AND TOOTHED (EQUALLY DISTRIBUTED) SPINAL
16735 | 4229161208000 | PITUITARY RONGEUR ANGLED FORWARD LENGTH 250 MM SIZE 3 MM OR EQUIVALENT SMOOTH AND TOOTHED (EQUALLY DISTRIBUTED) SPINAL
16736 | 4229161208100 | PITUITARY RONGEUR ANGLED FORWARD LENGTH 250 MM SIZE 5 MM OR EQUIVALENT SMOOTH AND TOOTHED (EQUALLY DISTRIBUTED) SPINAL
16737 | 4229161208200 | PITUITARY RONGEUR ANGLED FORWARD LENGTH 300 MM SIZE 2 MM OR EQUIVALENT SPINAL
16738 | 4229161208300 | PITUITARY RONGEUR ANGLED FORWARD LENGTH 300 MM SIZE 3 MM OR EQUIVALENT SPINAL
16739 | 4229161208400 | PITUITARY RONGEUR ANGLED FORWARD LENGTH 300 MM SIZE 5 MM OR EQUIVALENT SPINAL
16740 | 4229161208500 | PITUITARY RONGEUR ANGLED LEFT LENGTH 180 MM SIZE 3 MM OR EQUIVALENT SPINAL
16741 | 4229161208600 | PITUITARY RONGEUR ANGLED RIGHT LENGTH 180 MM SIZE 3 MM OR EQUIVALENT SPINAL
16742 | 4229161208700 | PITUITARY RONGEUR STRAIGHT LENGTH 250 MM SIZE 3 MM OR EQUIVALENT SMOOTH AND TOOTHED (EQUALLY DISTRIBUTED) SPINAL
16743 | 4229161208800 | PITUITARY RONGEUR STRAIGHT LENGTH 180 MM SIZE 2 MM OR EQUIVALENT SMOOTH AND TOOTHED (EQUALLY DISTRIBUTED) SPINAL
16744 | 4229161208900 | PITUITARY RONGEUR STRAIGHT LENGTH 180 MM SIZE 3 MM SMOOTH AND TOOTHED (EQUALLY DISTRIBUTED) SPINAL
16745 | 4229161209000 | PITUITARY RONGEUR STRAIGHT LENGTH 180 MM SIZE 5 MM OR EQUIVALENT SMOOTH AND TOOTHED (EQUALLY DISTRIBUTED) SPINAL
16746 | 4229161209100 | PITUITARY RONGEUR STRAIGHT LENGTH 250 MM SIZE 5 MM OR EQUIVALENT SMOOTH AND TOOTHED (EQUALLY DISTRIBUTED) SPINAL
16747 | 4229161209200 | PITUITARY RONGEUR STRAIGHT LENGTH 250 MM SIZE 2 MM OR EQUIVALENT SMOOTH AND TOOTHED (EQUALLY DISTRIBUTED) SPINAL
16748 | 4229161209300 | PITUITARY RONGEUR STRAIGHT LENGTH 300 MM SIZE 2 MM OR EQUIVALENT SPINAL
16749 | 4229161209400 | PITUITARY RONGEUR STRAIGHT LENGTH 300 MM SIZE 3 MM OR EQUIVALENT SPINAL
16750 | 4229161209500 | PITUITARY RONGEUR STRAIGHT LENGTH 300 MM SIZE 5 MM OR EQUIVALENT SPINAL
16751 | 4229161209600 | PITUITARY RONGEUR ANGLED FORWARD LENGTH 180 MM SIZE 1.5 MM OR EQUIVALENT SMOOTH AND TOOTHED (EQUALLY DISTRIBUTED) SPINAL
16752 | 4229161209700 | PITUITARY RONGEUR STRAIGHT LENGTH 180 MM OR EQUIVALENT SIZE 1.5 MM SMOOTH AND TOOTHED (EQUALLY DISTRIBUTED) SPINAL
16753 | 4229161210300 | PITUITARY RONGEUR ANGLED BACKWARD LENGTH 180 MM SIZE 1.5 MM OR EQUIVALENT SMOOTH AND TOOTHED (EQUALLY DISTRIBUTED) SPINAL
16754 | 4229161210700 | LAMINECTOMY RONGEUR SINGLE ACTION STRAIGHT LARGE SPINAL
16755 | 4229161210800 | BEYER BONE RONGEUR STAINLESS STEEL CURVED WORKING END 18CM APPROXIMATE
16756 | 4229161210900 | BONE RONGEUR (BEYER) DOUBLE ACTION 4 MM TIP WIDTH STRAIGHT WORKING END STAINLESS STEEL
16757 | 4229161212500 | RONGEUR CONCHOTOME FOR DECALCIFICATION 30 CM 3MM 30 DEGREE UPWARDS VALVE GATE (OR EQUIVALENT) REUSABLE
16758 | 4229161212600 | RONGEUR CONCHOTOME FOR DECALCIFICATION 30 CM 3MM VALVE GATE (OR EQUIVALENT) REUSABLE
16759 | 4229161300100 | BLADE SURGICAL SIZE 11 SINGLE USE STERILE
16760 | 4229161301000 | BLADE STRAIGHT TRACHEAL WITH SUCTION IRRIGATION COMPATIBLE WITH END USER EQUIPMENT
16761 | 4229161302200 | BLADE SCALPEL CARBON / STAINLESS STEEL SIZE: 11 G DISPOSABLE STERILE
16762 | 4229161302300 | BLADE SCALPEL CARBON / STAINLESS STEEL SIZE: 12 G DISPOSABLE STERILE
16763 | 4229161302400 | BLADE SCALPEL CARBON / STAINLESS STEEL SIZE: 15 G DISPOSABLE STERILE
16764 | 4229161302500 | BLADE SCALPEL CARBON / STAINLESS STEEL SIZE: 20 G DISPOSABLE STERILE
16765 | 4229161302600 | BLADE SCALPEL CARBON / STAINLESS STEEL SIZE: 21 G DISPOSABLE STERILE
16766 | 4229161302700 | BLADE SCALPEL CARBON / STAINLESS STEEL SIZE: 22 G DISPOSABLE STERILE
16767 | 4229161302800 | BLADE SCALPEL CARBON / STAINLESS STEEL SIZE: 10 G DISPOSABLE STERILE
16768 | 4229161303800 | BLADE SCALPEL CARBON / STAINLESS STEEL SIZE: 25 G DISPOSABLE STERILE
16769 | 4229161304100 | SHAVING HEAD SINGLE-USE FOR HAIR CLIPPER DOES NOT CAUSE SKIN WOUND OR SCRATCHES THE HAIR CLIPPER WITH THE FOLLOWING SPECIFICATIONS: REUSABLE CORDLESS USE RECHARGEABLE BATTERY COULD BE WASHED WITH SOAP WATER AND ALCOHOL CLEANSING OR OTHER DISINFECTANTS EASY-TO-USE REMOVAL AND INSTALLATION OF SHAVING HEADS WIRELESS (1 HAIR CLIPPER MACHINE FREE OF CHARGE WITH EACH 500 SHAVING HEAD)
16770 | 4229161304700 | BLADE SCALPEL WITH PLASTIC HANDLE AND RETRACTABLE BLADE SIZE 10 DISPOSABLE STERILE
16771 | 4229161305000 | BLADE SCALPEL CARBON / STAINLESS STEEL WITH PLASTIC HANDLE SIZE: 15 G PACKING: INDIVIDUALLY PACKED DISPOSABLE STERILE
16772 | 4229161305300 | BLADE SCALPEL CARBON / STAINLESS STEEL WITH PLASTIC HANDLE SIZE: 20 G PACKING: INDIVIDUALLY PACKED DISPOSABLE STERILE
16773 | 4229161305400 | BLADE SCALPEL CARBON / STAINLESS STEEL WITH PLASTIC HANDLE SIZE: 21 G PACKING: INDIVIDUALLY PACKED DISPOSABLE STERILE
16774 | 4229161305700 | BLADE SCALPEL CARBON / STAINLESS STEEL WITH PLASTIC HANDLE SIZE: 24 G PACKING: INDIVIDUALLY PACKED DISPOSABLE STERILE
16775 | 4229161306200 | BLADE DEBRIDER 12 NASAL CURVED BLADE 4MM ROTATABLE OR EQUIVALENT
16776 | 4229161306500 | BLADE DEBRIDER 12 NASAL CURVED BLADE 3.5MM ROTATABLE OR EQUIVALENT
16777 | 4229161306600 | BONE SCALPEL 10 MM EXTENSION PROBE - LONG CURVED WITH PROBE COVERS DISPOSABLE SPINAL
16778 | 4229161306700 | BONE SCALPEL 10 MM EXTENSION PROBE - LONG STRAIGHT WITH PROBE COVERS DISPOSABLE SPINAL
16779 | 4229161306800 | BONE SCALPEL 10 MM EXTENSION PROBE - SHORT STRAIGHT WITH PROBE COVERS DISPOSABLE SPINAL
16780 | 4229161306900 | BONE SCALPEL 20 MM EXTENSION PROBE - SHORT STRAIGHT WITH PROBE COVERS DISPOSABLE SPINAL
16781 | 4229161307000 | BLADE DEBRIDER 40° NASAL BLADE 3.5 MM OR EQUIVALENT
16782 | 4229161307100 | BLADE DEBRIDER 40° NASAL BLADE 3.5MM ROTATABLE OR EQUIVALENT
16783 | 4229161307200 | BLADE INFERIOR TURBINATE NASAL BLADE 2MM OR EQUIVALENT
16784 | 4229161307300 | BLADE INFERIOR TURBINATE NASAL BLADE 2MM ROTATABLE OR EQUIVALENT
16785 | 4229161307400 | BLADE INFERIOR TURBINATE NASAL BLADE 2.9MM ROTATABLE OR EQUIVALENT
16786 | 4229161307500 | BLADE INFERIOR TURBINATE NASAL BLADE 2.9MM OR EQUIVALENT
16787 | 4229161307700 | BLADE SERRATED NASAL BLADE 2.9 MM OR EQUIVALENT
16788 | 4229161307800 | BLADE SERRATED NASAL BLADE 4MM ROTATABLE OR EQUIVALENT
16789 | 4229161307900 | BLADE SERRATED NASAL BLADE 3.5 MM ROTATABLE OR EQUIVALENT
16790 | 4229161308000 | BLADE SERRATED NASAL BLADE 2.9 MM ROTATABLE OR EQUIVALENT
16791 | 4229161308100 | BLADE SERRATED NASAL BLADE 4MM OR EQUIVALENT
16792 | 4229161308200 | BLADE DEBRIDER 40° NASAL CURVED BLADE 3.5MM ROTATABLE OR EQUIVALENT
16793 | 4229161308300 | BLADE DEBRIDER 60° CURVED BLADE 3.5MM NASAL OR EQUIVALENT
16794 | 4229161308400 | BLADE DEBRIDER 60° NASAL CURVED BLADE 3.5 ROTATABLE OR EQUIVALENT
16795 | 4229161308500 | BLADE DEBRIDER 60° NASAL CURVED BLADE 4 MM ROTATABLE OR EQUIVALENT
16796 | 4229161308800 | BLADE DEBRIDER 90 CURVED BLADE 2.9MM NASAL OR EQUIVALENT
16797 | 4229161308900 | DEBRIDER ADENOID PEDIATRIC 4MM LENGTH (10-12 CM) CURVED BLADE WITH SUCTION IRRIGATION TUBE INCLUDED COMPATIBLE WITH END USER MACHINE
16798 | 4229161309100 | BLADE 1884033 TRACHEAL CVD TIP 37CM
16799 | 4229161309200 | BLADE 1884080EM TRICUT 4MMX13CM M4 ROHS
16800 | 4229161310500 | SPINAL CURETTE STRAIGHT SMALL LONG AND SHORT HANDLE EQUALLY DISTRIBUTED BURS NON SLIPPERY SPINAL
16801 | 4229161310800 | HEAVY-DUTY WIRE CUTTER FINE TIP NARROW CUTTING END GRADE 410-420 SERIES STAINLESS STEEL (HIGH CARBON CONTENT AND A CERTAIN PERCENTAGE OF CHROMIUM) HEAT TREATED FOR GREATER RIGIDITY
16802 | 4229161312000 | BUR CURVED DIAMOND NASAL BUR 3.5MM HIGH SPEED OR EQUIVALENT
16803 | 4229161312500 | BLADE SCALPEL CARBON / STAINLESS STEEL SIZE: 23 G DISPOSABLE STERILE
16804 | 4229161312600 | BLADE SCALPEL CARBON / STAINLESS STEEL SIZE: 24 G DISPOSABLE STERILE
16805 | 4229161313000 | BUR CURVED DIAMOND NASAL BUR 5 MM HIGH SPEED OR EQUIVALENT
16806 | 4229161314000 | BUR AGGRESSIVE ROUTER BUR HIGH SPEED 4.5MM NASAL OR EQUIVALENT
16807 | 4229161314900 | BLADE SCALPEL CARBON / STAINLESS STEEL WITH PLASTIC HANDLE SIZE: 10 G PACKING: INDIVIDUALLY PACKED DISPOSABLE STERILE
16808 | 4229161320100 | BLADE SCALPEL WITH PLASTIC HANDLE AND RETRACTABLE BLADE SIZE 20 DISPOSABLE STERILE
16809 | 4229161320200 | BLADE SCALPEL WITH PLASTIC HANDLE AND RETRACTABLE BLADE SIZE 22 DISPOSABLE STERILE
16810 | 4229161320400 | BLADE EDGE COATED EXTENDED ELECTRODE INSULATED TOTAL LENGTH 10.16 CM (+/- 0.5 CM ) ACTIVE LENGTH 5.1 MM ( +/- 0.5 MM ) DISPOSABLE STERILE
16811 | 4229161320600 | BLADE ELECTRODE SHIELDED TIP 130 MM DISPOSABLE STERILE
16812 | 4229161320700 | TIP BLADE ELECTROSURGICAL SHIELDED PTFE COATED 60-70 MM DISPOSABLE STERILE
16813 | 4229161320800 | CLIPPER FOR REMOVING UMBILICAL CORD CLAMP DISPOSABLE STERILE
16814 | 4229161321000 | STOMA CLIP TWO-PIECE SYSTEM FOR AIR-TIGHT ATTACHMENT OF TRACHEOSTOMA BUTTON AND LARYNGECTOMY TUBE TO THE STOMA.
16815 | 4229161321300 | BLADE SCALPEL CARBON / STAINLESS STEEL WITH PLASTIC HANDLE SIZE: 11 G PACKING: INDIVIDUALLY PACKED DISPOSABLE STERILE
16816 | 4229161326000 | BLADE MICRO-SHARP 3.0 MM 15 DEGREES (STAB KNIFE STRAIGHT)
16817 | 4229161401400 | SCISSORS MAYO CURVED LENGTH 15 CM
16818 | 4229161409200 | HUMBY SKIN HOOK STAINLESS STEEL SHARP HINGED ADJUSTABLE 3CM WIDE OVERALL LENGTH: 12MM APPROXIMATE
16819 | 4229161414100 | SURGICAL SCISSORS GOLDMAN-FOX CURVED TUNGSTEN CARBIDE GRADE 440 SERIES STAINLESS STEEL (HIGH CARBON CONTENT AND A CERTAIN PERCENTAGE OF CHROMIUM) TRIPLE TEMPERED FOR GREATER RIGIDITY
16820 | 4229161414200 | SURGICAL SCISSORS GOLDMAN-FOX STRAIGHT TUNGSTEN CARBIDE GRADE 440 SERIES STAINLESS STEEL (HIGH CARBON CONTENT AND A CERTAIN PERCENTAGE OF CHROMIUM) TRIPLE TEMPERED FOR GREATER RIGIDITY
16821 | 4229161414300 | STEVENS SCISSORS STAINLESS STEEL LENGTH 11MM APPROXIMATE STRAIGHT SHARP TIP
16822 | 4229161414400 | SURGICAL SCISSORS GOLDMAN-FOX STAINLESS STEEL
16823 | 4229161414800 | SCISSOR FOR STITCHING PLASTIC DISPOSABLE STERILE
16824 | 4229161415100 | SEALANT ABSORBABLE FLEXIBLE CONTAINS ALBUMIN HYDROGEL WITH POLYETHYLENE GLYCOL FOR CARDIOVASCULAR 4 ML DISPOSABLE STERILE
16825 | 4229161415200 | SEALANT ABSORBABLE FOR AIR LEAK CONTAINS ALBUMIN AND POLYETHYLENE GLYCOL KIT 4 ML STERILE
16826 | 4229161419300 | SCISSORS METZENBAUM STRAIGHT STAINLESS STEEL 5 3/4 INCH REUSABLE
16827 | 4229161421700 | SCISSORS METZENBAUM CURVED LENGTH 14 CM
16828 | 4229161421800 | SCISSORS FISCH VERY DELICATE CURVED SHARP/SHARP LENGTH 10.5 CM
16829 | 4229161421900 | FISCH CRUROTOMY SCISSORS CURVED RIGHT 8CM
16830 | 4229161422000 | BELLUCCI SCISSORS STRAIGHT WORKING LENGTH 12.5 CM
16831 | 4229161422100 | SCISSORS 45 DEGREE CURVED UPWARDS EXTRA DELICATE WORKING LENGTH 15 CM
16832 | 4229161422200 | SCISSORS CURVED TO LEFT EXTRA DELICATE WORKING LENGTH 15 CM
16833 | 4229161422300 | SCISSORS CURVED TO LEFT WORKING LENGTH 12.5 CM
16834 | 4229161422400 | SCISSORS CURVED TO RIGHT EXTRA DELICATE WORKING LENGTH 15 CM
16835 | 4229161422500 | SCISSORS CURVED TO RIGHT WORKING LENGTH 12.5 CM
16836 | 4229161422600 | NASAL SCISSORS HEYMANN ASSORTED SIZES AND LENGTHS
16837 | 4229161422700 | SCISSORS LARYNGEAL STRAIGHT VERTICAL LENGTH 22CM
16838 | 4229161422800 | SCISSORS STRAIGHT EXTRA DELICATE WORKING LENGTH 15 CM
16839 | 4229161422900 | SCISSOR WALTER ANGLED SHARP LENGTH 10 CM
16840 | 4229161423000 | SCISSOR NASAL STRAIGHT WITH CLEANING CONNECTOR WORKING LENGTH 13 CM
16841 | 4229161423100 | SCISSORS HEYMANN NASAL MEDIUM (STANDARD MODEL) WORKING LENGTH 9.5 CM
16842 | 4229161423200 | SCISSOR NASAL CUTTING BLADES CURVED DOWNWARDS WITH CLEANING CONNECTOR 13 CM LENGTH
16843 | 4229161423300 | SCISSOR YASARGIL SAME BLADES CURVED DOWNWARDS
16844 | 4229161423400 | SCISSORS METZENBAUM ROTATING DISMANTLING WITH CONNECTOR PIN FOR UNIPOLAR COAGULATION WITH LUER-LOCK CONNECTOR FOR CLEANING DOUBLE ACTION JAWS CURVED LENGTH OF JAWS 15 MM PLASTIC HANDLE WITHOUT RATCHET WITH LARGER CONTACT AREA OUTER TUBE INSULATED SCISSORS INSERT REUSABLE
16845 | 4229161423500 | SCISSORS 15 DEGREE DOUBLE-ACTION TUBE-SHAFT VALVE GATE PRO (OR EQUIVALENT) DIAMETER = 5 25CM REUSABLE
16846 | 4229161423600 | SCISSORS THORACOSCOPIC CHITWOOD DISSECTING (5 MM) CURVED LEFT BLUNT SUPER CUT BLADES 3 CM BLADE LENGTH BLACK PLATINUM RING HANDLE 7-1/4 / 18.5 CM WORKING LENGTH 11-1/2 / 29 CM RE-USABLE REUSABLE
16847 | 4229161423700 | SCISSORS 40 DEGREE SINGLE-ACTION TUBE-SHAFT VALVE GATE (OR EQUIVALENT) CLASSIC DIAMETER = 5 25CM REUSABLE
16848 | 4229161423800 | SCISSORS METZENBAUM THORACOSCOPIC (10 MM) CURVED LEFT SUPER CUT BLADES 3.5 CM BLADE LENGTH BLACK PLATINUM RING HANDLE 7-3/4 / 19.5 CM WORKING LENGTH 11-1/2 / 29 CM (OR EQUIVALENT) REUSABLE
16849 | 4229161423900 | SCISSORS 70 DEGREE DOUBLE-ACTION TUBE-SHAFT VALVE GATE PRO (OR EQUIVALENT) DIAMETER = 5 25CM REUSABLE
16850 | 4229161424000 | SCISSORS SUPERCUTS JAMESON 15CM (OR EQUIVALENT) REUSABLE
16851 | 4229161424100 | BLADE CURVED ARMS TUBULAR WITH STRONG SPREADING BAR (MINIMAL INVASIVE RETRACTOR) 60MM (OR EQUIVALENT) REUSABLE
16852 | 4229161424200 | SCISSORS VALVE GATE PRO (OR EQUIVALENT) 30 DEGREE CURVE REUSABLE
16853 | 4229161424300 | SCISSORS VALVE GATE PRO ROBUST 30 DEGREE CURVED 7 MM SHAFT (OR EQUIVALENT) REUSABLE
16854 | 4229161424400 | GRASPER VALVE GATE PRO WITH DEBAKEY JAWS 1/2 TEETH DELICATE 1.5/11 MM 3 MM MALLEABLE SHAFT (OR EQUIVALENT) REUSABLE
16855 | 4229161424600 | SCISSORS LISTER BANDAGE- AND CLOTH ANGLED TO SIDE 180 MM 1 BLADE PROBE POINTED REUSABLE
16856 | 4229161425600 | SCISSORS SUPERCUT DISSECTING CURVED 115 MM DELICATE PATTERN WAVE CUT BLUNT/BLUNT REUSABLE
16857 | 4229161426100 | SCISSORS SMALL JOINTS ARTHROSCOPY ASSORTED TYPES
16858 | 4229161426200 | SCISSORS SHOULDER ARTHROSCOPY ASSORTED TYPES
16859 | 4229161426300 | SCISSORS HIP ARTHROSCOPY ASSORTED TYPES
16860 | 4229161500100 | GLUCK RIB SHEAR BONE CUTTING FORCEPS 22CM GRADE 410-420 SERIES STAINLESS STEEL (HIGH CARBON CONTENT AND A CERTAIN PERCENTAGE OF CH = ROMIUM) HEAT TREATED FOR GREATER RIGIDITY
16861 | 4229161500300 | LISTON KEY HORSLEY RIB SHEAR BONE CUTTING FORCEPS 27CM CHILDREN SIZE GRADE 410-420 SERIES STAINLESS STEEL (HIGH CARBON CONTENT AND A CERTAIN PERCENTAGE OF CHROMIUM) HEAT TREATED FOR GREATER RIGIDITY
16862 | 4229161600300 | POLYPECTOMY STIFF AND ROTATABLE OVAL SNARE ASSORTED SNARE SIZES AND ASSORTED WORKING CHANNEL DIAMETER AND WORKING LENGTH
16863 | 4229161600400 | POLYPECTOMY SOFT AND ROTATABLE OVAL SNARE ASSORTED SNARE SIZES AND ASSORTED WORKING CHANNEL DIAMETER AND WORKING LENGTH
16864 | 4229161602400 | POLYPECTOMY SOFT AND ROTATABLE ROUND SNARE ASSORTED SNARE SIZES AND ASSORTED WORKING CHANNEL DIAMETER AND WORKING LENGTH
16865 | 4229161602500 | POLYPECTOMY SOFT AND ROTATABLE HEXAGONAL SNARE ASSORTED SNARE SIZES AND ASSORTED WORKING CHANNEL DIAMETER AND WORKING LENGTH
16866 | 4229161602600 | POLYPECTOMY STIFF AND ROTATABLE ROUND SNARE ASSORTED SNARE SIZES AND ASSORTED WORKING CHANNEL DIAMETER AND WORKING LENGTH
16867 | 4229161602700 | POLYPECTOMY STIFF AND ROTATABLE HEXAGONAL SNARE ASSORTED SNARE SIZES AND ASSORTED WORKING CHANNEL DIAMETER AND WORKING LENGTH
16868 | 4229161900100 | SET COMPLETE OSTEOTOME SET INCLUDING ALL SIZES CURVED AND STRAIGHT AS REQUESTED BY END USER
16869 | 4229161900400 | OSTEOTOMES KIT SET OF 5 OFFSET (CURVED) HANDLES SINUS OSTEOTOMES WITH CONCAVE TIP ADJUSTABLE STOPS AND WRENCH FOR ELEVATION OF MAXILLARY SINUS FLOOR IN STAINLESS STEEL CASSETTE 1. OFFSET HANDLE OSTEOTOME WITH CONCAVE TIP DIAMETER OF THE TIP RANGE FROM 2 - 2.6 MM 2. OFFSET HANDLE OSTEOTOME WITH CONCAVE TIP DIAMETER OF THE TIP RANGE FROM 3 - 3.5 MM 3. OFFSET HANDLE OSTEOTOME WITH CONCAVE TIP DIAMETER OF THE TIP RANGE FROM 3.6 - 4 MM 4. OFFSET HANDLE OSTEOTOME WITH CONCAVE TIP DIAMETER OF THE TIP RANGE FROM 4.1 - 4.6 MM 5. OFFSET HANDLE OSTEOTOME WITH CONCAVE TIP DIAMETER OF THE TIP RANGE FROM 4.8 - 5 MM
16870 | 4229161900900 | OSTEOTOME TESSIER HENDERSON CURVED 20CMX15MM STAINLESS STEEL WORKING END WIDTH: 10MM
16871 | 4229161901100 | OBWEGESER WEDGE OSTEOTOME STAINLESS STEEL 22CM APPROXIMATE 12MM TIP APPROXIMATE
16872 | 4229161901300 | TESSIER OSTEOTOME STAINLESS STEEL CURVED WORKING END: 10MM OVERALL LENGTH: 20CM APPROXIMATE
16873 | 4229161901500 | OBWEGESER SPLITTING OSTEOTOME STAINLESS STEEL 22CM APPROXIMATE 8 MM TIP APPROXIMATE
16874 | 4229161901800 | OBWEGESER SPLITTING OSTEOTOME STAINLESS STEEL 22CM APPROXIMATE 16MM TIP APPROXIMATE
16875 | 4229161901900 | MINI LAMBOTTE OSTEOTOME STAINLESS STEEL STRAIGHT 13CM APPROXIMATE WORKING END WIDTH: SMALL (2-4CM)
16876 | 4229161902000 | SURGICAL OSTEOTOME OBWEGESER NASAL SEPTUM 18.5CM 6MM TIP GRADE 410-420 SERIES STAINLESS STEEL (HIGH CARBON CONTENT AND A CERTAIN PERCENTAGE OF CHROMIUM) HEAT TREATED FOR GREATER RIGIDITY
16877 | 4229161902200 | KIT PERIOTOME CUTTING PERIODONTAL LIGAMENTS/TOOTH REMOVAL WITH MINIMAL DAMAGE TO SURROUNDING ALVEOLAR BONE DOUBLE ENDED/THIN/SHARP BLADES INCLUDES: 4 DOUBLE ENDED PERIOTOMES(2 DOUBLE ENDED PERIOTOMES FOR ANTERIOR TEETH/2 DOUBLE ENDED PEROTOMES FOR POSTERIOR TEETH) FOR ATRAUMATIC TOOTH EXTRACTIONS
16878 | 4229161902300 | OBWGEEZER OSTEOTOME NASAL SEPTUM DOUBLE-GUARDED OSTEOTOME STAINLESS STEEL 18CM APPROXIMATE BLADE WIDTH: 4MM
16879 | 4229161902400 | SURGICAL OSTEOTOME CURVED PTERYGO-MAXILLARY STAINLESS STEEL LENGTH 10X22CM APPROXIMATE
16880 | 4229161902700 | OBWEGESER OSTEOTOME FOR ALVEOLAR PROCESS STAINLESS STEEL 15CM APPROXIMATE 3 MM TIP APPROXIMATE
16881 | 4229162100000 | FINGER RING CUTTER WITH 10 SPARE BLADES ORTHOPEDIC
16882 | 4229162700000 | BUR ANTERIOR SKULL BASE CUTTING BUR 4MM ANGLE 15° OR EQUIVALENT
16883 | 4229162700100 | BUR ANTERIOR SKULL BASE DIAMOND BUR 5MM ANGLE 15° OR EQUIVALENT
16884 | 4229162700200 | BUR ANTERIOR SKULL BASE DIAMOND BUR 5MM ANGLE 70° OR EQUIVALENT
16885 | 4229162700300 | BUR 1883274HSE 15CM X 32MM 15DG DIAMOND
16886 | 4229162700400 | BUR ANTERIOR SKULL BASE DIAMOND BUR 3.2 MM ANGLE 15° OR EQUIVALENT
16887 | 4229162700900 | BUR HI SPEED SINUS BUR CURVED 3.6MM 13CM SPEED UP TO 30 000 RPM OR EQUIVALENT
16888 | 4229162701000 | BUR HI SPEED SINUS BUR FRONTAL 40° SPEED UP TO 30 000 RPM OR EQUIVALENT
16889 | 4229162701100 | BUR HI SPEED SINUS BUR REVERSE TAPERED 40° 4MM 13CM SPEED UP TO 30 000 RPM OR EQUIVALENT
16890 | 4229162701200 | BUR HI SPEED SINUS BUR REVERSE TAPERED 70° 4MM 13CM SPEED UP TO 30 000 RPM OR EQUIVALENT
16891 | 4229162701300 | BUR HI SPEED BUR TAPERED CHOANAL ATRESIA SPEED UP TO 30 000 RPM OR EQUIVALENT
16892 | 4229162701400 | BUR HI SPEED SINUS BUR CUTTING 70° 3MM 13CM SPEED UP TO 30 000 RPM OR EQUIVALENT
16893 | 4229162711400 | BUR OTOLOGY CUTTING MULTI FLUTE LONG SIZE 1MM OR EQUIVALENT
16894 | 4229162711500 | BUR OTOLOGY CUTTING MULTI FLUTE LONG SIZE 2MM OR EQUIVALENT
16895 | 4229162711700 | BUR OTOLOGY CUTTING MULTI FLUTE LONG SIZE 3MM OR EQUIVALENT
16896 | 4229162712000 | BUR OTOLOGY CUTTING MULTI FLUTE SIZE 4MM OR EQUIVALENT
16897 | 4229162712100 | BUR OTOLOGY CUTTING MULTI FLUTE SIZE 5MM OR EQUIVALENT
16898 | 4229162712200 | BUR OTOLOGY CUTTING MULTI FLUTE SIZE 6MM OR EQUIVALENT
16899 | 4229162712300 | BUR OTOLOGY CUTTING MULTI FLUTE LONG SIZE 0.5MM OR EQUIVALENT
16900 | 4229162715500 | BUR HI SPEED SINUS BUR DIAMOND 40° 3MM 13CM SPEED UP TO 30 000 RPM OR EQUIVALENT
16901 | 4229162718200 | DENTAL TREPHINE BUR GRADED DIFFERENT SIZES
16902 | 4229162718800 | BUR OTO-FLEX CRURA SAW 0.75MM
16903 | 4229162718900 | BURR TAPERED DIAMOND 4MM CURVED HIGH SPEED FOR RHINOLOGY
16904 | 4229162719800 | BURR ARTHROSCOPIC ASSORTED TYPES AND LENGTHS AS REQUESTED BY END USER ORTHOPEDIC
16905 | 4229162720100 | BUR CHOANAL ATRESIA BUR 4MM HIGH SPEED OR EQUIVALENT
16906 | 4229162720400 | CHOANAL ATRESIA STENT NEONATAL MEDIUM - FIRM 5.4 MM O. D
16907 | 4229162720500 | CHOANAL ATRESIA STENT NEONATAL MEDIUM - SOFT 5.4 MM O. D
16908 | 4229162720600 | BLADE CHOANAL ATRESIA NASAL BLADE 2.9 MM OR EQUIVALENT
16909 | 4229162720700 | BLADE CHOANAL ATRESIA NASAL BLADE 4MM ROTATABLE OR EQUIVALENT
16910 | 4229162720800 | BLADE CHOANAL ATRESIA NASAL BLADE 4MM OR EQUIVALENT
16911 | 4229162730800 | BUR OTOLOGY SKEETER OR EQUIVALENT 0.8MM YELLOW
16912 | 4229162732800 | BUR STRAIGHT ROUND CUTTING HIGH SPEED 3.2MM NASAL
16913 | 4229162732900 | BUR DENTAL TAPERED/SAFE-ENDED/NON-CUTTING TIP/LONG SHANK TYPE: FG TUNGSTEN CARBIDE DIA: YYY FOR ENDODONTICS/PULP CHAMBER ACCESS
16914 | 4229162734600 | BUR OTOLOGY COARSE DIAMOND EXTENDED SIZE 2MM OR EQUIVALENT
16915 | 4229162735100 | BUR OTOLOGY COARSE DIAMOND EXTENDED SIZE 3MM OR EQUIVALENT
16916 | 4229162735900 | BUR OTOLOGY DIAMOND EXTENDED 1.5MM OR EQUIVALENT
16917 | 4229162736000 | BUR OTOLOGY COARSE DIAMOND SIZE 1.5MM OR EQUIVALENT
16918 | 4229162736200 | BUR OTOLOGY COARSE DIAMOND SIZE 1MM OR EQUIVALENT
16919 | 4229162736300 | BUR OTOLOGY DIAMOND EXTENDED 2.5MM OR EQUIVALENT
16920 | 4229162736400 | BUR OTOLOGY COARSE DIAMOND SIZE 2.5MM OR EQUIVALENT
16921 | 4229162736500 | BUR OTOLOGY DIAMOND EXTENDED 3.5MM OR EQUIVALENT
16922 | 4229162736600 | BUR OTOLOGY COARSE DIAMOND SIZE 3.5MM OR EQUIVALENT
16923 | 4229162736800 | BUR OTOLOGY COARSE DIAMOND SIZE 3MM OR EQUIVALENT
16924 | 4229162737000 | BUR OTOLOGY COARSE DIAMOND SIZE 4MM OR EQUIVALENT
16925 | 4229162737200 | BUR OTOLOGY COARSE DIAMOND SIZE 5MM OR EQUIVALENT
16926 | 4229162737300 | BUR OTOLOGY COARSE DIAMOND SIZE 6MM OR EQUIVALENT
16927 | 4229163200200 | KNIFE HANDLE BAYONET LATERAL LENGTH 9 INCH OR EQUIVALENT SPINAL
16928 | 4229163200300 | KNIFE HANDLE BAYONET VERTICAL LENGTH 9 INCH OR EQUIVALENT SPINAL
16929 | 4229163200400 | STOUT STRAIGHT CHISEL STAINLESS STEEL 5MM
16930 | 4229163200500 | SCALPEL HANDLE NO.3 STAINLESS STEEL 12CM APPROXIMATE
16931 | 4229163201000 | KNIFE PLESTER SICKLE DOUBLE-EDGED STANDARD MODEL MEDIUM CURVED LENGTH 16 CM
16932 | 4229163201200 | PLESTER KNIFE FOR EAR SURGERY (FLAP KNIFE PLESTER ROUND CUTTING 2.5 X 3.5 MM 16 CM - 6 1/4")
16933 | 4229163201300 | KNIFE PLESTER SICKLE DOUBLE-EDGED STANDARD MODEL SLIGHTLY CURVED LENGTH 16 CM
16934 | 4229163201400 | KNIFE PLESTER SICKLE DOUBLE-EDGED STANDARD MODEL STRONGLY CURVED LENGTH 16 CM
16935 | 4229163201500 | KNIFE HOUSE INCUDOSTAPEDIAL JOINT KNIFE
16936 | 4229163201600 | KNIFE ROUND ANGLED 45° DIAMETER 2 MM LENGTH 18 CM
16937 | 4229163201700 | KNIFE POLITZER EAR DELICATE ANGULAR WORKING LENGTH 7.5 CM
16938 | 4229163201800 | ROSEN ROUND KNIFE Ø1 0MM 45° ANGLED 160MM 6 1/4''
16939 | 4229163201900 | KNIFE ROUND VERTICAL CUTTING 3.5 X 2.5 MM LENGTH 18 CM
16940 | 4229163202000 | FOOTPLATE KNIFE 160 MM 6 1/4" STRAIGHT BLADE
16941 | 4229163202200 | KNIFE SLIT 2.2MM DOUBLE BEVEL 45 DEGREE DISPOSABLE
16942 | 4229163310500 | TIP SABER 36 KHZ SHOULD BE COMPATIBLE WITH HOSPITAL MACHINE
16943 | 4229163310800 | TEMPORAL SPECULUM WITH ASPIRATION LIEBERMAN STYLE 15MM NON SOLID ADULT REUSABLE
16944 | 4229163502300 | TROCAR BLADELESS STABILITY SLEEVE WITH SMUDGE REDUCTION ABSORBENT MATERIAL 12 MM X 100 MM MITIGATES INADVERTENT VALVE OPENING/CLOSING DISPOSABLE STERILE
16945 | 4229163502400 | TROCAR BLADELESS STABILITY SLEEVE WITH SMUDGE REDUCTION ABSORBENT MATERIAL 5 MM X 75 MM MITIGATES INADVERTENT VALVE OPENING/CLOSING DISPOSABLE STERILE
16946 | 4229163502500 | TROCAR BLADELESS ADVANCED FIXATION CANNULA WITH 5 CC BALLOON AND SYRINGE IN THE VISCERA AND RETENTION RING ON THE SKIN 11 X 100 MM DISPOSABLE STERILE
16947 | 4229163502600 | TROCAR BLADELESS ADVANCED FIXATION CANNULA WITH 5 CC BALLOON AND SYRINGE IN THE VISCERA AND RETENTION RING ON THE SKIN 5 X 100 MM DISPOSABLE STERILE
16948 | 4229163600000 | TROCAR ADVANCED ACCESS SYSTEM WITH HOLE IN THE TIP DIRECT INSUFFLATION UNDER VISION 5MM X75MM STERILE
16949 | 4229163600100 | TROCAR BLADED DILATING TIP WITH STABILITY SLEEVE 12 MM X 150 MM REDUCED PENETRATION FORCE WITH FAST BLADE SAFETY SHIELD ACTIVATION DOUBLE GASKET WITH SMUDGE REDUCTION ABSORBENT MATERIAL DISPOSABLE STERILE
16950 | 4229163600200 | TROCAR BLADED DILATING TIP WITH STABILITY SLEEVE 5 MM X 50-75 MM REDUCED PENETRATION FORCE WITH FAST BLADE SAFETY SHIELD DISPOSABLE STERILE
16951 | 4229163600300 | TROCAR BLADED DILATING TIP WITH STABILITY SLEEVE 10 MM X 100 MM REDUCED PENETRATION FORCE WITH FAST BLADE SAFETY SHIELD DISPOSABLE STERILE
16952 | 4229163600400 | TROCAR BLADELESS 11 X 75 MM WITH STABILITY SLEEVE TRANSPARENT DISPOSABLE STERILE
16953 | 4229163600500 | TROCAR BLADELESS OPTICAL 12 X 50-60 MM WITH OBTURATOR AND STABILITY SLEEVE TRANSPARENT DISPOSABLE STERILE
16954 | 4229163600600 | TROCAR BLADELESS OPTICAL 15 X 150 MM WITH OBTURATOR AND STABILITY SLEEVE TRANSPARENT DISPOSABLE STERILE
16955 | 4229163600700 | TROCAR BLADELESS OPTICAL 5 X 50-60 MM WITH OBTURATOR AND STABILITY SLEEVE TRANSPARENT DISPOSABLE STERILE
16956 | 4229163600800 | TROCAR BLADELESS ADVANCED FIXATION CANNULA WITH 5 CC BALLOON AND SYRINGE IN THE VISCERA AND RETENTION RING ON THE SKIN 12 X 150 MM DISPOSABLE STERILE
16957 | 4229163600900 | TROCAR FORCE RADIOLUCENT SLEEVE WITH BLADELESS SEQUENTIAL HELIX REDUCED PENETRATION ADVANCED FIXATION CANNULA WITH 5 CC BALLOON AND SYRINGE IN THE VISERA AND RETENTION RING ON THE SKIN TO PREVENT SLIPPERY INSIDE OR OUTSIDE THE ABDOMEN 15 X 100 MM LONG DISPOSABLE STERILE
16958 | 4229163601000 | TROCAR KIT ONE OPTICAL BLADELESS OBTURATOR WITH TWO STABILITY SLEEVES 11 MM X 100 MM DISPOSABLE STERILE
16959 | 4229163601100 | TROCAR KIT ONE OPTICAL BLADELESS OBTURATOR WITH TWO STABILITY SLEEVES 12 MM X 100 MM DISPOSABLE STERILE
16960 | 4229163601200 | TROCAR KIT ONE OPTICAL BLADELESS OBTURATOR WITH TWO STABILITY SLEEVES 5 MM X 100 MM DISPOSABLE STERILE
16961 | 4229163601300 | TROCAR KIT ONE OPTICAL BLADELESS OBTURATOR WITH TWO STABILITY SLEEVES 5 MM X 75 MM DISPOSABLE STERILE
16962 | 4229163601400 | STAPLER CIRCULAR SIZE 28-29 MM EXTRA LONG LENGTH CURVED END TO END ANASTOMOSIS STAPLER APPLIES TWO ROWS OF CIRCULAR STAGGERED STAPLER WITH A KNIFE IN BETWEEN AIRTIGHT FOR BOTH OPEN AND LAPAROSCOPIC PROCEDURE SHAFT MARKED AND ALONE PIN TROCAR SLIM ANVIL DISPOSABLE STERILE
16963 | 4229163601500 | STAPLER CIRCULAR SIZE 32-34 MM EXTRA LONG LENGTH CURVED END TO END ANASTOMOSIS STAPLER APPLIES TWO ROWS OF CIRCULAR STAGGERED STAPLER WITH A KNIFE IN BETWEEN AIRTIGHT FOR BOTH OPEN AND LAPAROSCOPIC PROCEDURE SHAFT MARKED AND ALONE PIN TROCAR SLIM ANVIL DISPOSABLE STERILE
16964 | 4229170000400 | DRILL CANNULATED FOR DOUBLE BUTTON ADJUSTABLE LOOP ASSORTED SIZES
16965 | 4229170102200 | TWIST DRILL FOR MICRO PLATES 1.0MM (5-9MM LENGTH)
16966 | 4229170102300 | TWIST DRILL FOR RESORBABLE PLATES (ASSORTED SIZE AND DIAMETER)
16967 | 4229170102400 | TWIST DRILL FOR RECONSTRUCTION PLATES (LENGTH TO BE SPECIFIED)
16968 | 4229170102500 | TWIST DRILL FOR MINI PLATES 1.3-1.5MM (5-9MM)
16969 | 4229170102600 | DRILL SET HSS DIN 338 OR EQUIVALENT CLOCKWISE CUTTING WITH CYLINDRICAL SHAFT DIAMETER 1-1 MM INCREASING BY 0.5 MM INCREMENTS 19 EACH IN STEEL CASE
16970 | 4229170102700 | "DRILL CONICAL PLASTIC DIAMETER 20 MM APPROXIMATELY"
16971 | 4229170102800 | "DRILL CONICAL PLASTIC DIAMETER 30 MM APPROXIMATELY"
16972 | 4229170200200 | ZYGOMATIC SUSPENSION AWL 7 18CM GRADE 410-420 SERIES STAINLESS STEEL (HIGH CARBON CONTENT AND A CERTAIN PERCENTAGE OF CHROMIUM) HEAT TREATED FOR GREATER RIGIDITY
16973 | 4229170200400 | OBWEGESER MANDIBULAR AWL 16CM APPROXIMATE SLIGHTLY CURVE STAINLESS STEEL
16974 | 4229170301300 | PERFORATOR 0 3 MM 16 CM
16975 | 4229171000000 | HOOK AMNIOTIC HOOK PLASTIC STRAIGHT OR CURVED DISPOSABLE STERILE
16976 | 4229171300200 | TREPHINE BLADE VACUUM DIFFERENT SIZE RANGES (6MM TO 9MM)-(RECIPIENT AND DONOR) AS PER HOSPITAL REQUEST DISPOSABLE STERILE
16977 | 4229171301900 | BIOPSY PUNCH SIZE 4.0MM DISPOSABLE STERILE
16978 | 4229171302600 | KELLY PUNCH STAINLESS STEEL REUSABLE
16979 | 4229171304900 | BONE PUNCH FRONTAL SINUS 70 DEGREE UPTURNED BACKWARD CUTTING MEDIUM JAW 3.5 X 3 MM 13 CM LENGTH
16980 | 4229171305000 | BONE PUNCH FRONTAL SINUS 70 DEGREE UPTURNED BACKWARD CUTTING SMALL JAW 2.5 X 2 MM 13 CM LENGTH
16981 | 4229171305100 | BONE PUNCH HAJEK-KOFLER RIGID NOT THROUGH-CUTTING 90 DEGREE UPBITING SIZE 3.5 X 3.7 MM 14 CM LENGTH
16982 | 4229171305200 | BONE PUNCH KERRISON RIGID DOWNBITING 40 DEGREE FORWARD SIZE 2 MM 17 CM LENGTH
16983 | 4229171305300 | BONE PUNCH KERRISON RIGID DOWNBITING 40 DEGREE FORWARD SIZE 3 MM 17 CM LENGTH
16984 | 4229171305400 | BONE PUNCH KERRISON RIGID UPBITING 40 DEGREE FORWARD SIZE 2 MM 17 CM LENGTH
16985 | 4229171305500 | BONE PUNCH KERRISON RIGID UPBITING 40 DEGREE FORWARD SIZE 3 MM 17 CM LENGTH
16986 | 4229171305600 | FORCEPS ANTRUM PUNCH BACK CUTTING FORCEPS ASSORTED SIDE AND SIZE
16987 | 4229171305700 | FORCEPS ANTRUM PUNCH LEFT SIDE BACKWARD CUTTING WITH CLEANING CONNECTOR 10 CM LENGTH
16988 | 4229171305800 | FORCEPS ANTRUM PUNCH RIGHT SIDE BACKWARD CUTTING WITH CLEANING CONNECTOR 10 CM LENGTH
16989 | 4229171305900 | FORCEPS ANTRUM PUNCH SMALL PEDIATRIC SIZE LEFT SIDE BACKWARD CUTTING WITH CLEANING CONNECTOR 10 CM LENGTH
16990 | 4229171306000 | FORCEPS ANTRUM PUNCH SMALL PEDIATRIC SIZE RIGHT SIDE BACKWARD CUTTING WITH CLEANING CONNECTOR 10 CM LENGTH
16991 | 4229171306100 | KERRISON PUNCH DISMANTLING BAYONET-SHAPED FIXED DOWNBITING 40° FORWARD 2 MM WORKING LENGTH 17 CM OR EQUIVALENT SPINAL
16992 | 4229171306200 | KERRISON BONE PUNCH DETACHABLE RIGID DOWNBITING 40 DEGREE FORWARD SIZE 3 MM WORKING LENGTH 17 CM
16993 | 4229171306300 | KERRISON BONE PUNCH DETACHABLE RIGID UPBITING 40 DEGREE FORWARD SIZE 2 MM WORKING LENGTH 17 CM
16994 | 4229171306400 | KERRISON BONE PUNCH DETACHABLE RIGID UPBITING 40 DEGREE FORWARD SIZE 3 MM WORKING LENGTH 17 CM
16995 | 4229171306500 | PUNCH CASTELNUOVO SPHENOID RIGID 30° UPTURNED NOT THROUGH-CUTTING UPBITING FORWARD CUTTING FIXED JAW EXTRA FLAT SIZE 2 X 2 MM WORKING LENGTH 11 CM
16996 | 4229171306600 | PUNCH HOSEMANN FRONTAL SINUS RECESS 70 DEGREE UPTURNED SLENDER MODEL PUNCH HEAD DIAMETER 3.5 MM NOT THROUGH-CUTTING UPPER PART OF PUNCH FIXED LOWER PART OF PUNCH MOVABLE SHEATH DIAMETER 2.5 MM CENTRAL IRRIGATION CHANNEL WITH CONCEALED LUER-LOCK IRRIGATION ADAPTOR WORKING LENGTH 13 CM
16997 | 4229171306700 | PUNCH HOSEMANN FRONTAL SINUS RECESS 70 DEGREE UPTURNED ROBUST MODEL PUNCH HEAD DIAMETER 5.5 MM NOT THROUGH-CUTTING UPPER PART OF PUNCH FIXED LOWER PART OF PUNCH MOVABLE SHEATH DIAMETER 3.5 MM CENTRAL IRRIGATION CHANNEL WITH CONCEALED LUER-LOCK IRRIGATION ADAPTOR WORKING LENGTH 13 CM
16998 | 4229171306800 | PUNCH HOSEMANN SPHENOID STRAIGHT SLENDER MODEL PUNCH HEAD DIAMETER 3.5 MM NOT THROUGH-CUTTING FRONT PART OF PUNCH FIXED REAR PART OF PUNCH MOVABLE SHEATH DIAMETER 2.5 MM INTEGRATED IRRIGATION CHANNEL WITH CONCEALED LUER-LOCK IRRIGATION ADAPTER WORKING LENGTH 13 CM
16999 | 4229171306900 | PUNCH STAMMBERGER ANTRUM LEFT SIDE DOWNWARD AND FORWARD CUTTING WORKING LENGTH 10 CM
17000 | 4229171307000 | STAMMBERGER ANTRUM PUNCH RIGHT SIDE DOWNWARD AND FORWARD CUTTING WORKING LENGTH 10 CM
17001 | 4229171307700 | PUNCH HIP ARTHROSCOPY ASSORTED TYPES
17002 | 4229171307800 | PUNCH SMALL JOINTS ARTHROSCOPY ASSORTED TYPES
17003 | 4229171307900 | PUNCH SHOULDER ARTHROSCOPY ASSORTED TYPES
17004 | 4229171308000 | KERRISON BONE PUNCH DISMANTLING 40 DEGREE UPBITING NOT THROUGH-CUTTING 2 MM WORKING LENGTH 24 CM OR EQUIVALENT SPINAL
17005 | 4229171308100 | KERRISON BONE PUNCH DISMANTLING 40 DEGREE UPBITING NOT THROUGH-CUTTING 4 MM WORKING LENGTH 24 CM OR EQUIVALENT SPINAL
17006 | 4229171308200 | PUNCH ANTRUM BACKWARD CUTTING EXTRA SLENDER JAWS WITH 360 DEGREE SHEATH ROTATING WITH SET SCREW SHEATH SLIGHTLY CURVED DOWNWARDS WITH CLEANING CONNECTOR WORKING LENGTH 10 CM
17007 | 4229171308300 | PUNCH ANTRUM BACKWARD CUTTING WITH 360 DEGREE SHEATH ROTATING WITH SET SCREW SHEATH SLIGHTLY CURVED DOWNWARDS WITH CLEANING CONNECTOR WORKING LENGTH 10 CM
17008 | 4229171600000 | ADAPTOR FOR ANTRUM PUNCH FORCEPS REUSABLE
17009 | 4229180000500 | CLAMP TUBING PLASTIC FOR PERITONEAL DIALYSIS
17010 | 4229180001500 | FORCEPS HEANEY HYSTERECTOMY CURVED 250 MM (9 3/4 INCH) TWO TRANSVERSE TEETH NON-STERILE REUSABLE
17011 | 4229180100000 | BAND FOR HEMORRHOID RUBBER (PROVIDE RUBBER BAND APPLICATOR WITH EACH 50 RUBBER) DISPOSABLE STERILE
17012 | 4229180100300 | PORT SITE CLOSURE WITH SUTURE PASSER FOR LAPAROSCOPIC WITH SUTURE GUIDE 10/12MM DISPOSABLE STERILE
17013 | 4229180203400 | DINGMAN BONE HOLDING FORCEPS 19CM APPROXIMATE STAINLESS STEEL
17014 | 4229180203600 | SET BONE HOLDING CLAMPS (SMALL MEDIUM AND LARGE) WITH LANE FORCEPS
17015 | 4229180205200 | MICROFORCEPS SURGICAL 20GA 0.9MM ILM ECKARDT END GRIPPING STERILE
17016 | 4229180212300 | MICRO HALSTEAD HEMOSTATIC FORCEPS STAINLESS STEEL STRAIGHT 12.5CM
17017 | 4229180212900 | MICROFORCEPS ILM ENDGRIPPING 23G DISPOSABLE STERILE
17018 | 4229180213000 | HARTMANN HEMOSTATIC FORCEPS STRAIGHT STAINLESS STEEL
17019 | 4229180213100 | DEBAKEY NON-TOOTHED TISSUE FORCEPS STAINLESS STEEL STRAIGHT LENGTH: 20CM TIP SIZE: 1.5MM
17020 | 4229180213200 | ROWE DISIMPACTION FORCEPS RIGHT AND LEFT GRADE 410-420 SERIES STAINLESS STEEL (HIGH CARBON CONTENT AND A CERTAIN PERCENTAGE OF FORCE PS CHROMIUM) HEAT TREATED FOR GREATER RIGIDITY
17021 | 4229180218100 | ROTATABLE HEMOSTATIC METALLIC CLIP ASSORTED SIZES OF OPENING CLIP AND ASSORTED SIZES OF WORKING LENGTH
17022 | 4229180218700 | CLIP SCALP HEMOSTATIC SECURE ATRAUMATIC PLACEMENT NON BULKY LOW PROFILE HYPO-ALLERGENIC DISPOSABLE STERILE APPLIER MUST BE PROVIDED FREE OF CHARGE WITH 3000 CLIPS
17023 | 4229180218900 | ADSON FORCEPS STRAIGHT 5IN JAWS DELICATE REUSABLE
17024 | 4229180219000 | MICROSCISSORS CURVED HORIZONTAL (23 GAUGE / 0.6 MM) SHARP TIPPED SCISSORS WITH A HORIZONTAL CURVATURE OF 12 MM REUSABLE
17025 | 4229180219100 | MICROFORCEPS ENDGRIPPING TIP COMPATIBLE WITH REUSABLE HANDLE 23 GAUGE DISPOSABLE STERILE
17026 | 4229180219200 | MICROFORCEPS TIP ILM ENDGRIPPING 25 GAUGE COMPATIBLE WITH HOSPITAL REUSABLE HANDLE DISPOSABLE STERILE
17027 | 4229180219300 | MICROFORCEPS ILM ENDGRIPPING 27G DISPOSABLE STERILE
17028 | 4229180219400 | MICROFORCEPS SERRATED 27G DISPOSABLE STERILE
17029 | 4229180219500 | FORCEPS SERRATED RETINAL 25 GAUGE (TIP) COMPTAIBLE WITH HOSPITAL HANDLE DISPOSABLE STERILE
17030 | 4229180219600 | FORCEPS BONACCOLTO 11 CM REUSABLE
17031 | 4229180219700 | MICROFORCEPS ECKARDT END GRIPPING 27G DISPOSABLE STERILE
17032 | 4229180219800 | FORCEPS ECKARDT END GRIPPING RETINAL 25 GAUGE (TIP) COMPATIBLE WITH REUSABLE HANDLE DISPOSABLE STERILE
17033 | 4229180219900 | MICROFORCEPS ECKARDT END GRIPPING (ILM) 25 GAUGE REUSABLE
17034 | 4229180220100 | FORCEPS SHAH EXTRA GRIP SERRATED 23 GAUGE DISPOSABLE STERILE
17035 | 4229180220200 | FORCEPS TYING TENNANT DELICATE LONG AND SMOOTH JAWS STRAIGHT REUSABLE
17036 | 4229180220300 | MICROFORCEPS SERRATED JAWS 23G DISPOSABLE STERILE
17037 | 4229180220400 | SCHARIOTH INTRAOCULAR LENS (IOL) SCLERAL FIXATION FORCEPS SET STRAIGHT AND CURVED 25 GAUGE/0.5 MM DISPOSABLE STERILE
17038 | 4229180220700 | "FORCEPS TWEEZERS PLASTIC 15CM (+ \-2) DISPOSABLE STERILE"
17039 | 4229180220800 | MICROSCISSORS CURVED HORIZONTAL 23G REUSABLE
17040 | 4229180220900 | MICROFORCEPS SERRATED JAW 25G 0.5MM REUSABLE
17041 | 4229180221100 | FORCEPS CASSIE .12 STR FOR INTACS SURGERY
17042 | 4229180221200 | MICROFORCEPS ECKARDT ENDGRIPPING (ILM) 25G DISPOSABLE STERILE
17043 | 4229180221300 | MCPHERSON TYING FORCEPS STRAIGHT SHAFTS WITH 4-5 MM TYING PLATFORM. STAINLESS STEEL REUSABLE
17044 | 4229180224300 | CLAMP THORACOSCOPIC LEFT CURVED FOERSTER RING HANDLE WITH OVAL RING JAWS STAINLESS STEEL 10 MM X 20 MM REUSABLE
17045 | 4229180229200 | LAPAROSCOPIC BIOPSY FORCEPS 5 FR. DOUBLE ACTION JAWS FLEXIBLE LENGTH 40 CM (OR EQUIVALENT) REUSABLE
17046 | 4229180229400 | FORCEPS BIOPSY OPTICAL WITH DOUBLE ACTION JAW STAINLESS STEEL REUSABLE
17047 | 4229180232000 | FORCEPS BONNEY TISSUE 1X2 175MM REUSABLE
17048 | 4229180234100 | LAPAROSCOPIC ROTHENBERG BOWEL GRASPER ROTATING DISMANTLING INSULATED WITH CONNECTOR PIN FOR UNIPOLAR COAGULATION WITH LUER-LOCK IRRIGATION CONNECTOR FOR CLEANING DOUBLE ACTION JAWS SIZE 3MM LENGTH 20 CM REUSABLE
17049 | 4229180234200 | FORCEPS GRASPING STONE SMALL FRAGMENTS FLEXIBLE STEEL 5 FR X 73CM REUSABLE
17050 | 4229180234400 | FORCEPS HALSTEAD “MOSQUITO” ARTERY CURVED LENGTH 12.5 CM
17051 | 4229180234600 | FORCEPS (HARTMANN) BABY MOSQUITO CURVED SIZE: 4" REUSABLE
17052 | 4229180235300 | FORCEPS IRIS (BISHOP-HARMON ) 1X2 TEETH SIZE 3 3/8 (8.5CM) REUSABLE
17053 | 4229180235700 | FORCEPS LAHEY SWEET STEEL 200 MM REUSABLE
17054 | 4229180240700 | KELMAN MCPHERSON TYING FORCEPS ANGLED 7.5MM X 100MM LENGTH REUSABLE
17055 | 4229180241600 | FORCEPS TUBINGEN TYING STRAIGHT W/ 4MM PLATFORM DELICATE REUSABLE
17056 | 4229180242000 | LAPAROSCOPIC GRASPING FORCEPS DOUBLE ACTION JAWS FLEXIBLE 3 FR. LENGTH 28 CM (OR EQUIVALENT) REUSABLE
17057 | 4229180244300 | LUSK MICRO BITE OR EQUIVALENT 45 DEGREE
17058 | 4229180244400 | LUSK MICRO BITE OR EQUIVALENT STRAIGHT
17059 | 4229180244500 | ANTRUM FORCEPS LENGTH 10 CM. ANGLED FIXED JAWS 115 DEGREE DOWNWARD
17060 | 4229180244600 | ANTRUM FORCEPS LENGTH 10 CM. ANGLED FIXED JAWS 115 DEGREE LEFT SIDE
17061 | 4229180244700 | ANTRUM FORCEPS LENGTH 10 CM. ANGLED FIXED JAWS 115 DEGREE RIGHT SIDE
17062 | 4229180244800 | ANTRUM FORCEPS LENGTH 10 CM. ANGLED FIXED JAWS 140 DEGREE DOWNWARD
17063 | 4229180244900 | FORCEPS ANTRUM GRASPING WITH EXTRA LONG CURVE FOR ANTERIOR ANGULAR RECESS FIXED JAW CURVED DOWNWARDS 140 DEGREE MOVABLE JAW BACKWARD OPENING 155 DEGREE
17064 | 4229180245000 | ANTRUM FORCEPS LENGTH 10 CM. ANGLED FIXED JAWS 140 DEGREE RIGHT SIDE
17065 | 4229180245100 | CLIP-APPLYING FORCEPS NON-ROTATABLE 109MM (41⁄4")
17066 | 4229180245200 | FORCEPS TISSUE 1 X 2 TEETH LENGTH 11.5 CM
17067 | 4229180245300 | CLAMP DERLACKI OSSICLE HOLDING
17068 | 4229180245400 | FORCEPS BACKBITING ROTATABLE
17069 | 4229180245500 | FORCEPS BACKBITING ROTATABLE PEDIA
17070 | 4229180245600 | KUHN FRONTAL SINUS FORCEPS THROUGH-CUTTING BACKWARD ASSORTED SIZES
17071 | 4229180245700 | FORCEPS KUHN RHINOFORCE II FRONTAL SINUS FLAT JAWS THROUGH-CUTTING SHEATH 60 DEGREE UPTURNED BACKWARD OPENING WITH CLEANING CONNECTOR WORKING LENGTH 12 CM TO THE LEFT
17072 | 4229180245800 | FORCEPS KUHN RHINOFORCE II FRONTAL SINUS FLAT JAWS THROUGH-CUTTING SHEATH 60 DEGREE UPTURNED BACKWARD OPENING WITH CLEANING CONNECTOR WORKING LENGTH 12 CM TO THE RIGHT
17073 | 4229180246200 | NEEDLE HOLDER TC RYDER TUBE-SHAFT 1.2MM TIP WITH RATCHET VALVE GATE PRO (OR EQUIVALENT) DIAMETER 5 25CM REUSABLE
17074 | 4229180246300 | RYDER NEEDLE HOLDER NEEDLE STAINLESS STEEL 1.9MM 9-10 23-25 CM FOR VALVE SUTURING HOLDING THE FINE SUTURE NEEDLE REUSABLE
17075 | 4229180246400 | HOLDER BEAVER BLADE/ MICRO SURGICAL STAINLESS STEEL LENGTH = 18 CM LENGTH TO KEEP THE MICRO BLADE TO MAKE INCISION OVER THE CORONARY ARTERY REUSABLE
17076 | 4229180246500 | HOLDER DIAMOND BEAVER BLADE/ MICRO SURGICAL STAINLESS STEEL LENGTH = 18 CM LENGTH TO KEEP THE MICRO BLADE TO MAKE INCISION OVER THE CORONARY ARTERY REUSABLE
17077 | 4229180246600 | CLAMP THORACOSCOPIC DEBAKEY (10MM) HARKEN #1 RING HANDLE WIDE DEBAKEY JAWS WITHOUT RATCHET 9.5 CM JAW LENGTH 9-7/8 / 24.8 CM WORKING LENGTH 14 / 35.5 CM (OR EQUIVALENT) REUSABLE
17078 | 4229180246700 | CLAMP THORACOSCOPIC DEBAKEY CLAMP (10MM) HARKEN # 2 RING HANDLE WIDE DEBAKEY JAWS WITHOUT RATCHET 9.5 CM JAW LENGTH 9-7/8/ 24.8 CM WORKING LENGTH 14/ 35.5 CM (OR EQUIVALENT) REUSABLE
17079 | 4229180246800 | CLAMP THORACOSCOPIC DEBAKEY COOLEY FORCEPS (10 MM) RING HANDLE 90 DEGREE ANGLED JAW WITHOUT RATCHET 9-1/2 / 24 CM WORKING LENGTH 13-1/2 / 34 CM (OR EQUIVALENT) REUSABLE
17080 | 4229180246900 | CLAMP THORACOSCOPIC CHITWOOD DEBAKEY CLAMP (10 MM) RING HANDLE 1X2 CURVED LEFT DEBAKEY JAWS 6.5 CM JAW LENGTH 9/ 23 CM WORKING LENGTH 12-3/4/ 32.5 CM (OR EQUIVALENT) REUSABLE
17081 | 4229180247000 | CLAMP THORACOSCOPIC CHITWOOD DEBAKEY (10MM) RING HANDLE 2 3 WIDE CURVED LEFT DEBAKEY JAWS 10 CM JAW LENGTH 10/ 25.4 CM WORKING LENGTH 14 1/4 / 36 CM (OR EQUIVALENT) REUSABLE
17082 | 4229180247100 | FORCEPS TISSUE RUSSIAN MODELL 26.0CM (OR EQUIVALENT) REUSABLE
17083 | 4229180247200 | LAPAROSCOPIC BABCOCK GRASPING FORCEPS ROTATING DISMANTLING INSULATED WITH CONNECTOR PIN FOR UNIPOLAR COAGULATION WITH LUER-LOCK IRRIGATION CONNECTOR FOR CLEANING DOUBLE ACTION JAWS ATRAUMATIC FENESTRATED SIZE 3.5 MM LENGTH 20 CM REUSABLE
17084 | 4229180247300 | LAPAROSCOPIC FORCEPS DISSECTING AND GRASPING ROTATING DISMANTLING INSULATED WITH CONNECTOR PIN FOR UNIPOLAR COAGULATION WITH LUER-LOCK IRRIGATION CONNECTOR FOR CLEANING DOUBLE ACTION JAWS RIGHT ANGLED SIZE 3.5 MM LENGTH 20 CM REUSABLE
17085 | 4229180247400 | LAPAROSCOPIC FORCEPS DISSECTING AND GRASPING ROTATING DISMANTLING INSULATED WITH CONNECTOR PIN FOR UNIPOLAR COAGULATION WITH LUER-LOCK IRRIGATION CONNECTOR FOR CLEANING SINGLE ACTION JAWS “TIGER JAWS” 2 X 4 TEETH SIZE 3.5 MM LENGTH 20 CM REUSABLE
17086 | 4229180247500 | LAPAROSCOPIC GRASPING FORCEPS ROTATING DISMANTLING INSULATED WITH CONNECTOR PIN FOR UNIPOLAR COAGULATION WITH LUER-LOCK IRRIGATION CONNECTOR FOR CLEANING DOUBLE ACTION JAWS ATRAUMATIC FENESTRATED SIZE 3.5 MM LENGTH 20 CM REUSABLE
17087 | 4229180247600 | LAPAROSCOPIC GRASPING FORCEPS ROTATING DISMANTLING INSULATED WITH CONNECTOR PIN FOR UNIPOLAR COAGULATION WITH LUER-LOCK IRRIGATION CONNECTOR FOR CLEANING DOUBLE ACTION JAWS ATRAUMATIC WAVY SERRATION SIZE 3.5 MM LENGTH 20 CM REUSABLE
17088 | 4229180247700 | LAPAROSCOPIC GRASPING FORCEPS ROTATING DISMANTLING INSULATED WITH CONNECTOR PIN FOR UNIPOLAR COAGULATION WITH LUER-LOCK IRRIGATION CONNECTOR FOR CLEANING SINGLE ACTION JAWS FENESTRATED WITH ESPECIALLY FINE ATRAUMATIC SERRATION SIZE 3.5 MM LENGTH 20 CM REUSABLE
17089 | 4229180247800 | LAPAROSCOPIC KELLY FORCEPS DISSECTING AND GRASPING ROTATING DISMANTLING INSULATED WITH CONNECTOR PIN FOR UNIPOLAR COAGULATION WITH LUER-LOCK IRRIGATION CONNECTOR FOR CLEANING DOUBLE ACTION JAWS SIZE 3.5 MM LENGTH 20 CM REUSABLE
17090 | 4229180247900 | LAPAROSCOPIC MICRO HOOK SCISSORS ROTATING DISMANTLING INSULATED WITH CONNECTOR PIN FOR UNIPOLAR COAGULATION WITH LUER-LOCK IRRIGATION CONNECTOR FOR CLEANING SINGLE ACTION JAWS SIZE 3.5 MM LENGTH 20 CM REUSABLE
17091 | 4229180248000 | LAPAROSCOPIC PALPATION PROBE DISMANTLING WITHOUT CONNECTOR PIN FOR UNIPOLAR COAGULATION WITH LUER-LOCK IRRIGATION CONNECTOR FOR CLEANING RETRACTABLE DOUBLE ACTION JAWS SIZE 3. 5 MM LENGTH 20 CM REUSABLE
17092 | 4229180248100 | LAPAROSCOPIC PERCUTANEOUS PYLORIC SPREADER ROTATING DISMANTLING WITHOUT CONNECTOR PIN FOR UNIPOLAR COAGULATION WITH LUER-LOCK IRRIGATION CONNECTOR FOR CLEANING DOUBLE ACTION JAWS SIZE 3.5 MM LENGTH 20 CM REUSABLE
17093 | 4229180248200 | LAPAROSCOPIC REDDICK-OLSEN FORCEPS DISSECTING AND GRASPING ROTATING DISMANTLING INSULATED WITH CONNECTOR PIN FOR UNIPOLAR COAGULATION WITH LUER-LOCK IRRIGATION CONNECTOR FOR CLEANING DOUBLE ACTION JAWS ROBUST SIZE 3.5 MM LENGTH 20 CM REUSABLE
17094 | 4229180248300 | LAPAROSCOPIC REDDICK-OLSEN FORCEPS DISSECTING AND GRASPING ROTATING DISMANTLING WITHOUT CONNECTOR PIN FOR UNIPOLAR COAGULATION WITH LUER-LOCK IRRIGATION CONNECTOR FOR CLEANING DOUBLE ACTION JAWS ROBUST SIZE 3.5 MM LENGTH 20 CM REUSABLE
17095 | 4229180248400 | LAPAROSCOPIC ROTHENBERG BOWEL GRASPER ROTATING DISMANTLING INSULATED WITH CONNECTOR PIN FOR UNIPOLAR COAGULATION WITH LUER-LOCK IRRIGATION CONNECTOR FOR CLEANING DOUBLE ACTION JAWS SIZE 3.5 MM LENGTH 20 CM REUSABLE
17096 | 4229180248500 | LAPAROSCOPIC SCISSORS ROTATING DISMANTLING INSULATED WITH CONNECTOR PIN FOR UNIPOLAR COAGULATION WITH LUER- LOCK IRRIGATION CONNECTOR FOR CLEANING DOUBLE ACTION JAWS SERRATED CURVED CONICAL SIZE 3.5 MM LENGTH 20 CM REUSABLE
17097 | 4229180248600 | LAPAROSCOPIC TAN PYLORIC SPREADER AND GRASPING FORCEPS ROTATING DISMANTLING INSULATED WITH CONNECTOR PIN FOR UNIPOLAR COAGULATION WITH LUER- LOCK IRRIGATION CONNECTOR FOR CLEANING DOUBLE ACTION JAWS IN- AND OUTSIDE SERRATED JAWS SIZE 3.5 MM LENGTH 20 CM REUSABLE
17098 | 4229180248700 | DEBAKEY STAINLESS STEEL 20CM 2.8 MM THICKNESS TO GRASP TISSUE REUSABLE
17099 | 4229180248800 | DOUBLE REDUCER 13/10 MM 13.5/10 MM 13/5 MM AND 13.5/5 MM REUSABLE
17100 | 4229180248900 | KELLY FORCEPS DISSECTING AND GRASPING ROTATING WITH CONNECTOR PIN FOR UNIPOLAR COAGULATION SIZE 5 MM LENGTH 36 CM DOUBLE ACTION JAWS CONSISTING OF: PLASTIC HANDLE WITHOUT RATCHET OUTER TUBE INSULATED FORCEPS INSERT REUSABLE
17101 | 4229180249000 | BULLDOG LENGTH 43-45 MM JAW LENGTH 14 MM CLOSING PRESSURE 180 GR WEIGHT 3G TO OCCULT ARTERIES AND VEINS STAINLESS STEEL REUSABLE
17102 | 4229180249100 | STABILIZER SUCTION TIP STAINLESS STEEL REUSABLE
17103 | 4229180249200 | PUSHER FOR VALVE POSITIONING 35CM VALVE GATE (OR EQUIVALENT) REUSABLE
17104 | 4229180249300 | FORCEPS REDDICK-OLSEN DISSECTING AND GRASPING ROTATING WITH CONNECTOR PIN FOR UNIPOLAR COAGULATION SIZE 5 MM LENGTH 36 CM HEAVY DOUBLE ACTION JAWS WITH DISENGAGEABLE RATCHET WITH LARGER CONTACT AREA AT THE FINGER RING REUSABLE
17105 | 4229180249400 | LAPAROSCOPIC (ROBI) GRASPING FORCEPS CLERMONT- FERRAND MODEL WITH CONNECTOR PIN FOR BIPOLAR COAGULATION WITH ESPECIALLY FINE ATRAUMATIC SERRATION FENESTRATED DOUBLE ACTION JAWS SIZE 3.5 MM LENGTH 20 CM COLOR CODE: LIGHT BLUE REUSABLE
17106 | 4229180249500 | LAPAROSCOPIC (ROBI) GRASPING FORCEPS CLERMONT-FERRAND MODEL ROTATING DISMANTLING WITH CONNECTOR PIN FOR BIPOLAR COAGULATION DOUBLE ACTION JAWS WITH ESPECIALLY FINE ATRAUMATIC SERRATION FENESTRATED JAWS SIZE 5 MM LENGTH 36 CM REUSABLE
17107 | 4229180249600 | LAPAROSCOPIC (ROBI) KELLY GRASPING FORCEPS CLERMONT-FERRAND MODEL WITH CONNECTOR PIN FOR BIPOLAR COAGULATION ESPECIALLY SUITABLE FOR DISSECTION DOUBLE ACTION JAWS SIZE 3.5 MM LENGTH 20 CM COLOR CODE: LIGHT BLUE PLASTIC HANDLE KELLY FORCEPS INSERT WITH OUTER SHEATH REUSABLE
17108 | 4229180249700 | LAPAROSCOPIC (ROBI) SCISSORS CLERMONT-FERRAND MODEL WITH CONNECTOR PIN FOR BIPOLAR COAGULATION CURVED BLADES DOUBLE ACTION JAWS SIZE 3.5 MM LENGTH 20 CM COLOR CODE: LIGHT BLUE REUSABLE
17109 | 4229180249800 | LAPAROSCOPIC (KOH) ULTRA MICRO NEEDLE HOLDER JAWS CURVED TO LEFT WITH TUNGSTEN CARBIDE INSERT STRAIGHT HANDLE WITH DISENGAGEABLE RATCHET SIZE 3.5 MM LENGTH 20 CM REUSABLE
17110 | 4229180249900 | LAPAROSCOPIC (KOH) ULTRA MICRO NEEDLE HOLDER JAWS CURVED TO RIGHT WITH TUNGSTEN CARBIDE INSERT STRAIGHT HANDLE WITH DISENGAGEABLE RATCHET SIZE 3.5 MM LENGTH 20 CM REUSABLE
17111 | 4229180250000 | CLAMP THORACOSCOPIC FOERSTER(7 MM) RING HANDLE CURVED LEFT 12 MM OVAL RING JAWS WITH RATCHET 9-1/4 / 23.5 CM WORKING LENGTH 13-1/4 / 33.5 CM (OR EQUIVALENT) REUSABLE
17112 | 4229180250100 | FORCEPS THORACOSCO (7 MM) RING HANDLE CURVED LEFT 6 MM WIDTH JAWS WITH RATCHET 9/ 23 CM WORKING LENGTH 13-1/4 / 33.5 CM (OR EQUIVALENT) REUSABLE
17113 | 4229180250200 | CLAMP THORACOSCOPIC DUVAL (10 MM) RING HANDLE CURVED LEFT 1 CM WIDTH TRIANGULAR RING JAWS WITH RATCHET 9-1/4 / 23.5 CM WORKING LENGTH 13-1/2/ 34 CM (OR EQUIVALENT) REUSABLE
17114 | 4229180250300 | OPTICAL FORCEPS LARGE JAWS SHARP FOR REMOVING LARGE FRAGMENTS OF TISSUES (OR EQUIVALENT) REUSABLE
17115 | 4229180250400 | OPTICAL FORCEPS LARGE JAWS BLUNT SERRATED FOR REMOVING LARGE FOREIGN BODIES (OR EQUIVALENT) REUSABLE
17116 | 4229180250500 | OPTICAL FORCEPS FOR PEANUTS AND SOFT FOREIGN BODIES WITH SPRING-ACTION HANDLE (OR EQUIVALENT) REUSABLE
17117 | 4229180250600 | GLASS WINDOW PLUG FOR CAMERA HEAD REUSABLE
17118 | 4229180250700 | FORCEPS BABCOCK 10MM COMPLETE W/NON-RATCHET METAL HANDLE (OR EQUIVALENT) REUSABLE
17119 | 4229180250800 | FORCEPS STONE GRASPER 10MM FENESTRATED COMPLETE W/NON-RATCHET METAL HANDLE (OR EQUIVALENT) REUSABLE
17120 | 4229180250900 | CLAMP BULLDOG DEBAKEY-HESS JAW LENGTH = 20MM TOTAL LENGTH = 35MM (OR EQUIVALENT) REUSABLE
17121 | 4229180251000 | FORCEPS STANDARD TITANIUM 19.5CM (OR EQUIVALENT) REUSABLE
17122 | 4229180252900 | FORCEPS ALLIGATOR ASSORTED SIZES SINGLE USE
17123 | 4229180253200 | JUMBO CUP BIOPSY FORCEPS WITHOUT NEEDLE ASSORTED SIZES OF WORKING CHANNEL AND WORKING LENGTH SINGLE USE
17124 | 4229180253300 | ALLIGATOR GRASPING FORCEPS ASSORTED SIZES OF WORKING CHANNEL AND WORKING LENGTH SINGLE USE
17125 | 4229180253400 | RAT TOOTH GRASPING FORCEPS ASSORTED SIZES OF WORKING CHANNEL AND WORKING LENGTH SINGLE USE
17126 | 4229180253500 | RUBBER TIPPED GRASPING FORCEPS ASSORTED SIZES OF WORKING CHANNEL AND WORKING LENGTH SINGLE USE
17127 | 4229180253600 | SHARK TOOTH GRASPING FORCEPS ASSORTED SIZES OF WORKING CHANNEL AND WORKING LENGTH SINGLE USE
17128 | 4229180253700 | WIRE GUIDED BILIARY BIOPSY FORCEPS ASSORTED SIZES
17129 | 4229180253800 | BILIARY BIOPSY FORCEPS ASSORTED SIZES
17130 | 4229180400100 | DEVICE CIRCUMCISION PLASTIC SIZE: 1.2 CM DISPOSABLE STERILE
17131 | 4229180400200 | DEVICE CIRCUMCISION PLASTIC SIZE: 1.3 CM DISPOSABLE STERILE
17132 | 4229180400300 | DEVICE CIRCUMCISION PLASTIC SIZE: 1.1 CM DISPOSABLE STERILE
17133 | 4229180400400 | DEVICE CIRCUMCISION PLASTIC SIZE: 1.4 CM DISPOSABLE STERILE
17134 | 4229180400500 | DEVICE CIRCUMCISION PLASTIC SIZE: 1.5 CM DISPOSABLE STERILE
17135 | 4229180400600 | PLASTIC CIRCUMCISION PLASTIC 1.5 CM DIAMETER DISPOSABLE STERILE
17136 | 4229180400700 | DEVICE CIRCUMCISION PLASTIC SIZE: 1.7 CM DISPOSABLE STERILE
17137 | 4229180500200 | CLAMP UMBILICAL BABY STERILE DISPOSABLE
17138 | 4229180500300 | LIGATURE UMBILICAL NEONATE COTTON FOR TYING THE UMBILICAL STUMP DURING UMBILICAL CATHETER INSERTION
17139 | 4229180800700 | HALSTEAD MOSQUITO FORCEPS STAINLESS STEEL STRAIGHT 12.5CM
17140 | 4229190100100 | GUIDE HIP ARTHROSCOPIC PORTAL SYSTEM
17141 | 4229190100500 | CASTELNUOVO POSITIONING INSTRUMENT DOUBLE-ENDED CURVED 80 DEGREE/DOUBLE CURVED WITH 4 SPIKES LENGTH 22 CM
17142 | 4229190100600 | HOLDER SHEA SPECULUM
17143 | 4229190100700 | SUPPORT TABLE GOTTINGEN MODEL FOR LARYNGOSCOPE HOLDER INCLUDING SWIVEL ARM WITH MOVABLE PLATE HOLDING ROD FOR HEIGHT ADJUSTMENT ATTACHMENT BLOCKS
17144 | 4229200100400 | MIRROR MICRO-MOUTH
17145 | 4229210200000 | EXTRACTOR MUCOUS WITH NON RETURN VALVE AND FILTER 20-30 ML CATHETER SIZE 10 FRENCH DISPOSABLE STERILE
17146 | 4229210200100 | EXTRACTOR MUCOUS WITH NON RETURN VALVE AND FILTER 20-30 ML CATHETER SIZE 12 FRENCH DISPOSABLE STERILE
17147 | 4229210200200 | EXTRACTOR MUCOUS WITH NON RETURN VALVE AND FILTER 20-30 ML CATHETER SIZE 14 FRENCH DISPOSABLE STERILE
17148 | 4229210200300 | SET BROKEN SCREW MINI FRAGMENT UNIVERSAL INSTRUMENTATION
17149 | 4229210200800 | EXTRACTOR MUCUS SIZE 14 FR SINGLE CHAMBER DISPOSABLE STERILE
17150 | 4229210201000 | COMPLETE SPINE UNIVERSAL SCREW REMOVAL INSTRUMENT SET DESIGNED TO REMOVE SOLID AND CANNULATED SCREW S REMOVE STRIPPED AND BROKEN SCREW S (ALL S IZES TYPE S SHORT AND LONG FOR POSTERIOR AND ANTERIOR CERVICAL AND THORACOLUMBAR SYSTEMS) SPINAL
17151 | 4229210201400 | EXTRACTOR MUCUS CATHETER SIZE 16 FRENCH SINGLE CHAMBER 60-80 ML DISPOSABLE STERILE
17152 | 4229210201600 | ATTACHMENT FOR POWER TOOL ACETABULAR CUP EXTRACTOR
17153 | 4229230100100 | BENDER PLATE PRESS (MECHANICAL) ORTHOPEDIC
17154 | 4229230100200 | PLIER WIRE BENDING SPINAL
17155 | 4229230100600 | BENDING TOOL 150 MM FOR MALLEABLE NASAL INSTRUMENTS
17156 | 4229230200000 | PISTON TITANIUM STAPES PROSTHESIS SELF CRIMPED 0.6 DIAMETER SIZE 4.25 OR EQUIVALENT
17157 | 4229230200100 | PISTON TITANIUM STAPES PROSTHESIS SELF CRIMPED 0.6 DIAMETER SIZE 4.5 OR EQUIVALENT
17158 | 4229230200200 | PISTON TITANIUM STAPES PROSTHESIS SELF CRIMPED 0.6 DIAMETER SIZE 5 OR EQUIVALENT
17159 | 4229230200300 | CRIMPER TO CRIMP STAPES PROSTHESIS
17160 | 4229230300000 | PLIER ORTHODONTIC APPLYING HOOKS TO ARCHWIRE SURGICAL HOOK CRIMPING STAINLESS STEEL
17161 | 4229230300100 | PLIERS (WIDE AND NARROW TIP POWER GRIP) AS REQUESTED BY END USER
17162 | 4229230300300 | PLIER BROAD END SPINAL
17163 | 4229230300500 | WIRE BENDING PLIER SET ASSORTED 5 PCS/SET (ECONO - CASE - TECHNICAL PLIERS)
17164 | 4229230400000 | WIRE TENSIONING DEVICE EXTRA INSTRUMENT ORTHOPEDIC
17165 | 4229230600000 | VERBRUGGE BONE HOLDING FORCEPS 14.5 CM GRADE 410 - 420 SERIES STAINLESS STEEL (HIGH CARBON CONTENT AND A CERTAIN PERCENTAGE OF CHROMIUM) HEAT TREATED FOR GREATER RIGIDITY
17166 | 4229230600200 | WIRE HOLDING FORCEPS TUNGSTEN CARBIDE BLADE ROUNDED END LENGTH 20CM
17167 | 4229230700200 | Y TUBE FOR ENDO V PUMP FOR GAS INSUFFLATION AND REGULATION DISPOSABLE
17168 | 4229230700300 | WRENCH TORQUE STERILE TIP 36 KHZ SHOULD BE COMPATIBLE WITH HOSPITAL MACHINE
17169 | 4229240200600 | SCREWDRIVER FOR DISTRACTORS (SIZE AND TYPE TO BE SPECIFIED)
17170 | 4229240200700 | SCREWDRIVER TITANIUM FOR RESORBABLE PLATE (SIZE TO BE SPECIFIED)
17171 | 4229240201500 | UNIVERSAL SCREWDRIVER REMOVAL KIT
17172 | 4229240201600 | TITANIUM SCREWDRIVER FOR MICRO PLATE (ACCORDING TO DELIVERED SCREW SHAPE)
17173 | 4229240201700 | SCREWDRIVER TITANIUM FOR RECONSTRUCTION PLATE
17174 | 4229240500100 | MAXILLOFACIAL EXTRA-ORAL IMPLANT WIDENING DRILL 4MM WITH COUNTERSINK Ø 5.5 MM DEPTH: 0.5 MM AND LENGTH 27.7MM
17175 | 4229240500200 | MAXILLOFACIAL EXTRA-ORAL IMPLANT WIDENING DRILL 3MM WITH COUNTERSINK Ø 5.5 MM DEPTH: 0.5 MM AND LENGTH 27.7MM
17176 | 4229250200100 | SET HAMMER (ALL METAL) X-SMALL SMALL MEDIUM LARGE AND X-LARGE ASSORTED SIZES AS REQUESTED BY END USER
17177 | 4229250200300 | MALLET STAINLESS STEAL 170-200 G LENGTH 18 CM APPROXIMATE
17178 | 4229250200400 | MALLET STAINLESS STEEL 18 CM APPROXIMATE WITH INTERCHANGEABLE FIBER FACES 2 EXTRA FIBER FACES 320 G
17179 | 4229250200700 | HANDLE HAND CONTROLLED PENCIL GRIP MULTI FUNCTIONAL ELECTROSURGERY SYSTEM DISPOSABLE STERILE
17180 | 4229250200800 | HANDPIECE BLUE FOR USE WITH OPEN ULTRASONIC DEVICES GENERATORS REUSABLE
17181 | 4229250200900 | HANDPIECE FOR ARGON CUTTING AND COAGULATION 3.5-4 M CORD
17182 | 4229250201000 | HANDPIECE GREY FOR USE WITH LAPAROSCOPIC ULTRASONIC DEVICES
17183 | 4229250201100 | HEADBAND SURGICAL FOR COOLING NON-STERILE DISPOSABLE
17184 | 4229250201300 | COTTLE METAL MALLET LENGTH 18 CM
17185 | 4229250300000 | SET BONE IMPACTORS SMALL MEDIUM AND LARGE
17186 | 4229250300100 | COMPLETE SET OF ALL SIZE S OF GRAFT IMPACTORS IN SUITABLE BOX AND TRAY WITH SUPPORT TO THE SET SPINAL
17187 | 4229250300200 | GRAFT IMPACTORS LARGE ROUND SHAPE SQUARE SHAPE AND FOOT SHAPE EQUALLY DISTRIBUTED SPINAL
17188 | 4229250300300 | GRAFT IMPACTORS MEDIUM ROUND SHAPE SQUARE SHAPE AND FOOT SHAPE EQUALLY DISTRIBUTED SPINAL
17189 | 4229250300400 | GRAFT IMPACTORS SMALL ROUND SHAPE SQUARE SHAPE AND FOOT SHAPE EQUALLY DISTRIBUTED SPINAL
17190 | 4229250400000 | PRESS HOUSE GELFAOM PRESS
17191 | 4229250400100 | PRESS SHEEHY FASCIA PRESS
17192 | 4229260100500 | SET JACKSON-PILLING LARYNGEAL DILATORS 10FR - 44FR LENGTH 21.5-30 CM
17193 | 4229260300500 | HANDHELD SMART PEDICLE PROBE/AWL CAPABLE OF ALERTING THE SURGEON TO POTENTIAL PEDICULAR OR VERTEBRAL BREACHES 2.5 MM OR EQUIVALENT STRAIGHT S TERILE SPINAL
17194 | 4229260300600 | HANDHELD SMART PEDICLE PROBE/AWL CAPABLE OF ALERTING THE SURGEON TO POTENTIAL PEDICULAR OR VERTEBRAL BREACHES 3.2 MM OR EQUIVALENT STRAIGHT S TERILE SPINAL
17195 | 4229260300700 | HANDHELD SMART PEDICLE PROBE/AWL CAPABLE OF ALERTING THE SURGEON TO POTENTIAL PEDICULAR OR VERTEBRAL BREACHES 4 MM OR EQUIVALENT STRAIGHT STERILE SPINAL
17196 | 4229260300800 | HANDHELD SMART PEDICLE PROBE/AWL CAPABLE OF ALERTING THE SURGEON TO POTENTIAL PEDICULAR OR VERTEBRAL BREACHES CANNULATED 2.5 MM OR EQUIVALENT STERILE SPINAL
17197 | 4229260300900 | HANDHELD SMART PEDICLE PROBE/AWL CAPABLE OF ALERTING THE SURGEON TO POTENTIAL PEDICULAR OR VERTEBRAL BREACHES CURVED 2.5 MM OR EQUIVALENT S TERILE SPINAL
17198 | 4229260301200 | DIRECTOR LIGATURE INTRAORAL FINISHING BENDS DOUBLE ENDED/STRAIGHT AND CURVED ENDS FOR ORTHODONTICS
17199 | 4229260301500 | BOWMAN LACRIMAL PROBES SET DIFFERENT SIZES
17200 | 4229260301800 | PROBE DOUBLE ENDED SIZE 12.5CM REUSABLE
17201 | 4229260301900 | PROBE FRONTAL DOUBLE ENDED
17202 | 4229260302000 | PROBE FRONTAL SINUS PROBE DOUBLE ENDED CURVED 22 CM LENGTH
17203 | 4229260302100 | PROBE MALLEABLE SINUS PROBE DOUBLE ENDED 260 MM
17204 | 4229260302200 | PROBE MALLEABLE SUCTION PROBE 115 MM
17205 | 4229260400300 | DILATOR VAN BUREN FR10 REUSABLE
17206 | 4229260400400 | DILATOR VAN BUREN FR 12 REUSABLE
17207 | 4229260400500 | DILATOR VAN BUREN FR 14 REUSABLE
17208 | 4229260400600 | DILATOR VAN BUREN FR 16 REUSABLE
17209 | 4229260400700 | DILATOR VAN BUREN FR 18 REUSABLE
17210 | 4229260400800 | DILATOR VAN BUREN FR 20 REUSABLE
17211 | 4229260400900 | DILATOR VAN BUREN FR 22 REUSABLE
17212 | 4229260401000 | DILATOR VAN BUREN FR 24 REUSABLE
17213 | 4229260401100 | DILATOR VAN BUREN FR 26 REUSABLE
17214 | 4229260401200 | DILATOR VAN BUREN FR 28 REUSABLE
17215 | 4229260401300 | DILATOR VAN BUREN FR 30 REUSABLE
17216 | 4229260401500 | DILATOR VAN BUREN FR 8 REUSABLE
17217 | 4229260401600 | DILATOR SET URETHRAL S-SHAPE 8FR - 20FR STERILE DISPOSABLE
17218 | 4229270000000 | ELEVATOR DOUBLE ENDED ONE END JOSEPH ELEVATOR AND THE OTHER END IS SHARP LENGTH 22.5 CM
17219 | 4229270100000 | SYSTEM DISSECTOR COMBINATION OF A DISSECTOR AND AN ACCESS DEVICE (STRUCTURAL BALLOON TROCAR) INTEGRATED INTO A SINGLE MODULAR DEVICE FOR TEP LAPAROSCOPIC INGUINAL HERNIA REPAIR ELASTIC AND ROUND DISSECTION BALLOON INTEGRATED FLIP TOP REDUCER 5 MM INSTRUMENTS SEALED ACCESS FOR 5 10 AND 12 MM INSTRUMENTS ADJUSTABLE FOAM LOCKING COLLAR VACUUM AND MARKED INFLATION PORT SITES LUBRICANT INCLUDED FOR EASY BALLOON AND PORT INSERTION DISPOSABLE STERILE
17220 | 4229270100100 | OLIVECRONA DOUBLE ENDED DISSECTOR LENGTH 9 INCH OR EQUIVALENT 4 AND 5 MM TIP WIDTH SPINAL
17221 | 4229270100200 | OLIVECRONA DOUBLE ENDED DISSECTOR LENGTH 9 INCH OR EQUIVALENT 2 AND 3 MM TIP WIDTH SPINAL
17222 | 4229270100300 | DISSECTOR DURAL SEPARATOR 215 MM ROUGH HANDLE OR EQUIVALENT SPINAL
17223 | 4229270100400 | DISSECTOR FELLRATH P. L.L. SHARP KNIFE ROUGH HANDLE 215 MM OR EQUIVALENT SPINAL
17224 | 4229270100500 | DISSECTOR PINFIELD #3 ROUGH HANDLE 215 MM OR EQUIVALENT SPINAL
17225 | 4229270100600 | DISSECTOR PINFIELD #2 ROUGH HANDLE 215 MM OR EQUIVALENT SPINAL
17226 | 4229270100700 | DISSECTOR PINFIELD #4 ROUGH HANDLE 215 MM OR EQUIVALENT SPINAL
17227 | 4229270100800 | DISSECTOR FREER ELEVATOR 4 MM ROUGH HANDLE 190 MM OR EQUIVALENT SPINAL
17228 | 4229270100900 | DISSECTOR FELLRATH P. L.L. SHARP KNIFE ROUGH HANDLE 280 MM OR EQUIVALENT SPINAL
17229 | 4229270101000 | DISSECTOR FELLRATH P. L.L. SHARP KNIFE ROUGH HANDLE 330 MM OR EQUIVALENT SPINAL
17230 | 4229270101100 | DISSECTOR PINFIELD #2 ROUGH HANDLE 265 MM OR EQUIVALENT SPINAL
17231 | 4229270101200 | DISSECTOR PINFIELD #3 ROUGH HANDLE 265 MM OR EQUIVALENT SPINAL
17232 | 4229270101300 | DISSECTOR PINFIELD #4 ROUGH HANDLE 265 MM OR EQUIVALENT SPINAL
17233 | 4229270101400 | DISSECTOR NEIDRE ELEVATOR ROUGH HANDLE 265 MM OR EQUIVALENT SPINAL
17234 | 4229270101500 | DISSECTOR WOODSON ELEVATOR ROUGH HANDLE 215 MM OR EQUIVALENT SPINAL
17235 | 4229270101600 | DISSECTOR WOODSON ELEVATOR ROUGH HANDLE 265 MM OR EQUIVALENT SPINAL
17236 | 4229270101700 | DISSECTOR FULL CURVED FOR REVISION SPINAL
17237 | 4229270101800 | DISSECTOR ANTERIOR PINFIELD #4 ROUGH HANDLE 240 MM OR EQUIVALENT SPINAL
17238 | 4229270101900 | DISSECTOR MICRO AXIAL PINFIELD 2 MM ROUGH HANDLE 240 MM OR EQUIVALENT SPINAL
17239 | 4229270102000 | DISSECTOR MICRO AXIAL PINFIELD 3 MM ROUGH HANDLE 240 MM OR EQUIVALENT SPINAL
17240 | 4229270102100 | DISSECTOR MICRO AXIAL PINFIELD 4 MM ROUGH HANDLE 240 MM OR EQUIVALENT SPINAL
17241 | 4229270102400 | TONNIS DISSECTOR MEDIUM 240 MM OR EQUIVALENT SPINAL
17242 | 4229270102500 | CASPAR MICRO LUMBAR DISCECTOMY SYSTEM WITH ALL SIZE S OF BLADES (TWO FROM EACH SIZE) SPINAL
17243 | 4229270102900 | SUCTION TUBE DISSECTOR NEGUS 210MM DIAMETER. 6MM REUSABLE
17244 | 4229270103000 | DISSECTOR N. MORTINI DEAD HAND BAYONET SHAPED 3 MM CURVED UPWARDS WITH ROUND HANDLE SHARP WORKING LENGTH 16 CM OR EQUIVALENT SPINAL
17245 | 4229270103100 | DISSECTOR SHARP TIP ANGLED 15 DEGREE WITH ROUND HANDLE SIZE 2 MM LENGTH 25 CM OR EQUIVALENT SPINAL
17246 | 4229270200000 | SET OF TWO FREER (DISSECTOR) ELEVATOR STAINLESS STEEL 19.5CM SHARP AND BLUNT
17247 | 4229270200200 | OBWEGESER PERIOSTEAL ELEVATOR STAINLESS STEEL STRAIGHT TIP SIZE: 4CM
17248 | 4229270200300 | ROWE ZYGOMATIC ELEVATOR 26 CM APPROXIMATE STAINLESS STEEL
17249 | 4229270200400 | SMALL ELEVATOR 10 INCH OVERALL LENGTH NON SLIPPERY HANDLE SIZE 1/2 INCH OR EQUIVALENT SPINAL
17250 | 4229270200500 | SMALL ELEVATOR 10 INCH OVERALL LENGTH NON SLIPPERY HANDLE SIZE 1/4 INCH OR EQUIVALENT SPINAL
17251 | 4229270200600 | SMALL ELEVATOR 10 INCH OVERALL LENGTH NON SLIPPERY HANDLE SIZE 3/8 INCH OR EQUIVALENT SPINAL
17252 | 4229270200700 | HOWARTH DISSECTOR AND ELEVATOR 22 CM OR EQUIVALENT SPINAL
17253 | 4229270200800 | WINTER ROOT ELEVATOR LEFT STAINLESS STEEL
17254 | 4229270200900 | FLAT COBB ELEVATOR LONG NON SLIPPERY HANDLE (NON WOVEN) 15 INCH OVERALL LENGTH SIZE 1/2 INCH OR EQUIVALENT SPINAL
17255 | 4229270201000 | FLAT COBB ELEVATOR LONG NON SLIPPERY HANDLE (NON WOVEN) 15 INCH OVERALL LENGTH SIZE 1 INCH OR EQUIVALENT SPINAL
17256 | 4229270201100 | FLAT COBB ELEVATOR LONG NON SLIPPERY HANDLE (NON WOVEN) 15 INCH OVERALL LENGTH SIZE 30 MM OR EQUIVALENT SPINAL
17257 | 4229270201200 | FLAT COBB ELEVATOR LONG NON SLIPPERY HANDLE (NON WOVEN) 15 INCH OVERALL LENGTH SIZE 5/8 INCH OR EQUIVALENT SPINAL
17258 | 4229270201300 | FLAT COBB ELEVATOR 10 INCH OVERALL LENGTH NON SLIPPERY HANDLE (NON WOVEN) SIZE 1/4 INCH OR EQUIVALENT SPINAL
17259 | 4229270201400 | FLAT COBB ELEVATOR 10 INCH OVERALL LENGTH OR EQUIVALENT NON SLIPPERY HANDLE (NON WOVEN) 5 INCH SIZE 1/2 INCH OR EQUIVALENT SPINAL
17260 | 4229270201500 | FLAT COBB ELEVATOR 10 INCH OVERALL LENGTH NON SLIPPERY HANDLE (NON WOVEN) SIZE 3/8 INCH OR EQUIVALENT SPINAL
17261 | 4229270201600 | FLAT COBB ELEVATOR 13 INCH OVERALL LENGTH NON SLIPPERY HANDLE (NON WOVEN) SIZE 1 INCH OR EQUIVALENT SPINAL
17262 | 4229270201700 | FLAT COBB ELEVATOR 13 INCH OVERALL LENGTH NON SLIPPERY HANDLE (NON WOVEN) SIZE 1/2 INCH OR EQUIVALENT SPINAL
17263 | 4229270201800 | FLAT COBB ELEVATOR 13 INCH OVERALL LENGTH NON SLIPPERY HANDLE (NON WOVEN) SIZE 3/4 INCH OR EQUIVALENT SPINAL
17264 | 4229270201900 | FLAT COBB ELEVATOR 13 INCH OVERALL LENGTH NON SLIPPERY HANDLE (NON WOVEN) SIZE 30 MM OR EQUIVALENT SPINAL
17265 | 4229270202000 | FLAT COBB ELEVATOR 13 INCH OVERALL LENGTH NON SLIPPERY HANDLE (NON WOVEN) SIZE 5/8 INCH OR EQUIVALENT SPINAL
17266 | 4229270202100 | FLAT COBB ELEVATOR 15 INCH OVERALL LENGTH NON SLIPPERY HANDLE (NON WOVEN) SIZE 1 INCH OR EQUIVALENT SPINAL
17267 | 4229270202200 | FLAT COBB ELEVATOR 15 INCH OVERALL LENGTH NON SLIPPERY HANDLE (NON WOVEN) SIZE 1/2 INCH OR EQUIVALENT SPINAL
17268 | 4229270202300 | FLAT COBB ELEVATOR 15 INCH OVERALL LENGTH NON SLIPPERY HANDLE (NON WOVEN) SIZE 3/4 INCH OR EQUIVALENT SPINAL
17269 | 4229270202400 | FLAT COBB ELEVATOR 15 INCH OVERALL LENGTH NON SLIPPERY HANDLE (NON WOVEN) SIZE 30 MM OR EQUIVALENT SPINAL
17270 | 4229270202500 | FLAT COBB ELEVATOR 15 INCH OVERALL LENGTH NON SLIPPERY HANDLE (NON WOVEN) SIZE 5/8 INCH OR EQUIVALENT SPINAL
17271 | 4229270202600 | SHOVEL NOSE ELEVATOR 15 INCH OVERALL LENGTH SIZE 5/8 INCH OR EQUIVALENT SPINAL
17272 | 4229270202700 | SHOVEL NOSE ELEVATOR 15 INCH OVERALL LENGTH SIZE 3/4 INCH OR EQUIVALENT SPINAL
17273 | 4229270202800 | SPINAL LONG NON SLIPPERY HANDLE (NON WOVEN) COBB ELEVATOR 13 INCH OVERALL LENGTH SIZE 1 INCH OR EQUIVALENT SPINAL
17274 | 4229270202900 | SPINAL LONG NON SLIPPERY HANDLE (NON WOVEN) COBB ELEVATOR 13 INCH OVERALL LENGTH SIZE 30 MM OR EQUIVALENT SPINAL
17275 | 4229270203000 | SPINAL LONG NON SLIPPERY HANDLE (NON WOVEN) COBB ELEVATOR 15 INCH OVERALL LENGTH SIZE 1 INCH OR EQUIVALENT SPINAL
17276 | 4229270203100 | SPINAL LONG NON SLIPPERY HANDLE (NON WOVEN) COBB ELEVATOR 15 INCH OVERALL LENGTH SIZE 5/8 INCH OR EQUIVALENT SPINAL
17277 | 4229270203200 | SPINAL LONG NON SLIPPERY HANDLE (NON WOVEN) COBB ELEVATOR 15 INCH OVERALL LENGTH SIZE 1/2 INCH OR EQUIVALENT SPINAL
17278 | 4229270203300 | SPINAL LONG NON SLIPPERY HANDLE (NON WOVEN) COBB ELEVATOR 15 INCH OVERALL LENGTH SIZE 3/4 INCH OR EQUIVALENT SPINAL
17279 | 4229270203400 | SPINAL LONG NON SLIPPERY HANDLE (NON WOVEN) COBB ELEVATOR 15 INCH OVERALL LENGTH SIZE 30 MM OR EQUIVALENT SPINAL
17280 | 4229270203500 | SPINAL LONG NON SLIPPERY HANDLE (NON WOVEN) COBB ELEVATOR 13 INCH OVERALL LENGTH SIZE 1/2 INCH OR EQUIVALENT SPINAL
17281 | 4229270203600 | SPINAL LONG NON SLIPPERY HANDLE (NON WOVEN) COBB ELEVATOR 13 INCH OVERALL LENGTH SIZE 3/4 INCH OR EQUIVALENT SPINAL
17282 | 4229270203700 | SPINAL LONG NON SLIPPERY HANDLE (NON WOVEN) COBB ELEVATOR 13 INCH OVERALL LENGTH SIZE 5/8 INCH OR EQUIVALENT SPINAL
17283 | 4229270203800 | ELEVATOR LONG ASSORTED LENGTHS ORTHOPEDIC
17284 | 4229270203900 | OBWEGESER V-NOTCH CORONOID STRIPPER STAINLESS STEEL TIP SIZE: 7CM APPROXIMATE
17285 | 4229270204200 | ELEVATOR MACDONALD REUSABLE
17286 | 4229270204300 | ELEVATOR FREER DOUBLE-ENDED SEMISHARP AND BLUNT LENGTH 20 CM
17287 | 4229270204500 | HOOK FISCH ANTERIOR FOOTPLATE TIP ANGLED UPWARDS 90 DEGREE 0.2 MM LENGTH 16 CM
17288 | 4229270204600 | ELEVATOR BEALES CURVED WIDTH 1.5 MM LENGTH 16 CM
17289 | 4229270204700 | ELEVATOR HUGHES CURVED WIDTH 1.1 MM LENGTH 16 CM
17290 | 4229270204800 | ELEVATOR CASTELNUOVO SUCTION FLAT TIP 3 X 1.8 MM LATERAL SUCTION OPENING BAYONET-SHAPED WITH GRIP PLATE LENGTH 21 CM
17291 | 4229270204900 | ELEVATOR CASTELNUOVO SUCTION FLAT TIP 5 X 1.8 MM LATERAL SUCTION OPENING BAYONET-SHAPED WITH GRIP PLATE LENGTH 21 CM
17292 | 4229270205000 | ELEVATOR CASTELNUOVO DOUBLE-ENDED BLUNT END ANGLED SEMISHARP END SLIGHTLY CURVED GRADUATED LENGTH 26 CM
17293 | 4229270205100 | ELEVATOR COTTLE DOUBLE-ENDED SEMISHARP AND BLUNT GRADUATED LENGTH 20 CM
17294 | 4229270205200 | ELEVATOR FISCH ANTERIOR FOOTPLATE TIP ANGLED DOWNWARDS 90° 0.2 MM LENGTH 16 CM
17295 | 4229270205300 | ELEVATOR MALLEABLE SUCTION BLUNT 115 MM
17296 | 4229270205400 | ELEVATOR NASAL FREER SUCTION 19 CM LENGTH
17297 | 4229270300500 | ASSISTIVE TOOLS LEG LIFTER A READY MADE FOOT SUPPORT WITH A HEAVY GAUGE WIRE INSERT THAT CAN BE MODIFIED BY BENDING IT TO THE DESIRED SHAPE WITH LOOP FITS AROUND THE HAND AND WRIST AND THE LOWER STIFFENED LOOP SLIDES OVER THE FOOT TO GIVE CONTROL WHEN LIFTING OR REPOSITIONING THE LEG BY THE USER 100 CM APPROXIMATELY LONG
17298 | 4229270400000 | SET COMPLETE INSTRUMENTATION FOR ARTHROSCOPIC MICROFRACTURES INCLUDING ALL SIZES
17299 | 4229270400100 | BARBARA PICK 25* 0 3 MM 160 MM
17300 | 4229280100000 | MARKER OPTIC ZONE ASSORTED SIZES WITHOUT CROSS HAIR REUSABLE
17301 | 4229280200400 | MASK 4-LAYERS WITH EARLOOP
17302 | 4229280200700 | PASSIVE MARKER SPHERES FOR NAVIGATION SYSTEM STERILE
17303 | 4229290000100 | SUTURE POLYDIOXANONE ANTIBACTERIAL (COATED TRICLOSAN) MONOFILAMENT ABSORBABLE SIZE 6/0 13-14 MM 3/8 CIRCLE ROUND BODY DOUBLE ARMED NEEDLE 70-75 CM VIOLET STERILE
17304 | 4229290000200 | SUTURE POLYGLYTONE MONOFILAMENT ABSORBABLE SIZE 4/0 19-20 MM 3/8 CIRCLE REVERSE CUTTING NEEDLE 45-50 CM UNDYED STERILE
17305 | 4229290000300 | SUTURE POLYAMIDE MONOFILAMENT NON-ABSORBABLE SIZE 1 30 MM ( +/- 1 MM ) 1/2 CIRCLE TAPER POINT HEAVY NEEDLE 100 CM STERILE
17306 | 4229290000400 | SUTURE POLYESTER COATED SILICON OR POLYBUTILATE MULTIFILAMENT NON-ABSORBABLE SIZE 0 31 MM ( +/- 1 MM ) 1/2 CIRCLE TAPER POINT NEEDLE 70-75 CM GREEN STERILE
17307 | 4229290000500 | SUTURE LAPAROSCOPIC LOOP POLYGLACTIN 910 MULTIFILAMENT ABSORBABLE SIZE: 2/0 50 CM ( +/- 5 CM ) WITH DELIVERY SYSTEM STERILE
17308 | 4229290000600 | SUTURE POLYDIOXANONE ANTIBACTERIAL (COATED TRICLOSAN) MONOFILAMENT ABSORBABLE SIZE 0 31 MM ( +/- 1 MM ) 1/2 CIRCLE ROUND BODY 70 CM VIOLET STERILE
17309 | 4229290000700 | SUTURE POLYDIOXANONE ANTIBACTERIAL (COATED TRICLOSAN) MONOFILAMENT ABSORBABLE SIZE 0 36 MM ( +/- 1 MM ) 1/2 CIRCLE TAPER CUT 90 CM VIOLET STERILE
17310 | 4229290000800 | SUTURE POLYDIOXANONE ANTIBACTERIAL (COATED TRICLOSAN) MONOFILAMENT ABSORBABLE SIZE 4/0 13-14 MM 1/2 CIRCLE ROUND BODY 45-50 CM VIOLET STERILE
17311 | 4229290000900 | SUTURE POLYDIOXANONE ANTIBACTERIAL (COATED TRICLOSAN) MONOFILAMENT ABSORBABLE SIZE 3/0 25-26 MM 1/2 CIRCLE TAPER POINT NEEDLE 70 CM VIOLET STERILE
17312 | 4229290001000 | SUTURE POLYGLYTONE MONOFILAMENT ABSORBABLE SIZE 6/0 11-12 MM 3/8 CIRCLE REVERSE CUTTING NEEDLE 45-50 CM UNDYED STERILE
17313 | 4229290001100 | SUTURE POLYGLACTIN 910 ANTIBACTERIAL (COATED TRICLOSAN) MULTIFILAMENT ABSORBABLE SIZE 0 27-28 MM 5/8 CIRCLE TAPER POINT NEEDLE 70-75 CM VIOLET STERILE
17314 | 4229290001200 | SUTURE POLYGLACTIN 910 ANTIBACTERIAL (COATED TRICLOSAN) MULTIFILAMENT ABSORBABLE SIZE 0 40 MM ( +/- 1 MM ) 1/2 CIRCLE TAPER POINT NEEDLE 70-75 CM VIOLET STERILE
17315 | 4229290001300 | SUTURE POLYGLACTIN 910 ANTIBACTERIAL MULTIFILAMENT ABSORBABLE SIZE 1 40 MM ( +/- 1 MM ) 1/2 CIRCLE ROUND BODY NEEDLE 70-75 CM UNDYED STERILE
17316 | 4229290001500 | SUTURE POLYGLACTIN 910 MULTIFILAMENT ABSORBABLE SIZE 3/0 60 MM ( +/- 2 MM ) STRAIGHT REVERSE CUTTING NEEDLE 70-75 CM VIOLET STERILE
17317 | 4229290001600 | SUTURE ABSORBABLE MULTIFILAMENT POLYGLACTIN 910 ANTIBACTERIAL COATED LIGATURE SIZE 2/0 LENGTH 1.5 M STERILE
17318 | 4229290001700 | SUTURE POLYGLACTIN 910 ANTIBACTERIAL (COATED TRICLOSAN) MULTIFILAMENT ABSORBABLE SIZE 1 48 MM ( +/- 1 MM) 1/2 CIRCLE ROUND BODY NEEDLE 70-75 CM VIOLET STERILE
17319 | 4229290001800 | SUTURE POLYGLACTIN 910 ANTIBACTERIAL (COATED TRICLOSAN) MULTIFILAMENT ABSORBABLE SIZE 2 25-26 MM 1/2 CIRCLE ROUND BODY NEEDLE 70-75 CM VIOLET STERILE
17320 | 4229290001900 | SUTURE POLYGLACTIN 910 ANTIBACTERIAL (COATED TRICLOSAN) MULTIFILAMENT ABSORBABLE SIZE 3/0 19-20 MM 3/8 CIRCLE REVERSE CUTTING NEEDLE 45-50 CM UNDYED STERILE
17321 | 4229290002000 | SUTURE POLYGLACTIN 910 ANTIBACTERIAL (COATED TRICLOSAN) MULTIFILAMENT ABSORBABLE SIZE 5/0 15-16 MM 3/8 CIRCLE REVERSE CUTTING NEEDLE 45-50 CM UNDYED STERILE
17322 | 4229290002200 | SUTURE POLYGLACTIN 910 MULTIFILAMENT RAPID ABSORPTION SIZE 6/0 11-12 MM 3/8 CIRCLE CUTTING NEEDLE 70-75 CM UNDYED STERILE
17323 | 4229290002300 | SUTURE POLYDIOXANONE ANTIBACTERIAL (COATED TRICLOSAN) MONOFILAMENT ABSORBABLE SIZE 0 36 MM ( +/- 1 MM ) 1/2 CIRCLE ROUND BODY 90-95 CM VIOLET STERILE
17324 | 4229290002400 | SUTURE POLYGLACTIN 910 ANTIBACTERIAL (COATED TRICLOSAN) MULTIFILAMENT ABSORBABLE SIZE 3/0 17-18 MM 1/2 CIRCLE TAPER POINT DETACHABLE NEEDLE 45-50 CM VIOLET STERILE
17325 | 4229290002500 | SUTURE POLYGLACTIN 910 ANTIBACTERIAL (COATED TRICLOSAN) MULTIFILAMENT ABSORBABLE SIZE 3/0 60 MM ( +/- 1 MM ) STRAIGHT REVERSE CUTTING NEEDLE 70-75 CM UNDYED STERILE
17326 | 4229290002600 | SUTURE POLYGLACTIN 910 ANTIBACTERIAL (COATED TRICLOSAN) MULTIFILAMENT ABSORBABLE SIZE 3/0 25-26 MM 1/2 CIRCLE TAPER POINT BLACK NEEDLE 70-75 CM VIOLET STERILE
17327 | 4229290002700 | SUTURE POLYGLACTIN 910 ANTIBACTERIAL (COATED TRICLOSAN) MULTIFILAMENT ABSORBABLE SIZE 0 36 MM ( +/- 1 MM) J-NEEDLE TAPER POINT NEEDLE 70-75 CM VIOLET STERILE
17328 | 4229290002800 | SUTURE POLYGLACTIN 910 ANTIBACTERIAL (COATED TRICLOSAN) MULTIFILAMENT ABSORBABLE SIZE 0 48 MM ( +/- 1 MM ) 1/2 CIRCLE ROUND BODY NEEDLE 70-75 CM VIOLET STERILE
17329 | 4229290003000 | SUTURE POLYGLACTIN 910 ANTIBACTERIAL MULTIFILAMENT ABSORBABLE SIZE 1 30 MM ( +/- 1 MM ) 1/2 CIRCLE ROUND BODY NEEDLE 70-75 CM UNDYED STERILE
17330 | 4229290003100 | SUTURE POLYGLACTIN 910 ANTIBACTERIAL MULTIFILAMENT ABSORBABLE SIZE 1 35 MM ( +/- 1 MM ) 1/2 CIRCLE TAPER CUT HEAVY NEEDLE 70-75 CM UNDYED STERILE
17331 | 4229290003200 | SUTURE POLYGLACTIN 910 ANTIBACTERIAL MULTIFILAMENT ABSORBABLE SIZE 1 45 MM ( +/- 1 MM ) 1/2 CIRCLE ROUND BODY NEEDLE 70-75 CM UNDYED STERILE
17332 | 4229290003400 | SUTURE POLYGLACTIN 910 ANTIBACTERIAL (COATED TRICLOSAN) MULTIFILAMENT ABSORBABLE SIZE 2 45 MM ( +/- 1 MM) 1/2 CIRCLE TAPER CUT NEEDLE 70-75 CM VIOLET STERILE
17333 | 4229290003500 | SUTURE POLYGLACTIN 910 ANTIBACTERIAL (COATED TRICLOSAN) MULTIFILAMENT ABSORBABLE SIZE 2/0 60 MM ( +/- 1 MM) STRAIGHT REVERSE CUTTING NEEDLE 70-75 CM UNDYED STERILE
17334 | 4229290003700 | SUTURE POLYGLACTIN 910 ANTIBACTERIAL MULTIFILAMENT ABSORBABLE SIZE 3/0 22 MM 1/2 CIRCLE ROUND BODY NEEDLE 70-75 CM VIOLET STERILE
17335 | 4229290003800 | SUTURE POLYGLACTIN 910 ANTIBACTERIAL (COATED TRICLOSAN) MULTIFILAMENT ABSORBABLE SIZE 3/0 25-26 MM 1/2 CIRCLE ROUND BODY NEEDLE 70-75 CM VIOLET STERILE
17336 | 4229290003900 | SUTURE POLYGLACTIN 910 ANTIBACTERIAL MULTIFILAMENT ABSORBABLE SIZE 4/0 20 MM 1/2 CIRCLE ROUND BODY NEEDLE 70-75 CM VIOLET STERILE
17337 | 4229290004200 | SUTURE POLYGLACTIN 910 MULTIFILAMENT ABSORBABLE SIZE 6/0 11 MM 3/8 CIRCLE PRIME REVERSE CUTTING NEEDLE 45 CM UNDYED STERILE
17338 | 4229290004300 | SUTURE ABSORBABLE POLYGLACTIN OR POLYGLYCOLIC ACID ANTIBACTERIAL COATED MULTIFILAMENT SIZE 6/0 45 CM X 13 MM 1/2 CIRCLE ROUND BODIED NEEDLE STERILE
17339 | 4229290004400 | SUTURE POLYGLACTIN 910 MULTIFILAMENT ABSORBABLE SIZE 3/0 31 MM ( +/- 1 MM) 1/2 CIRCLE ROUND BODY NEEDLE 70-75 CM VIOLET STERILE
17340 | 4229290004500 | SUTURE KNOTLESS SPIRAL UNIDIRECTIONAL WITH FLEXIBLE LOOP POLIGLECAPRONE 25 ANTIBACTERIAL (COATED TRICLOSAN) MONOFILAMENT ABSORBABLE SIZE 4/0 19-20 MM 3/8 CIRCLE REVERSE CUTTING NEEDLE 45-50 CM UNDYED STERILE
17341 | 4229290004600 | SUTURE POLYPROPYLENE MONOFILAMENT NON-ABSORBABLE SIZE 3/0 25-26 MM 1/2 CIRCLE TAPER POINT DOUBLE ARM NEEDLE 90-95 CM BLUE STERILE
17342 | 4229290004700 | SUTURE POLYPROPYLENE MONOFILAMENT NON-ABSORBABLE SIZE 4/0 19-20 MM 3/8 CIRCLE PRIME CUTTING NEEDLE 45-50 CM BLUE STERILE
17343 | 4229290004800 | SUTURE POLYPROPYLENE MONOFILAMENT NON-ABSORBABLE SIZE 5/0 15-16 MM 3/8 CIRCLE REVERSE CUTTING NEEDLE 45-50 CM BLUE STERILE
17344 | 4229290004900 | SUTURE POLYPROPYLENE MONOFILAMENT NON-ABSORBABLE SIZE 6/0 11-12 MM 3/8 CIRCLE REVERSE CUTTING NEEDLE 45-50 CM BLUE STERILE
17345 | 4229290005000 | SUTURE POLYPROPYLENE MONOFILAMENT NON-ABSORBABLE SIZE 8/0 6.5 MM 3/8 CIRCLE TUNGSTEN-RHENIUM ALLOY TAPER POINT DOUBLE ARM NEEDLE 45-50 CM BLUE STERILE
17346 | 4229290005100 | SUTURE SILK MULTIFILAMENT NON-ABSORBABLE SIZE 3/0 19-20 MM 1/2 CIRCLE TAPER POINT NEEDLE 70-75 CM BLACK STERILE
17347 | 4229290005200 | SUTURE SILK MULTIFILAMENT NON-ABSORBABLE SIZE 3/0 17-18 MM 1/2 CIRCLE TAPER POINT DETACHABLE NEEDLE 5 X 45-50 CM BLACK STERILE
17348 | 4229290005300 | SUTURE SILK MULTIFILAMENT NON-ABSORBABLE SIZE 4/0 19-20 MM 1/2 CIRCLE TAPER POINT NEEDLE 70-75 CM BLACK STERILE
17349 | 4229290005400 | SUTURE POLYESTER COATED SILICON OR POLYBUTILATE MULTIFILAMENT NON-ABSORBABLE SIZE 2/0 19-20 MM 1/2 CIRCLE ROUND BODY NEEDLE 70-75 CM GREEN STERILE
17350 | 4229290005500 | SUTURE POLYESTER COATED SILICON OR POLYBUTILATE MULTIFILAMENT NON-ABSORBABLE SIZE 2/0 19-20 MM 1/2 CIRCLE TAPER POINT DOUBLE ARM NEEDLE 70-75 CM GREEN STERILE
17351 | 4229290005600 | SUTURE POLYESTER UNIDIRECTIONAL DUAL ANGLE CUT LOOP LOCK MONOFILAMENT ABSORBABLE SIZE 2/0 25-26 MM 1/2 CIRCLE TAPER POINT NEEDLE 45-50 CM VIOLET STERILE
17352 | 4229290005700 | SUTURE STERNAL WIRES STAINLESS STEEL MONOFILAMENT NON-ABSORBABLE SIZE 4 48 MM ( +/- 1 MM ) 1/2 CIRCLE TAPER CUT NEEDLE 4 X 45-50 CM STERILE
17353 | 4229290005900 | SUTURE POLIGLECAPRONE 25 MONOFILAMENT ABSORBABLE SIZE 0 36 MM ( +/-1 MM ) 1/2 CIRCLE ROUND BODY NEEDLE 70-75 CM VIOLET STERILE
17354 | 4229290006000 | SUTURE POLIGLECAPRONE 25 ANTIBACTERIAL (COATED TRICLOSAN) MONOFILAMENT ABSORBABLE SIZE 0 40 MM ( +/-1 MM ) 1/2 CIRCLE ROUND BODY NEEDLE 70-75 CM VIOLET STERILE
17355 | 4229290006100 | SUTURE POLYPROPYLENE MONOFILAMENT NON-ABSORBABLE SIZE 0 40 MM ( +/- 1 MM ) 1/2 CIRCLE ROUND BODY NEEDLE 100 CM BLUE STERILE
17356 | 4229290006200 | SUTURE POLYPROPYLENE MONOFILAMENT NON-ABSORBABLE SIZE 1 40 MM ( +/- 1 MM ) 1/2 CIRCLE BLUNT POINT NEEDLE 100 CM BLUE STERILE
17357 | 4229290006400 | SUTURE POLYPROPYLENE MONOFILAMENT NON-ABSORBABLE 1 TO 1 RATIO SIZE 4/0 19-20 MM 1/2 CIRCLE TAPER POINT DOUBLE ARM NEEDLE 90-95 CM BLUE STERILE
17358 | 4229290006500 | SUTURE POLYPROPYLENE MONOFILAMENT NON-ABSORBABLE 1 TO 1 RATIO SIZE 5/0 17-18 MM 1/2 CIRCLE TAPER POINT DOUBLE ARM NEEDLE 90-95 CM BLUE STERILE
17359 | 4229290006600 | SUTURE POLYPROPYLENE MONOFILAMENT NON-ABSORBABLE SIZE 6/0 9.3 MM 3/8 CIRCLE ROUND BODY DOUBLE ARM NEEDLE 60-65 CM BLUE STERILE
17360 | 4229290006700 | SUTURE POLYPROPYLENE MONOFILAMENT NON-ABSORBABLE SIZE 4/0 19-20 MM 3/8 CIRCLE PRIME REVERSE CUTTING NEEDLE 45-50 CM BLUE STERILE
17361 | 4229290006800 | SUTURE POLYGLACTIN 910 ANTIBACTERIAL (COATED TRICLOSAN) MULTIFILAMENT ABSORBABLE SIZE 1 36 MM ( +/- 1 MM ) 1/2 CIRCLE TAPER CUT NEEDLE 90-95 CM VIOLET STERILE
17362 | 4229290006900 | SUTURE POLYGLACTIN 910 ANTIBACTERIAL (COATED TRICLOSAN) MULTIFILAMENT ABSORBABLE SIZE 4/0 17-18 MM 1/2 CIRCLE ROUND BODY BLACK NEEDLE 70-75 CM VIOLET STERILE
17363 | 4229290007000 | SUTURE POLYGLACTIN 910 MULTIFILAMENT ABSORBABLE SIZE 0 45 MM ( +/- 1 MM ) 1/2 CIRCLE ROUND BODY NEEDLE 70-75 CM VIOLET STERILE
17364 | 4229290007100 | SUTURE POLYGLACTIN 910 ANTIBACTERIAL MULTIFILAMENT ABSORBABLE SIZE 0 NEEDLE FREE 6 X 45 CM VIOLET STERILE
17365 | 4229290007200 | SUTURE POLYGLACTIN 910 MULTIFILAMENT RAPID ABSORPTION SIZE 2/0 25-26 MM 3/8 CIRCLE REVERSE CUTTING NEEDLE 70-75 CM UNDYED STERILE
17366 | 4229290007300 | SUTURE POLYGLACTIN 910 MULTIFILAMENT ABSORBABLE SIZE 2/0 36 MM ( +/- 1 MM ) 1/2 CIRCLE ROUND BODY NEEDLE 70-75 CM VIOLET STERILE
17367 | 4229290007400 | SUTURE POLYGLACTIN 910 ANTIBACTERIAL (COATED TRICLOSAN) MULTIFILAMENT ABSORBABLE SIZE 3/0 21-22 MM 1/2 CIRCLE ROUND BODY DETACHABLE NEEDLE 8 X 45-50 CM VIOLET STERILE
17368 | 4229290007500 | SUTURE POLYGLACTIN 910 MULTIFILAMENT RAPID ABSORPTION SIZE 3/0 21-22 MM 1/2 CIRCLE CUTTING NEEDLE 45-50 CM UNDYED STERILE
17369 | 4229290007700 | SUTURE POLYGLACTIN 910 MULTIFILAMENT ABSORBABLE SIZE 3/0 21-22 MM 1/2 CIRCLE CUTTING NEEDLE 45-50 CM VIOLET STERILE
17370 | 4229290007800 | SUTURE POLYGLACTIN 910 ANTIBACTERIAL (COATED TRICLOSAN) MULTIFILAMENT ABSORBABLE SIZE 2/0 21-22 MM 1/2 CIRCLE ROUND BODY BLACK NEEDLE 70-75 CM VIOLET STERILE
17371 | 4229290300000 | BOOT RUBBER SHOT FOR SUTURE DESIGNED TO FACILITATE THE GRASPING AND TAGGING OF SUTURE FIRMLY HOLDS THE FINEST SUTURE WITHOUT DAMAGE DOES NOT SLIP RADIOPAQUE PACKAGE IN CONVENIENT FOAM CARTRIDGE WITH PEEL OFF ADHESIVE BACKING ONE CARTRIDGE PER PACKAGE STERILE
17372 | 4229290300200 | COUNTER FOR NEEDLE MAGNETIC TO SECURE NEEDLES PLACEMENT RETENTION AND COUNT AFTER USE IN SURGERY CLEAR TOP SINGLE BLACK MAGNETIC SWITH BOX LOCKS COUNT/CAPACITY (10/10) DISPOSABLE STERILE
17373 | 4229290300300 | COUNTER FOR NEEDLE MAGNETIC TO SECURE NEEDLES PLACEMENT RETENTION AND COUNT AFTER USE IN SURGERY DOUBLE BLACK MAGNETIC WITH BLADE REMOVAL SYSTEM AND BOX LOCKS COUNT/CAPACITY (60 /60) DISPOSABLE STERILE
17374 | 4229290300900 | MICRO BAYONET NEEDLE HOLDER CURVED JAW 9 INCH LONG OR EQUIVALENT SPINAL
17375 | 4229290301000 | MICRO BAYONET NEEDLE HOLDER STRAIGHT JAW 9 INCH LONG OR EQUIVALENT SPINAL
17376 | 4229290301100 | MICRO BAYONET NEEDLE HOLDER WITH LOCK CURVED JAW 8 INCH LONG OR EQUIVALENT SPINAL
17377 | 4229290301200 | MICRO BAYONET NEEDLE HOLDER WITH LOCK STRAIGHT JAW 8 INCH LONG OR EQUIVALENT SPINAL
17378 | 4229290303000 | HOLDER NEEDLE NEW ORLEANS/HEAT TREATED FOR GREATER RIGIDITY GRADE 410-420 SERIES STAINLESS STEEL LENGTH: 18.0CM
17379 | 4229290310500 | HOLDER DRAF MICRO NEEDLE EXTRA FINE COATED JAWS MATT FINISH POLISHED HANDLE RINGS LENGTH 16.5 CM
17380 | 4229290310600 | NEEDLE HOLDER THORACOSCOPIC (10MM) (FOR 2-0 AND SMALLER NEEDLES) GOLD RING HANDLE STRAIGHT CARBON-INLAY JAWS 8-1/4 / 21 CM WORKING LENGTH 13-1/2/ 34 CM (OR EQUIVALENT) REUSABLE
17381 | 4229290310700 | NEEDLE HOLDER MICRO TITANIUM 18.5MM (OR EQUIVALENT) REUSABLE
17382 | 4229290310800 | NEEDLE HOLDER THORACOSCOPIC (7 MM) (FOR 4-0 AND SMALLER NEEDLES) GOLD RING HANDLE STRAIGHT CARBON-INLAY JAWS 8-1/2 / 21.5 CM WORKING LENGTH 13-1/2 / 34 CM (OR EQUIVALENT) REUSABLE
17383 | 4229290310900 | NEEDLE HOLDER MICRO TITANIUM 21.0MM (OR EQUIVALENT) REUSABLE
17384 | 4229290311000 | NEEDLE HOLDER MICRO TITANIUM 23.0MM (OR EQUIVALENT) REUSABLE
17385 | 4229290400500 | WIRE PASSER FOR PELVIC REDUCTION PROCEDURES ASSORTED TYPES
17386 | 4229290404200 | NEEDLE FOR REUSABLE SUTURE PASSER AND RETRIEVER ASSORTED SIZES
17387 | 4229290404300 | SUTURE PASSER AND RETRIEVER FOR SHOULDER ARTHROSCOPIC REPAIR REUSABLE
17388 | 4229290404400 | SUTURE PASSER AND RETRIEVER MINI FOR ARTHROSCOPIC REPAIR DISPOSABLE
17389 | 4229290404500 | SUTURE PASSER FOR SHOULDER ARTHROSCOPIC REPAIR WITH HOLLOW NEEDLE REUSABLE ASSORTED ANGLES
17390 | 4229290404600 | SUTURE POLYGLACTIN 910 ANTIBACTERIAL (COATED TRICLOSAN) MULTIFILAMENT ABSORBABLE SIZE 0 40 MM ( +/- 1 MM ) 1/2 CIRCLE ROUND BODY HEAVY NEEDLE 90-95 CM VIOLET STERILE
17391 | 4229290404700 | SUTURE POLYGLACTIN 910 ANTIBACTERIAL MULTIFILAMENT ABSORBABLE SIZE 0 40 MM ( +/- 1 MM ) 1/2 CIRCLE TAPER POINT NEEDLE 90-95 CM VIOLET STERILE
17392 | 4229290404800 | SUTURE POLYGLACTIN 910 ANTIBACTERIAL MULTIFILAMENT ABSORBABLE SIZE 0 48 MM ( +/- 1 MM ) 1/2 CIRCLE PRIME REVERSE CUTTING NEEDLE 70-75 CM VIOLET STERILE
17393 | 4229290404900 | SUTURE POLYGLACTIN 910 ANTIBACTERIAL (COATED TRICLOSAN) MULTIFILAMENT ABSORBABLE SIZE 1 31 MM ( +/- 1 MM ) 1/2 CIRCLE ROUND BODY NEEDLE 5 X 70-75 CM VIOLET STERILE
17394 | 4229290405000 | SUTURE POLYGLACTIN 910 ANTIBACTERIAL MULTIFILAMENT ABSORBABLE SIZE 1 40 MM ( +/- 1 MM ) 1/2 CIRCLE PRIME REVERSE CUTTING HEAVY NEEDLE 70-75 CM UNDYED STERILE
17395 | 4229290405100 | SUTURE POLYGLACTIN 910 ANTIBACTERIAL (COATED TRICLOSAN) MULTIFILAMENT ABSORBABLE SIZE 1 40 MM ( +/- 1 MM ) 1/2 CIRCLE ROUND BODY HEAVY NEEDLE 90-95 CM VIOLET STERILE
17396 | 4229290405200 | SUTURE POLYGLACTIN 910 ANTIBACTERIAL MULTIFILAMENT ABSORBABLE SIZE 1 NEEDLE FREE 150 CM VIOLET STERILE
17397 | 4229290405300 | SUTURE POLYGLACTIN 910 ANTIBACTERIAL (COATED TRICLOSAN) MULTIFILAMENT ABSORBABLE SIZE 2 45 MM ( +/- 1 MM ) 1/2 CIRCLE ROUND BODY BLUNT NEEDLE 90-95 CM VIOLET STERILE
17398 | 4229290405400 | SUTURE POLYGLACTIN 910 ANTIBACTERIAL (COATED TRICLOSAN) MULTIFILAMENT ABSORBABLE SIZE 2/0 25-26 MM 1/2 CIRCLE ROUND BODY NEEDLE 70-75 CM UNDYED STERILE
17399 | 4229290405500 | SUTURE POLYGLACTIN 910 ANTIBACTERIAL (COATED TRICLOSAN) MULTIFILAMENT ABSORBABLE SIZE 2/0 25-26 MM 3/8 CIRCLE ROUND BODY BLACK NEEDLE 70-75 CM VIOLET STERILE
17400 | 4229290405600 | SUTURE POLYGLACTIN 910 ANTIBACTERIAL MULTIFILAMENT ABSORBABLE SIZE 2/0 36 MM ( +/- 1 MM) J-NEEDLE ROUND BODY NEEDLE 70-75 CM VIOLET STERILE
17401 | 4229290405700 | SUTURE POLYGLACTIN 910 ANTIBACTERIAL (COATED TRICLOSAN) MULTIFILAMENT ABSORBABLE SIZE 2/0 NEEDLE FREE 5 X 70-75 CM VIOLET STERILE
17402 | 4229290405800 | SUTURE POLYGLACTIN 910 ANTIBACTERIAL MULTIFILAMENT ABSORBABLE SIZE 3/0 24 MM 3/8 CIRCLE PRIME REVERSE CUTTING NEEDLE 70-75 CM UNDYED STERILE
17403 | 4229290405900 | SUTURE POLYGLACTIN 910 ANTIBACTERIAL (COATED TRICLOSAN) MULTIFILAMENT ABSORBABLE SIZE 3/0 25-26 MM 1/2 CIRCLE ROUND BODY NEEDLE 90-95 CM VIOLET STERILE
17404 | 4229290406000 | SUTURE POLYGLACTIN 910 ANTIBACTERIAL MULTIFILAMENT ABSORBABLE SIZE 3/0 26 MM 3/8 CIRCLE PRIME REVERSE CUTTING NEEDLE 70-75 CM UNDYED STERILE
17405 | 4229290406100 | SUTURE POLYGLACTIN 910 ANTIBACTERIAL MULTIFILAMENT ABSORBABLE SIZE 3/0 NEEDLE FREE 150 CM VIOLET STERILE
17406 | 4229290406200 | SUTURE POLYGLACTIN 910 ANTIBACTERIAL MULTIFILAMENT ABSORBABLE SIZE 4/0 16 MM 3/8 CIRCLE PRIME REVERSE CUTTING NEEDLE 70-75 CM VIOLET STERILE
17407 | 4229290406300 | SUTURE POLYGLACTIN 910 ANTIBACTERIAL (COATED TRICLOSAN) MULTIFILAMENT ABSORBABLE SIZE 4/0 17-18 MM 1/2 CIRCLE ROUND BODY NEEDLE 70-75 CM VIOLET STERILE
17408 | 4229290406400 | SUTURE POLYGLACTIN 910 ANTIBACTERIAL (COATED TRICLOSAN) MULTIFILAMENT ABSORBABLE SIZE 4/0 19-20 MM 3/8 CIRCLE MULTIPASS REVERSE CUTTING NEEDLE 45-50 CM UNDYED STERILE
17409 | 4229290406500 | SUTURE POLYGLACTIN 910 ANTIBACTERIAL MULTIFILAMENT ABSORBABLE SIZE 3/0 13 MM 1/2 CIRCLE ROUND BODY NEEDLE 45 CM UNDYED STERILE
17410 | 4229290406600 | SUTURE POLYGLACTIN 910 ANTIBACTERIAL (COATED TRICLOSAN) MULTIFILAMENT ABSORBABLE SIZE 5/0 13-14 MM 3/8 CIRCLE PRIME REVERSE CUTTING NEEDLE 45-50 CM UNDYED STERILE
17411 | 4229290406700 | SUTURE POLYGLACTIN 910 ANTIBACTERIAL MULTIFILAMENT ABSORBABLE SIZE 6/0 9.3 MM 3/8 CIRCLE ROUND BODY NEEDLE 30 CM VIOLET STERILE
17412 | 4229290406800 | SUTURE POLYGLACTIN 910 ANTIBACTERIAL MULTIFILAMENT ABSORBABLE SIZE 9/0 6.5 MM 3/8 CIRCLE SPATULATED DOUBLE ARM NEEDLE 10 CM VIOLET STERILE
17413 | 4229290406900 | SUTURE POLYGLACTIN 910 MONOFILAMENT ABSORBABLE SIZE 10/0 5.5 MM 1/2 CIRCLE SPATULATED DOUBLE ARM NEEDLE 30 CM VIOLET STERILE
17414 | 4229290407000 | SUTURE POLYGLACTIN 910 MONOFILAMENT ABSORBABLE SIZE 10/0 6.5 MM 3/8 CIRCLE SPATULATED ULTIMA REVERSE NEEDLE 10 CM VIOLET STERILE
17415 | 4229290407100 | SUTURE POLYGLACTIN 910 MONOFILAMENT ABSORBABLE SIZE 9/0 5 MM 3/8 CIRCLE CUTTING EDGE SPATULA REVERSE NEEDLE 30 CM VIOLET STERILE
17416 | 4229290407200 | SUTURE POLYGLACTIN 910 MULTIFILAMENT ABSORBABLE SIZE 0 30 MM ( +/- 1 MM) 1/2 CIRCLE ROUND BODY NEEDLE 70-75 CM VIOLET STERILE
17417 | 4229290407300 | SUTURE POLYGLACTIN 910 MULTIFILAMENT ABSORBABLE SIZE 0 30 MM ( +/- 1 MM) 3/8 CIRCLE ROUND BODY NEEDLE 70-75 CM VIOLET STERILE
17418 | 4229290407400 | SUTURE POLYGLACTIN 910 MULTIFILAMENT ABSORBABLE SIZE 0 36 MM ( +/- 1 MM) J-NEEDLE TAPER POINT NEEDLE 70-75 CM VIOLET STERILE
17419 | 4229290407500 | SUTURE POLYGLACTIN 910 MULTIFILAMENT ABSORBABLE SIZE 0 40 MM ( +/- 1 MM ) 1/2 CIRCLE ROUND BODY HEAVY NEEDLE 90-95 VIOLET STERILE
17420 | 4229290407600 | SUTURE POLYGLACTIN 910 MULTIFILAMENT ABSORBABLE SIZE 0 50 MM ( +/- 1 MM ) 1/2 CIRCLE ROUND BODY NEEDLE 70-75 CM VIOLET STERILE
17421 | 4229290407700 | SUTURE POLYGLACTIN 910 MULTIFILAMENT ABSORBABLE SIZE 0 65 MM ( +/- 2 MM ) 3/8 CIRCLE ROUND BODY NEEDLE 70-75 CM VIOLET STERILE
17422 | 4229290407800 | SUTURE POLYGLACTIN 910 MULTIFILAMENT ABSORBABLE SIZE 1 35 MM ( +/- 1 MM ) 1/2 CIRCLE TAPER CUT HEAVY NEEDLE 70-75 CM VIOLET STERILE
17423 | 4229290407900 | SUTURE POLYGLACTIN 910 MULTIFILAMENT ABSORBABLE SIZE 1 45 MM ( +/- 1 MM ) 1/2 CIRCLE ROUND BODY NEEDLE 70-75 CM VIOLET STERILE
17424 | 4229290408000 | SUTURE POLYGLACTIN 910 MULTIFILAMENT ABSORBABLE SIZE 1 48 MM ( +/- 1 MM ) 1/2 CIRCLE TAPER POINT NEEDLE 90-95 CM UNDYED STERILE
17425 | 4229290408100 | SUTURE POLYGLACTIN 910 MULTIFILAMENT ABSORBABLE SIZE 1 50 MM ( +/- 1 MM ) 1/2 CIRCLE ROUND BODY NEEDLE 70-75 CM VIOLET STERILE
17426 | 4229290408200 | SUTURE POLYGLACTIN 910 MULTIFILAMENT ABSORBABLE SIZE 1 65 MM ( +/- 2 MM ) 1/2 CIRCLE ROUND BODY BLUNT HEAVY NEEDLE 70-75 CM VIOLET STERILE
17427 | 4229290408300 | SUTURE POLYGLACTIN 910 MULTIFILAMENT ABSORBABLE SIZE 1 65 MM ( +/- 2 MM ) 3/8 CIRCLE BLUNT POINT NEEDLE 100 CM VIOLET STERILE
17428 | 4229290408400 | SUTURE POLYGLACTIN 910 MULTIFILAMENT ABSORBABLE SIZE 2 25 MM 5/8 CIRCLE TAPER CUT NEEDLE 70-75 CM UNDYED STERILE
17429 | 4229290408500 | SUTURE POLYGLACTIN 910 MULTIFILAMENT ABSORBABLE SIZE 2 45 MM ( +/- 1 MM) 1/2 CIRCLE ROUND BODY NEEDLE 70-75 CM VIOLET STERILE
17430 | 4229290408600 | SUTURE POLYGLACTIN 910 MULTIFILAMENT ABSORBABLE SIZE 2 65 MM ( +/- 2 MM ) 3/8 CIRCLE ROUND BODY NEEDLE 70-75 CM VIOLET STERILE
17431 | 4229290408700 | SUTURE POLYGLACTIN 910 MULTIFILAMENT ABSORBABLE SIZE 2 75 MM ( +/- 2 MM ) 1/2 CIRCLE ROUND BODY HEAVY NEEDLE 70-75 CM VIOLET STERILE
17432 | 4229290408800 | SUTURE POLYGLACTIN 910 MULTIFILAMENT ABSORBABLE SIZE 2/0 25-26 MM 1/2 CIRCLE TAPER CUT HEAVY NEEDLE 70-75 CM VIOLET STERILE
17433 | 4229290408900 | SUTURE POLYGLACTIN 910 MULTIFILAMENT ABSORBABLE SIZE 2/0 25-26 MM 1/2 CIRCLE TAPER CUT NEEDLE 70-75 CM VIOLET STERILE
17434 | 4229290409000 | SUTURE POLYGLACTIN 910 MULTIFILAMENT ABSORBABLE SIZE 2/0 26 MM 1/2 CIRCLE TAPER POINT NEEDLE 70-75 CM VIOLET STERILE
17435 | 4229290409100 | SUTURE POLYGLACTIN 910 MULTIFILAMENT ABSORBABLE SIZE 2/0 25-26 MM 3/8 CIRCLE PRIME REVERSE CUTTING NEEDLE 70-75 CM UNDYED STERILE
17436 | 4229290409200 | SUTURE POLYGLACTIN 910 MULTIFILAMENT ABSORBABLE SIZE 2/0 30 MM ( +/- 1 MM ) 1/2 CIRCLE ROUND BODY DOUBLE ARM NEEDLE 70-75 CM VIOLET STERILE
17437 | 4229290409300 | SUTURE POLYGLACTIN 910 MULTIFILAMENT ABSORBABLE SIZE 2/0 30 MM ( +/- 1 MM ) 1/2 CIRCLE ROUND BODY NEEDLE 70-75 CM VIOLET STERILE
17438 | 4229290409400 | SUTURE POLYGLACTIN 910 MULTIFILAMENT ABSORBABLE SIZE 2/0 37 MM ( +/- 1 MM ) 1/2 CIRCLE TAPER POINT NEEDLE 90-95 CM UNDYED STERILE
17439 | 4229290409500 | SUTURE POLYGLACTIN 910 MULTIFILAMENT ABSORBABLE SIZE 2/0 60 MM ( +/- 2 MM) STRAIGHT CUTTING NEEDLE 70-75 CM VIOLET STERILE
17440 | 4229290409600 | SUTURE POLYGLACTIN 910 MULTIFILAMENT ABSORBABLE SIZE 3/0 13-14 MM 3/8 CIRCLE ROUND BODY NEEDLE 45-50 CM VIOLET STERILE
17441 | 4229290409700 | SUTURE POLYGLACTIN 910 MULTIFILAMENT ABSORBABLE SIZE 3/0 15-16 MM 3/8 CIRCLE CUTTING NEEDLE 70-75 CM VIOLET STERILE
17442 | 4229290409800 | SUTURE POLYGLACTIN 910 MULTIFILAMENT ABSORBABLE SIZE 3/0 19-20 MM 1/2 CIRCLE ROUND BODY NEEDLE 70-75 CM UNDYED STERILE
17443 | 4229290409900 | SUTURE POLYGLACTIN 910 MULTIFILAMENT ABSORBABLE SIZE 3/0 19-20 MM 1/2 CIRCLE ROUND BODY NEEDLE 70-75 CM VIOLET STERILE
17444 | 4229290410000 | SUTURE POLYGLACTIN 910 MULTIFILAMENT ABSORBABLE SIZE 3/0 25-26 MM 1/2 CIRCLE ROUND BODY NEEDLE 70-75 CM VIOLET STERILE
17445 | 4229290410100 | SUTURE POLYGLACTIN 910 MULTIFILAMENT ABSORBABLE SIZE 3/0 36 MM ( +/- 1 MM ) 1/2 CIRCLE ROUND BODY NEEDLE 70-75 CM VIOLET STERILE
17446 | 4229290410200 | SUTURE POLYGLACTIN 910 MULTIFILAMENT ABSORBABLE SIZE 3/0 40 MM ( +/- 1 MM ) 1/2 CIRCLE ROUND BODY NEEDLE 90-95 CM VIOLET STERILE
17447 | 4229290410300 | SUTURE POLYGLACTIN 910 MULTIFILAMENT ABSORBABLE SIZE 4/0 13-14 MM 3/8 CIRCLE ROUND BODY NEEDLE 45-50 CM VIOLET STERILE
17448 | 4229290410400 | SUTURE POLYGLACTIN 910 MULTIFILAMENT ABSORBABLE SIZE 4/0 17-18 MM 1/2 CIRCLE TAPER POINT NEEDLE 70-75 CM VIOLET STERILE
17449 | 4229290410500 | SUTURE POLYGLACTIN 910 MULTIFILAMENT ABSORBABLE SIZE 4/0 19-20 MM 1/2 CIRCLE ROUND BODY NEEDLE 70-75 CM VIOLET STERILE
17450 | 4229290410600 | SUTURE POLYGLACTIN 910 MULTIFILAMENT ABSORBABLE SIZE 4/0 8 MM 1/2 CIRCLE REVERSE CUTTING PRIME NEEDLE 45-50 CM UNDYED STERILE
17451 | 4229290410700 | SUTURE POLYGLACTIN 910 MULTIFILAMENT ABSORBABLE SIZE 5/0 8 MM 1/4 CIRCLE SPATULATED DOUBLE ARM NEEDLE 20-23 CM VIOLET STERILE
17452 | 4229290410800 | SUTURE POLYGLACTIN 910 MULTIFILAMENT ABSORBABLE SIZE 5/0 8 MM 1/4 CIRCLE SPATULATED DOUBLE ARM NEEDLE 45-50 CM UNDYED STERILE
17453 | 4229290410900 | SUTURE POLYGLACTIN 910 MULTIFILAMENT ABSORBABLE SIZE 6/0 11-12 MM 3/8 CIRCLE REVERSE CUTTING PRIME NEEDLE 45-50 CM UNDYED STERILE
17454 | 4229290411000 | SUTURE POLYGLACTIN 910 MULTIFILAMENT ABSORBABLE SIZE 6/0 11-12 MM 3/8 CIRCLE CUTTING NEEDLE 45-50 CM UNDYED STERILE
17455 | 4229290411100 | SUTURE POLYGLACTIN 910 MULTIFILAMENT ABSORBABLE SIZE 6/0 13-14 MM 1/2 CIRCLE ROUND BODY NEEDLE 45-50 CM VIOLET STERILE
17456 | 4229290411200 | SUTURE POLYGLACTIN 910 MULTIFILAMENT ABSORBABLE SIZE 6/0 8 MM 1/2 CIRCLE REVERSE CUTTING DOUBLE ARM NEEDLE 45-50 CM VIOLET STERILE
17457 | 4229290411300 | SUTURE POLYGLACTIN 910 MULTIFILAMENT ABSORBABLE SIZE 6/0 8 MM 1/4 CIRCLE REVERSE SPATULATED DOUBLE ARM NEEDLE 45-50 CM VIOLET STERILE
17458 | 4229290411400 | SUTURE POLYGLACTIN 910 MULTIFILAMENT ABSORBABLE SIZE 6/0 8 MM 1/4 CIRCLE SPATULATED DOUBLE ARM NEEDLE 45-50 CM VIOLET STERILE
17459 | 4229290411500 | SUTURE POLYGLACTIN 910 MULTIFILAMENT ABSORBABLE SIZE 6/0 8 MM 3/8 CIRCLE ROUND BODY NEEDLE 30 CM VIOLET STERILE
17460 | 4229290411600 | SUTURE POLYGLACTIN 910 MULTIFILAMENT ABSORBABLE SIZE 7/0 6.5 MM 1/4 CIRCLE SPATULATED MICRO POINT DOUBLE ARM NEEDLE 45 CM VIOLET STERILE
17461 | 4229290411700 | SUTURE POLYGLACTIN 910 MULTIFILAMENT ABSORBABLE SIZE 7/0 7 MM 1/2 CIRCLE SPATULATED DOUBLE ARM NEEDLE 45-50 CM VIOLET STERILE
17462 | 4229290411800 | SUTURE POLYGLACTIN 910 MULTIFILAMENT ABSORBABLE SIZE 8/0 6.5 MM 3/8 CIRCLE REVERSE SPATULATED DOUBLE ARM NEEDLE 30 CM VIOLET STERILE
17463 | 4229290411900 | SUTURE POLYGLACTIN 910 MULTIFILAMENT ABSORBABLE SIZE 10/0 9.3 MM 3/8 CIRCLE ROUND BODY NEEDLE 15 CM VIOLET STERILE
17464 | 4229290412000 | SUTURE POLYGLACTIN 910 MULTIFILAMENT RAPID ABSORPTION SIZE 0 40 MM ( +/- 1 MM ) 1/2 CIRCLE TAPER POINT PLUS NEEDLE 70-75 CM UNDYED STERILE
17465 | 4229290412100 | SUTURE POLYGLACTIN 910 MULTIFILAMENT RAPID ABSORPTION SIZE 2/0 26 MM 1/2 CIRCLE PRIME REVERSE CUTTING NEEDLE 70-75 CM UNDYED STERILE
17466 | 4229290412200 | SUTURE POLYGLACTIN 910 MULTIFILAMENT RAPID ABSORPTION SIZE 2/0 31 MM ( +/- 1 MM ) 1/2 CIRCLE TAPER POINT PLUS NEEDLE 70-75 CM UNDYED STERILE
17467 | 4229290412300 | SUTURE POLYGLACTIN 910 MULTIFILAMENT RAPID ABSORPTION SIZE 3/0 19-20 MM 3/8 CIRCLE PRIME REVERSE CUTTING NEEDLE 70-75 CM UNDYED STERILE
17468 | 4229290412500 | SUTURE POLYGLACTIN 910 MULTIFILAMENT RAPID ABSORPTION SIZE 3/0 21-22 MM 1/2 CIRCLE TAPER POINT PLUS NEEDLE 70-75 CM UNDYED STERILE
17469 | 4229290412600 | SUTURE POLYGLACTIN 910 MULTIFILAMENT RAPID ABSORPTION SIZE 4/0 15-16 MM 1/2 CIRCLE ROUND BODY NEEDLE 70-75 CM UNDYED STERILE
17470 | 4229290412700 | SUTURE POLYGLACTIN 910 MULTIFILAMENT RAPID ABSORPTION SIZE 4/0 19-20 MM 3/8 CIRCLE PRIME REVERSE CUTTING NEEDLE 70-75 CM UNDYED STERILE
17471 | 4229290412800 | SUTURE POLYGLACTIN 910 MULTIFILAMENT RAPID ABSORPTION SIZE 4/0 20 MM 1/2 CIRCLE ROUND BODY NEEDLE 70-75 CM VIOLET STERILE
17472 | 4229290412900 | SUTURE POLYGLACTIN 910 MULTIFILAMENT RAPID ABSORPTION SIZE 4/0 22 MM 1/2 CIRCLE TAPER POINT PLUS NEEDLE 70-75 CM UNDYED STERILE
17473 | 4229290413000 | SUTURE POLYGLACTIN 910 MULTIFILAMENT RAPID ABSORPTION SIZE 6/0 10 MM 3/8 CIRCLE REVERSE CUTTING NEEDLE 45-50 CM UNDYED STERILE
17474 | 4229290413100 | SUTURE POLIGLECAPRONE 25 ANTIBACTERIAL (COATED TRICLOSAN) MONOFILAMENT ABSORBABLE SIZE 3/0 23-24 MM 3/8 CIRCLE REVERSE CUTTING NEEDLE 70-75 CM UNDYED STERILE
17475 | 4229290413200 | SUTURE POLIGLECAPRONE 25 MONOFILAMENT ABSORBABLE SIZE 2/0 25-26 MM 3/8 CIRCLE REVERSE CUTTING NEEDLE 70-75 CM UNDYED STERILE
17476 | 4229290413300 | SUTURE POLIGLECAPRONE 25 MONOFILAMENT ABSORBABLE SIZE 2/0 30 MM ( +/- 1 MM ) 1/2 CIRCLE ROUND BODY NEEDLE 70-75 CM VIOLET STERILE
17477 | 4229290413400 | SUTURE POLIGLECAPRONE 25 MONOFILAMENT ABSORBABLE SIZE 2/0 36 MM ( +/-1 MM ) 1/2 CIRCLE ROUND BODY NEEDLE 90-95 CM UNDYED STERILE
17478 | 4229290413500 | SUTURE POLIGLECAPRONE 25 MONOFILAMENT ABSORBABLE SIZE 2/0 60 MM ( +/- 2 MM ) STRAIGHT CUTTING NEEDLE 70-75 CM UNDYED STERILE
17479 | 4229290413600 | SUTURE POLIGLECAPRONE 25 MONOFILAMENT ABSORBABLE SIZE 2/0 NEEDLE FREE 150 CM ( +/- 20 CM ) VIOLET STERILE
17480 | 4229290413700 | SUTURE POLIGLECAPRONE 25 MONOFILAMENT ABSORBABLE SIZE 3/0 19-20 MM 3/8 CIRCLE REVERSE CUTTING NEEDLE 45-50 CM UNDYED STERILE
17481 | 4229290413800 | SUTURE POLIGLECAPRONE 25 MONOFILAMENT ABSORBABLE SIZE 3/0 21-22 MM 1/2 CIRCLE ROUND BODY NEEDLE 70-75 CM VIOLET STERILE
17482 | 4229290413900 | SUTURE POLIGLECAPRONE 25 MONOFILAMENT ABSORBABLE SIZE 4/0 15-16 MM 1/2 CIRCLE ROUND BODY NEEDLE 70-75 CM VIOLET STERILE
17483 | 4229290414000 | SUTURE POLIGLECAPRONE 25 MONOFILAMENT ABSORBABLE SIZE 4/0 19-20 MM 3/8 CIRCLE REVERSE CUTTING NEEDLE 45-50 CM UNDYED STERILE
17484 | 4229290414100 | SUTURE POLIGLECAPRONE 25 MONOFILAMENT ABSORBABLE SIZE 5/0 13-14 MM 3/8 CIRCLE REVERSE CUTTING 70-75 CM UNDYED STERILE
17485 | 4229290414200 | SUTURE POLYDIOXANONE ANTIBACTERIAL (COATED TRICLOSAN) MONOFILAMENT ABSORBABLE LOOP SIZE 0 40 MM ( +/- 1 MM ) 1/2 CIRCLE ROUND BODY NEEDLE 150 CM ( +/- 20 CM ) VIOLET STERILE
17486 | 4229290414300 | SUTURE POLYDIOXANONE ANTIBACTERIAL (COATED TRICLOSAN) MONOFILAMENT ABSORBABLE LOOP SIZE 1 65 MM ( +/- 2 MM) 1/2 CIRCLE ROUND BODY NEEDLE 150 CM ( +/- 20 CM ) VIOLET STERILE
17487 | 4229290414400 | SUTURE POLYDIOXANONE ANTIBACTERIAL (COATED TRICLOSAN) MONOFILAMENT ABSORBABLE SIZE 0 25-26 MM 1/2 CIRCLE ROUND BODY NEEDLE 70-75 CM VIOLET STERILE
17488 | 4229290414500 | SUTURE POLYDIOXANONE ANTIBACTERIAL (COATED TRICLOSAN) MONOFILAMENT ABSORBABLE SIZE 4/0 17-18 MM 1/2 CIRCLE ROUND BODY DOUBLE ARM NEEDLE 90-95 CM STERILE
17489 | 4229290414600 | SUTURE POLYDIOXANONE ANTIBACTERIAL (COATED TRICLOSAN) MONOFILAMENT ABSORBABLE SIZE 4/0 17-18 MM 1/2 CIRCLE ROUND BODY NEEDLE 70-75 CM STERILE
17490 | 4229290414700 | SUTURE POLYDIOXANONE ANTIBACTERIAL MONOFILAMENT ABSORBABLE SIZE 4/0 17 MM 1/2 CIRCLE ROUND BODY NEEDLE 90-95 CM VIOLET STERILE
17491 | 4229290414800 | SUTURE POLYDIOXANONE MONOFILAMENT ABSORBABLE LOOP SIZE 0 65 MM ( +/- 2 MM) 1/2 CIRCLE ROUND BODY TAPERED NEEDLE 150 CM ( +/- 20 CM ) VIOLET STERILE
17492 | 4229290414900 | SUTURE POLYDIOXANONE MONOFILAMENT ABSORBABLE LOOP SIZE 1 50 MM ( +/- 1 MM) 1/2 CIRCLE ROUND BODY NEEDLE 150 CM BLACK STERILE
17493 | 4229290415000 | SUTURE POLYDIOXANONE MONOFILAMENT ABSORBABLE LOOP SIZE 1 70 MM ( +/- 1 MM) 1/2 CIRCLE ROUND BODY NEEDLE 125 CM ( +/- 5 CM) VIOLET STERILE
17494 | 4229290415100 | SUTURE POLYDIOXANONE MONOFILAMENT ABSORBABLE SIZE 0 36 MM ( +/- 1 MM ) 1/2 CIRCLE ROUND BODY NEEDLE 90-95 CM VIOLET STERILE
17495 | 4229290415200 | SUTURE POLYDIOXANONE MONOFILAMENT ABSORBABLE SIZE 1 36 MM ( +/- 1 MM) 1/2 CIRCLE ROUND BODY NEEDLE 90-95 CM VIOLET STERILE
17496 | 4229290415300 | SUTURE POLYDIOXANONE MONOFILAMENT ABSORBABLE SIZE 1 50 MM ( +/- 1 MM) 1/2 CIRCLE TAPER POINT NEEDLE 90-95 CM VIOLET STERILE
17497 | 4229290415400 | SUTURE POLYDIOXANONE MONOFILAMENT ABSORBABLE SIZE 2/0 25-26 MM 1/2 CIRCLE TAPER POINT BLACK NEEDLE 90-95 CM VIOLET STERILE
17498 | 4229290415500 | SUTURE POLYDIOXANONE MONOFILAMENT ABSORBABLE SIZE 2/0 30 MM ( +/- 1 MM) 1/2 CIRCLE ROUND BODY NEEDLE 70-75 CM VIOLET STERILE
17499 | 4229290415600 | SUTURE POLYDIOXANONE MONOFILAMENT ABSORBABLE SIZE 3/0 25 MM 1/2 CIRCLE ROUND BODY NEEDLE 70-75 CM VIOLET STERILE
17500 | 4229290415700 | SUTURE POLYDIOXANONE MONOFILAMENT ABSORBABLE SIZE 3/0 25-26 MM 1/2 CIRCLE ROUND BODY NEEDLE 70-75 CM VIOLET STERILE
17501 | 4229290415800 | SUTURE POLYDIOXANONE MONOFILAMENT ABSORBABLE SIZE 3/0 30 MM ( +/- 1 MM) 1/2 CIRCLE ROUND BODY NEEDLE 70-75 CM VIOLET STERILE
17502 | 4229290415900 | SUTURE POLYDIOXANONE MONOFILAMENT ABSORBABLE SIZE 4/0 25-26 MM 1/2 CIRCLE ROUND BODY NEEDLE 70-75 CM VIOLET STERILE
17503 | 4229290416000 | SUTURE POLYDIOXANONE MONOFILAMENT ABSORBABLE SIZE 5/0 13-14 MM 1/2 CIRCLE ROUND BODY DOUBLE ARM NEEDLE 70-75 CM VIOLET STERILE
17504 | 4229290416100 | SUTURE POLYDIOXANONE MONOFILAMENT ABSORBABLE SIZE 5/0 13-14 MM 3/8 CIRCLE ROUND BODY DOUBLE ARM NEEDLE 70-75 CM VIOLET STERILE
17505 | 4229290416200 | SUTURE POLYDIOXANONE MONOFILAMENT ABSORBABLE SIZE 5/0 15-16 MM 1/2 CIRCLE ROUND BODY NEEDLE 70-75 CM VIOLET STERILE
17506 | 4229290416300 | SUTURE POLYDIOXANONE MONOFILAMENT ABSORBABLE SIZE 5/0 17-18 MM 1/2 CIRCLE TAPER POINT DOUBLE ARM NEEDLE 90-95 CM VIOLET STERILE
17507 | 4229290416400 | SUTURE POLYDIOXANONE MONOFILAMENT ABSORBABLE SIZE 5/0 19-20 MM 3/8 CIRCLE REVERSE CUTTING NEEDLE 45-50 CM VIOLET STERILE
17508 | 4229290416500 | SUTURE POLYDIOXANONE MONOFILAMENT ABSORBABLE SIZE 5/0 25-26 MM 1/2 CIRCLE ROUND BODY NEEDLE 70-75 CM VIOLET STERILE
17509 | 4229290416600 | SUTURE POLYDIOXANONE MONOFILAMENT ABSORBABLE SIZE 6/0 19-20 MM 3/8 CIRCLE REVERSE CUTTING NEEDLE 45-50 CM VIOLET STERILE
17510 | 4229290416700 | SUTURE POLYPROPYLENE MONOFILAMENT NON-ABSORBABLE SIZE 0 25-26 MM 1/2 CIRCLE TAPER POINT NEEDLE 70-75 CM BLUE STERILE
17511 | 4229290416800 | SUTURE POLYPROPYLENE MONOFILAMENT NON-ABSORBABLE SIZE 0 40 MM ( +/- 1 MM ) 1/2 CIRCLE CUTTING NEEDLE 100 CM BLUE STERILE
17512 | 4229290416900 | SUTURE POLYPROPYLENE MONOFILAMENT NON-ABSORBABLE SIZE 1 48 MM ( +/- 1 MM ) 1/2 CIRCLE ROUND BODY NEEDLE 70-75 CM BLUE STERILE
17513 | 4229290417000 | SUTURE POLYPROPYLENE MONOFILAMENT NON-ABSORBABLE SIZE 2/0 25 MM 1/2 CIRCLE TAPER CUT DOUBLE ARM NEEDLE 90-95 CM BLUE STERILE
17514 | 4229290417100 | SUTURE POLYPROPYLENE MONOFILAMENT NON-ABSORBABLE SIZE 2/0 25-26 MM 1/2 CIRCLE TAPER POINT DOUBLE ARM NEEDLE 120 CM ( +/- 5 CM ) BLUE STERILE
17515 | 4229290417200 | SUTURE POLYPROPYLENE MONOFILAMENT NON-ABSORBABLE SIZE 3/0 25-26 MM 1/2 CIRCLE ROUND BODY NEEDLE 70-75 CM BLUE STERILE
17516 | 4229290417300 | SUTURE POLYPROPYLENE MONOFILAMENT NON-ABSORBABLE SIZE 3/0 25-26 MM 3/8 CIRCLE CUTTING NEEDLE 70-75 CM BLUE STERILE
17517 | 4229290417400 | SUTURE POLYPROPYLENE MONOFILAMENT NON-ABSORBABLE SIZE 3/0 26 MM 1/2 CIRCLE DOUBLE ARM CC NEEDLE 90-95 CM BLUE STERILE
17518 | 4229290417500 | SUTURE POLYPROPYLENE MONOFILAMENT NON-ABSORBABLE SIZE 3/0 25-26 MM 3/8 CIRCLE PRIME CUTTING NEEDLE 45-50 CM BLUE STERILE
17519 | 4229290417600 | SUTURE POLYPROPYLENE MONOFILAMENT NON-ABSORBABLE SIZE 4/0 15-16 MM 3/8 CIRCLE ROUND BODY NEEDLE 70-75 CM BLUE STERILE
17520 | 4229290417700 | SUTURE POLYPROPYLENE MONOFILAMENT NON-ABSORBABLE SIZE 5/0 13-14 MM 1/2 CIRCLE TAPER POINT BLACK NEEDLE 70-75 CM BLUE STERILE
17521 | 4229290417800 | SUTURE POLYPROPYLENE MONOFILAMENT NON-ABSORBABLE SIZE 5/0 13-14 MM 1/2 CIRCLE TAPER POINT DOUBLE ARM NEEDLE 70-75 CM BLUE STERILE
17522 | 4229290417900 | SUTURE POLYPROPYLENE MONOFILAMENT NON-ABSORBABLE SIZE 5/0 13-14 MM 3/8 CIRCLE ROUND BODY NEEDLE 70-75 CM BLUE STERILE
17523 | 4229290418000 | SUTURE POLYPROPYLENE MONOFILAMENT NON-ABSORBABLE SIZE 5/0 13-14 MM 3/8 CIRCLE TAPER POINT DOUBLE ARM NEEDLE 45-50 CM BLUE STERILE
17524 | 4229290418100 | SUTURE POLYPROPYLENE MONOFILAMENT NON-ABSORBABLE SIZE 5/0 15-16 MM 3/8 CIRCLE SLIM CUTTING NEEDLE 45-50 CM BLUE STERILE
17525 | 4229290418200 | SUTURE POLYPROPYLENE MONOFILAMENT NON-ABSORBABLE SIZE 5/0 17-18 MM 1/2 CIRCLE TAPER CUT DOUBLE ARM NEEDLE 90-95 CM BLUE STERILE
17526 | 4229290418300 | SUTURE POLYPROPYLENE MONOFILAMENT NON-ABSORBABLE SIZE 6/0 9 MM 3/8 CIRCLE TAPER POINT DOUBLE ARM NEEDLE 60-65 CM BLUE STERILE
17527 | 4229290418400 | SUTURE POLYPROPYLENE MONOFILAMENT NON-ABSORBABLE SIZE 6/0 10 MM 3/8 CIRCLE REVERSE CUTTING PRECISION NEEDLE 45 CM BLUE STERILE
17528 | 4229290418500 | SUTURE POLYPROPYLENE MONOFILAMENT NON-ABSORBABLE SIZE 6/0 13-14 MM 3/8 CIRCLE ROUND BODY DOUBLE ARM NEEDLE 70-75 CM BLUE STERILE
17529 | 4229290418600 | SUTURE POLYPROPYLENE MONOFILAMENT NON-ABSORBABLE SIZE 7/0 13-14 MM 3/8 CIRCLE MULTIPASS TAPER CUT DOUBLE ARM NEEDLE 60-65 CM BLUE STERILE
17530 | 4229290418700 | SUTURE POLYPROPYLENE MONOFILAMENT NON-ABSORBABLE SIZE 7/0 8 MM 3/8 CIRCLE ROUND BODY DOUBLE ARM NEEDLE 60-65 CM BLUE STERILE
17531 | 4229290418800 | SUTURE POLYPROPYLENE MONOFILAMENT NON-ABSORBABLE SIZE 7/0 9.3 MM 3/8 CIRCLE TAPER POINT DOUBLE ARM NEEDLE 70-75 CM BLUE STERILE
17532 | 4229290418900 | SUTURE POLYPROPYLENE MONOFILAMENT NON-ABSORBABLE SIZE 7/0 13-14 MM 3/8 CIRCLE SPATULATED DOUBLE ARM NEEDLE 60-65 CM BLUE STERILE
17533 | 4229290419000 | SUTURE POLYPROPYLENE MONOFILAMENT NON-ABSORBABLE SIZE 8/0 4.7 MM 3/8 CIRCLE TAPER POINT NEEDLE 13 CM BLUE STERILE
17534 | 4229290419100 | SUTURE POLYPROPYLENE MONOFILAMENT NON-ABSORBABLE SIZE 9/0 5 MM 3/8 CIRCLE TAPER POINT NEEDLE 13 CM BLUE STERILE
17535 | 4229290419200 | SUTURE POLYPROPYLENE MONOFILAMENT NON-ABSORBABLE SIZE 9/0 15-16 MM STRAIGHT CUTTING EDGE SPATULA REVERSE DOUBLE ARM NEEDLE 20-23 CM BLUE STERILE
17536 | 4229290419300 | SUTURE POLYPROPYLENE MONOFILAMENT NON-ABSORBABLE SIZE 10/0 3.8 MM 3/8 CIRCLE TAPER POINT NEEDLE 13 CM BLUE STERILE
17537 | 4229290419400 | SUTURE POLYPROPYLENE MONOFILAMENT NON-ABSORBABLE SIZE 10/0 13-14 MM 1/4 CIRCLE TAPER CUT DOUBLE ARM NEEDLE 20-23 CM BLUE STERILE
17538 | 4229290419500 | SUTURE POLYPROPYLENE MONOFILAMENT NON-ABSORBABLE SIZE 10/0 15-16 MM STRAIGHT CUTTING EDGE SPATULA REVERSE DOUBLE ARM NEEDLE 20-23 CM BLUE STERILE
17539 | 4229290419600 | SUTURE POLYPROPYLENE MONOFILAMENT NON-ABSORBABLE 1 TO 1 RATIO SIZE 4/0 17-18 MM 1/2 CIRCLE TAPER POINT DOUBLE ARM NEEDLE 90-95 CM BLUE STERILE
17540 | 4229290419700 | SUTURE POLYAMIDE MONOFILAMENT NON-ABSORBABLE LOOP SIZE 1 36 MM ( +/- 1 MM ) 1/2 CIRCLE ROUND BODY HEAVY NEEDLE 150 CM ( +/- 20 CM ) BLACK STERILE
17541 | 4229290419800 | SUTURE POLYAMIDE MONOFILAMENT NON-ABSORBABLE SIZE 0 40 MM ( +/- 1 MM ) 1/2 CIRCLE ROUND BODY NEEDLE 100 CM BLACK STERILE
17542 | 4229290419900 | SUTURE POLYAMIDE MONOFILAMENT NON-ABSORBABLE SIZE 1 90 MM ( +/- 2 MM ) 3/8 CIRCLE CUTTING NEEDLE 100 CM BLUE STERILE
17543 | 4229290420000 | SUTURE POLYAMIDE MONOFILAMENT NON-ABSORBABLE SIZE 2/0 25-26 MM 3/8 CIRCLE PRIME REVERSE CUTTING NEEDLE 70-75 CM BLUE STERILE
17544 | 4229290420100 | SUTURE POLYAMIDE MONOFILAMENT NON-ABSORBABLE SIZE 2/0 45 MM ( +/- 1 MM ) 3/8 CIRCLE CUTTING NEEDLE 100 CM BLUE STERILE
17545 | 4229290420200 | SUTURE POLYAMIDE MONOFILAMENT NON-ABSORBABLE SIZE 2/0 45 MM ( +/- 1 MM ) 3/8 CIRCLE REVERSE CUTTING NEEDLE 100 CM BLUE STERILE
17546 | 4229290420300 | SUTURE POLYAMIDE MONOFILAMENT NON-ABSORBABLE SIZE 3/0 25-26 MM 3/8 CIRCLE REVERSE CUTTING PRIME NEEDLE 45-50 CM BLUE STERILE
17547 | 4229290420400 | SUTURE POLYAMIDE MONOFILAMENT NON-ABSORBABLE SIZE 4/0 13-14 MM 3/8 CIRCLE PRIME REVERSE CUTTING NEEDLE 45-50 CM BLACK STERILE
17548 | 4229290420500 | SUTURE POLYAMIDE MONOFILAMENT NON-ABSORBABLE SIZE 4/0 19-20 MM 3/8 CIRCLE CUTTING NEEDLE 100 CM BLUE STERILE
17549 | 4229290420600 | SUTURE POLYAMIDE MONOFILAMENT NON-ABSORBABLE SIZE 4/0 19 MM 3/8 CIRCLE PRIME CUTTING MULTIPASS NEEDLE 45 CM BLUE STERILE
17550 | 4229290420700 | SUTURE POLYAMIDE MONOFILAMENT NON-ABSORBABLE SIZE 4/0 19-20 MM 3/8 CIRCLE PRIME REVERSE CUTTING NEEDLE 45-50 CM BLUE STERILE
17551 | 4229290420800 | SUTURE POLYAMIDE MONOFILAMENT NON-ABSORBABLE SIZE 5/0 16 MM 3/8 CIRCLE PRIME CUTTING NEEDLE 70-75 CM BLUE STERILE
17552 | 4229290420900 | SUTURE POLYAMIDE MONOFILAMENT NON-ABSORBABLE SIZE 5/0 15-16 MM 3/8 CIRCLE PRIME REVERSE CUTTING MULTIPASS NEEDLE 45-50 CM BLACK STERILE
17553 | 4229290421000 | SUTURE POLYAMIDE MONOFILAMENT NON-ABSORBABLE SIZE 5/0 25-26 MM 3/8 CIRCLE CUTTING NEEDLE 45-50 CM BLUE STERILE
17554 | 4229290421100 | SUTURE POLYAMIDE MONOFILAMENT NON-ABSORBABLE SIZE 6/0 13-14 MM 3/8 CIRCLE REVERSE CUTTING NEEDLE 45-50 CM UNDYED STERILE
17555 | 4229290421200 | SUTURE POLYAMIDE MONOFILAMENT NON-ABSORBABLE SIZE 9/0 6 MM 3/8 CIRCLE ROUND BODY NEEDLE 30 CM STERILE
17556 | 4229290421300 | SUTURE POLYAMIDE MONOFILAMENT NON-ABSORBABLE SIZE 9/0 6.5 MM 3/8 CIRCLE REVERSE SPATULATED DOUBLE ARM NEEDLE 30 CM BLACK STERILE
17557 | 4229290421400 | SUTURE POLYAMIDE MONOFILAMENT NON-ABSORBABLE SIZE 10/0 5.5 MM 1/2 CIRCLE SIDE CUTTING SPATULATED DOUBLE ARM NEEDLE 30 CM BLACK STERILE
17558 | 4229290421500 | SUTURE POLYAMIDE MONOFILAMENT NON-ABSORBABLE SIZE 10/0 6 MM 3/8 CIRCLE SPATULATED DOUBLE ARM NEEDLE 30 CM BLACK STERILE
17559 | 4229290421600 | SUTURE POLYESTER COATED SILICON OR POLYBUTILATE MULTIFILAMENT NON-ABSORBABLE SIZE 2/0 17-18 MM 1/2 CIRCLE TAPER CUT DOUBLE ARM NEEDLE 90-95 CM GREEN STERILE
17560 | 4229290421700 | SUTURE POLYESTER COATED SILICON OR POLYBUTILATE MULTIFILAMENT NON-ABSORBABLE SIZE 2/0 25-26 MM 1/2 CIRCLE TAPER CUT DOUBLE ARM NEEDLE 90-95 CM GREEN STERILE
17561 | 4229290421800 | SUTURE POLYESTER COATED SILICON OR POLYBUTILATE MULTIFILAMENT NON-ABSORBABLE SIZE 2/0 25-26 MM 1/2 CIRCLE TAPER POINT DOUBLE ARM NEEDLE 10 X 70-75 CM 5 GREEN OR BLUE 5 WHITE STERILE
17562 | 4229290421900 | SUTURE POLYESTER COATED SILICON OR POLYBUTILATE MULTIFILAMENT NON-ABSORBABLE SIZE 2/0 31 MM ( +/- 1 MM ) 1/2 CIRCLE TAPER CUT NEEDLE 70-75 CM GREEN STERILE
17563 | 4229290422000 | SUTURE POLYESTER COATED SILICON OR POLYBUTILATE MULTIFILAMENT NON-ABSORBABLE SIZE 2/0 45 MM ( +/- 1 MM ) 1/2 CIRCLE TAPER CUT NEEDLE 70-75 CM GREEN STERILE
17564 | 4229290422100 | SUTURE POLYESTER COATED SILICON OR POLYBUTILATE MULTIFILAMENT NON-ABSORBABLE SIZE 4/0 13-14 MM 3/8 CIRCLE TAPER POINT DOUBLE ARM NEEDLE WITH 7 X 3 MM FIRM PLEDGET 70-75 CM GREEN STERILE
17565 | 4229290422200 | SUTURE POLYESTER POLYBUTILATE COATED MULTIFILAMENT NON-ABSORBABLE SIZE 5/0 10 MM 1/2 CIRCLE ROUND BODY DOUBLE ARM BLACK NEEDLE 60-65 CM GREEN STERILE
17566 | 4229290422300 | SUTURE POLYESTER COATED SILICON OR POLYBUTILATE MULTIFILAMENT NON-ABSORBABLE SIZE 5/0 17-18 MM 1/2 CIRCLE TAPER POINT DOUBLE ARM NEEDLE 60-65 CM GREEN STERILE
17567 | 4229290422400 | SUTURE SILK MULTIFILAMENT NON-ABSORBABLE SIZE 1 NEEDLE FREE 17 X 45-50 CM BLACK STERILE
17568 | 4229290422500 | SUTURE SILK MULTIFILAMENT NON-ABSORBABLE SIZE 2/0 NEEDLE FREE 17 X 45-50 CM BLACK STERILE
17569 | 4229290422600 | SUTURE SILK MULTIFILAMENT NON-ABSORBABLE SIZE 3/0 25-26 MM 3/8 CIRCLE PRIME REVERSE CUTTING NEEDLE 45-50 CM BLACK STERILE
17570 | 4229290422700 | SUTURE SILK MULTIFILAMENT NON-ABSORBABLE SIZE 3/0 NEEDLE FREE 17 X 45-50 CM BLACK STERILE
17571 | 4229290422800 | SUTURE SILK MULTIFILAMENT NON-ABSORBABLE SIZE 4/0 13 MM 3/8 CIRCLE REVERSE CUTTING NEEDLE 70-75 CM BLACK STERILE
17572 | 4229290422900 | SUTURE SILK MULTIFILAMENT NON-ABSORBABLE SIZE 4/0 25-26 MM 3/8 CIRCLE PRIME REVERSE CUTTING NEEDLE 45-50 CM BLACK STERILE
17573 | 4229290423000 | SUTURE SILK VIRGIN MULTIFILAMENT NON-ABSORBABLE SIZE 8/0 8 MM 3/8 CIRCLE CUTTING DOUBLE ARM NEEDLE 45-50 CM BLUE STERILE
17574 | 4229290423100 | SUTURE POLYGLYTONE MONOFILAMENT ABSORBABLE SIZE 0 40 MM ( +/- 1 MM) 1/2 CIRCLE ROUND BODY NEEDLE 70-75 CM UNDYED STERILE
17575 | 4229290423200 | SUTURE POLYGLYTONE MONOFILAMENT ABSORBABLE SIZE 1 40 MM ( +/- 1 MM) 1/2 CIRCLE ROUND BODY NEEDLE 70-75 CM UNDYED STERILE
17576 | 4229290423300 | SUTURE POLYGLYTONE MONOFILAMENT ABSORBABLE SIZE 1 48 MM ( +/- 1 MM) 1/2 CIRCLE BLUNT POINT HEAVY NEEDLE 90-95 CM UNDYED STERILE
17577 | 4229290423400 | SUTURE POLYGLYTONE MONOFILAMENT ABSORBABLE SIZE 2/0 26 MM 3/8 CIRCLE REVERSE CUTTING NEEDLE 45 CM UNDYED STERILE
17578 | 4229290423500 | SUTURE POLYGLYTONE MONOFILAMENT ABSORBABLE SIZE 2/0 27-28 MM 1/2 CIRCLE ROUND BODY NEEDLE 70-75 CM UNDYED STERILE
17579 | 4229290423600 | SUTURE POLYGLYTONE MONOFILAMENT ABSORBABLE SIZE 2/0 37 MM ( +/- 1 MM) 1/2 CIRCLE ROUND BODY NEEDLE 70-75 CM UNDYED STERILE
17580 | 4229290423700 | SUTURE POLYGLYTONE MONOFILAMENT ABSORBABLE SIZE 3/0 21-22 MM 1/2 CIRCLE ROUND BODY NEEDLE 70-75 CM UNDYED STERILE
17581 | 4229290423800 | SUTURE POLYGLYTONE MONOFILAMENT ABSORBABLE SIZE 4/0 15-16 MM 3/8 CIRCLE REVERSE CUTTING NEEDLE 45-50 CM UNDYED STERILE
17582 | 4229290423900 | SUTURE POLYGLYTONE MONOFILAMENT ABSORBABLE SIZE 4/0 21-22 MM 1/2 CIRCLE ROUND BODY NEEDLE 70-75 CM UNDYED STERILE
17583 | 4229290424000 | SUTURE POLYGLYTONE MONOFILAMENT ABSORBABLE SIZE 5/0 19-20 MM 3/8 CIRCLE REVERSE CUTTING NEEDLE 45-50 CM UNDYED STERILE
17584 | 4229290424100 | SUTURE POLYHYDROXY BUTYRATE MONOFILAMENT ABSORBABLE ELASTIC SIZE 0 40 MM ( +/- 1 MM ) 1/2 CIRCLE ROUND BODY NEEDLE 70-75 CM VIOLET STERILE
17585 | 4229290424200 | SUTURE POLYHYDROXY BUTYRATE MONOFILAMENT ABSORBABLE ELASTIC LOOP SIZE 0 40 MM ( +/- 1 MM ) 1/2 CIRCLE ROUND BODY NEEDLE 150 CM ( +/- 20 CM ) VIOLET STERILE
17586 | 4229290424300 | SUTURE POLYHYDROXY BUTYRATE MONOFILAMENT ABSORBABLE ELASTIC LOOP SIZE 0 48 MM ( +/- 1 MM ) 1/2 CIRCLE ROUND BODY NEEDLE 150 CM ( +/- 20 CM ) VIOLET STERILE
17587 | 4229290424400 | SUTURE POLYHYDROXY BUTYRATE MONOFILAMENT ABSORBABLE ELASTIC LOOP SIZE 1 40 MM ( +/- 1 MM ) 1/2 CIRCLE ROUND BODY NEEDLE 150 CM ( +/- 20 CM ) VIOLET STERILE
17588 | 4229290424500 | SUTURE POLYHYDROXY BUTYRATE MONOFILAMENT ABSORBABLE ELASTIC LOOP SIZE 1 48 MM ( +/- 1 MM ) 1/2 CIRCLE ROUND BODY NEEDLE 150 CM ( +/- 20 CM ) VIOLET STERILE
17589 | 4229290424600 | SUTURE KNOTLESS SPIRAL UNIDIRECTIONAL WITH FLEXIBLE LOOP POLIGLECAPRONE 25 ANTIBACTERIAL (COATED TRICLOSAN) MONOFILAMENT ABSORBABLE SIZE 2/0 25-26 MM 1/2 CIRCLE REVERSE CUTTING NEEDLE 30 CM UNDYED STERILE
17590 | 4229290424700 | SUTURE KNOTLESS SPIRAL UNIDIRECTIONAL WITH FLEXIBLE LOOP POLIGLECAPRONE 25 ANTIBACTERIAL (COATED TRICLOSAN) MONOFILAMENT ABSORBABLE SIZE 3/0 19-20 MM 3/8 CIRCLE REVERSE CUTTING NEEDLE 60-65 CM UNDYED STERILE
17591 | 4229290424900 | SUTURE KNOTLESS SPIRAL UNIDIRECTIONAL WITH FLEXIBLE LOOP POLYDIOXANONE ANTIBACTERIAL (COATED TRICLOSAN) MONOFILAMENT ABSORBABLE SIZE 0 36 MM ( +/- 1 MM ) 1/2 CIRCLE TAPER POINT NEEDLE 15 CM VIOLET STERILE
17592 | 4229290425000 | SUTURE KNOTLESS SYMMETRIC UNIDIRECTIONAL WITH FIXATION TAP POLYDIOXANONE ANTIBACTERIAL (COATED TRICLOSAN) MONOFILAMENT ABSORBABLE SIZE 0 40 MM ( +/- 1 MM ) 1/2 CIRCLE ROUND BODY NEEDLE 45-50 CM VIOLET STERILE
17593 | 4229290425100 | SUTURE KNOTLESS SYMMETRIC UNIDIRECTIONAL WITH FIXATION TAP POLYDIOXANONE ANTIBACTERIAL (COATED TRICLOSAN) MONOFILAMENT ABSORBABLE SIZE 2/0 21-22 MM 1/2 CIRCLE TAPER POINT ROUND BODY NEEDLE 30 CM VIOLET STERILE
17594 | 4229290425200 | SUTURE KNOTLESS SYMMETRIC UNIDIRECTIONAL WITH FIXATION TAP POLYDIOXANONE ANTIBACTERIAL (COATED TRICLOSAN) MONOFILAMENT ABSORBABLE SIZE 3/0 17-18 MM 1/2 CIRCLE TAPER POINT NEEDLE 30 CM VIOLET STERILE
17595 | 4229290425300 | SUTURE POLYBUTESTER UNIDIRECTIONAL DUAL ANGLE CUT LOOP LOCK MONOFILAMENT NON-ABSORBABLE SIZE 0 26 MM 1/2 CIRCLE TAPER POINT NEEDLE 15 CM BLUE STERILE
17596 | 4229290425400 | SUTURE POLYBUTESTER UNIDIRECTIONAL DUAL ANGLE CUT LOOP LOCK MONOFILAMENT NON-ABSORBABLE SIZE 0 37 MM ( +/- 1 MM ) 1/2 CIRCLE TAPER POINT NEEDLE 15 CM BLUE STERILE
17597 | 4229290425500 | SUTURE POLYBUTESTER UNIDIRECTIONAL DUAL ANGLE CUT LOOP LOCK MONOFILAMENT NON-ABSORBABLE SIZE 3/0 25-26 MM 1/2 CIRCLE TAPER POINT NEEDLE 15 CM BLUE STERILE
17598 | 4229290425600 | SUTURE POLYESTER UNIDIRECTIONAL DUAL ANGLE CUT LOOP LOCK MONOFILAMENT ABSORBABLE SIZE 2/0 27-28 MM 1/2 CIRCLE TAPER POINT NEEDLE 15 CM VIOLET STERILE
17599 | 4229290425700 | SUTURE POLYESTER UNIDIRECTIONAL DUAL ANGLE CUT LOOP LOCK MONOFILAMENT ABSORBABLE SIZE 3/0 19-20 MM 3/8 CIRCLE REVERSE CUTTING NEEDLE 55-60 CM UNDYED STERILE
17600 | 4229290425800 | SUTURE POLYESTER UNIDIRECTIONAL DUAL ANGLE CUT LOOP LOCK MONOFILAMENT ABSORBABLE SIZE 3/0 25-26 MM 1/2 CIRCLE TAPER POINT NEEDLE 15 CM UNDYED STERILE
17601 | 4229290425900 | SUTURE PTFE MONOFILAMENT NON-ABSORBABLE SIZE 7/0 9 MM 3/8 CIRCLE TAPER POINT DOUBLE ARM NEEDLE 60-65 CM WHITE STERILE
17602 | 4229290426000 | SUTURE POLYPROPYLENE MONOFILAMENT NON-ABSORBABLE NO MEMORY THREAD SIZE 4/0 18-19 MM 1/2 CIRCLE TAPER CUT DOUBLE ARM NEEDLE 90-95 CM BLUE STERILE
17603 | 4229290426100 | SUTURE POLYPROPYLENE MONOFILAMENT NON-ABSORBABLE NO MEMORY THREAD SIZE 4/0 18-19 MM 3/8 CIRCLE ROUND BODY DOUBLE ARM NEEDLE 90-95 CM BLUE STERILE
17604 | 4229290426200 | SUTURE POLYPROPYLENE MONOFILAMENT NON-ABSORBABLE NO MEMORY THREAD SIZE 4/0 19-20 MM 1/2 CIRCLE ROUND BODY DOUBLE ARM NEEDLE 90-95 CM BLUE STERILE
17605 | 4229290426300 | SUTURE POLYPROPYLENE MONOFILAMENT NON-ABSORBABLE NO MEMORY THREAD SIZE 4/0 25-26 MM 1/2 CIRCLE ROUND BODY DOUBLE ARM NEEDLE 70-75 CM BLUE STERILE
17606 | 4229290426400 | SUTURE POLYPROPYLENE MONOFILAMENT NON-ABSORBABLE NO MEMORY THREAD SIZE 4/0 25-26 MM 3/8 CIRCLE TAPER CUT DOUBLE ARM NEEDLE 90-95 CM BLUE STERILE
17607 | 4229290426500 | SUTURE POLYPROPYLENE MONOFILAMENT NON-ABSORBABLE NO MEMORY THREAD SIZE 5/0 10 MM 1/2 CIRCLE ROUND BODY DOUBLE ARM NEEDLE 70-75 CM BLUE STERILE
17608 | 4229290426600 | SUTURE POLYPROPYLENE MONOFILAMENT NON-ABSORBABLE NO MEMORY THREAD SIZE 5/0 13-14 MM 1/2 CIRCLE ROUND BODY DOUBLE ARM NEEDLE 70-75 CM BLUE STERILE
17609 | 4229290426700 | SUTURE POLYPROPYLENE MONOFILAMENT NON-ABSORBABLE NO MEMORY THREAD SIZE 5/0 13-14 MM 3/8 CIRCLE ROUND BODY DOUBLE ARM NEEDLE 70-75 CM BLUE STERILE
17610 | 4229290426800 | SUTURE POLYPROPYLENE MONOFILAMENT NON-ABSORBABLE NO MEMORY THREAD SIZE 5/0 13-14 MM 3/8 CIRCLE TAPER CUT DOUBLE ARM NEEDLE 70-75 CM BLUE STERILE
17611 | 4229290426900 | SUTURE POLYPROPYLENE MONOFILAMENT NON-ABSORBABLE NO MEMORY THREAD SIZE 5/0 17-18 MM 1/2 CIRCLE TAPER CUT DOUBLE ARM NEEDLE 90-95 CM BLUE STERILE
17612 | 4229290427000 | SUTURE POLYPROPYLENE MONOFILAMENT NON-ABSORBABLE NO MEMORY THREAD SIZE 5/0 17-18 MM 3/8 CIRCLE ROUND BODY DOUBLE ARM NEEDLE 70-75 CM BLUE STERILE
17613 | 4229290427100 | SUTURE POLYPROPYLENE MONOFILAMENT NON-ABSORBABLE NO MEMORY THREAD SIZE 6/0 10 MM 3/8 CIRCLE ROUND BODY DOUBLE ARM NEEDLE 60-65 CM BLUE STERILE
17614 | 4229290427200 | SUTURE POLYPROPYLENE MONOFILAMENT NON-ABSORBABLE NO MEMORY THREAD SIZE 6/0 10 MM 3/8 CIRCLE ROUND BODY DOUBLE ARM NEEDLE 70-75 CM BLUE STERILE
17615 | 4229290427300 | SUTURE POLYPROPYLENE MONOFILAMENT NON-ABSORBABLE NO MEMORY THREAD SIZE 6/0 10 MM 3/8 CIRCLE TAPER CUT DOUBLE ARM NEEDLE 60-65 CM BLUE STERILE
17616 | 4229290427400 | SUTURE POLYPROPYLENE MONOFILAMENT NON-ABSORBABLE NO MEMORY THREAD SIZE 6/0 13-14 MM 1/2 CIRCLE ROUND BODY DOUBLE ARM NEEDLE 70-75 CM BLUE STERILE
17617 | 4229290427500 | SUTURE POLYPROPYLENE MONOFILAMENT NON-ABSORBABLE NO MEMORY THREAD SIZE 6/0 13-14 MM 3/8 CIRCLE ROUND BODY DOUBLE ARM NEEDLE 60-65 CM BLUE STERILE
17618 | 4229290427600 | SUTURE POLYPROPYLENE MONOFILAMENT NON-ABSORBABLE NO MEMORY THREAD SIZE 6/0 13-14 MM 3/8 CIRCLE ROUND BODY DOUBLE ARM NEEDLE 70-75 CM BLUE STERILE
17619 | 4229290427700 | SUTURE POLYPROPYLENE MONOFILAMENT NON-ABSORBABLE NO MEMORY THREAD SIZE 6/0 8 MM 3/8 CIRCLE ROUND BODY DOUBLE ARM NEEDLE 70-75 CM BLUE STERILE
17620 | 4229290427800 | SUTURE POLYPROPYLENE MONOFILAMENT NON-ABSORBABLE NO MEMORY THREAD SIZE 6/0 8 MM 3/8 CIRCLE TAPER CUT DOUBLE ARM NEEDLE 70-75 CM BLUE STERILE
17621 | 4229290427900 | SUTURE POLYPROPYLENE MONOFILAMENT NON-ABSORBABLE NO MEMORY THREAD SIZE 7/0 10 MM 1/2 CIRCLE ROUND BODY DOUBLE ARM NEEDLE 60-65 CM BLUE STERILE
17622 | 4229290428000 | SUTURE POLYPROPYLENE MONOFILAMENT NON-ABSORBABLE NO MEMORY THREAD SIZE 7/0 10 MM 3/8 CIRCLE ROUND BODY DOUBLE ARM BLACK NEEDLE 60-65 CM BLUE STERILE
17623 | 4229290428100 | SUTURE POLYPROPYLENE MONOFILAMENT NON-ABSORBABLE NO MEMORY THREAD SIZE 7/0 10 MM 3/8 CIRCLE TAPER CUT DOUBLE ARM NEEDLE 70-75 CM BLUE STERILE
17624 | 4229290428200 | SUTURE POLYPROPYLENE MONOFILAMENT NON-ABSORBABLE NO MEMORY THREAD SIZE 7/0 8 MM 3/8 CIRCLE ROUND BODY DOUBLE ARM BLACK NEEDLE 60-65 CM BLUE STERILE
17625 | 4229290428300 | SUTURE POLYPROPYLENE MONOFILAMENT NON-ABSORBABLE NO MEMORY THREAD SIZE 8/0 6.4 MM 3/8 CIRCLE ROUND BODY DOUBLE ARM NEEDLE 45-50 CM BLUE STERILE
17626 | 4229290428400 | SUTURE POLYPROPYLENE MONOFILAMENT NON-ABSORBABLE NO MEMORY THREAD SIZE 8/0 6.4 MM 3/8 CIRCLE TAPER CUT DOUBLE ARM NEEDLE 60-65 CM BLUE STERILE
17627 | 4229290428500 | SUTURE POLYPROPYLENE MONOFILAMENT NON-ABSORBABLE NO MEMORY THREAD SIZE 8/0 8 MM 3/8 CIRCLE ROUND BODY DOUBLE ARM NEEDLE 60-65 CM BLUE STERILE
17628 | 4229290428600 | SUTURE POLYPROPYLENE MONOFILAMENT NON-ABSORBABLE NO MEMORY THREAD SIZE 8/0 8 MM 3/8 CIRCLE ROUND BODY DOUBLE ARM NEEDLE 70-75 CM BLUE STERILE
17629 | 4229290428700 | SUTURE POLYVINYLIDENE FLUORIDE MONOFILAMENT NON-ABSORBABLE SIZE 5/0 10 MM 1/2 CIRCLE ROUND BODY DOUBLE ARM NEEDLE 70-75 CM BLUE STERILE
17630 | 4229290428800 | SUTURE POLYVINYLIDENE FLUORIDE MONOFILAMENT NON-ABSORBABLE SIZE 5/0 13-14 MM 3/8 CIRCLE ROUND BODY DOUBLE ARM NEEDLE WITH 3 X 5 MM PLEDGET 70-75 CM BLUE STERILE
17631 | 4229290428900 | SUTURE POLYVINYLIDENE FLUORIDE MONOFILAMENT NON-ABSORBABLE SIZE 6/0 8 MM 3/8 CIRCLE ROUND BODY DOUBLE ARM FINE NEEDLE 70-75 CM BLUE STERILE
17632 | 4229290429000 | SUTURE POLYVINYLIDENE FLUORIDE MONOFILAMENT NON-ABSORBABLE SIZE 6/0 10 MM 3/8 CIRCLE ROUND BODY FINE DOUBLE ARM NEEDLE WITH 2 X 3.5 MM PLEDGET+ 1 EXTRA 70-75 CM BLUE STERILE
17633 | 4229290429100 | SUTURE POLYVINYLIDENE FLUORIDE MONOFILAMENT NON-ABSORBABLE SIZE 7/0 10 MM 3/8 CIRCLE ROUND BODY DOUBLE ARM FINE NEEDLE 60-65 CM BLUE STERILE
17634 | 4229290429200 | SUTURE STERNAL WIRES STAINLESS STEEL MONOFILAMENT NON-ABSORBABLE SIZE 2 45 MM ( +/- 1 MM ) 1/2 CIRCLE REVERSE CUTTING NEEDLE 4 X 45 CM STERILE
17635 | 4229290429300 | SUTURE STERNAL WIRES STAINLESS STEEL MONOFILAMENT NON-ABSORBABLE SIZE 3 45 MM ( +/- 1 MM ) 1/2 CIRCLE REVERSE CUTTING NEEDLE 4 X 45 CM STERILE
17636 | 4229290429400 | SUTURE STERNAL WIRES STAINLESS STEEL MONOFILAMENT NON-ABSORBABLE SIZE 5 55 MM ( +/- 1 MM ) 1/2 CIRCLE REVERSE CUTTING ROTATING NEEDLE 4 X 45-50 CM STERILE
17637 | 4229290429500 | SUTURE STERNAL WIRES STAINLESS STEEL MONOFILAMENT NON-ABSORBABLE SIZE 5 55 MM ( +/- 1 MM ) 1/2 CIRCLE TAPER CUT NEEDLE 4 X 45 CM STERILE
17638 | 4229290429600 | SUTURE STERNAL WIRES STAINLESS STEEL MONOFILAMENT NON-ABSORBABLE SIZE 6 45 MM ( +/- 1 MM ) 1/2 CIRCLE REVERSE CUTTING NEEDLE 4 X 45 CM STERILE
17639 | 4229290429700 | SUTURE STERNAL WIRES STAINLESS STEEL MONOFILAMENT NON-ABSORBABLE SIZE 6 48 MM ( +/- 1 MM ) 1/2 CIRCLE TAPER CUT NEEDLE 4 X 45-50 CM STERILE
17640 | 4229290429800 | SUTURE STERNAL WIRES STAINLESS STEEL MONOFILAMENT NON-ABSORBABLE SIZE 7 48 MM ( +/- 1 MM ) 1/2 CIRCLE REVERSE CUTTING NEEDLE 4 X 45-50 CM STERILE
17641 | 4229290429900 | SUTURE STERNAL WIRES STAINLESS STEEL MONOFILAMENT NON-ABSORBABLE SIZE 8 45 MM ( +/- 1 MM ) 1/2 CIRCLE TAPER CUT NEEDLE 4 X 45 CM STERILE
17642 | 4229290430000 | INSTRUMENT TIP SHORT MARYLAND DISSECTOR 5 MM LIMITED USE
17643 | 4229290430100 | SUTURE POLYGLACTIN 910 MONOFILAMENT ABSORBABLE SIZE 9/0 5 MM 3/8 CIRCLE REVERSE CUTTING NEEDLE 13-15 CM VIOLET STERILE
17644 | 4229290430200 | SUTURE POLYGLACTIN 910 MONOFILAMENT ABSORBABLE SIZE 10/0 3.8 MM 3/8 CIRCLE TAPER POINT NEEDLE 13-15 CM VIOLET STERILE
17645 | 4229290430300 | SUTURE POLYPROPYLENE MONOFILAMENT NON-ABSORBABLE SIZE 10/0 13 MM 1/4 CIRCLE SPATULATED DOUBLE ARM NEEDLE 20 CM BLUE STERILE
17646 | 4229290430400 | SUTURE POLYPROPYLENE MONOFILAMENT NON-ABSORBABLE SIZE 10/0 15-16 MM STRAIGHT REVERSE CUTTING DOUBLE ARM NEEDLE 20-23 CM BLUE STERILE
17647 | 4229290430500 | SUTURE POLYAMIDE MONOFILAMENT NON-ABSORBABLE SIZE 5/0 13-14 MM 3/8 CIRCLE MULTIPASS REVERSE CUTTING NEEDLE 40-45 CM BLACK STERILE
17648 | 4229290430600 | SUTURE POLYAMIDE MONOFILAMENT NON-ABSORBABLE SIZE 6/0 11-12 MM 3/8 CIRCLE PRIME REVERSE CUTTING NEEDLE 40-45 CM BLACK STERILE
17649 | 4229290430700 | SUTURE POLYAMIDE MONOFILAMENT NON-ABSORBABLE SIZE 10/0 5.5 MM 1/2 CIRCLE SIDE CUTTING SPATULATED DOUBLE ARM NEEDLE 15 CM BLACK STERILE
17650 | 4229290430800 | SUTURE ORGANIZER USED TO ORGANIZE AND SECURE SUTURES DURING HEART VALVE SURGERY CURVED NOT LESS THAN 8 ORGANIZER ASSORTED SIZE STERILE
17651 | 4229290430900 | SUTURE POLYESTER UNIDIRECTIONAL DUAL ANGLE CUT LOOP LOCK MONOFILAMENT ABSORBABLE SIZE 2/0 23-24 MM 3/8 CIRCLE REVERSE CUTTING NEEDLE 55-60 CM UNDYED STERILE
17652 | 4229290431000 | SUTURE POLYGLYCONATE UNIDIRECTIONAL DUAL ANGLE CUT LOOP LOCK MONOFILAMENT ABSORBABLE SIZE 0 37 MM ( +/- 1 MM ) 1/2 CIRCLE TAPER POINT NEEDLE 30 CM GREEN STERILE
17653 | 4229290431100 | SUTURE POLYGLYCONATE UNIDIRECTIONAL DUAL ANGLE CUT LOOP LOCK MONOFILAMENT ABSORBABLE SIZE 0 48 MM ( +/- 1 MM ) 1/2 CIRCLE TAPER POINT NEEDLE 60-65 CM GREEN STERILE
17654 | 4229291500000 | SHEATH SYNTHETIC SUPRASCAPULAR RECONSTRUCTION OR EQUIVALENT ASSORTED TYPES AND SIZES AS REQUESTED BY END USER
17655 | 4229291500400 | TENDON GRAFT ENHANCING BIOINDUCTIVE IMPLANT OR EQUIVALENTS
17656 | 4229291500600 | TENDON GRAFT ANTERIOR TIBIALIS FREEZE DRIED OR EQUIVALENTS
17657 | 4229291500700 | TENDON GRAFT POSTERIOR TIBIALIS FREEZE DRIED OR EQUIVALENTS
17658 | 4229291500900 | TENDON GRAFT GRACILIS FROZEN OR EQUIVALENTS
17659 | 4229291501200 | TENDON GRAFT GRACILIS FREEZE DRIED OR EQUIVALENTS
17660 | 4229291501400 | TENDON GRAFT SEMITENDINOSIS FROZEN OR EQUIVALENTS
17661 | 4229291501500 | TENDON GRAFT ANTERIOR TIBIALIS FROZEN OR EQUIVALENTS
17662 | 4229291501600 | TENDON GRAFT POSTERIOR TIBIALIS FROZEN OR EQUIVALENTS
17663 | 4229291501800 | TENDON GRAFT SEMITENDINOSIS FREEZE DRIED OR EQUIVALENTS
17664 | 4229291501900 | ALLOGRAFT MENISCUS FROZEN OR EQUIVALENTS
17665 | 4229300100200 | CALIPER 9 INCH OR EQUIVALENT SPINAL
17666 | 4229300100400 | CASTROVIEJO CALIPER STAINLESS STEEL STRAIGHT WORKING END 8CM APPROXIMATE MEASURING RANGE: 15MM
17667 | 4229300100500 | "BODY CALIPER FOR MEASURING BODY SEGMENT SCALE RANGE 600 MM APPROXIMATELY"
17668 | 4229300100600 | "BODY CALIPER FOR SIT CAST FOR MEASURING BODY SEGMENT SCALE RANGE 600 MM APPROXIMATELY"
17669 | 4229300101400 | TESSIER CALIPER 26CM
17670 | 4229300200800 | GAUGE MICROSURGICAL SLIDING
17671 | 4229300300000 | SET COMPLETE INSTRUMENTATION FOR ARTHROSCOPY KNEE GRAFT PREPARATION WITH NECESSARY CASES
17672 | 4229300300200 | ACELLULAR DERMAL MATRIX DERIVED FROM FETAL BOVINE DERMIS DRY SHEET FOR BREAST RECONSTRUCTION SEMI OVAL TERMINALLY STERILE NON CROSS LINKED SIZE 8 X 16 CM ( + / - 2 CM )
17673 | 4229310001500 | RETRACTOR GIL VERNET VEIN 240MM WIDTH= 15MM REUSABLE
17674 | 4229310002600 | RETRACTOR WOUND RICHARDSON DOUBLE ENDED SMALL REUSABLE
17675 | 4229310002700 | RETRACTOR WOUND RICHARDSON DOUBLE ENDED LARGE REUSABLE
17676 | 4229310002800 | THOMPSON RETRACTOR ST. MARK'S 64MM X 178MM (2 1/2 INCH X 7 INCH) (OR EQUIVALENT) REUSABLE
17677 | 4229310200000 | SET BONE HOOKS (SMALL MEDIUM AND LARGE) BLUNT AND SHARP
17678 | 4229310200300 | CUSHING NERVE HOOK STAINLESS STEEL RIGHT ANGEL 20-30CM APPROXIMATE WORKING END: 4CM
17679 | 4229310200400 | SET OF TWO SCOVILLE NERVE HOOK STAINLESS STEEL
17680 | 4229310200600 | POSWILLO MALAR HOOK STAINLESS STEEL OVERALL LENGTH 220MM
17681 | 4229310200700 | BAYONET NERVE HOOK 3 MM ANGLED 90 UP LENGTH 9 INCH OR EQUIVALENT SPINAL
17682 | 4229310200800 | BAYONET NERVE HOOK 4 MM ANGLED 90 LEFT LENGTH 10 INCH OR EQUIVALENT SPINAL
17683 | 4229310200900 | BAYONET NERVE HOOK 4 MM ANGLED 90 RIGHT LENGTH 10 INCH OR EQUIVALENT SPINAL
17684 | 4229310201000 | BAYONET NERVE HOOK 4 MM ANGLED 90 UP LENGTH 10 INCH OR EQUIVALENT SPINAL
17685 | 4229310201100 | BAYONET NERVE HOOK 4 MM ANGLED 90 UP LENGTH 9 INCHE OR EQUIVALENT SPINAL
17686 | 4229310201200 | BAYONET NERVE HOOK 5 MM ANGLED 90 LEFT LENGTH 10 INCH OR EQUIVALENT SPINAL
17687 | 4229310201300 | BAYONET NERVE HOOK 5 MM ANGLED 90 RIGHT LENGTH 10 INCH OR EQUIVALENT SPINAL
17688 | 4229310201400 | BAYONET NERVE HOOK 5 MM ANGLED 90 UP LENGTH 10 INCH OR EQUIVALENT SPINAL
17689 | 4229310201500 | HOOK BALL PROBE STRAIGHT 3 MM ANGLED TIP LENGTH 9 INCH OR EQUIVALENT SPINAL
17690 | 4229310201600 | HOOK BALL PROBE STRAIGHT 4 MM ANGLED TIP LENGTH 9 INCH OR EQUIVALENT SPINAL
17691 | 4229310201700 | HOOK BALL PROBE STRAIGHT 5 MM ANGLED TIP LENGTH 9 INCH OR EQUIVALENT SPINAL
17692 | 4229310201800 | HOOK BALL PROBE STRAIGHT 6 MM ANGLED TIP LENGTH 9 INCH OR EQUIVALENT SPINAL
17693 | 4229310201900 | BAYONET NERVE HOOK 5 MM ANGLED 90 UP LENGTH 9 INCH OR EQUIVALENT SPINAL
17694 | 4229310202000 | HOOK CRIMPABLE ACTIVE ELEMENT FIXED ON ARCHWIRE TO AID IN TOOTH MOVEMENT BALL/WITH STRIP ARCHWIRE OPENING HIGH QUALITY STAINLESS STEEL SIZE: 3.0MM FOR ROUND OR RECTANGULAR ARCHWIRES UP TO 0.022INCHX0.025INCH/ORTHODONTICS
17695 | 4229310202100 | BARSKY SKIN HOOK STAINLESS STEEL SINGLE PRONG 15CM APPROXIMATE BLUNT/SHARP
17696 | 4229310204000 | HOOK SKIN GILLIES SINGLE SIZE 18CM SHARP REUSABLE
17697 | 4229310204600 | PROBE HOOK FOR SHOULDER ARTHROSCOPY PROCEDURES ASSORTED TYPES
17698 | 4229310204700 | PROBE HOOK FOR SMALL JOINTS ARTHROSCOPY PROCEDURES ASSORTED TYPES
17699 | 4229310400200 | DINGMAN MOUTH GAGS COMPLETE SET
17700 | 4229310600200 | RING RETRACTOR SET FOR POSTERIOR APPROACH TO THE SPINE WITH COMPLETE ACCESSORIES INCLUDING RETRACTOR BLADES OF DIFFERENT SIZES WITH ILLUMINATION AND ITS PUSHER RATCHET ADAPTORS STABILITY PINS WITH DRIVER WRENCH AND FRAME OF DIFFERENT SIZES SPINAL
17701 | 4229310700200 | RETRACTOR WOUND PROTECTING THE WOUND MARGIN FROM CONTACT CONTAMINATION FOR LAPAROSCOPIC SURGERY WITH GEL CAP FOR INSTRUMENT OR HAND ACCESS MEDIUM DISPOSABLE STERILE
17702 | 4229310700400 | RETRACTOR VAGINAL SELF-RETAINING RING HORSESHOE SHAPED RETRACTOR SYSTEM 16 CM X 16 CM (+/- 1 CM) TO BE SUPPLIED WITH 8-10 BLUNT STAY HOOKS 5 MM DISPOSABLE STERILE
17703 | 4229310700700 | RETRACTOR IRIS (HOOK) FLEXIBLE DISPOSABLE STERILE
17704 | 4229310701200 | OBWEGESER RAMUS RETRACTOR (V-NOTCH) STAINLESS STEEL SHARP STRAIGHT BLADE SIZE: 11X70MM APPROXIMATE OVERALL LENGTH: 24CM APPROXIMATE
17705 | 4229310702300 | CASPAR NERVE RETRACTOR (BAYONET) 6 MM TIP OR EQUIVALENT SPINAL
17706 | 4229310702400 | SPINAL RETRACTOR GELPI 75 DEGREES OR EQUIVALENT SMALL SPINAL
17707 | 4229310702500 | SPINAL RETRACTOR GELPI 90 DEGREES OR EQUIVALENT SMALL SPINAL
17708 | 4229310702600 | SPINAL RETRACTOR GELPI LARGE 75 DEGREES OR EQUIVALENT SPINAL
17709 | 4229310702700 | SPINAL RETRACTOR GELPI LARGE 90 DEGREES OR EQUIVALENT SPINAL
17710 | 4229310702800 | SPINAL RETRACTOR GELPI MEDIUM 75 DEGREES OR EQUIVALENT SPINAL
17711 | 4229310702900 | SPINAL RETRACTOR GELPI MEDIUM 90 DEGREES OR EQUIVALENT SPINAL
17712 | 4229310703000 | SPINAL RETRACTOR MICRODISCECTOMY LUMBAR FUSION RETRACTOR WITH ILLUMINATION SPINAL
17713 | 4229310703100 | RADIOLUCENT TITANIUM SPINAL RETRACTOR SELF RETAINING ANTERIOR CERVICAL WITH ALL SIZE S OF BLADES (TWO FROM EACH SIZE ) (SHARP BLUNT LONG TOOTH) CAN OPEN IN FOUR DIRECTIONS SPINAL
17714 | 4229310703700 | SURGICAL MALLEABLE RIBBON RETRACTOR 20CMX15MM STAINLESS STEEL
17715 | 4229310704200 | CASPAR LUMBAR LAMINECTOMY RETRACTOR SYSTEM WITH ALL SIZE S OF BLADES TITANIUM (TWO FROM EACH SIZE) SPINAL
17716 | 4229310704300 | CHARNLEY HIP RETRACTOR (FRAME RETRACTORS (SMALL MEDIUM LARGE NARROW WIDE SHORT AND DEEP) (PAIR OF EACH SIZE) WITH ALL NECESSARY ATTACHMENTS AND CASE
17717 | 4229310704400 | COMPLETE SET OF ALL SIZE S OF TAYLOR RETRACTOR IN SUITABLE BOX AND TRAY WITH SUPPORT TO THE SET SPINAL
17718 | 4229310704500 | DURAL AND NERVE RETRACTOR ANGLED LARGE SPINAL
17719 | 4229310704600 | DURAL AND NERVE RETRACTOR ANGLED MEDIUM SPINAL
17720 | 4229310704700 | DURAL AND NERVE RETRACTOR ANGLED SMALL SPINAL
17721 | 4229310704800 | DURAL AND NERVE RETRACTOR ANGLED INCLUDING SUCTION. LARGE SPINAL
17722 | 4229310704900 | DURAL AND NERVE RETRACTOR ANGLED INCLUDING SUCTION. MEDIUM SPINAL
17723 | 4229310705100 | DURAL AND NERVE RETRACTOR STRAIGHT INCLUDING SUCTION. LARGE SPINAL
17724 | 4229310705400 | DURAL AND NERVE RETRACTOR STRAIGHT LARGE SPINAL
17725 | 4229310705500 | DURAL AND NERVE RETRACTOR STRAIGHT MEDIUM SPINAL
17726 | 4229310705600 | DURAL AND NERVE RETRACTOR STRAIGHT SMALL SPINAL
17727 | 4229310705800 | SPINAL RETRACTORS RADIOLUCENT POSTERIOR LUMBAR SELF RETAINING WITH DETACHABLE BLADES WITH ALL SIZE S OF BLADES (TWO FROM EACH SIZE) SPINAL
17728 | 4229310706300 | RADIOLUCENT RING RETRACTOR FOR ANTERIOR APPROACH TO THE SPINE WITH COMPLETE ACCESSORIES INCLUDING RETRACTOR BLADES OF DIFFERENT SIZE S WITH ILLUMINATION AND ITS PUSHER RATCHET ADAPTORS STABILITY PINS WITH DRIVER WRENCH AND FRAME OF DIFFERENT SIZES SPINAL
17729 | 4229310706400 | RETRACTOR EPISIOTOMY VAGINAL RETRACTOR OPTIMAL VISUALIZATION AND ACCESS FOR VAGINAL WALL REPAIR LATEX FREE DISPOSABLE STERILE
17730 | 4229310706500 | SET HOHMANN RETRACTORS (SHARP AND BLUNT NARROW STANDARD WIDE AND CURVED) ONE PAIR EACH ASSORTED SIZES AS REQUESTED BY END USER
17731 | 4229310706600 | RETRACTOR FOR OPEN MENISCAL REPAIR
17732 | 4229310707800 | BAYONET NERVE HOOK 3 MM BALL POINT ANGLED 90 UP LENGTH 9 INCH OR EQUIVALENT SPINAL
17733 | 4229310707900 | RETRACTOR RING FLEXIBLE FOR PROTECTING THE WOUND MARGIN FROM CONTACT CONTAMINATION 9-14 CM DISPOSABLE STERILE
17734 | 4229310708000 | RETRACTOR RING FLEXIBLE FOR PROTECTING THE WOUND MARGIN FROM CONTACT CONTAMINATION 11-17 CM DISPOSABLE STERILE
17735 | 4229310708100 | RETRACTOR RING FLEXIBLE FOR PROTECTING THE WOUND MARGIN FROM CONTACT CONTAMINATION 5-9 CM DISPOSABLE STERILE
17736 | 4229310708200 | RETRACTOR VAGINAL SELF-RETAINING RING SQUARE SHAPED RETRACTOR SYSTEM 14 CM X 14 CM (+/- 1 CM) TO BE SUPPLIED WITH 8-10 BLUNT STAY HOOKS 12 MM DISPOSABLE STERILE
17737 | 4229310708700 | MUNRO MANDIBULAR LATERAL RAMUS RETRACTOR STAINLESS STEEL 20X80MM APPROXIMATE
17738 | 4229310708800 | OBWEGESER NASAL SPINE RETRACTOR STAINLESS STEEL BLADE SIZE: 23X40 APPROXIMATE
17739 | 4229310708900 | MINNESOTA UNIVERSITY CHEEK RETRACTOR
17740 | 4229310709000 | SET OF TWO FARABEUF CHEEK RETRACTOR STAINLESS STEEL DOUBLE ENDED TWO DIFFERENT BLADE LENGTH
17741 | 4229310709100 | ROUX CHEEK RETRACTOR STAINLESS STEEL SET OF 3 DIFFERENT SIZE
17742 | 4229310709200 | SURGICAL CHIN RETRACTOR STAINLESS STEEL
17743 | 4229310709300 | TAYLOR FLAB RETRACTOR STAINLESS STEEL DOUBLE ENDED 30X75MM APPROXIMATE
17744 | 4229310709400 | SURGICAL OBWEGESER CURVED OUT GRADE 410-420 SERIES STAINLESS STEEL (HIGH CARBON CONTENT AND A CERTAIN PERCENTAGE OF CHROMIUM) HEAT TREATED FOR GREATER RIGIDITY
17745 | 4229310709500 | SET OF OBWEGESER ABDOMINAL RETRACTORS FOR ILIAC BONE HARVEST STAINLESS STEEL DIFFERENT SIZE
17746 | 4229310709600 | SURGICAL RETRACTOR STAINLESS STEEL MALLEABLE 18X2.5CM
17747 | 4229310709800 | TYRELL SKIN RETRACTOR STAINLESS STEEL SHARP
17748 | 4229310709900 | SKIN HOOK STAINLESS STEEL SHARP 2 PRONGS 15CM APPROXIMATE WORKING END: 2CM APPROXIMATE
17749 | 4229310710000 | SURGICAL MALLEABLE RIBBON RETRACTOR VERY THIN DOUBLE ENDED 19CMX16MM STAINLESS STEEL
17750 | 4229310710100 | DESMARRES EYELID RETRACTORS ASSORTED SIZES
17751 | 4229310710200 | OBWEGESER CHANNEL RETRACTOR FOR MANDIBLE 17CM APPROXIMATE STAINLESS STEEL WORKNG END: 8MM
17752 | 4229310710300 | SURGICAL MALLEABLE RIBBON RETRACTOR VERY THIN DOUBLE ENDED 19CMX22MM STAINLESS STEEL
17753 | 4229310710400 | RAKE RETRACTOR STAINLESS STEEL OVER ALL LENGTH 15CM APPROXIMATE
17754 | 4229310710500 | SIGMOID NOTCH EXTRAORAL RETRACTORS STAINLESS STEEL CONCAVE BLADE FULLY BENT TIP 9 CM APPROXIMATE
17755 | 4229310710600 | RETRACTOR ARTICULATED 14 CM X 14 CM (+/- 1 CM) DISPOSABLE STERILE
17756 | 4229310710700 | OSTOMY COHESIVE SEAL 27-36 MM CONVEX RING SHAPE DISPOSABLE (WOUND AND OSTOMY CARE)
17757 | 4229310710800 | OSTOMY COHESIVE SEAL 37-46 MM CONVEX RING SHAPE DISPOSABLE (WOUND AND OSTOMY CARE)
17758 | 4229310710900 | RETRACTOR VAGINAL SELF-RETAINING DOUBLE RING RETRACTOR SYSTEM 32 CM X 18 CM (+/- 2 CM) TO BE SUPPLIED WITH 8-10 BLUNT STAY HOOKS 5MM DISPOSABLE STERILE
17759 | 4229310711300 | RETRACTOR OMNI (OR EQUIVALENT) SWIVEL RETRACTOR SPLANCHNIC SIZE: 5CM X 15.2CM REUSABLE
17760 | 4229310713100 | RETRACTOR LANGENBECK LENGTH = 21CM BLADE 35 X 7 MM REUSABLE
17761 | 4229310713500 | RETRACTOR RHOTON NERVE 2MM TIP STRAIGHT REUSABLE
17762 | 4229310713800 | RETRACTOR OCTOPUS RICHARDSON RETRACTOR BLADE 2 ½ INCH WIDE (OR EQUIVALENT) REUSABLE
17763 | 4229310715400 | RETRACTOR LANGENBECK 28 X 10 MM LENGTH 21 CM
17764 | 4229310715500 | RETRACTOR COOLEY AORTIC VALVE SHOULD PROVIDE OPTIMUM EXPOSURE OF THE MITRAL VALVE PARTICULARLY FOR COMPLETE VALVE REPLACEMENT THE WIRE FRAME BLADES ARE SHAPED TO HELP SOLVE EXPOSURE PROBLEMS IN THE APPROACH FROM A RIGHT OR LEFT THORACOTOMY LEFT LARGE BLADE WIDTH= 4.5 CM DEPTH: 1 CM OVERALL LENGTH = 22.5 CM DIFFERENT SIZES WITH HANDLE (OR EQUIVALENT) REUSABLE
17765 | 4229310715600 | LAPAROSCOPIC LIVER RETRACTOR 5MM GOLDEN FINGER 36CM REUSABLE
17766 | 4229310715700 | RETRACTOR NATHANSON LIVER 5MM LARGE REUSABLE
17767 | 4229310715800 | RETRACTOR NATHANSON LIVER 5MM MEDIUM REUSABLE
17768 | 4229310715900 | RETRACTOR PEDIATRIC STERNUM DOUBLE BLADE STAINLESS STEEL REUSABLE
17769 | 4229310716000 | RETRACTOR PEDIATRIC STERNUM SINGLE BLADE STAINLESS STEEL REUSABLE
17770 | 4229310716100 | RETRACTOR LIFTING MIDCAB THORALIFT - FRAME RIGHT OPEN REUSABLE
17771 | 4229310716200 | RETRACTOR LIFTING THORAX MIDCAB - FRAME LEFT OPEN REUSABLE
17772 | 4229310716300 | RETRACTOR MICS WITH DOUBLE-HINGE 35X35MM/50X35MM VALVE GATE (OR EQUIVALENT) REUSABLE
17773 | 4229310716400 | RETRACTOR MICS WITH DOUBLE-HINGE 50X40MM/70X40MM VALVE GATE (OR EQUIVALENT) REUSABLE
17774 | 4229310716500 | RETRACTOR VALVE MICS TRIPOD FOR ATRIAL-HOOKS 29-1379/29-1380 VALVE GATE (OR EQUIVALENT) REUSABLE
17775 | 4229310716600 | VALVE SILICONE LEAFLET SIZE 6 MM (OR EQUIVALENT) REUSABLE
17776 | 4229310716700 | SNUGGER ROD STAINLESS STEEL TO SNUGGING SUTURES OR MAKE PURSE STRING TO HOLD THE CANNULAS FOR CANNULATION 1.5 MM IN DIAMETER 26 CM LENGTH REUSABLE
17777 | 4229310716800 | RETRACTOR RIB FINOCHIETTO-BURFORD WITH 2 PAIRS OF BLADES (OR EQUIVALENT) REUSABLE
17778 | 4229310716900 | RETRACTOR AORTA VALVE AND ATRIUM COOLEY MODIF STRUCK 26.5CM (OR EQUIVALENT) REUSABLE
17779 | 4229310717000 | RETRACTOR MITRAL COSGREW (OR EQUIVALENT) REUSABLE
17780 | 4229310717100 | TUBE SUCTION AND IRRIGATION WITH LATERAL HOLES SIZE 3.5 MM LENGTH 20 CM FOR USE WITH HANDLES FOR IRRIGATION AND SUCTION REUSABLE
17781 | 4229310719200 | FAN RETRACTOR DISMANTLING RETRACTABLE SIZE 10 MM LENGTH 36 CM OPENING ANGLE IN EXTENDED POSITION APPROX. 60 DEGREE REUSABLE
17782 | 4229310719400 | RETRACTOR INTEGRATED CORDLESS LED LIGHT SOURCE LED LIGHT SOURCE PRODUCES NO DAMAGING HEAT ON/OFF SWITCH INTEGRATED SMOKE EVACUATION CHANNEL REINFORCED NYLON MATERIAL PROVIDES EXCEPTIONAL STRENGTH AND RIGIDITY ANGLED TIP WITH GRIP FOR IMPROVED TISSUE ADHERENCE LIGHTWEIGHT SIZE: 90 X 60 MM SINGLE USE -STERILE
17783 | 4229310719500 | RETRACTOR ARTICULATED 22 CM X 11 CM (+/-1 CM) DISPOSABLE STERILE
17784 | 4229310719600 | RETRACTOR ARTICULATED 25 CM X 11 CM (+/-1 CM) DISPOSABLE STERILE
17785 | 4229310719700 | RETRACTOR ARTICULATED 28 CM X 18 CM (+/-1 CM) DISPOSABLE STERILE
17786 | 4229310719800 | RETRACTOR ARTICULATED 32-34 CM X 18-22 CM DISPOSABLE STERILE
17787 | 4229310719900 | RETRACTOR ELASTIC STAYS HOOK BLUNT 12MM LARGE DISPOSABLE STERILE
17788 | 4229310720000 | RETRACTOR ELASTIC STAYS HOOK BLUNT 8MM SMALL DISPOSABLE STERILE
17789 | 4229310720100 | RETRACTOR ELASTIC STAYS HOOK SHARP 3MM SMALL DISPOSABLE STERILE
17790 | 4229310720200 | RETRACTOR INTEGRATED CORDLESS MULTI LED LIGHTS ON/OFF BUTTON ALLOWS USER TO CYCLE THROUGH MULTIPLE LIGHTING CONFIGURATIONS LIGHT INTENSITY ADJUSTMENT INTEGRATED DUAL SMOKE EVACUATION CHANNELS FOR RAPID SUCTION GRADED MEASUREMENT MARKERS REINFORCED NYLON MATERIAL PROVIDES EXCEPTIONAL STRENGTH AND RIGIDITY ATRAUMATIC GRIP AT DISTAL END OF BLADE ERGONOMIC HANDLE TOUCH-FREE BATTERY REMOVAL SIZE: 90 X 20 MM SINGLE USE STERILE
17791 | 4229310800100 | "TISSUE STABILIZER FOR MINIMAL INVASIVE SURGERY DISPOSABLE STERILE"
17792 | 4229310801200 | RETRACTOR OMNI (OR EQUIVALENT) STERNAL 7.6CM X 7.6CM REUSABLE
17793 | 4229310801300 | RETRACTOR WEITLANER 2 X 3 PRONGS BLUNT LENGTH 11 CM
17794 | 4229310801900 | "STABILIZER ATTACHMENT SUCTION SHAFT CONNECTION COMPATIBLE WITH FLEX STABILIZER DISPOSABLE STERILE"
17795 | 4229310802000 | "THREE UNIVERSAL STABILIZER ARMS TO DELIVER ATRAUMATIC POSITIONING AND RETRACTION DURING A VARIETY OF SURGICAL PROCEDURES WHERE A PERSON#S HAND IS TRADITIONALLY NEEDED STERILE"
17796 | 4229313300400 | RETRACTOR OMNI (OR EQUIVALENT) FIELD POST REUSABLE
17797 | 4229313900100 | RETRACTOR OMNI (OR EQUIVALENT) SWIVEL RETRACTOR SPLANCHNIC SIZE: 5CM X 11.4CM REUSABLE
17798 | 4229313900400 | RETRACTOR OMNI (OR EQUIVALENT) SWIVEL RETRACTOR MALLEABLE SLOTTED SIZE: 3.8CM X 15.2CM REUSABLE
17799 | 4229313900500 | RETRACTOR OMNI (OR EQUIVALENT) DEAVER SWIVEL 7CM X 11.4CM REUSABLE
17800 | 4229313900600 | RETRACTOR OMNI (OR EQUIVALENT) SWIVEL RETRACTOR FENCE SIZE: 10.2CM X 15.2CM REUSABLE
17801 | 4229313900700 | RETRACTOR OMNI (OR EQUIVALENT) GROIN SWIVEL 3.8CM X 8.9CM REUSABLE
17802 | 4229313900800 | RETRACTOR OMNI (OR EQUIVALENT) SWIVEL RETRACTOR HARRINGTON SWEETHEART SIZE: 5CM X 12.7CM REUSABLE
17803 | 4229313901000 | RETRACTOR THOMPSON KELLY 64MM X 76MM (2 1/2 INCH X 3 INCH) (OR EQUIVALENT) REUSABLE
17804 | 4229313901100 | RETRACTOR OMNI (OR EQUIVALENT) SWIVEL RETRACTOR MAYO SIZE: 7CM X 5CM REUSABLE
17805 | 4229313901200 | RETRACTOR OMNI (OR EQUIVALENT) SWIVEL RETRACTOR MAYO SIZE: 8.9CM X 5CM REUSABLE
17806 | 4229313901500 | RETRACTOR OMNI (OR EQUIVALENT) SWIVEL RETRACTOR RENAL VEIN SIZE: 2.5CM X 15.2CM REUSABLE
17807 | 4229313901700 | RETRACTOR OMNI (OR EQUIVALENT) SWIVEL RETRACTOR MALLEABLE SLOTTED SIZE: 5CM X 16.5CM REUSABLE
17808 | 4229313901800 | RETRACTOR OMNI (OR EQUIVALENT) SWIVEL RETRACTOR MALLEABLE SLOTTED SIZE: 7.6CM X 16.5CM REUSABLE
17809 | 4229313902700 | RETRACTOR OMNI (OR EQUIVALENT) SWIVEL RETRACTOR HARRINGTON SWEETHEART SIZE: 6.4CM X 17.8CM REUSABLE
17810 | 4229313902800 | RETRACTOR OMNI (OR EQUIVALENT) SWIVEL RETRACTOR BLADDER MALLEABLE SIZE: 7.6CM X 15.2CM REUSABLE
17811 | 4229330100000 | DISTRACTOR MANDIBULAR (BODY AND RAMUS) INTRAORAL DEVICE TITANIUM RIGHT ADULT MINI PLATE AND SCREWS (5 7 9 AND 11MM)
17812 | 4229330100100 | DISTRACTOR MANDIBULAR SEGMENT TRANSPORT DEVICE (RIGHT AND LEFT)
17813 | 4229330100400 | INTRADISCAL CERVICAL DISTRACTOR LOW PROFILE ASSORTED SIZES AND LENGTHS AS REQUIRED BY END USER SPINAL
17814 | 4229330100600 | DISTRACTOR TRANSVERSE PALATAL DEVICE DIFFERENT LENGTHS
17815 | 4229330100800 | DISTRACTOR TITANIUM MINI PLATE TRANSPORT SEGMENT AND RECONSTRUCTIVE PLAT FOR LOWER SEGMENT FOR INTRAORAL DEVICE TITANIUM FOR VERTICAL ALVEOLAR RIDGE DISTRACTION: MINIPLATE AND SCREWS (5 7 9MM) LENGTH OF DISTRACTOR (20-25MM)
17816 | 4229330100900 | DISTRACTOR TITANIUM MINI PLATE INTRAORAL DEVICE FOR VERTICAL ALVEOLAR RIDGE DISTRACTION MINI PLATE AND SCREWS (5 7 9MM) LENGTH OF DISTRACTOR (10-15MM)
17817 | 4229330101000 | DISTRACTOR MANDIBULAR EXTRAORAL THREE DIMENSION DEVICE TITANIUM (SIZE/TYPE TO BE SPECIFIED)
17818 | 4229330101100 | DISTRACTOR MANDIBULAR EXTRAORAL TWO DIMENSION DEVICE TITANIUM (SIZE/TYPE TO BE SPECIFIED)
17819 | 4229330101200 | DISTRACTOR MIDFACE LEFORT THREE AND MONOBLOC LEFT DEVICE
17820 | 4229330101300 | DISTRACTOR MIDFACE LEFORT THREE AND MONOBLOC RIGHT DEVICE
17821 | 4229330101400 | DISTRACTOR TITANIUM MICRO PLATE INTRAORAL DEVICE FOR VERTICAL ALVEOLAR RIDGE DISTRACTION MICRO-PLATES AND SCREWS (5 7 9MM) LENGTH O F DISTRACTOR (15-20MM)
17822 | 4229330102000 | DISTRACTOR MANDIBULAR EXTRAORAL KIT TITANIUM (PATIENT SCREWDRIVER DRILL BIT PLATE HOLDER AND POSITIONER MODELLING PLIER)
17823 | 4229330102400 | DISTRACTOR MAXILLARY EXTRAORAL KIT TITANIUM (PATIENT SCREWDRIVER DRILL BIT PLATE HOLDER AND POSITIONER MODELLING PLIER)
17824 | 4229330102600 | DISTRACTOR RAMUS TRANSPORT DISTRACTOR WIDTH DIFFERENT LENGTH RAMUS TRANSPORT DISTRACTOR WITH EXCHANGEABLE FOOT PLATE DISTRACTION LENGTH UP TO 30MM WITH CONSOLIDATION PLATE TO STABILIZE THE BONE AFTER END OF ACTIVE DISTRACTION PERIOD WITH DETACHABLE FLEXIBLE ACTIVATORS IN LENGTH 30MM 40MM 50MM
17825 | 4229330102800 | DISTRACTOR TITANIUM MICRO PLATE INTRAORAL DEVICE FOR VERTICAL ALVEOLAR RIDGE DISTRACTION MICRO PLATES AND SCREWS (5 7 9MM) LENGTH O F DISTRACTOR (10-15MM) LOCATION:
17826 | 4229330103000 | DISTRACTOR TITANIUM MICRO PLATE INTRAORAL DEVICE TITANIUM FOR VERTICAL ALVEOLAR RIDGE DESTRUCTION MINIPLATE AND SCREWS (5 7 9 MM)
17827 | 4229330103100 | SCREWS FOR EXTRAORAL DISTRACTOR (ASSORTED SIZE AND DIAMETER)
17828 | 4229330103200 | TITANIUM PINS FOR INTRAORAL DISTRACTOR (SIZE/TYPE TO BE SPECIFIED)
17829 | 4229330103300 | ADULT FEMORAL DISTRACTOR COMPLETE SET WITH 20 PINS ASSORTED SIZES WITH GRAPHIC TRAY AND BOX ORTHOPEDIC
17830 | 4229330103400 | CERVICAL DISTRACTOR SYSTEM WITH ALL NECESSARY PARTS (INCLUDES TWO DRILL GUIDES HINGED LEFT AND RIGHT DISTRACTOR FOR ONE LEVEL TWO SCREW DRIVER S TWO TWIST DRILLS 20 DISTRACTION SCREW S (12 MM) 20 DISTRACTION SCREW S (14 MM) 6 DISTRACTION SCREW S (16 MM) SPINAL
17831 | 4229330103600 | UNIVERSAL HIP DISTRACTOR LEG (DOUBLE LEG ASSEMBLY) FOR HIP ARTHROSCOPY ORTHOPEDIC
17832 | 4229330103700 | DISTRACTOR ALVEOLAR (VERTICAL) INTRAORAL STANDARD KIT (PATIENT SCREWDRIVER DRILL BIT PLATE HOLDER AND POSITIONER MOD = ELLING PLIER)
17833 | 4229330103800 | DISTRACTOR MAXILLARY INTRAORAL DEVICE TITANIUM MINI PLATE (UNIDIRECTIONAL) RIGHT AND LEFT WITH SCREWS (5 7 9MM)
17834 | 4229330103900 | DISTRACTOR TITANIUM MINI PLATE TRANSPORT SEGMENT AND RECONSTRUCTIVE PLATE FOR LOWER SEGMENT FOR INTRAORAL DEVICE TITANIUM FOR VERTICAL ALVEOLAR RIDGE DISTRACTION: MINI PLATE AND SCREWS (5 7 9MM) LENGTH OF DISTRACTOR (25-30MM)
17835 | 4229330104000 | KIT DISTRACTOR LENGTHENING MANDIBULAR/INTRAORAL TITANIUM INCLUDES: PATIENT SCREWDRIVER/SCREWDRIVER/DRILL BIT/PLATE HOLDER AND POSITIONER/MODELLING PLIER
17836 | 4229330104100 | DISTRACTOR MANDIBULAR TRANSVERSE MIDLINE
17837 | 4229330104200 | DISTRACTOR MAXILLARY INTRAORAL KIT (PATIENT SCREWDRIVER DRILL BIT PLATE HOLDER AND POSITIONER MODELLING PLIER)
17838 | 4229330104300 | DISTRACTOR MAXILLARY TRANSVERSE PALATAL KIT (PATIENT SCREWDRIVER DRILL BIT PLATE HOLDER AND POSITIONER MODELLING PLIER)
17839 | 4229330104400 | DISTRACTOR MIDFACE EXTRAORAL KIT (PATIENT SCREWDRIVER DRILL BIT PLATE HOLDER AND POSITIONER MODELLING PLIER)
17840 | 4229330104500 | DISTRACTOR TITANIUM MINI PLATE INTRAORAL DEVICE FOR VERTICAL ALVEOLAR RIDGE DISTRACTION MINI PLATE AND SCREWS (5 7 9MM) LENGTH OF DISTRACTOR (15-20MM)
17841 | 4229330104600 | DISTRACTOR MIDFACE EXTRAORAL DEVICE
17842 | 4229330104700 | DISTRACTOR MANDIBULAR (BODY AND RAMUS) INTRAORAL DEVICE TITANIUM LEFT ADULT MINI PLATE AND SCREWS (5 7 9 AND 11MM)
17843 | 4229330104800 | DISTRACTOR MANDIBULAR TRANSVERSE MIDLINE KIT (PATIENT SCREWDRIVER DRILL BIT PLATE HOLDER AND POSITIONER MODELLING PLIER)
17844 | 4229330105300 | DISTRACTOR FOR PEDIATRIC LIMB RECONSTRUCTION LENGTHENING SYSTEM ASSORTED SIZES
17845 | 4229330200000 | SUPERIOR SMITH RAMUS BONE SEPARATOR/SEPARATOR WITH UNIQUE BLADE ACTION 3 LEGS 21-23 CM WITH INTER LOCKING JAWS
17846 | 4229330400000 | SET BONE CUTTER (SMALL MEDIUM AND LARGE)
17847 | 4229330400100 | BONES SPREADER WITH ANGLED THIN BLADES
17848 | 4229330400200 | LAMINAR SPREADER LARGE SPINAL
17849 | 4229330400300 | LAMINAR SPREADER SMALL SPINAL
17850 | 4229330400500 | RETRACTOR WULLSTEIN 3 X 3 PRONGS LENGTH 11 CM
17851 | 4229330400600 | RETRACTOR FISCH DURA RETRACTOR LENGTH 16 CM TO 20 CM
17852 | 4229330400700 | FISCH GLOMUS RETRACTOR (INFRATEMPORAL FOSSA RETRACTOR) SIZE 21 X 16 CM
17853 | 4229330400800 | SPREADER VOCAL CORD WITH RATCHET AND CLEANING CONNECTOR LENGTH 24CM
17854 | 4229330400900 | RETRACTOR SENN-MÜLLER DOUBLE-ENDED ONE SIDE WITH 3 SHARP PRONGS OTHER SIDE WITH BLUNT BLADE LENGTH 16 CM
17855 | 4229340000000 | CUP EFFICIENT TO GUIDE COLPOTOMY DURING TOTAL LAPAROSCOPIC HYSTERECTOMY AND PREVENT LOSS OF PNEUMOPERITONEUM DURING AND AFTER COLPOTOMY WITH FREE HANDLE ASSORTED SIZES STERILE DISPOSABLE
17856 | 4229340100200 | GUIDING SHEATH PTFE COATED SS COIL 6FR - 90 CM ANGLED
17857 | 4229340100400 | GUIDING SHEATH PTFE COATED SS COIL 6FR - 90 CM STRAIGHT
17858 | 4229340100600 | GUIDING SHEATH PTFE COATED SS COIL 7FR - 90 CM MP
17859 | 4229340100700 | GUIDING SHEATH PTFE COATED SS COIL 7FR - 90 CM STRAIGHT
17860 | 4229340600200 | SUPINE HIP POSITIONING SYSTEM FOR HIP ARTHROSCOPY ORTHOPEDIC
17861 | 4229340604600 | CLIP FOR BUNDLE RING TO GROUP THE INSTRUMENT MEDIUM
17862 | 4229340604700 | CLIP FOR BUNDLE RING TO GROUP THE INSTRUMENT SMALL
17863 | 4229340605600 | "HEART POSITIONERS IMPROVED CLAMP DESIGN PROVIDES INCREASED STABILITY OF THE POSITIONER ON THE RETRACTOR CLAMP CAN BE APPLIED TO THE RETRACTOR DISPOSABLE STERILE"
17864 | 4229340605700 | POSITIONER ATTACHMENT SUCTION SHAFT CONNECTION DISPOSABLE STERILE
17865 | 4229340700000 | SPECULUM CUSCO VAGINAL INDIVIDUALLY PACKED SIZE: LARGE DISPOSABLE
17866 | 4229340700500 | DILATION BALLOON FOR NEPHROSTOMY TRACT WITH RADIOPAQUE MARKERS THE FUNCTIONAL DILATING PORTION IS 15CM IN LENGTH AND DIAMETER OF 10 MM BURST PRESSURE 20 ATM CATHETER IS 6 FRENCH AND 55 CM LENGTH WITH GUIDE WIRE OF 0.038 INCH WITH TFE SHEATH AND INFLATION DEVICE DISPOSABLE STERILE
17867 | 4229340700600 | SPECULUM CUSCO VAGINAL INDIVIDUALLY PACKED SIZE: SMALL DISPOSABLE
17868 | 4229340701400 | SET URETERIC DILATOR HYDROPHILIC LENGTH APPROXIMATELY 60 - 70 CM FROM 6 CH TO 10 CH DISPOSABLE STERILE
17869 | 4229340702100 | SPECULUM EXAMINATION INSERT SPECULUM REGULAR SIZE
17870 | 4229340702200 | SPECULUM OTOSCOPE 4.5 MM TO FIT KEELER OTOSCOPE
17871 | 4229340702300 | SPECULUM CUSCO VAGINAL INDIVIDUALLY PACKED SIZE: MEDIUM WITH BUILT IN LIGHT SOURCE DISPOSABLE
17872 | 4229340702400 | HYDROPHILIC COATING URETERIC BALLOON DILATOR 5 FR TAPERED TIP WITH GUIDE WIRE 0.038 INCH RADIO-OPAQUE MARKERS AT BOTH END OF THE BALLOON BURST PRESSURE 20ATM INFLATED BALLOON DIAMETER 6 MM AND LENGTH 6 CM WITH INFLATION DEVICE DISPOSABLE STERILE
17873 | 4229340702500 | HYDROPHILIC COATING URETERIC BALLOON DILATOR 5 FR TAPERED TIP WITH GUIDE WIRE 0.038 INCH RADIO-OPAQUE MARKERS AT BOTH END OF THE BALLOON BURST PRESSURE 20 ATM INFLATED BALLOON DIAMETER 4 MM AND LENGTH 4 CM WITH INFLATION DEVICE DISPOSABLE STERILE
17874 | 4229341000000 | DEVICE EXTERNAL REMOTE FOR INTRAMEDULLARY EXPANDABLE NAIL FIXATION
17875 | 4229341400000 | SET COMPLETE INSTRUMENTATION FOR FEMUR DYNAMIC AND CONDYLAR TITANIUM HIP SCREW
17876 | 4229350000000 | "IRRIGATION TUBE FOR CARDIAC ELECTROPHYSIOLOGY IRRIGATION CATHETER"
17877 | 4229350100300 | SURGICAL ASPIRATOR TIPS KIT METAL AUTOCLAVABLE RIGHT ANGLE BEND FITS IN HIGH VOLUME SUCTION DIAMETER OF OPENING 1.5MM 2.5MM 3 MM
17878 | 4229350103800 | CATHETER SILICONE 3-WAYS PROSTATECTOMY HYDRO X-FLOW DUFOUR FOR PROSTATIC HEMATURIA SIZE: 22 FR 80 ML BALLOON STERILE
17879 | 4229350103900 | CATHETER SILICONE 3-WAYS PROSTATECTOMY HYDRO X-FLOW DUFOUR FOR PROSTATIC HEMATURIA SIZE: 24 FR 80 ML BALLOON STERILE
17880 | 4229350104400 | NEEDLE RETROBULBAR ATKINSON 23G X 1-1/2IN STRAIGHT SHAFT STERILE
17881 | 4229350104700 | CANNULA 25 GAUGE BRODY FEMTOSECOND DISSECTING FOR LASER-ASSISTED CATARACT SURGERY STERILE
17882 | 4229350105000 | CANNULA 27G NUCLEUS HYDRO DISSECTION BEVELED TIP ANGLED 8MM STERILE
17883 | 4229350106200 | SUCTION TUBE WITH CUT-OFF HOLE AND STYLET LUER WORKING LENGTH 15 CM 2.5 MM OR EQUIVALENT SPINAL
17884 | 4229350106300 | SUCTION TUBE WITH DISTAL NERVE RETRACTOR WITH CUT-OFF HOLE LUER-LOCK CONNECTOR DIAMETER 2.7 MM WORKING LENGTH 15 CM OR EQUIVALENT SPINAL
17885 | 4229350106400 | CANNULA SUCTION FUKUSHIMA TAPERED TEAR DROP ASSORTED SIZES
17886 | 4229350106500 | TUBE INSULATED SUCTION COAGULATOR LENGTH 18CM FOR OROPHARYNGEAL
17887 | 4229350106600 | TUBE INSULATED SUCTION COAGULATOR LENGTH 21CM FOR LARYNGOLOGY
17888 | 4229350106700 | TUBE INSULATED SUCTION COAGULATOR LENGTH 23CM FOR LARYNGOLOGY
17889 | 4229350106800 | TUBE INSULATED SUCTION COAGULATOR LENGTH 35CM FOR LARYNGOLOGY
17890 | 4229350106900 | TUBE SUCTION BARON LENGTH 10 CM ASSORTED DIAMETERS REUSABLE
17891 | 4229350107000 | TUBE SUCTION BARON LENGTH 6 CM ASSORTED DIAMETERS REUSABLE
17892 | 4229350107100 | TUBE SUCTION BARON LENGTH 7 CM ASSORTED DIAMETERS REUSABLE
17893 | 4229350107200 | TUBE SUCTION BARON LENGTH 7.5 CM ASSORTED DIAMETERS REUSABLE
17894 | 4229350300300 | CURETTE INTRA UTERINE 12 MM RIGID CURVED DISPOSABLE STERILE
17895 | 4229350300400 | CURETTE INTRA UTERINE 6 MM RIGID CURVED DISPOSABLE STERILE
17896 | 4229350300500 | CURETTE INTRA UTERINE 8 MM RIGID CURVED DISPOSABLE STERILE
17897 | 4229350300600 | CURETTE SKIN 7 MM DISPOSABLE STERILE
17898 | 4229350300700 | CURETTE SKIN 2 MM DISPOSABLE STERILE
17899 | 4229350301100 | SUCTION TUBE PVC THICKNESS 3MM LENGTH 8-9 FEET DISPOSABLE COMPATIBLE WITH VASER OR EQUIVALENT
17900 | 4229350301400 | CURETTE DEWAXING EAR CURETTE ASSORTED SIZES DISPOSABLE
17901 | 4229350301500 | CURETTE FRONTAL SINUS CURETTE
17902 | 4229350301600 | MICROSUCTION OTOLOGY LENGTH 8 CM ASSORTED DIAMETERS REUSABLE
17903 | 4229350301700 | C SUCTION TUBE CURVED 6 MM LUER-LOCK OUTER DIAMETER 1 MM LENGTH 8 CM CONICAL
17904 | 4229350301800 | C SUCTION TUBE CURVED 6 MM LUER-LOCK OUTER DIAMETER 1.2 MM LENGTH 8 CM CONICAL
17905 | 4229350301900 | C SUCTION TUBE CURVED 6 MM LUER-LOCK OUTER DIAMETER 1.6 MM LENGTH 8 CM CONICAL
17906 | 4229350302000 | C SUCTION TUBE CURVED 8 MM LUER-LOCK OUTER DIAMETER 1.6 MM LENGTH 8 CM CONICAL
17907 | 4229350302100 | CURETTE DEWAXING EAR CURETTE DISPOSABLE PACK OF 50
17908 | 4229350302200 | CURETTE KUHN-BOLGER FRONTAL SINUS 55° CURVED OVAL FORWARD CUTTING LENGTH 19 CM
17909 | 4229350302300 | CURETTE KUHN-BOLGER FRONTAL SINUS 90° CURVED OVAL FORWARD CUTTING LENGTH 19 CM
17910 | 4229350302400 | CURETTE MALLEABLE SUCTION SHARP CUP 115 MM
17911 | 4229350302500 | HOUSE DOUBLE CURETTE MEDIUM SPOON SIZES 1 X 1.6 MM AND 2 X 3.5 MM LENGTH 18 CM
17912 | 4229350302600 | HOUSE DOUBLE CURETTE MEDIUM SPOON SIZES 1 X 1.8 MM AND 2 X 2.8 MM LENGTH 15 CM
17913 | 4229350302700 | MAGNIFIER LENS FOR LIGHTED CURETTES - COMPATIBLE WITH END USER CURETTES FOR CERUMEN MANAGEMENT
17914 | 4229350400900 | LACRIMAL CANNULA 26 GAUGE CURVED DISPOSABLE STERILE
17915 | 4229350401400 | CANNULA OPHTHALMIC FLAT TIP SUB-TENON ANESTHESIA CURVED 1.10 X 25 MM (19G X 1IN) DISPOSABLE STERILE
17916 | 4229350401500 | CANNULA OPHTHALMIC 27GA 60 DEG REVISION PICK STERILE
17917 | 4229350402700 | SIMCOE CANNULA IRRIGATION AND ASPIRATION ASSORTED SIZES REGULAR/REVERSE AS PER HOSPITAL REQUEST DISPOSABLE STERILE
17918 | 4229350403100 | CANNULA LACRIMAL 19 GAUGE STRAIGHT 1.1 X 20 MM SHAFT ATTACHED TO 23G DISPOSABLE STERILE
17919 | 4229350403300 | LACRIMAL CANNULA 26 GAUGE X1 1/8 INCH VISITEC OR EQUIVALENT 0.45 X 28 MM STRAIGHT STERILE
17920 | 4229350403400 | LIQUID PERFLOUROCARBON VISCOSITY 1 4 MPAS 5ML VIAL STERILE
17921 | 4229350600200 | SYRINGE BULB PLASTIC FOR IRRIGATION AND SUCTION CATHETER TIP GRADUATED 60 ML STERILE
17922 | 4229350600300 | SYRINGE BULB NEONATE MANUAL ASPIRATOR SOFT RUBBER AND NARROW TIP SYRINGE LATEX FREE INDIVIDUALLY PACKED DISPOSABLE STERILE
17923 | 4229350700000 | DRAINAGE RESERVOIR SUCTION WOUND WITH Y CONNECTOR AND ANTI REFLUX VALVE AND ADAPTOR 100-150 ML DISPOSABLE STERILE
17924 | 4229350700200 | DRAINAGE RESERVOIR SUCTION WOUND WITH Y CONNECTOR AND ANTI REFLUX VALVE AND ADAPTOR 300-350 ML DISPOSABLE STERILE
17925 | 4229350900100 | BAG CLEAR PLASTIC DIATHERMY AND SUCTION WITH 2 POCKETS AND ADHESIVE 40 X 35 CM ( +/- 3 CM ) STERILE
17926 | 4229351103800 | FILTER DISPOSABLE FOR VAC HAIR REMOVAL SYSTEM (1 CLIP VAC MACHINE FREE OF CHARGE WITH EACH 300 FILTER)
17927 | 4229351400100 | SUCTION LINER 1500ML DISPOSABLE (SHOULD BE FIT IN EACH HOSPITAL STANDARD LINER)
17928 | 4229351400300 | TRAY LINER MADE OF CELLULOSE FIBERS 80 G TO BE USE UNDER THE SURGICAL TRAY TO ABSORB ANY MOISTURE AFTER THE CYCLE WHITE SIZE 280X520 MM.
17929 | 4229351400400 | TRAY LINER MADE OF CELLULOSE FIBERS 80 G TO BE USE UNDER THE SURGICAL TRAY TO ABSORB ANY MOISTURE AFTER THE CYCLE WHITE SIZE 241 X 317 MM.
17930 | 4229351400500 | TRAY LINER MADE OF CELLULOSE FIBERS 80 G TO BE USE UNDER THE SURGICAL TRAY TO ABSORB ANY MOISTURE AFTER THE CYCLE WHITE SIZE 482 X 635 MM.
17931 | 4229351400600 | TRAY LINER MADE OF CELLULOSE FIBERS 80 G TO BE USE UNDER THE SURGICAL TRAY TO ABSORB ANY MOISTURE AFTER THE CYCLE WHITE SIZE 457 X 610 MM.
17932 | 4229351400700 | LINER SUCTION LINER WITH BUILT - IN VALVE AND FILTER BAXTER SYSTEM OR EQUIVALENT 1500 ML DISPOSABLE
17933 | 4229351400800 | LOADING UNIT STAPLER LINEAR CUTTER FOR LAPAROSCOPIC 45 MM 4.2-4.3 MM FOR VERY THICK TISSUE DISPOSABLE STERILE
17934 | 4229351400900 | LOADING UNIT RETICULATING 30 X 3.5 BLUE FOR STAPLER UNIVERSAL ENDOGIA ROTICULATOR STERILE
17935 | 4229351401000 | LOADING UNIT RETICULATING WITH TRI-STAPLER TECHNOLOGY 30 / 2-2.5-3 MM INTEGRATED KNIFE DISPOSABLE STERILE
17936 | 4229351401100 | LOADING UNIT FOR TRANSVERSE ANASTOMOSIS 30 MM 2.5 MM WHITE STERILE
17937 | 4229351401500 | SUCTION LINER 700ML DISPOSABLE (SHOULD BE FIT IN EACH HOSPITAL STANDARD LINER)
17938 | 4229351401600 | LINER FOR SUCTION CANISTER DISPOSABLE
17939 | 4229351500800 | SUCTION TUBE FINGER CONTROL ANGLED MALLEABLE 4INCH WORKING LENGTH ASSORTED FRENCH SIZES 6 TO 12 OR EQUIVALENT SPINAL
17940 | 4229351501000 | SUCTION TUBE FINGER CONTROL ANGLED MALLEABLE 7INCH WORKING LENGTH ASSORTED FRENCH SIZES 6 TO 12 OR EQUIVALENT SPINAL
17941 | 4229351504600 | MICROSUCTION OTOLOGY LENGTH 7 CM ASSORTED DIAMETERS REUSABLE
17942 | 4229351600000 | GUARD CONTAMINATED SHOULD BE COMPATIBLE WITH HOSPITAL MACHINE
17943 | 4229351600800 | GUIDEWIRE HYDROPHILIC COATED ANGLED TIP 0.035 X 130-150 CM LENGTH DISPOSABLE STERILE
17944 | 4229351600900 | GUIDEWIRE TEFLON (PTFE) COATED STRAIGHT TIP 0.032 X 130-150 CM LENGTH DISPOSABLE STERILE
17945 | 4229351601000 | GUIDEWIRE PTFE COATED T-SHAPED 0.028 INCH X 150CM LENGTH FOR PEDIATRIC UROLOGY DISPOSABLE STERILE
17946 | 4229352102000 | SUCTION CANISTER PLASTIC DISPOSABLE
17947 | 4229352600100 | BACK FLUSH HANDLE WITH BLUNT NEEDLE 25 GAUGE STERILE DISPOSABLE
17948 | 4229352600200 | CANALOPLASTY KIT 3PCS (MICROCATHETER + VESCOLASTIC IN SCREW SYRINGE + KINFE) STERILE
17949 | 4229352700000 | SURGICAL IRRIGATION TUBE FOR IMPLANT MOTOR FROM SOLUTION BAG TO HANDPIECE DISPOSABLE STERILE ADJUSTABLE FLOW RATE 30-150 ML/MINUTE COMPATIBLE WITH EACH HOSPITAL IMPLANT MOTOR SYSTEM
17950 | 4229360300000 | UTERINE SOUND WITH MEASURING MARKS STERILE DISPOSABLE
17951 | 4229370100100 | CRUSHER BONE CRUSHING COLLECTED BONE AUTOCLAVABLE STAINLESS STEEL FOR BONE AUGMENTATION/DENTAL
17952 | 4229370200000 | BUR CARBIDE HP FLAME MEDIUM CUTTING SIZE 6.0 MM ISO# 500 - 104 - 274 - 190 - 060
17953 | 4229380100100 | SUTURE PASSER AND RETRIEVER FOR SHOULDER ARTHROSCOPIC REPAIR DISPOSABLE
17954 | 4229380300400 | STRIPPER OPEN TENDON FOR HAMSTRING HARVEST ASSORTED LENGTHS
17955 | 4229380300700 | DESMET SCORER SPATULA DISPOSABLE
17956 | 4229380400000 | PCL TUNNEL SMOOTHER DISPOSABLE ASSORTED SIZES OR EQUIVALENT
17957 | 4229410200000 | PIN HOLDER SKELETAL TRACTION ASSORTED SIZES AS REQUESTED BY END USER ORTHOPEDIC
17958 | 4229420011600 | SINGLE USE REMOVAL KIT FOR INTRAGASTRIC BALLOON ASSORTED SIZES
17959 | 4229420100400 | "ARTERIOVENOUS (AV) FISTULA PACK FOR ADULT 1PC BACK TABLE COVER 60 X 90 2PC ABSORBENT TOWEL 17X20 (43X51CM) 1PC MAYO STAND COVER 23 X 47 W/7 CUFF (SMALL) HAND TOWEL 5PC OR CLOTH BLUE 44X60 CM 1PC IMPERVIOUS SPLIT SHEET 60 X 70 4X21 SPLIT 1PC ORTHO ARTS HAND DRAPE 150X62X114 DISPOSABLE STERILE"
17960 | 4229420108800 | CLAMP ADULT VASCULAR/CROSS CLAMP 30-35 DEGREE ANGLED 6 1/4 17-18CM JAW 60-80 MM TO CLAMP THE AORTA DURING CARDIAC SURGERY REUSABLE
17961 | 4229420108900 | DILATOR GARRETT VASCULAR STAINLESS STEEL 14CM 1MM (OR EQUIVALENT) REUSABLE
17962 | 4229420109000 | DILATOR GARRETT VASCULAR STAINLESS STEEL 14CM 1.5MM (OR EQUIVALENT) REUSABLE
17963 | 4229420109100 | DILATOR GARRETT VASCULAR STAINLESS STEEL 14CM 2MM (OR EQUIVALENT) REUSABLE
17964 | 4229420200000 | SINGLE UNIT HINGED LARGE MONO AXIAL EXTERNAL FIXATOR OR EQUIVALENT ASSORTED SIZES
17965 | 4229420200100 | SINGLE UNIT HINGED MEDIUM MONO AXIAL EXTERNAL FIXATOR OR EQUIVALENT ASSORTED SIZES
17966 | 4229420200200 | SINGLE UNIT HINGED SMALL MONO AXIAL EXTERNAL FIXATOR OR EQUIVALENT ASSORTED SIZES
17967 | 4229420204800 | VICE PLATE (SUITABLE FOR FIXATION OF STEINMANN PIN OR SCHANZ SCREW ) ASSORTED SIZE S AS REQUESTED BY END USER ORTHOPEDIC
17968 | 4229420300600 | SET COMPLETE PERCUTANEOUS BONE GRAFT INSTRUMENTATION WITH NECESSARY GRAPHIC CASE AND BOX
17969 | 4229420304900 | DINGMAN ZYGOMATIC HOOK STAINLESS STEEL POINTED TIP 20CM
17970 | 4229420305100 | FORCEPS GERALD 1MM STRAIGHT 18CM REUSABLE
17971 | 4229420501000 | INSTRUMENTATION SET COMPLETE AND NECESSARY STERILIZATION TRAY FOR ANTERIOR CERVICAL DYNAMIC PLATE AND SCREW FIXATION SPINAL
17972 | 4229420501400 | INSTRUMENTATION SET COMPLETE AND NECESSARY STERILIZATION CASE (TRAY BOX LID) FOR CEMENT AUGMENTED PEDICLE TITANIUM SCREWS FOR OSTE OPOROSIS POSTERIOR THORACOLUMBAR FIXATION (TITANIUM) SPINAL
17973 | 4229420501500 | INSTRUMENTATION AND IMPLANT SET COMPLETE AND NECESSARY STERILIZATION CASE (TRAY BOX LID) FOR POLYETHYLENE (PEEK) ANTERIOR LUMBAR INTERBODY FUS ION CAGES (ALIF) SPINAL
17974 | 4229420501800 | INSTRUMENTATION AND IMPLANT SET COMPLETE AND NECESSARY STERILIZATION CASE (TRAY BOX LID) FOR PEEK (BANANA CAGE) TRANSFORAMINAL LUMBAR INTERBOD Y FUSION (TLIF) CAGES SPINAL
17975 | 4229420501900 | INSTRUMENTATION SET COMPLETE AND NECESSARY STERILIZATION CASE (TRAY BOX LID) FOR POLYETHYLENE (PEEK) ANTERIOR CERVICAL DISC FUSION CAGES SPIN AL
17976 | 4229420502000 | VERTEBRAL BIOPSY SET DISPOSABLE STERILE SPINAL
17977 | 4229420502100 | INSTRUMENTATION SET COMPLETE AND NECESSARY STERILIZATION CASE (TRAY BOX AND LID) TRAY FOR LAMINOPLASTY SPINAL
17978 | 4229420502200 | INSTRUMENTATION AND IMPLANT SET COMPLETE AND NECESSARY STERILIZATION CASE (TRAY BOX AND LID) FOR CERVICAL DISC PROSTHESIS SPINAL
17979 | 4229420502500 | INSTRUMENTATION SET COMPLETE AND NECESSARY STERILIZATION CASE (TRAY BOX LID) FOR PEEK CAGE ANTERIOR CERVICAL DISC FUSION SPINAL
17980 | 4229420502700 | INSTRUMENTATION SET COMPLETE AND NECESSARY STERILIZATION CASE (TRAY BOX LID) FOR POLYETHYLENE (PEEK) LATERAL LUMBAR INTERBODY FUSION SPINAL
17981 | 4229420502800 | INSTRUMENTATION AND IMPLANT SET COMPLETE AND NECESSARY STERILIZATION CASE WITH ALL THE REQURED TRAY AND CASES (TRAY BOX LID) FOR TITANIUM ANTERIOR LUMBAR INTERBODY FUSION (ALIF) SPINAL
17982 | 4229420502900 | INSTRUMENTATION AND IMPLANT SET COMPLETE AND NECESSARY STERILIZATION CASE (TRAY BOX LID) FOR TITANIUM EXPANDABLE THORACOLUMBAR VERTEBRAL BODY REPLACEMENT CAGES SPINAL
17983 | 4229420503100 | INSTRUMENTATION SET COMPLETE AND NECESSARY STERILIZATION CASE (TRAY BOX LID) FOR TITANIUM ANTERIOR THORACOLUMBAR VERTEBRAL BODY REPLACEMENT ME SH CAGE SPINAL
17984 | 4229420503200 | INSTRUMENTATION SET COMPLETE AND NECESSARY STERILIZATION CASE (TRAY BOX LID) FOR MULTI LEVEL (3 AND MORE LEVELS) POSTERIOR PERCUTANEOUS CANNULATED MINIMAL INVASIVE THORACOLUMBAR FIXATION SPINAL
17985 | 4229420503300 | INSTRUMENTATION SET COMPLETE AND NECESSARY STERILIZATION CASE (TRAY BOX LID) FOR TITANIUM TRANSFORAMINAL LUMBAR INTERBODY FUSION (TLIF) CAGE S SPINAL
17986 | 4229420508500 | WIRE CERCLAGE ASSORTED DIAMETERS AND LENGTHS
17987 | 4229420508600 | INSTRUMENTATION SET COMPLETE AND NECESSARY STERILIZATION CASE (TRAY BOX AND LID) FOR OCCIPITO - CERVICAL FIXATION. OCCIPITAL PLATE RODS HOOKS LATERAL MASS SCREW S SPINAL
17988 | 4229420508700 | INSTRUMENTATION SET COMPLETE AND NECESSARY STERILIZATION CASE (TRAY BOX AND LID) FOR PEDIATRIC THORACO LUMBO SACRAL FIXATION SPINAL
17989 | 4229420509000 | SET COMPLETE INSTRUMENTATION FOR KIRSCHNER AND CERCLAGE WIRE FIXATION WITH ALL ATTACHMENTS AND NECESSARY CASES
17990 | 4229420510500 | FORCEPS NEURO GIRAFFE 55 DEGREE UPTURNED VERTICAL OPENING CUPPED JAW REUSABLE
17991 | 4229420510600 | FORCEPS NEURO GIRAFFE 90 DEGREE UPTURNED HORIZONTAL OPENING CUPPED JAW REUSABLE
17992 | 4229420510700 | FORCEPS NEURO GIRAFFE 90 DEGREE UPTURNED VERTICAL OPENING CUPPED JAW REUSABLE
17993 | 4229420512800 | NOSE CONE FOR ELECTROSURGERY 23 KHZ SHOULD BE COMPATIBLE WITH HOSPITAL MACHINE
17994 | 4229420518300 | INSTRUMENTATION SET COMPLETE AND NECESSARY STERILIZATION CASE (TRAY BOX AND LID) FOR TITANIUM ANTERIOR CERVICAL CORPECTOMY EXPANDABLE CAGES SPINAL
17995 | 4229420518400 | SET COMPLETE INSTRUMENTATION BASIC STAINLESS STEEL SMALL FRAGMENT FIXATION
17996 | 4229420518500 | IMPLANT COMPLETE SET AND NECESSARY STERILIZATION CASE (TRAY BOX LID) FOR TITANIUM CAGE ANTERIOR CERVICAL DISC FUSION SPINAL
17997 | 4229420518600 | INSTRUMENTATION COMPLETE SET FOR EXPANDABLE TITANIUM IMPLANT FOR COMPRESSION FRACTURE SPINAL
17998 | 4229420518700 | INSTRUMENTATION SET COMPLETE AND NECESSARY STERILIZATION CASE (TRAY BOX LID) FOR ANTERIOR CERVICAL DISC FUSION PLATE SPINAL
17999 | 4229420518800 | INSTRUMENTATION SET COMPLETE AND NECESSARY STERILIZATION CASE (TRAY BOX LID) FOR POLYETHYLENE (PEEK) OBLIQUE LUMBAR INTERBODY FUSION SPINAL
18000 | 4229420518900 | INSTRUMENTATION SET COMPLETE AND NECESSARY STERILIZATION CASE (TRAY BOX LID) FOR TITANIUM CAGE ANTERIOR CERVICAL DISC FUSION SPINAL
18001 | 4229420519000 | INSTRUMENTATION SET COMPLETE AND NECESSARY STERILIZATION CASE (TRAY BOX LID) INCLUDING THE INSERTER FOR PEEK CAGE FOR ANTERIOR CERVICAL DISC FUSION SPINAL
18002 | 4229420519100 | INSTRUMENTATION SET COMPLETE FOR TUBULAR MICRO DISCECTOMY (INCLUDING RETRACTORS SYSTEM AND TOOLS) SPINAL
18003 | 4229420519200 | RETRACTOR COMPLETE SET FOR ANTERIOR CERVICAL WITH ILLUMINATION SPINAL
18004 | 4229420519300 | SET COMPLETE INSTRUMENTATION BASIC LARGE FRAGMENT STAINLESS STEEL PLATE AND SCREW WITH NECESSARY CASES
18005 | 4229420519400 | SET COMPLETE INSTRUMENTATION FOR STAINLESS STEEL LOW PROFILE 2.7MM OR EQUIVALENT SMALL FRAGMENT FIXATION
18006 | 4229420519500 | INSTRUMENTATION SET COMPLETE AND NECESSARY STERILIZATION CASE (TRAY BOX LID FOR INSTRUMENTS AND HOOKS IMPLANTS) FOR POSTERIOR THORACO-LUMBAR SACRAL FIXATION RODS AND HOOKS WITH PROPER LOCKING MECHANISM (THE HOOKS ARE TOP LOADING FOR DEFORMITY WITH TOP REDUCTION MECHANISM) FOR PEDIATRIC COMPATIBLE WITH NAVIGATION SYSTEM SPINAL
18007 | 4229420519600 | INSTRUMENTATION SET COMPLETE AND NECESSARY STERILIZATION CASE (TRAY BOX LID FOR INSTRUMENTS AND HOOKS IMPLANTS) FOR POSTERIOR THORACO-LUMBAR SACRAL FIXATION RODS AND HOOKS WITH PROPER LOCKING MECHANISM (THE HOOKS ARE TOP LOADING FOR DEFORMITY WITH TOP REDUCTION MECHANISM) FOR ADULT COMPATIBLE WITH NAVIGATION SYSTEM SPINAL
18008 | 4229420519700 | INSTRUMENTATION SET COMPLETE AND NECESSARY STERILIZATION CASE (TRAY BOX LID FOR INSTRUMENTS AND SCREWS IMPLANTS AND REDUCTION TOOLS AND DEFORMITY CORRECTION TOOLS) FOR POSTERIOR THORACIC-LUMBOSACRAL FIXATION RODS AND SCREWS WITH PROPER LOCKING MECHANISM THE SCREWS ARE TOP LOADING FOR DEFORM ITY WITH TOP REDUCTION MECHANISM FOR PEDIATRIC COMPATIBLE WITH NAVIGATION SYSTEM SPINAL
18009 | 4229420519800 | INSTRUMENTATION SET COMPLETE AND NECESSARY STERILIZATION CASE (TRAY BOX LID FOR INSTRUMENTS AND SCREWS IMPLANTS AND REDUCTION TOOLS AND DEFORMITY CORRECTION TOOLS) FOR POSTERIOR THORACIC-LUMBOSACRAL FIXATION RODS AND SCREWS WITH PROPER LOCKING MECHANISM THE SCREWS ARE TOP LOADING FOR DEFORM ITY WITH TOP REDUCTION MECHANISM FOR ADULT COMPATIBLE WITH NAVIGATION SYSTEM SPINAL
18010 | 4229420519900 | INSTRUMENTATION SET COMPLETE AND NECESSARY STERILIZATION CASE (TRAY BOX AND LID) FOR OCCIPITO-CERVICAL FIXATION OCCIPITAL PLATE RODS HOOKS LATERAL MASS SCREWS COMPATIBLE WITH NAVIGATION SYSTEM IT MUST BE COMPATIBEL WITH GROUP 8 SPINAL
18011 | 4229420520000 | INSTRUMENTATION SET COMPLETE AND NECESSARY STERILIZATION CASE (TRAY BOX LID FOR INSTRUMENTS AND HOOKS IMPLANTS) FOR POSTERIOR THORACO-LUMBAR SACRAL FIXATION RODS AND HOOKS WITH PROPER LOCKING MECHANISM (THE HOOKS ARE TOP LOADING FOR DEFORMITY WITH TOP REDUCTION MECHANISM) FOR PEDIATRIC SPINAL
18012 | 4229420520100 | COMPLETE INSTRUMENTATION AND IMPLANT SET LORDOTIC FOR POSTERIOR LUMBAR INTERBODY FUSION (PLIF) FOR PEEK SPINAL
18013 | 4229420520200 | INSTRUMENTATION SET COMPLETE AND NECESSARY STERILIZATION CASE (TRAY BOX LID FOR INSTRUMENTS AND SCREWS IMPLANTS AND REDUCTION TOOLS AND DEFORMITY CORRECTION TOOLS) FOR POSTERIOR THORACIC-LUMBOSACRAL FIXATION RODS AND SCREWS WITH PROPER LOCKING MECHANISM THE SCREWS ARE TOP LOADING FOR DEFORMITY WITH TOP REDUCTION MECHANISM FOR PEDIATRIC SPINAL
18014 | 4229420520300 | NAVIGATION COMPLETE SET (INCLUDING DRILL BIT TAP PEDICLE FINDER SCREW DRIVER REFERENCE FRAME VARIABLE SIZES AND SHAPES) WITH IMPLANT CASE (TRAY LID) IT MUST BE COMPATIBLE WITH GROUP 41 42 43 44 SPINAL
18015 | 4229420520400 | COMPLETE INSTRUMENTATION SET FOR CANNULATED MINIMALLY INVASIVE THORACOLUMBAR FIXATION COMPATIBLE WITH NAVIGATION SYSTEM
18016 | 4229420520500 | INSTRUMENTATION SET COMPLETE AND NECESSARY STERILIZATION CASE (TRAY BOX LID) FOR PEEK TRANSFORAMINAL LUMBAR INTERBODY FUSION (TLIF) CAGES SPINAL
18017 | 4229420600000 | SET VITREORETINAL 3MM INTRAVITREAL INJECTION SPECULUM PLASTIPAK 1ML SYRINGE MICROLANCE 27G NEEDLE FIELD WRAP IODINE SWABSTICK DRAPE COTTON TIPPED APPLICATORS (3) VISIDRAPE MINI APERTURE DRAPE STERILE
18018 | 4229420603300 | CUSTOMIZED EFFICIENCY PLASTIC EXTRA KIT 1 REINFORCED TABLE COVER 100 X 150 WRAPPING 1 MAYO STAND COVER 58 X 137 CM 4 HAND TOWEL 2 BNS SURGICAL GOWN UL HP L 1 PLASTIC BAG 20 X 30 CM ZIPLOCK 1 SURGICAL CLIP LARGE 2 VESSEL LOOP MINI BLUE 0.83 MM 40.6 CM 1 PC 2 VESSEL LOOP MINI 0.83 MM 40.6 CM SILVER RED 1 PC 1 MICROTEK MEDICAL SIT 1 SURGICAL CLIP APPLIER 23 CM MEDIUM TT 30 CLIPS 8 RETRACTOR HOOK. STD. SHARP SEA STAR 1 DIATHERMY FORCEPS BIPOLAR 1 BIPOLAR FORCEPS 2 EYE SPEAR PVA 5/1 2 NEUROSORB 25.4 X 76.2 MM XRD STRING 10 PC 1 INSULIN SYRINGE 1 ML INTEGRATED NEEDLE 29 G 12.5 MM 1 SUCTION AND DIATHERMY BAG 40 X 35 CM 2 OP. TOWEL 90 X 75 CM 2 DRAPE 150 X 175 CM
18019 | 4229420603400 | CUSTOMIZED EFFICIENCY PLASTIC EXTRAS KIT 1 BNS SURGICAL GOWN UL SP L 2 SPLIT SHEET 150 X 260 CM 2 HAND TOWEL WHITE 47 X 38 CM WHITE 1 BOWL 2000 ML 5 GAUZE LAP 45 X 45 CM 6 P XRD 1 CREPE PAPER 60 X 60 CM 1 TABLE COVER 150 X 190 CM REINFORCED 4 HAND TOWEL WHITE 47 X 38 CM WHITE 2 BNS SURGICAL GOWN UL SP XLL 5 OP TOWEL 65 X 42 CM XRD 1 DIATHERMY CABLE BIPOLAR 1 MAYO STAND COVER 58 X 137 CM 1 SYRINGE 10 ML L/L 10 GAUZE SWAB 10 X 10 CM 16 P XRD 1 SCALPEL BLADE N° 15 1 BOWL 500 ML 1 BOWL 250 ML 1 KIDNEY BOWL 800 ML 1 SUCTION TUBE 18 CHANNEL 3.0 M 1 NDLE CNTR 40 - CNT FOAM BLCK/MAG BLD REM YELL 1 FLUID COLLECTION POUCH 40 X 35 CM 1 SUCTION AND DIATHERMY BAG 40 X 35 CM 1 DRAPE 175 X 173 CM 4 OP TOWEL 75 X 73 CM 1 TRAY 43 X 28 X 1.5 CM 1 NEEDLE DENTAL 25 GAUGE 40 MM 1 DIATHERMY BLADE 1 DIATHERMY PENCIL
18020 | 4229420603500 | CUSTOMIZED EFFICIENCY THORACIC KIT; 2 HAND TOWEL WHITE 47 X 38 CM WHITE 1 SURGICAL GOWN ULTRA LARGE - EXTRA LARGE 1 CREPE PAPER 60 X 60 CM 2 TABLE COVER 150 X 40 CM REINFORCED 1 INCISE DRAPE 60 X 45 CM 1 SUCTION CANNULA YANKAUER 24 CHANNEL 6 HAND TOWEL WHITE 47 X 38 CM WHITE 1 DIATHERMY PENCIL PTFE BLADE AND SMOKE EVAC 2 SURGICAL GOWN ULTRA LARGE-EXTRA LARGE 2 HAND TOWEL WHITE 47 X 38 CM WHITE 1 SURGICAL GOWN ULTRA LARGE-EXTRA LARGE 10 OP TOWEL 65 X 42 CM XRD 1 NEEDLE HYPODERMIC 18 GAUGE 40 MM 1 SUTURE BOOTS MOSQUITO YELLOW 5 PR 10/1 1 SKIN MARKER REGULAR 1 SCALPEL BLADE N°10 1 HYPODERMIC NEEDLE 22 GAUGE 40 MM 1 MAYO STAND COVER 58 X 137 CM 10 GAUZE SWAB 10 X 10 CM 16 P XRD 2 SUCTION TUBE 18 CHANNEL 3.0 M 5 GAUZE PLEDGET 5 IN HOLDER XRD 1 SKIN STAPLER APPOSE ULC 1 SYRINGE 20 ML L/L 1 GALLIPOT 60 ML 1 SYRINGE 50/60 ML BULB CATHETER TIP CONCRETE 10 SA LABEL 1.0 X 4.0 CM WHITE BLANK 1 FLUID COLLECTION POUCH 40 X 35 CM 1 BOWL 500 ML 1 KIDNEY BOWL 800 ML 1 BOWL
18021 | 4229420603700 | PACK INTRAVITREAL INJECTION NEONATAL 2 OPHTHALMIC SPECULUM 2 NEEDLE 30 GAUGE 5 SYRINGES 1CC Q-TIP DRAPE SIZE: 100 CM X 100 CM APERTURE AREA: 5 CM X 7.5 CM STERILE
18022 | 4229420603900 | FORCEPS MERMOUD DEEP SCLERECTOMY REUSABLE
18023 | 4229420604000 | MOODY FIXATION FORCEPS CURVED SHAFT W/0.5MM X 1 X 2 TEETH REUSABLE
18024 | 4229420605000 | AXIS MARKER WHITE HOUSE GRAVITY REUSABLE
18025 | 4229420605200 | PROBE RETINAL CRYO BALL (ROUND) TIP FOR KEELER AMOILS SYSTEM # ACU22XT USE ONLY ADULT TIP SIZE REQUESTED AS PER REQUIRED REUSABLE
18026 | 4229420605300 | LACRIMAL PROBES SET STAINLESS STEEL REUSABLE
18027 | 4229420606300 | PACK DMEK SURGERY DISPOSABLE STERILE KIT: BENT PIPETTE FOR GRAFT COLLECTION AND INSERTION INTO THE ANTERIOR CHAMBER DUAL LUER-LOCK CONNECTOR STRAIGHT GLASS PIPETTE INCL. BALLOON FOR GRAFT FLUSHING 5 ML SYRINGE WITH LUER-LOCK (2 X) 1 X FOR GRAFT INTRODUCTION 1 X FOR BSS 1 ML SYRINGE (AIR INJECTION) 23G "MVR" KNIFE (STRAIGHT) 27G BLUNT CANNULA (BSS) 30G CURVED CANNULA FOR AIR INJECTION:
18028 | 4229420607400 | MICROFORCEPS SERRATED JAW 25G 0.5MM DISPOSABLE STERILE
18029 | 4229420609000 | BI-MANUAL ASPIRATION POLISH HANDPIECE RANGE 21G TO 23G SIDE PORT AS PER HOSPITAL REQUEST REUSABLE
18030 | 4229420609300 | EYE SPECULUM ALPHONSO WIRE LID REUSABLE
18031 | 4229420609400 | AMO VISX EXCIMER LASER COMPATIBLE HELIUM GAS
18032 | 4229420609500 | ANIRIDIA IOL MODEL 68 GAUGE OR ANY EQUIV
18033 | 4229420609600 | ANIRIDIA IOL TINTED OPTIC DESIGNED PER PATIENT OR SURGEON NEEDS WITH HOLE IN HAPTIC
18034 | 4229420609700 | ANIRIDIA SULCUS INSERTION RING AS PER REQUEST
18035 | 4229420609800 | ARTISAN AND ARTIFLEX ENCLAVATION NEEDLES SINGLE USE
18036 | 4229420609900 | ARTISAN AND ARTIFLEX INTRAOCULAR LENS (IOL) SPATULA SINGLE USE
18037 | 4229420610000 | BACK FLUSH HANDPIECE STAINLESS STEEL LUER LOCK CONNECTOR REUSABLE
18038 | 4229420610100 | BACK FLUSH HANDLE WITH BLUNT NEEDLE 27 GAUGE STERILE DISPOSABLE
18039 | 4229420610200 | BACK FLUSH HANDLE WITH SOFT SILICONE TIPPED 20 GAUGE STERILE DISPOSABLE
18040 | 4229420610300 | BARRAQUER DELICATE EYE SPECULUM PEDIATRIC 9 MM. INFANT STAINLESS STEEL REUSABLE
18041 | 4229420610400 | EYE SPECULUM BARRAQUER WIRE LID 7 MM (+/-2MM) LONG BLADE CLOSED REUSABLE
18042 | 4229420610500 | BARRAQUER EYE SPECULUM PAEDIATRIC WIRE 10MM OR 11MM BLADES REUSABLE
18043 | 4229420610600 | BARRAQUER EYE SPECULUM PEDIATRIC 11MM. PEDIA WIRE 11MM BLADES. BLADE SPREAD: 19MM. DULL FINISH. OVERALL LENGTH: 34MM 1.3 INCHES. STAINLESS STEEL REUSABLE
18044 | 4229420610900 | BATLLE ICL MANIPULATOR TIP LENGTH 1.1MM ANGLE AT BEND 45 DEG DESIGNED TO TUCK HAPTICS OF THE ICL REUSABLE
18045 | 4229420611300 | BINOCULAR INDIRECT OPHTHALMOSCOPY LENS 14D REUSABLE
18046 | 4229420611400 | BINOCULAR INDIRECT OPHTHALMOSCOPY LENS 28D REUSABLE
18047 | 4229420611500 | BINOCULAR INDIRECT OPHTHALMOSCOPY LENS 30D REUSABLE
18048 | 4229420611600 | BIOM LENSES ASSORTED AS PER HOSPITAL REQUEST REUSABLE
18049 | 4229420611700 | BIOM REDUCTION LENSES ASSORTED AS PER HOSPITAL REQUEST REUSABLE
18050 | 4229420611800 | BLADE RECIPIENT AND DONOR TREPHINE CONTROLLED DEPTH CORNEAL VACUUM DIFFERENT SIZE RANGES (6MM TO 9MM) ACCORDING TO SURGEON'S REQUEST STERILE
18051 | 4229420612100 | BROCK STRING (FUSION EXERCISE) REUSABLE
18052 | 4229420612200 | BROCK VERGENCE EXERCISE. REUSABLE
18053 | 4229420612400 | CALIPER MEASURES FROM 0MM TO 20MM IN 1MM INCREMENTS WITH SCALE READING ON BOTH SIDES. THUMBSCREW HOLDS TIPS APART AT DESIRED SETTING. FEATURES POLISHED FINISH. OVERALL LENGTH: 86MM 3.4 INCHES. STAINLESS STEEL REUSABLE
18054 | 4229420612600 | CANNULA 25G DUAL BORE SIDE-FLO STAINLESS STEEL TIP WITH LUER-LOCK CONNECTOR STERILE DISPOSABLE
18055 | 4229420612700 | CANNULA DUAL BORE WITH LUER-LOCK CONNECTOR 25G STAINLESS STEEL TIP STERILE DISPOSABLE
18056 | 4229420612800 | CANNULA ANTERIOR CHAMBER (RYCROFT) AS PER HOSPITAL REQUEST DISPOSABLE STERILE
18057 | 4229420612900 | SIMCOE CANNULA IRRIGATION AND ASPIRATION ASSORTED SIZES REGULAR/REVERSE AS PER HOSPITAL REQUEST REUSABLE
18058 | 4229420613000 | CANNULA IRRIGATION AND ASPIRATION 21G REVERSE SIMCOE REUSABLE
18059 | 4229420613100 | CANNULA BACKFLUSH 20G WITH LUER-LOCK CONNECTOR DISPOSABLE STERILE
18060 | 4229420613200 | CANNULA DUAL BORE STAINLESS STEEL TIP 27G WITH LUER-LOCK CONNECTOR DISPOSABLE STERILE
18061 | 4229420613300 | CAPSULAR TENSION RING INJECTOR REUSABLE
18062 | 4229420613800 | CHANDELIER 23G PROBE COMBINED MULTI-FIBER ENDOILLUMINATION DISPOSABLE STERILE
18063 | 4229420614000 | CLEANING SYSTEM WITH NEUTRALIZATION TABLETS INCLUDING SELF-ACTION PROTEIN REMOVER AS WELL AS BIO INDICATOR WITHOUT PRESERVATIVES 225ML + 30 TABLETS PER BOX
18064 | 4229420614100 | CLINICAL SOLUTION FOR SOFT CONTACT LENS 240 ML (+/- 40) ML STERILE
18065 | 4229420614200 | COAXIAL I AND A HANDPIECE SCREW FIT TYPE COMPATIBLE WITH ALL PHACO MACHINE REUSABLE
18066 | 4229420614300 | COAXIAL I/A POSTERIOR CAPSULE POLISHING TIPS AS PER REQUEST COMPATIBLE WITH MALE CONNECTOR I&A HP REUSABLE
18067 | 4229420614400 | COAXIAL I/A SILICONE TIP PORT SIZE 0.3MM COMPATIBLE WITH SCREW FIT I/A CENTURION HANDPIECE TIPS SPECS AS PER HOSPITAL REQUEST REUSABLE
18068 | 4229420614500 | COAXIAL I/A TIP PORT SIZE 0.3MM COMPATIBLE WITH SCREW FIT HANDPIECE TIP SPECS AS PER HOSPITAL REQUEST REUSABLE
18069 | 4229420614600 | COAXIAL I/A TIP PORT SIZE RANGE 0.25 TO 0.35MM WITH ACCESSORIES COMPATIBLE WITH MALE CONNECTOR HANDPIECE TIPS SPES AS PER HOSPITAL REQUEST REUSABLE
18070 | 4229420614700 | COAXIAL I AND A HANDPIECE FEMALE CONNECTOR TYPE COMPATIBLE WITH ALL PHACO MACHINE REUSABLE
18071 | 4229420614800 | EXCIMER LASER TREATMENT CARD WITH ALL ACCESSORIES REQUIRED FOR THE PROCEDURES FOR WAVELIGHT MACHINE DISPOSABLE
18072 | 4229420615000 | CONTACT LENS CLEANING SOLUTION FOR RGP HARD AND SCLERAL CONTACT LENS 240 ML BOTTLE
18073 | 4229420615100 | CONTACT LENSES HYBRID SPHERE POWER RANGE +40.00DC TO -40.00DC CYLINDER POWER TO -8.00DS AXIS 0 TO 180 DIAMETER 14.20MM TO 15.3MM BASE CURVE 7.00MM TO 9.00MM DAILY REQUESTED AS PER REQUIRED
18074 | 4229420615200 | CONTACT LENSES RIGID GAS PERMEABLE BASE CURVE 4.30 TO 9.30 DIAMETER 8.10 TO 16.4 SPHERE POWER RANGE -30.00DC TO +30.00DC CYLINDER POWER TO -10.00DS AXIS 0 TO 180 DAILY AS PER HOSPITAL REQUESTED STERILE
18075 | 4229420615300 | CONTACT LENSES SILICONE HYDROGEL SOFT SPHERE POWER RANGE -20.00DS TO +20.00DS DIAMETER 13.80MM TO 14.5MM BASE CURVE 8.30MM TO 8.90MM DAILY AS PER HOSPITAL REQUEST DISPOSABLE STERILE
18076 | 4229420615400 | CONTACT LENSES HYDROGEL SOFT MULTIFOCAL SPHERE POWER RANGE +20.00DS TO -20.00DS CYLINDER POWER RANGE -0.75DS TO -2.25DS AXIS 0 TO 180 ADD +0.75DS TO +3.00DS DIAMETER 13.80MM TO 14.5MM BASE CURVE 8.30MM TO 8.90MM DAILY REQUESTED AS PER REQUIRED
18077 | 4229420615500 | CONTACT LENSES HYDROGEL SOFT TORIC SPHERE POWER RANGE +20.00DC TO -20.00DC CYLINDER POWER RANGE -0.75DS TO -5.00DS AXIS 0 TO 180 DIAMETER 13.80MM TO 14.5MM BASE CURVE 8.30MM TO 8.90MM DAILY REQUESTED AS PER REQUIRED
18078 | 4229420615600 | CONTACT LENSES HYDROGEL SOFT SPHERE POWER RANGE +20.00DS TO -20.00DS DIAMETER 13.80MM TO 14.5MM BASE CURVE 8.30MM TO 8.90MM DAILY REQUESTED AS PER REQUIRED
18079 | 4229420615700 | CORNEAL CROSS-LINK TREATMENT ALL TYPE COMPATIBLE WITH AVEDRO MOSAIC MACHINE REQUESTED AS PER REQUIRED
18080 | 4229420615800 | SOLUTION RIBOFLAVIN FOR ACCELERATED CORNEAL CROSS-LINKING EYE DROPS ISOTONIC AND HYPOTONIC STERILE SYRINGE AS PER HOSPITAL REQUEST DISPOSABLE STERILE
18081 | 4229420616100 | IMPLANT CUSTOM-MADE DEVICE MACULAR BUCKLE PMMA STERILE
18082 | 4229420616600 | DEHYDRATED DOUBLE THICKNESS 100 MICRONS AMNIOTIC MEMBRANE FOR TRANSPLANT FOR OCULAR SURFACE STERILE
18083 | 4229420616700 | DEHYDRATED TRIPLE THICKNESS 150 MICRONS AMNIOTIC MEMBRANE FOR TRANSPLANT FOR GLAUCOMA STERILE
18084 | 4229420616800 | DEHYDRATED AMNIOTIC MEMBRANE SINGLE LAYER CIRCULAR 9MM-15MM 35 MICRON STERILE
18085 | 4229420616900 | DEHYDRATED AMNIOTIC MEMBRANE MULTI LAYER CIRCULAR 100 MICRON STERILE
18086 | 4229420617000 | DEHYDRATED AMNIOTIC MEMBRANE FOR TRANSPLANT FOR CORNEA STERILE
18087 | 4229420617300 | DIAMOND BLADE CONTROLLED DEPTH AS PER USER PREFERENCE BACKWARD FORWARD REUSABLE
18088 | 4229420617800 | DONOR DESMET FORCEPS DISPOSABLE
18089 | 4229420618000 | FORCEPS DRESSING CURVED SERRATED DELICATE STAINLESS STEEL REUSABLE
18090 | 4229420618100 | DSAEK ARTIFICIAL ANTERIOR CHAMBER CONTROLLED PRESSURE DISPOSABLE MACHINE COMPATIBLE STERILE
18091 | 4229420618500 | MEMBRANE PICK ECKARDT 20G REUSABLE
18092 | 4229420618600 | E-EYE OPTIC CARTRIDGE COMPATIBLE WITH INTENSE PULSED LIGHT (IPL) THAT AVAILABLE IN KKESH DISPOSABLE
18093 | 4229420618700 | ELECTRODE BENDABLE TAEB 3 IN NEEDLE FOR ELLMAN CAUTERY STERILE
18094 | 4229420618800 | TIP ENDODIATHERMY ASSORTED GAUGE AS PER HOSPITAL REQUEST COMPATIBLE WITH OERTLI MACHINE OR EQUIVALENT REUSABLE
18095 | 4229420619100 | EYE SHIELD DRESSING INFANT SKIN-FRIENDLY POLYACRYLATE ADHESIVE SIZE 10 X 7.2CM CLEAR PLASTIC ROUND DISC DIAMETER 4.6CM STERILE OR EQUIVALENT
18096 | 4229420619200 | EYELID IMPLANTS GOLD WEIGHT 0.6 GRAM 0.6 THICKNESS STERILE
18097 | 4229420619300 | EYELID IMPLANTS GOLD WEIGHT 1.4 GRAM 0.6 THICKNESS STERILE
18098 | 4229420619400 | EYELID IMPLANTS GOLD WEIGHT 1.6 GRAM 0.6 THICKNESS STERILE
18099 | 4229420619500 | EYELID IMPLANTS GOLD WEIGHT 1.8 GRAM 0.6 THICKNESS STERILE
18100 | 4229420619600 | FASCIA NEEDLE 1MM X 6MM OVAL HOLE 140MM LONG REUSABLE
18101 | 4229420619700 | FEMTOCATARACT CALIBRATION WINDOW FOR LENSAR MACHINE DISPOSABLES
18102 | 4229420619800 | FEMTOCATARACT PATIENT INTERFACE FOR Z8 MACHINE DISPOSABLES
18103 | 4229420619900 | KIT FEMTOCATARACT LASER TREATMENT FOR LENSAR MACHINE OR EQUIVALENT DISPOSABLE STERILE
18104 | 4229420620000 | FEMTOSECOND WOUND SPREADER SPATULA REUSABLE
18105 | 4229420620100 | FIBER OPTIC ILLUMINATOR FOR CANALOPLASTY COMPATIBLE WITH GLAUCOMA LIGHT MACHINE STERILE
18106 | 4229420620200 | FILTER COMPATIBLE WITH SCHWIND AMARIS 1050RS MACHINE
18107 | 4229420620400 | ZEISS FEMTOSECOND PROCEDURE PACK - FLAP
18108 | 4229420620500 | FLAT BLACK ACRYLIC PAINTING DISKS SIZE 13.00 MM THICKNESS OF 0.5MM
18109 | 4229420620600 | FLIPPER BARS (ACCOMMODATION EXERCISE)AS PER REQUIRED REUSABLE
18110 | 4229420620700 | FOCUS KNOB COVER SILICONE FOR ALL SURGICAL MICROSCOPE REUSABLE
18111 | 4229420621100 | FRESNEL PRISM (2-3-10-TO 40) REUSABLE
18112 | 4229420621200 | KIT REFRACTIVE FEMTOSECOND LASER TREATMENT FOR WAVELIGHT MACHINE OR EQUIVALENT DISPOSABLE STERILE
18113 | 4229420621300 | FUNDUS VIEWING SYSTEMS SET MANUAL BIOM 5 SHORT WITH ADAPTER PLATE STERILIZATION CONTAINER COMPATIBLE WITH HOSPITAL MICROSCOPE REUSABLE
18114 | 4229420621500 | GAS COMPATIBLE WITH SCHWIND AMARIS 1050RS MACHINE
18115 | 4229420621600 | GLAUCOMA STENT SURGICAL GELATIN IMPLANT IN ANTERIOR CHAMBER LOWER HIGH PRESSURE IN OPEN-ANGLE STERILE
18116 | 4229420621700 | 3 MIRROR GONIO-LENS FOR CLINICAL EXAM REUSABLE
18117 | 4229420621800 | 4 MIRROR GONIO-LENS FOR CLINICAL EXAM REUSABLE
18118 | 4229420621900 | 6 MIRROR GONIO-LENS FOR CLINICAL EXAM REUSABLE
18119 | 4229420622000 | HANDPIECE FRAGMATOME FOR DORC EVA MACHINE REUSABLE
18120 | 4229420622100 | HANDPIECE FRAGMATOME FOR STELLARIS MACHINE REUSABLE
18121 | 4229420622200 | HANDPIECE DIATHERMY COMPATIBLE WITH OERTLI MACHINE OR EQUIVALENT REUSABLE
18122 | 4229420622300 | HANDPIECE FRAGMATOME FOR OERTLI MACHINE REUSABLE
18123 | 4229420623200 | HONAN BALLOON INTRAOCULAR PRESSURE REDUCER WITH VALVE REUSABLE
18124 | 4229420623300 | HOOK STAINLESS STEEL TO USE WITH ALL RITLENG INTUBATIONS REUSABLE
18125 | 4229420623400 | HORIZONTAL PRISM BAR(1) REUSABLE
18126 | 4229420623500 | ICL REUSABLE INJECTOR TYPE REQUESTED AS PER REQUIRED
18127 | 4229420623700 | ZEISS FEMTOSECOND PROCEDURE PACK - ICR
18128 | 4229420623800 | ILLUMINATED LASERPROBE 25 GAUGE FLEXIBLE CURVED OERTLI MACHINE CONNECTOR WITH ILLUMINATION CONNECTOR DISPOSABLE STERILE
18129 | 4229420623900 | ILLUMINATED LASERPROBE 25 GAUGE FLEXIBLE CURVED STELLARIS CONNECTOR WITH ILLUMINATION CONNECTOR STERILE
18130 | 4229420624000 | ILLUMINATED LASERPROBE STEERABLE OERTLI MACHINE CONNECTOR WITH ILLUMINATION CONNECTOR AS PER HOSPITAL REQUEST DISPOSABLE STERILE
18131 | 4229420624100 | IMPLANT AHMED TUBE EXTENDER FOR AHMED GLAUCOMA IMPLANT STERILE
18132 | 4229420624200 | IMPLANT EYE SPHERE METHCRLT-PMMA SIZE AS PER REQUIRED NON-STERILE
18133 | 4229420624300 | IMPLANT EYE SPHERE SILICON ASSORTED SIZES AS PER HOSPITAL REQUEST STERILE
18134 | 4229420624400 | IMPLANT GLAUCOMA SCLERAL NON-ABSORBABLE SIZE 3.00MM X 1.40MM X 2.85MM MADE OF HYDROXYETHYL METHACRYLATE STERILE
18135 | 4229420624500 | IMPLANT MEDPOR ENOPHTHALMOS WEDGE REGULAR - LEFT AND RIGHT 22MMX 31MMX 7MM STERILE
18136 | 4229420624600 | IMPLANT MEDPOR EXTENDED ORBITAL RIM LEFT AND RIGHT 47MM X 40MM STERILE
18137 | 4229420624700 | IMPLANT MEDPOR SURGICAL SHEET 38 X 50 X 1.5MM STERILE
18138 | 4229420624800 | IMPLANT SULCUS RING TYPE 96C PARTIAL ANIRIDIA
18139 | 4229420624900 | IMPLANT SCLERAL BUCKLING VITREO RETINAL GROOVED SILICONE SPONGE TYPE 506G 5 X 3 X 80MM STERILE
18140 | 4229420625100 | INTRAOCULAR IRIS SUTURE 25 G IRIS SUTURE INSTRUMENT SET REUSABLE
18141 | 4229420625200 | INTRAOCULAR LENS ANTERIOR CHAMBER NON- FOLDABLE FOR REFRACTIVE SURGERY WITH SPATULA AND ENCLAVATION NEEDLES DIOPTER RANGE AS PER HOSPITAL REQUEST
18142 | 4229420625300 | INTUBATION SYSTEM BICANALICULAR FOR INFANT SILICONE TUBE METALLIC PROBE DISPOSABLE STERILE
18143 | 4229420625400 | INTRAOCULAR LENS (IOL) CUTTER SCISSORS INCISION SIZE IS 2.2MM COAXIAL DESIGN REUSABLE
18144 | 4229420625500 | IOL GLIDE SHEETS (FICHMAN STYLE) 30.0MM LONG X 5.0MM WIDE 10.0MM LONG X 2.6MM WIDE TAPERED TO 1.75MM PHACO GLIDE PORTION 2.5MM RADIUS 6MIL THICK STERILE
18145 | 4229420625600 | INTRAOCULAR LENS (IOL) INJECTOR REUSABLE FOR EMERALD CARTRIDGE
18146 | 4229420625700 | INTRAOCULAR LENS POSTERIOR CHAMBER PMMA FIXATION HOLES IN OPTIC NON-PRELOADED DIOPTER RANGE AS PER PATIENTS REQUIRED
18147 | 4229420625800 | MONOFOCAL INTRAOCULAR LENS POSTERIOR CHAMBER ACRYLIC SINGLE-PIECE PRELOADED HYDROPHOBIC UV AND BLUE FILTRATION POWER RANGE AS PER HOSPITAL REQUEST
18148 | 4229420625900 | MONOFOCAL INTRAOCULAR LENS POSTERIOR CHAMBER ACRYLIC SINGLE-PIECE NON-PRELOADED HYDROPHOBIC UV FILTRATION POWER RANGE +6.0 TO +40.0 D
18149 | 4229420626000 | MONOFOCAL TORIC INTRAOCULAR LENS POSTERIOR CHAMBER ACRYLIC SINGLE-PIECE PRELOADED HYDROPHOBIC UV FILTRATION POWER RANGE AS PER HOSPITAL REQUEST
18150 | 4229420626100 | MONOFOCAL INTRAOCULAR LENS POSTERIOR CHAMBER ACRYLIC SINGLE-PIECE PRELOADED HYDROPHOBIC UV FILTRATION POWER RANGE +6.0 TO +34.0 D
18151 | 4229420626200 | MONOFOCAL INTRAOCULAR LENS POSTERIOR CHAMBER ACRYLIC SINGLE-PIECE PRELOADED HYDROPHOBIC UV FILTRATION POWER RANGE -10.0 TO +.30.0 D
18152 | 4229420626300 | MONOFOCAL INTRAOCULAR LENS POSTERIOR CHAMBER ACRYLIC SINGLE-PIECE NON-PRELOADED HYDROPHOBIC UV AND BLUE FILTRATION POWER RANGE +6.0 TO +30.0 D
18153 | 4229420626400 | MONOFOCAL TORIC INTRAOCULAR LENS POSTERIOR CHAMBER ACRYLIC SINGLE-PIECE NON-PRELOADED HYDROPHOBIC UV AND BLUE LIGHT FILTRATION POWER RANGE AS PER HOSPITAL REQUEST
18154 | 4229420626500 | MONOFOCAL TORIC INTRAOCULAR LENS POSTERIOR CHAMBER ACRYLIC SINGLE-PIECE PRELOADED HYDROPHOBIC UV AND BLUE LIGHT FILTRATION POWER RANGE AS PER HOSPITAL REQUEST
18155 | 4229420626600 | MONOFOCAL TORIC INTRAOCULAR LENS POSTERIOR CHAMBER ACRYLIC HYDROPHILIC WITH HYDROPHOBIC SURFACE POWER RANGE AS PER HOSPITAL REQUEST
18156 | 4229420626700 | MONOFOCAL INTRAOCULAR LENS POSTERIOR CHAMBER ACRYLIC SINGLE-PIECE HYDROPHILIC UV FILTRATION MAXIMUM POWER RANGE FROM (- TO +)
18157 | 4229420626800 | EDOF TORIC INTRAOCULAR LENS POSTERIOR CHAMBER ACRYLIC HYDROPHILIC POWER RANGE AS PER HOSPITAL REQUEST
18158 | 4229420626900 | EDOF INTRAOCULAR LENS POSTERIOR CHAMBER ACRYLIC NON-PRELOADED HYDROPHOBIC UV FILTRATION POWER RANGE AS PER HOSPITAL REQUEST
18159 | 4229420627000 | EDOF INTRAOCULAR LENS POSTERIOR CHAMBER ACRYLIC PRELOADED HYDROPHOBIC UV FILTRATION POWER RANGE AS PER HOSPITAL REQUEST
18160 | 4229420627100 | MULTIFOCAL INTRAOCULAR LENS POSTERIOR CHAMBER ACRYLIC HYDROPHILIC POWER RANGE AS PER HOSPITAL REQUEST
18161 | 4229420627200 | MULTIFOCAL TORIC INTRAOCULAR LENS POSTERIOR CHAMBER ACRYLIC HYDROPHILIC POWER RANGE AS PER HOSPITAL REQUEST
18162 | 4229420627300 | MONOFOCAL TORIC INTRAOCULAR LENS POSTERIOR CHAMBER ACRYLIC SINGLE-PIECE HYDROPHILIC UV AND BLUE FILTRATION POWER RANGE AS PER HOSPITAL REQUEST
18163 | 4229420627400 | MONOFOCAL INTRAOCULAR LENS POSTERIOR CHAMBER ACRYLIC SINGLE-PIECE HYDROPHILIC UV AND BLUE FILTRATION MAXIMUM POWER RANGE FROM (- TO +)
18164 | 4229420627500 | MONOFOCAL TORIC INTRAOCULAR LENS POSTERIOR CHAMBER ACRYLIC SINGLE-PIECE HYDROPHILIC UV FILTRATION POWER RANGE AS PER HOSPITAL REQUEST
18165 | 4229420627600 | INTRAOCULAR LENS POSTERIOR CHAMBER ACRYLIC HYDROPHILIC WITH HYDROPHOBIC SURFACE DIOPTER RANGE AS PER REQUIRED
18166 | 4229420627700 | EDOF INTRAOCULAR LENS POSTERIOR CHAMBER ACRYLIC HYDROPHILIC POWER RANGE AS PER HOSPITAL REQUEST
18167 | 4229420627800 | EDOF TORIC INTRAOCULAR LENS POSTERIOR CHAMBER ACRYLIC NON-PRELOADED HYDROPHOBIC UV AND BLUE FILTRATION POWER RANGE AS PER HOSPITAL REQUEST
18168 | 4229420627900 | EDOF TORIC INTRAOCULAR LENS POSTERIOR CHAMBER ACRYLIC PRELOADED HYDROPHOBIC UV AND BLUE FILTRATION POWER RANGE AS PER HOSPITAL REQUEST
18169 | 4229420628000 | EDOF TORIC INTRAOCULAR LENS POSTERIOR CHAMBER ACRYLIC PRELOADED HYDROPHOBIC UV FILTRATION POWER RANGE AS PER HOSPITAL REQUEST
18170 | 4229420628100 | EDOF INTRAOCULAR LENS POSTERIOR CHAMBER ACRYLIC PRELOADED HYDROPHOBIC UV FILTRATION AND BLUE FILTRATION POWER RANGE AS PER HOSPITAL REQUEST
18171 | 4229420628200 | INTRAOCULAR LENS POSTERIOR CHAMBER ACRYLIC HYDROPHOBIC MULTI-PIECE UV+BLUE FILTRATION NON-PRELOADED POWER RANGE
18172 | 4229420628300 | MULTIFOCAL INTRAOCULAR LENS POSTERIOR CHAMBER ACRYLIC HYDROPHOBIC UV AND BLUE FILTRATION POWER RANGE AS PER HOSPITAL REQUEST
18173 | 4229420628400 | MULTIFOCAL TORIC INTRAOCULAR LENS POSTERIOR CHAMBER ACRYLIC HYDROPHOBIC UV AND BLUE FILTRATION POWER RANGE AS PER HOSPITAL REQUEST
18174 | 4229420628500 | MULTIFOCAL TORIC INTRAOCULAR LENS POSTERIOR CHAMBER ACRYLIC HYDROPHOBIC UV FILTRATION POWER RANGE AS PER HOSPITAL REQUEST
18175 | 4229420628600 | MULTIFOCAL INTRAOCULAR LENS POSTERIOR CHAMBER ACRYLIC HYDROPHOBIC UV FILTRATION POWER RANGE AS PER HOSPITAL REQUEST
18176 | 4229420628700 | INTRAOCULAR LENS POSTERIOR CHAMBER ACRYLIC HYDROPHOBIC MULTI-PIECE PVDF HAPTIC POWER RANGE AS PER REQUIRED
18177 | 4229420628800 | MONOFOCAL INTRAOCULAR LENS POSTERIOR CHAMBER ACRYLIC MULTI-PIECE NON-PRELOADED HYDROPHOBIC UV FILTRATION POWER RANGE AS PER HOSPITAL REQUEST
18178 | 4229420628900 | MONOFOCAL INTRAOCULAR LENS POSTERIOR CHAMBER ACRYLIC MULTI-PIECE PRELOADED HYDROPHOBIC UV AND BLUE LIGHT FILTRATION POWER RANGE AS PER HOSPITAL REQUEST
18179 | 4229420629000 | INTRAOCULAR LENS POSTERIOR CHAMBER ACRYLIC HYDROPHOBIC SINGLE-PIECE UV FILTRATION NON-PRELOADED ASTIGMATISM POWER RANGE AS PER REQUIRED
18180 | 4229420629100 | IRIS CLAW INTRAOCULAR LENS HOLDING TITANIUM REUSABLE
18181 | 4229420629600 | JEWELERS FORCEPS ANGLED DELICATE REUSABLE
18182 | 4229420629700 | SCISSORS TENOTOMY STEVENS STRAIGHT BLUNT TIP SIZE 112MM REUSABLE
18183 | 4229420629800 | JEWELERS FORCEPS STRAIGHT DELICATE REUSABLE
18184 | 4229420630200 | KNIFE CRESCENT SIZE 1.75MM BEVEL UP ANGLED STERILE
18185 | 4229420630300 | KNIFE ACCURATE DEPTH FOR LRI AND GROOVE INCISIONS RANGE 250 TO 650 MICRON ASSORTED SIZE DISPOSABLE STERILE
18186 | 4229420630400 | KNIFE SLIT 3.0 MM ANGLED 45 DEGREE SHARP DISPOSABLE STERILE
18187 | 4229420630500 | KNIFE SLIT 3.2 MM ANGLED 45 DEGREE SHARP DISPOSABLE STERILE
18188 | 4229420630600 | KNIFE SLIT 3.0 MM ANGLED 45 DEGREE SHORT HEAD WITH MARK SHARP DISPOSABLE STERILE
18189 | 4229420630700 | KNIFE SLIT 3.5 MM ANGLED 45 DEGREE SHARP DISPOSABLE STERILE
18190 | 4229420631100 | INTRAOCULAR LENS (IOL) LOADING FORCEPS FOR CARTRIDGE REUSABLE
18191 | 4229420631200 | LIGHT WEIGH TRAIL FRAME FOR REFRACTION REUSABLE
18192 | 4229420632200 | MARKER OPTIC ZONE DIFFERENT SIZES REUSABLE
18193 | 4229420632300 | MCPHERSON BIPOLAR FORCEPS ANGLED SHAFTS INSULATED REUSABLE
18194 | 4229420632800 | MCPHERSON TYING FORCEPS ANGLED. STAINLESS STEEL REUSABLE
18195 | 4229420632900 | MICROFORCEPS FOREIGN BODY 20 G REUSABLE
18196 | 4229420633000 | MICROFORCEPS FOREIGN BODY 23 G REUSABLE
18197 | 4229420633100 | MICROFORCEPS ILM 23 GAUGE REUSABLE
18198 | 4229420633200 | MICROFORCEPS SERRATED JAW 20G REUSABLE
18199 | 4229420633300 | MICROFORCEPS SHAH SERRATED JAW 25 GAUGE 0.5MM STERILE
18200 | 4229420633400 | MICROFORCEPS SERRATED JAWS 20 GAUGE STERILE
18201 | 4229420633500 | MICROSCOPE PLATE AS PER REQUIRED REUSABLE
18202 | 4229420634000 | NEEDLE PERIBULBAR ANESTHESIA 0.4 X 38 MM 25G DISPOSABLE STERILE
18203 | 4229420634100 | NIDEK QUEST EXCIMER LASER COMPATIBLE CALIBRATION CARDS/PLATES
18204 | 4229420634200 | NIDEK QUEST EXCIMER LASER COMPATIBLE HELIUM GAS
18205 | 4229420634300 | NIDEK QUEST EXCIMER LASER COMPATIBLE PREMIX GAS
18206 | 4229420634500 | OCULAR BUTTON CLEAR SIZE 13MM PUPIL SIZE 3MM NON-STERILE
18207 | 4229420634700 | OPHTHALMIC SURGERY TRANSPARENT PLASTIC INCISE DRAPE SIZE 45 CM X 60 CM ADHESIVE 45CM X 3.8CM STERILE
18208 | 4229420634800 | OPHTHALMIC SURGERY PLASTIC INCISE DRAPE SIZE 121 CM X 129 CM ADHESIVE 12CM X 11CM USED FOR CATARACT VITREORETINAL CORNEAL LID/PLASTIC MINOR STERILE
18209 | 4229420634900 | OPHTHALMIC SURGERY PLASTIC INCISE DRAPE SIZE 16 CM X 19 CM ADHESIVE 10CM X 19CM USED FOR CATARACT VITREORETINAL CORNEAL LID/PLASTIC MINOR STERILE
18210 | 4229420635000 | OPHTHALMIC KINETIC DRUM REUSABLE
18211 | 4229420635100 | DRAPE PLASTIC TRANSPARENT ADHESIVE WITH APERTURE 6-8 CM CIRCLE OVERALL SIZE 40 CM X 40 CM ( +/- 3 CM ) STERILE
18212 | 4229420635200 | OPHTHALMIC VISCOSURGICAL DEVICE SCREW DEVICE SODIUM HYALURONATE 14 MG/ML INJECTION PREFILLED SYRINGE 0.85ML DISPOSABLE STERILE
18213 | 4229420635300 | OPHTHALMIC VISCOSURGICAL SCREW DEVICE HYDROXYPROPYL METHYLCELLULOSE 2% FOR INTRAOCULAR USE ISOTONIC SOLUTION PH 6.8-7.5 NO PRESERVATIVES 2ML DISPOSABLE STERILE
18214 | 4229420635500 | PACK FRAGMATOME TITANIUM TIP 20G FOR PARS-PLANA FOR OERTLI MACHINE AS PER HOSPITAL REQUEST DISPOSABLE STERILE
18215 | 4229420635600 | PACK FRAGMENTATION NEEDLE FOR DORC EVA HANDPIECE MACHINE OR EQUIVALENT AS PER HOSPITAL REQUEST DISPOSABLE STERILE
18216 | 4229420635700 | PACK PHACO COMPATIBLE WITH DORC MACHINE WITH TIP DISPOSABLE STERILE
18217 | 4229420635800 | PACK PHACO PREMIUM VACUUM WITH MICS NEEDLE COMPATIBLE WITH STELLARIS ELITE MACHINE DISPOSABLE STERILE
18218 | 4229420635900 | PACK PHACO STABLE CHAMBER VFM WITH MICS NEEDLE COMPATIBLE WITH STELLARIS MACHINE STERILE
18219 | 4229420636000 | KIT VISCOUS FLUID INJECTION AND ASPIRATION (TIP AS PER HOSPITAL REQUEST) COMPATIBLE WITH OERTLI MACHINE OR EQUIVALENT DISPOSABLE STERILE
18220 | 4229420636100 | PACK VITRECTOMY ANTERIOR COMPATIBLE WITH STELLARIS MACHINE DISPOSABLE STERILE
18221 | 4229420636300 | PERFORATED EYE CONFORMER CLEAR PLASTIC WITH TWO ORIFICES FOR VENTILATION AT THE CENTER LARGE SIZE 25X22X1.2MM STERILE
18222 | 4229420636400 | PERFORATED EYE CONFORMER CLEAR PLASTIC WITH TWO ORIFICES FOR VENTILATION AT THE CENTER MEDIUM SIZE 24X21X1.2MM STERILE
18223 | 4229420636500 | PERFORATED EYE CONFORMER CLEAR PLASTIC WITH TWO ORIFICES FOR VENTILATION AT THE CENTER SMALL SIZE 22X19X1.2MM STERILE
18224 | 4229420636600 | PHACO HANDPIECE COMPATIBLE WITH ALL ALCON MACHINE REUSABLE
18225 | 4229420636700 | PHACO HANDPIECE COMPATIBLE WITH SIGNATURE MACHINE REUSABLE
18226 | 4229420636800 | PHACO HANDPIECE COMPATIBLE WITH STELLARIS MACHINE REUSABLE
18227 | 4229420636900 | PHACO HANDPIECE COMPATIBLE WITH OERTLI MACHINE REUSABLE
18228 | 4229420637000 | PHACO HANDPIECE COMPATIBLE WITH DORC MACHINE REUSABLE
18229 | 4229420637100 | PHACO/VITRECTOMY CONSTELLATION TOTAL PLUS PACK MINIMUM OF 10000 CPM 25 GAUGE WITH FULL ACCESSORIES DISPOSABLE STERILE
18230 | 4229420637200 | PHACO/VITRECTOMY CONSTELLATION TOTAL PLUS PACK MINIMUM OF 10000 CPM 27G WITH FULL ACCESSORIES DISPOSABLE STERILE
18231 | 4229420637300 | PHACO/VITRECTOMY DORC EVA PACK MINIMUM OF 16000 CPM 27 GAUGE WITH FULL ACCESSORIES (TROCARS SHOULD BE INCLUDED) DISPOSABLE STERILE
18232 | 4229420637400 | PHACO/VITRECTOMY CONSTELLATION TOTAL PLUS PACK MINIMUM OF 10000 CPM 23 GAUGE WITH FULL ACCESSORIES DISPOSABLE STERILE
18233 | 4229420637500 | PHACO-VITRECTOMY PACK FOR STELLARIS 25 GAUGE ELITE PACK DUAL EDGE BLADE VITREOUS CUTTER 15000CPM ASSORTED FIELD AS PER HOSPITAL REQUEST DISPOSABLE STERILE
18234 | 4229420637600 | PHACO-VITRECTOMY PACK FOR STELLARIS 23 GAUGE ELITE PACK DUAL EDGE BLADE VITREOUS CUTTER 15000CPM ASSORTED FIELD AS PER HOSPITAL REQUEST DISPOSABLE STERILE
18235 | 4229420637700 | PHAKIC INTRAOCULAR LENS POSTERIOR CHAMBER COLLAMER CORRECTION OF HYPEROPIA AND ASTIGMATISM FOR REFRACTIVE SURGERY DIOPTER RANGE AS PER HOSPITAL REQUEST
18236 | 4229420637800 | PHAKIC INTRAOCULAR LENS POSTERIOR CHAMBER ACRYLIC CORRECTION OF MYOPIA FOR REFRACTIVE SURGERY DIOPTER RANGE AS PER HOSPITAL REQUEST
18237 | 4229420637900 | PHAKIC INTRAOCULAR LENS POSTERIOR CHAMBER COLLAMER CORRECTION OF HYPEROPIA FOR REFRACTIVE SURGERY DIOPTER RANGE AS PER HOSPITAL REQUEST
18238 | 4229420638000 | PHAKIC INTRAOCULAR LENS POSTERIOR CHAMBER COLLAMER CORRECTION OF MYOPIA FOR REFRACTIVE SURGERY DIOPTER RANGE AS PER HOSPITAL REQUEST
18239 | 4229420638100 | PHAKIC INTRAOCULAR LENS POSTERIOR CHAMBER ACRYLIC CORRECTION OF HYPEROPIA AND ASTIGMATISM FOR REFRACTIVE SURGERY DIOPTER RANGE AS PER PATIENTS REQUIRED
18240 | 4229420638200 | PHAKIC INTRAOCULAR LENS POSTERIOR CHAMBER ACRYLIC CORRECTION OF HYPEROPIA FOR REFRACTIVE SURGERY DIOPTER RANGE AS PER PATIENTS REQUIRED
18241 | 4229420638300 | PIPETTE FOR DMEK LOADING INSERTION DISPOSABLE
18242 | 4229420638500 | PLATE GROUNDING PATIENT W/CORD ADULT & PEDIA DISPOSABLE ELECTROSURGICAL
18243 | 4229420638600 | PRECALIBRATED HEAD FOR ARTIFICIAL CHAMBER TO BE USE WITH MANUAL ULTRATHIN DSAEK MICROKERATOME TO CREATE CONVENTIONAL AND ULTRATHIN LAMELLAR GRAFTS SINGLE OR DOUBLE PASS TECHNIQUE AS PER HOSPITAL REQUEST DISPOSABLE STERILE
18244 | 4229420638700 | PRECALIBRATED HEAD FOR ARTIFICIAL CHAMBER TO BE USE WITH MANUAL CBM DSAEK MICROKERATOME TO CREATE CONVENTIONAL AND ULTRATHIN LAMELLAR GRAFTS SINGLE OR DOUBLE PASS TECHNIQUE AS PER HOSPITAL REQUEST DISPOSABLE STERILE
18245 | 4229420638800 | PRECALIBRATED HEAD FOR ARTIFICIAL CHAMBER TO BE USE WITH AUTOMATED DSAEK MICROKERATOME AS PER HOSPITAL REQUEST DISPOSABLE STERILE
18246 | 4229420638900 | PUNCTAL PLUG PRELOADED ASSORTED WIDTH AS PER HOSPITAL REQUEST STERILE
18247 | 4229420639000 | PUNCTAL PLUG PRELOADED FLOW CONTROLLERS AS PER HOSPITAL REQUEST STERILE
18248 | 4229420639100 | PUNCTAL PLUG PRELOADED TEMPORARY AS PER HOSPITAL REQUEST STERILE
18249 | 4229420639200 | PUNCTAL PLUG PRELOADED PAINLESS FREE SIZE ULTRA THIN COLLARETTE STERILE
18250 | 4229420639300 | PRE-OP CORNEAL AXIS MARKER - PRE SET COMBO AXIS GRAVITY DEPENDENT 2 BLADED WITH DEGREE REUSABLE
18251 | 4229420639400 | PRE-OP DIGITAL /ELECTRONIC CORNEAL AXIS MARKER 2 BLADES REUSABLE
18252 | 4229420639500 | PRE-OP TORIC MARKER WITH BUBBLE REUSABLE
18253 | 4229420639600 | PRE-OP TORIC MARKER WITH OUT BUBBLE REUSABLE
18254 | 4229420639700 | PRE-OP BUBBLE CORNEAL AXIS MARKER PRE SET / ONE STEP REUSABLE
18255 | 4229420639800 | PRESBYOPIA TREATMENT FOR EXCIMER - MACHINE SPECIFIC
18256 | 4229420639900 | PROBE WITH OLIVE SHAPE TIPS STAINLESS STEEL 11 CM LENGTH X 0.40 MM DIAMETER (4 1/3 IN X 27G) SILICONE TUBING 35 CM LENGTH 0.30 MM INSIDE DIAMETER 0.64 MM OUTSIDE DIAMETER WITH RETRIEVAL DEVICE STERILE
18257 | 4229420640000 | PSEUDOPHAKIC SUPPLEMENTARY INTRAOCULAR LENS IN THE CILIARY SULCUS MULTIFOCAL ACRYLIC UV+BLUE FILTRATION ASTIGMATISM DIOPTER RANGE AS PER HOSPITAL REQUEST
18258 | 4229420640100 | PSEUDOPHAKIC SUPPLEMENTARY INTRAOCULAR LENS IN THE CILIARY SULCUS MULTIFOCAL ACRYLIC UV+BLUE FILTRATION DIOPTER RANGE AS PER HOSPITAL REQUEST
18259 | 4229420640200 | PSEUDOPHAKIC SUPPLEMENTARY INTRAOCULAR LENS IN THE CILIARY SULCUS MULTIFOCAL ACRYLIC UV FILTRATION DIOPTER RANGE AS PER HOSPITAL REQUEST
18260 | 4229420640300 | PSEUDOPHAKIC SUPPLEMENTARY INTRAOCULAR LENS POSTERIOR CHAMBER IN THE CILIARY SULCUS MULTIFOCAL ACRYLIC UV FILTRATION ASTIGMATISM DIOPTER RANGE AS PER PATIENTS REQUIRED
18261 | 4229420640400 | PSEUDOPHAKIC SUPPLEMENTARY INTRAOCULAR LENS IN THE CILIARY SULCUS ASTIGMATISM ACRYLIC UV+BLUE FILTRATION DIOPTER RANGE AS PER HOSPITAL REQUEST
18262 | 4229420640500 | PSEUDOPHAKIC SUPPLEMENTARY INTRAOCULAR LENS IN THE CILIARY SULCUS ACRYLIC UV FILTRATION DIOPTER RANGE AS PER HOSPITAL REQUEST
18263 | 4229420640600 | PSEUDOPHAKIC SUPPLEMENTARY INTRAOCULAR LENS IN THE CILIARY SULCUS ASTIGMATISM ACRYLIC UV FILTRATION DIOPTER RANGE AS PER HOSPITAL REQUEST
18264 | 4229420640700 | PSEUDOPHAKIC SUPPLEMENTARY INTRAOCULAR LENS IN THE CILIARY SULCUS ACRYLIC UV+BLUE FILTRATION DIOPTER RANGE AS PER HOSPITAL REQUEST
18265 | 4229420640800 | PUNCH CORNEAL LIEBERMANN WITH BLOCK REUSABLE
18266 | 4229420641000 | RETINA LASER LENS AREA CENTRALIS REUSABLE
18267 | 4229420641100 | RETINA LASER LENS H-R CENTRALIS REUSABLE
18268 | 4229420641200 | RETINA LASER LENS H-R WIDE FIELD REUSABLE
18269 | 4229420641300 | RETINA LASER LENS QUAD ASPHERIC REUSABLE
18270 | 4229420641400 | RETINA LASER LENS SUPER QUAD 160 REUSABLE
18271 | 4229420641500 | RETINA LASER LENS TRANS EQUATOR REUSABLE
18272 | 4229420641600 | RETRACTOR MALLEABLE RIBBON-TYPE STAINLESS STEEL ASSORTED SIZES AS PER HOSPITAL REQUEST REUSABLE
18273 | 4229420641800 | RING CAPSULAR PROSTHESIS 50 E
18274 | 4229420641900 | RITLENG INTUBATION SYSTEM CONSISTS OF A SILICONE TUBE CONNECTED AT EACH EXTREMITY TO PEEK THREAD USE FOR LACRIMAL DUCT INTUBATION SURGERY STERILE
18275 | 4229420642000 | RK BACK CUTTING DIAMOND BLADE REUSABLE
18276 | 4229420642100 | RK FRONT CUTTING DIAMOND BLADE REUSABLE
18277 | 4229420642200 | RK/AK FRONT/BACK DIAMOND BLADE REUSABLE
18278 | 4229420642300 | STAINLESS STEEL PROBES WITH SILICONE TUBING. PROBES – 17.5 CM LENGTH X 0.60 MM DIAMETER (7 IN X 32G) SILICONE TUBING – 35 CM LENGTH; 0.30 MM INSIDE DIAMETER; 0.64 MM OUTSIDE DIAMETER STERILE
18279 | 4229420642400 | SALINE UNIDOSE PRESERVATIVE FREE 5ML SPECIALLY DESIGNED FOR RINSING HYDRATING DISINFECTING AND STORING ALL TYPES OF CONTACT LENSES STERILE ISOTONIC AND BUFFERED PH SOLUTION AND AQUEOUS SOLUTION
18280 | 4229420642800 | SCISSORS GLAND CORNEAL REUSABLE
18281 | 4229420642900 | SCISSORS LKP PAIR OF RIGHT/LEFT REUSABLE
18282 | 4229420643100 | SCISSORS STRABISMUS CURVED - BLUNT / BLUNT SIZE: 4 1/2 REUSABLE
18283 | 4229420643500 | SCRAPER ILM PEEL (LOOP DESIGN) 25 GAUGE DISPOSABLE STERILE
18284 | 4229420643600 | SCRAPER ILM PEEL (LOOP DESIGN) 27G STERILE
18285 | 4229420643700 | CLAMP SERREFINE STRAIGHT SMALL REUSABLE
18286 | 4229420643900 | SIGHTSCOPE NEAR VIEW TESTING KIT REUSABLE
18287 | 4229420644000 | SIZERS 6/SET TO SELECT ACCURATE IMPLANT SIZE FOR ENUCLEATION SURGERY STAINLESS STEEL 12 MM TO 22MM REUSABLE
18288 | 4229420644100 | ZEISS FEMTOSECOND PROCEDURE PACK - SMILE
18289 | 4229420644200 | SOLUTION EYE IRRIGATION 100-120 ML BOTTLE STERILE
18290 | 4229420644300 | SPECULUM LIEBERMAN V-SHAPED ADULT NON SOLID REUSABLE
18291 | 4229420645200 | SUB-BOWMEN-KERATOMILEUSIS BLADE HEAD/RING AS PER HOSPITAL REQUEST DISPOSABLE STERILE
18292 | 4229420645300 | SUBCYCLO LASER PROBE GLAUCOMA DEVICE COMPATIBLE WITH VITA810 MACHINE DISPOSABLE STERILE
18293 | 4229420645400 | CANNULA SUB-RETINAL INJECTION 25G X 28MM POLY-TIP 38G X 5MM THIN WALL DISPOSABLE STERILE
18294 | 4229420646000 | MICROSCISSORS STRAIGHT 20G REUSABLE
18295 | 4229420646500 | TIP CAPSULOTOMY FOR KLOTTIRF CAPSULOTOMY FOR OERTLI MACHINE REUSABLE
18296 | 4229420646600 | TRABECULAR BYPASS GONIOPRISM (LEFT RIGHT HANDED) LENS REQUESTED AS PER REQUIRED REUSABLE
18297 | 4229420646700 | TRANSLUCENT OCCLUDER REUSABLE
18298 | 4229420646800 | EXCIMER LASER TREATMENT CODE FOR SCHWIND MACHINE OR EQUIVALENT WITH ALL ACCESSORIES REQUIRED FOR THE PROCEDURES
18299 | 4229420646900 | KIT FEMTOCATARACT LASER TREATMENT FOR LENSX MACHINE OR EQUIVALENT DISPOSABLE STERILE
18300 | 4229420647000 | TROCAR WITH VALVED CANNULA ASSORTED SIZES AS PER HOSPITAL REQUEST DISPOSABLE STERILE
18301 | 4229420647300 | UTILITY AND SPLINTER FORCEPS #H REUSABLE
18302 | 4229420647500 | VANNAS SCISSORS STRAIGHT 5MM LONG BLADES WITH SHARP TIPS REUSABLE
18303 | 4229420647600 | VERTICAL PRISM BAR(1) REUSABLE
18304 | 4229420647700 | SCISSORS VERTICAL 20G 06 MM DISPOSABLE STERILE
18305 | 4229420647800 | SCISSORS VERTICAL 20G 06 MM REUSABLE
18306 | 4229420647900 | VITRECTOMY CONSTELLATION POSTERIOR VITRECTOMY TOTAL PLUS PACK MINIMUM OF 10 000 CPM 23 GAUGE WITH FULL ACCESSORIES DISPOSABLE STERILE
18307 | 4229420648000 | VITRECTOMY CONSTELLATION POSTERIOR VITRECTOMY TOTAL PLUS PACK MINIMUM OF 10 000 CPM 25 GAUGE WITH FULL ACCESSORIES DISPOSABLE STERILE
18308 | 4229420648100 | VITRECTOMY CONTACT LENS CENTRAL RETINAL SURGICAL REUSABLE
18309 | 4229420648200 | VITRECTOMY CONTACT LENS SUPER MACULA SURGICAL REUSABLE
18310 | 4229420648300 | VITRECTOMY DORC EVA PACK MINIMUM OF 16000 CPM 27 GAUGE WITH FULL ACCESSORIES (TROCARS SHOULD BE INCLUDED) DISPOSABLE STERILE
18311 | 4229420648400 | VITRECTOMY PACK 10000 CPM WITH FULL ACCESSORIES FOR OERTLI MACHINE 20 TO 27 GAUGE AS PER HOSPITAL REQUEST DISPOSABLE STERILE
18312 | 4229420648500 | VITRECTOMY PACK FOR STELLARIS 25 GAUGE ELITE PACK DUAL EDGE BLADE VITREOUS CUTTER 15000CPM ASSORTED FIELD AS PER HOSPITAL REQUEST DISPOSABLE STERILE
18313 | 4229420648600 | VITRECTOMY PACK FOR STELLARIS 23 GAUGE MID-FIELD ELITE PACK VITREOUS CUTTER 7500 CPM STERILE
18314 | 4229420648700 | VITRECTOMY PACK FOR STELLARIS 23 GAUGE ELITE PACK DUAL EDGE BLADE VITREOUS CUTTER 15000CPM ASSORTED FIELD AS PER HOSPITAL REQUEST DISPOSABLE STERILE
18315 | 4229420648800 | VITRECTOMY PACK FOR STELLARIS 25 GAUGE ELITE PACK VITREOUS CUTTER 7500 CPM ASSORTED FIELD AS PER HOSPITAL REQUEST DISPOSABLE STERILE
18316 | 4229420648900 | VITREOLENS HANDLE HOLDING AND STABILIZATION OF LENSES DURING VITREORETINAL SURGERY HOLDS VITRECTOMY LENSES STABLY TO ASSIST VITREORETINAL SURGERY REUSABLE
18317 | 4229420649100 | WESCOTT SCISSOR STAINLESS STEEL SHARP CURVED OVERALL LENGTH 110MM X BLADE LENGTH 18MM OR EQUIVALENT REUSABLE
18318 | 4229420649400 | WL FS200 BCC TARGET SET FOR FEMTOSECOND WAVELIGHT MACHINE
18319 | 4229420649500 | ZEISS EXCIMER ML 90 CALIBRATION TEST PAPER
18320 | 4229420649600 | ZEISS ML-90 TREATMENT PRESBYOND
18321 | 4229420649700 | STAINING SOLUTION FOR RETINA SURGERY SYRINGE 0.125 MG BRILLIANT BLUE G DYE DISPOSABLE STERILE
18322 | 4229420649800 | CHANDELIER ILLUMINATION ANGLE IS 106 DEGREE LIGHTING SYSTEM 23G OR 25G CANNULA HUBS WITH ALCON CONNECTOR DISPOSABLE STERILE
18323 | 4229420649900 | MICROFORCEPS SURGICAL 20GA 0.9MM ILM ECKARDT END GRIPPING REUSABLE
18324 | 4229420650000 | MICROFORCEPS SHAH SERRATED JAW 23 GAUGE REUSABLE
18325 | 4229420650100 | MICROFORCEPS SHAH SERRATED JAW 23 GAUGE STERILE
18326 | 4229420650200 | ILM FORCEPS WITH SHARKSKIN DESIGN FOR MEMBRANE PEELING 23G STERILE
18327 | 4229420650300 | MICROFORCEPS ILM 23 GAUGE DISPOSABLE STERILE
18328 | 4229420650400 | MICROFORCEPS SERRATED TIP COMPATIBLE WITH HOSPITAL HANDLE 23GA STERILE
18329 | 4229420650500 | SPECULUM NASAL ADJUSTABLE 14MM REUSABLE
18330 | 4229420650600 | CANNULA 27 GAUGE BEND 1.57MM HYDRODISSECTION AKAHOSHI STYLE BEVELED TIP TAPERED DESIGN STERILE
18331 | 4229420650700 | BANAJI LASIK IRRIGATION CANNULA REQUESTED AS PER REQUIRED STERILE
18332 | 4229420650800 | BACK FLUSH HANDLE WITH BLUNT NEEDLE 25 GAUGE STERILE DISPOSABLE
18333 | 4229420650900 | BACK FLUSH HANDLE WITH SOFT SILICONE TIPPED 25 GAUGE STERILE DISPOSABLE
18334 | 4229420651000 | MICROFORCEPS SHAH SERRATED JAW 25 GAUGE 0.5MM REUSABLE
18335 | 4229420651100 | ARCHIVIER SET ET-TARG SET EYE TRACKER TARGETS FOR EXCIMER WAVELIGHT MACHINE
18336 | 4229420651200 | AMO VISX EXCIMER LASER COMPATIBLE STANDARD TREATMENT CARD
18337 | 4229420651300 | CAPSULAR TENSION RING MANUAL INJECTING 10-12 MM STERILE
18338 | 4229420651400 | RETRACTOR IRIS RING (PUPIL RETRACTOR) INCISION 2.00MM ASSORTED SIZES AS PER HOSPITAL REQUEST DISPOSABLE STERILE
18339 | 4229420651500 | SWEEPER DIAMOND DUSTED EXTENDABLE 25G 0.5MM DISPOSABLE STERILE
18340 | 4229420651600 | PACK FRAGMENTATION FOR STELLARIS MACHINE STERILE
18341 | 4229420651700 | PHACO/VITRECTOMY CONSTELLATION TOTAL PLUS PACK MINIMUM OF 5000 CPM 20 GAUGE WITH FULL ACCESSORIES
18342 | 4229420651800 | CANNULA 25G BLUNT-TIP THIN-WALLED WITH LUER-LOCK CONNECTOR STERILE DISPOSABLE
18343 | 4229420651900 | STENT NASOLACRIMAL SILICONE FOR INTUBATION ASSORTED SIZES AS PER HOSPITAL REQUEST STERILE
18344 | 4229420652000 | KIT GAS C3F8 PURE METALLIC CANISTER DISPOSABLE STERILE
18345 | 4229420652100 | KIT GAS SF6 PURE SULFUR HEXAFLUORIDE METALLIC CANISTER DISPOSABLE STERILE
18346 | 4229420652200 | SCISSORS CURVED HORIZONTAL 20 GAUGE REUSABLE
18347 | 4229420652300 | MICROSCISSORS STRAIGHT 23G REUSABLE
18348 | 4229420652400 | MICROSCISSORS STRAIGHT 25G REUSABLE
18349 | 4229420652500 | ENDOLASER PROBE 20 GAUGE DIRECTIONAL FOR IRIDEX MACHINE STERILE
18350 | 4229420652600 | PACK VITRECTOMY ANTERIOR COMPATIBLE WITH DORC MACHINE DISPOSABLE STERILE
18351 | 4229420652700 | MICROPULSE CAPSULOTOMY DEVICE - DISPOSABLE
18352 | 4229420652800 | AMO VISX EXCIMER LASER COMPATIBLE PREMIX GAS
18353 | 4229420652900 | LASERPROBE 25 GAUGE DIRECTIONAL (ADJUST) IRIDEX CONNECTOR WITH ILLUMINATED CONNECTOR DISPOSABLE STERILE
18354 | 4229420653000 | ILLUMINATED LASERPROBE 25 GAUGE FLEXIBLE CURVED RFID CONSTELLATION CONNECTOR WITH ILLUMINATION STERILE
18355 | 4229420653100 | ILLUMINATED LASERPROBE 25 GAUGE STIFF MULTIFLEX IRIDEX CONNECTOR WITH 19GA ILLUMINATION CONNECTOR DISPOSABLE STERILE
18356 | 4229420653200 | AMNIOTIC MEMBRANE FOR TRANSPLANT GENERAL OCULAR USE STERILE
18357 | 4229420653300 | IMPLANT SCLERAL BUCKLING VITREO RETINAL SILICONE STRIP TYPE 41 3.5 X 0.75 X 125MM STERILE
18358 | 4229420653400 | INTRA CORNEAL RING IN PMMA MATERIAL DIAMETER 5 TO 6MM ARC LENGTH 210 DEGREES CONSTANT THICKNESS 150 TO 350µM FOR KERATOCONUS CORNEA
18359 | 4229420653500 | INTRA CORNEAL RING IN PMMA MATERIAL DIAMETER 6MM ARC LENGTH FROM 90 TO 150 DEGREES CONSTANT THICKNESS 150 TO 350µM FOR KERATOCONUS CORNEA
18360 | 4229420653600 | INTRA CORNEAL RING IN PMMA MATERIAL DIAMETER 5 TO 6MM ARC LENGTH 160 DEGREES PROGRESSIVE THICKNESS 150 TO 300µM FOR KERATOCONUS CORNEA
18361 | 4229420653700 | INTRA CORNEAL RING IN PMMA MATERIAL DIAMETER 5MM ARC LENGTH 325 TO 330 DEGREES 150 TO 300µM CONSTANT/PROGRESSIVE THICKNESS AS PER HOSPITAL REQUEST FOR KERATOCONUS CORNEA
18362 | 4229420653800 | IMPLANT AHMED GLAUCOMA DRAINAGE VALVE FLEXIBLE PLATE PEDIATRIC STERILE
18363 | 4229420653900 | IMPLANT GLAUCOMA SHUNT NON-VALVED RESTRICTION TO FLOW BY REDUCE DIAMETER AND REDUCE LUMEN MADE OF PERMANENT IMPLANTABLE GRADE SILICONE STERILE
18364 | 4229420654000 | BARRAQUER EYE SPECULUM WIRE BLADE 14MM OR 15MM REUSABLE
18365 | 4229420654100 | BIPOLAR FORCEPS MCPHERSON STRAIGHT TWO PIN CONNECTOR NON-STICK TIPS INSULATED FLAT HANDLE TOTAL LENGTH RANGE 80 TO 120 MM AS PER HOSPITAL REQUEST REUSABLE
18366 | 4229420654200 | MICROFORCEPS ECKARDT END GRIPPING 23G REUSABLE
18367 | 4229420654300 | HOOK SINSKEY STRAIGHT STAINLESS STEEL REUSABLE
18368 | 4229420654400 | BONACOLTO CONJUNCTIVA FORCEPS STAINLESS STEEL MUSCLE SET #1
18369 | 4229420654500 | RETINAL FORCEPS SERRATED 23G VITREORETINAL 23 GAUGE SET
18370 | 4229420654600 | RETINAL FORCEPS SERRATED 25G VITREORETINAL 25GAUGE SET
18371 | 4229420654700 | MCPHERSON TYING FORCEPS ANGLED LASIK SET
18372 | 4229420654800 | CANNULA 19G LACRIMAL SET #1
18373 | 4229420654900 | CANNULA GA #19 LASIK SET
18374 | 4229420655000 | MICRO EAR FORCEPS STRAIGHT SERRATED STAINLESS STEEL ENDOSCOPIC SET
18375 | 4229420655100 | MICRO EAR FORCEPS STRAIGHT SERRATED UP STAINLESS STEEL ENDOSCOPIC SET
18376 | 4229420655200 | KNIFE CRYSTAL RED SCLERECTOMY (RUBY BLADE) STAINLESS STEEL DEEP SCLEROTOMY SET
18377 | 4229420655300 | KNIFE 25 DEGREE DIAMOND DEEP SCLERECTOMY STAINLESS STEEL DEEP SCLEROTOMY SET
18378 | 4229420655400 | CANNULA 27G FOGLA FOGLA SET
18379 | 4229420655500 | KNAPP LACRIMAL RETRACTOR 4 PRONG (RAKE) STAINLESS STEEL OCULOPLASTY SET
18380 | 4229420655600 | RETRACTOR LACRIMAL STEVENSON SAC REUSABLE
18381 | 4229420655700 | FORCEPS FOR INTRA-CORNEAL INTACS RING FOR INTACS SURGERY
18382 | 4229420655800 | CALIPER MEASURES FROM 0MM TO 20MM IN 1MM INCREMENTS WITH SCALE READING ON BOTH SIDES. STAINLESS STEEL BUCKLE SET #1
18383 | 4229420655900 | CALIPER MEASURES FROM 0MM TO 20MM IN 1MM INCREMENTS WITH SCALE READING ON BOTH SIDES. STAINLESS STEEL CATARACT SET REUSABLE
18384 | 4229420656000 | CALIPER MEASURES FROM 0MM TO 20MM IN 1MM INCREMENTS WITH SCALE READING ON BOTH SIDES. STAINLESS STEEL E.U.A SET
18385 | 4229420656100 | CALIPER MEASURES FROM 0MM TO 20MM IN 1MM INCREMENTS WITH SCALE READING ON BOTH SIDES. STAINLESS STEEL ENUCLEATION SET
18386 | 4229420656200 | CALIPER MEASURES FROM 0MM TO 20MM IN 1MM INCREMENTS WITH SCALE READING ON BOTH SIDES. STAINLESS STEEL INTACS SET
18387 | 4229420656300 | CALIPER MEASURES FROM 0MM TO 20MM IN 1MM INCREMENTS WITH SCALE READING ON BOTH SIDES. STAINLESS STEEL MUSCLE SET #1
18388 | 4229420656400 | CALIPER MEASURES FROM 0MM TO 20MM IN 1MM INCREMENTS WITH SCALE READING ON BOTH SIDES. STAINLESS STEEL MUSCLE SET #2
18389 | 4229420656500 | CALIPER MEASURES FROM 0MM TO 20MM IN 1MM INCREMENTS WITH SCALE READING ON BOTH SIDES. STAINLESS STEEL OCULOPLASTY SET
18390 | 4229420656600 | CALIPER MEASURES FROM 0MM TO 20MM IN 1MM INCREMENTS WITH SCALE READING ON BOTH SIDES. STAINLESS STEEL PKP / LKP SET
18391 | 4229420656700 | BARRAQUER NEEDLE HOLDER WITHOUT LOCK FINE TIP STAINLESS STEEL CATARACT SET REUSABLE
18392 | 4229420656800 | FINE BARRAQUER NEEDLE HOLDER CVD INTACS SET
18393 | 4229420656900 | WIRE LID SPECULUM ADULT 14MM BLADES OF HEAVY 1MM WIRE. BLADE SPREAD: 20MM. DULL FINISH. OVERALL LENGTH: 40MM 1.6 INCHES. STAINLESS STEEL BUCKLE SET #2
18394 | 4229420657000 | WIRE LID SPECULUM ADULT CROSS LINK SET
18395 | 4229420657100 | WIRE LID SPECULUM ADULT E.U.A SET
18396 | 4229420657200 | WIRE LID SPECULUM ADULT ENUCLEATION SET
18397 | 4229420657300 | WIRE LID SPECULUM ADULT SUTURE REMOVAL SET
18398 | 4229420657400 | WIRE LID SPECULUM ADULT. STAINLESS STEEL BUCKLE SET #1
18399 | 4229420657500 | WIRE LID SPECULUM ADULT 14MM BLADES OF HEAVY 1MM WIRE. BLADE SPREAD: 20MM. DULL FINISH. OVERALL LENGTH: 40MM 1.6 INCHES. STAINLESS STEEL CATARACT SET REUSABLE
18400 | 4229420657600 | WIRE LID SPECULUM ADULT STAINLESS STEEL OCULOPLASTY SET
18401 | 4229420657700 | BARRAQUER WIRE LID SPECULUM LARGE SUB-TENON SET
18402 | 4229420657800 | WIRE LID SPECULUM ADULT STAINLESS STEEL MUSCLE SET #2
18403 | 4229420657900 | WIRE LID SPECULUM PEDIA E.U.A SET
18404 | 4229420658000 | WIRE LID SPECULUM PEDIA ENUCLEATION SET
18405 | 4229420658100 | WIRE LID SPECULUM PEDIA SUTURE REMOVAL SET
18406 | 4229420658200 | WIRE LID SPECULUM PEDIA WIRE 11MM BLADES. BLADE SPREAD: 19MM. DULL FINISH. OVERALL LENGTH: 34MM 1.3 INCHES. STAINLESS STEEL BUCKLE SET #2
18407 | 4229420658300 | WIRE LID SPECULUM PEDIATRIC WIRE 11MM BLADES. BLADE SPREAD: 19MM. DULL FINISH. OVERALL LENGTH: 34MM 1.3 INCHES. STAINLESS STEEL CATARACT SET REUSABLE
18408 | 4229420658400 | WIRE LID SPECULUM PEDIATRIC. STAINLESS STEEL BUCKLE SET #1
18409 | 4229420658500 | WIRE LID SPECULUM PEDIATRIC STAINLESS STEEL OCULOPLASTY SET
18410 | 4229420658600 | WIRE LID SPECULUM PEDIATRIC STAINLESS STEEL MUSCLE SET #2
18411 | 4229420658700 | BISHOP HARMON FORCEPS STAINLESS STEEL REUSABLE PHACO SET
18412 | 4229420658800 | BISHOP-HARMON TISSUE FORCEPS STAINLESS STEEL OCULOPLASTY SET
18413 | 4229420658900 | FORCEPS BISHOP-HARMON 1X2 TEETH REUSABLE
18414 | 4229420659000 | BOTVIN IRIS FORCEPS STAINLESS STEEL TEETH REUSABLE
18415 | 4229420659100 | BOTVIN IRIS FORCEPS STAINLESS STEEL SERRATED REUSABLE
18416 | 4229420659200 | CASTROVIEJO 0.5 FORCEPS STAINLESS STEEL OCULOPLASTY SET
18417 | 4229420659300 | CASTROVIEJO FIXATION FORCEPS 0.5 STRAIGHT BUCKLE SET #1
18418 | 4229420659400 | CASTROVIEJO FIXATION FORCEPS 0.5MM STRAIGHT SHAFTS 1 X 2 TEETH. WIDE SERRATED HANDLE WITH POLISHED FINISH. TEETH: 0.5MM. OVERALL LENGTH: 109MM 4.3 INCHES. STAINLESS STEEL BUCKLE SET #2
18419 | 4229420659500 | FORCEPS CASTROVIEJO CURVED 1X2 TEETH SIZE 0.5MM WITH TYING PLATFORM REUSABLE
18420 | 4229420659600 | CASTROVIEJO NEEDLE HOLDER STRAIGHT TIP STAINLESS STEEL MUSCLE SET #2
18421 | 4229420659700 | CASTROVIEJO NEEDLE HOLDER STRAIGHT WITH LOCK STAINLESS STEEL OCULOPLASTY SET
18422 | 4229420659800 | CASTRO. NEEDLE HOLDER CURVED WITH LOCK LACRIMAL SET #1
18423 | 4229420659900 | CASTROVIEJO NEEDLE HOLDER WITH LOCK CURVED STAINLESS STEEL BUCKLE SET #2
18424 | 4229420660000 | CASTROVIEJO NEEDLE HOLDER STRAIGHT WITH LOCK OR HEAVY BARRAQUER NEEDLE HOLDER WITHOUT LOCK STAINLESS STEEL REUSABLE PHACO SET
18425 | 4229420660100 | CASTROVIEJO FIXATION FORCEPS .12 STRAIGHT STAINLESS STEEL BUCKLE SET #2
18426 | 4229420660200 | CASTROVIEJO SUTURING FORCEPS 0.12MM STRAIGHT. STAINLESS STEEL REUSABLE PHACO SET
18427 | 4229420660300 | CASTROVIEJO 0.3 FORCEPS STAINLESS STEEL MUSCLE SET #2
18428 | 4229420660400 | CASTROVIEJO FIXATION FORCEPS 0.3 STRAIGHT BUCKLE SET #1
18429 | 4229420660500 | CASTROVIEJO SUTURING FORCEPS 0.3MM 1X2 TEETH LACRIMAL SET #1
18430 | 4229420660600 | DESMARES LID RETRACTOR SOLID BLADE SIZE 1 STAINLESS STEEL OCULOPLASTY SET
18431 | 4229420660700 | DESMARRES SMALL STAINLESS STEEL MUSCLE SET #1
18432 | 4229420660800 | SERRAFINE (BULLDOG) SMALL STRAIGHT STAINLESS STEEL TARSOTOMY SET
18433 | 4229420660900 | SERREFINE STRAIGHT SMALL STAINLESS STEEL MUSCLE SET #1
18434 | 4229420661000 | SERREFINE STRAIGHT SMALL STAINLESS STEEL OCULOPLASTY SET
18435 | 4229420661100 | KOCH / NAGAHARA SPATULA STAINLESS STEEL REUSABLE PHACO SET
18436 | 4229420661200 | CANNULATED MUSCLE HOOK (GASS RETINAL DETACHMENT HOOK) FLATTENED 13MM “GRAEFE TYPE” HOOK WITH 1.5MM OVAL HOLE. OVERALL LENGTH: 143MM 5.6 INCHES BUCKLE SET #2
18437 | 4229420661300 | GRAEFE MUSCLE HOOK STAINLESS STEEL OCULOPLASTY SET
18438 | 4229420661400 | HARTMAN MOSQUITO FORCEPS CURVED BUCKLE SET #1
18439 | 4229420661500 | HARTMAN MOSQUITO FORCEPS CURVED STAINLESS STEEL MUSCLE SET #1
18440 | 4229420661600 | RETRACTOR BARBIE STAINLESS STEEL REUSABLE
18441 | 4229420661700 | RETRACTOR BARBIE BIG STAINLESS STEEL REUSABLE
18442 | 4229420661800 | RETRACTOR BARBIE GREAT BIG STAINLESS STEEL REUSABLE
18443 | 4229420661900 | JAEGER LID PLATE STAINLESS STEEL OCULOPLASTY SET
18444 | 4229420662000 | JAMESON MUSCLE HOOK 10MM STAINLESS STEEL MUSCLE SET #1
18445 | 4229420662100 | HOOK MUSCLE JAMESON STAINLESS STEEL REUSABLE
18446 | 4229420662200 | JAMESON MUSCLE HOOK STAINLESS STEEL MUSCLE SET #2
18447 | 4229420662300 | LIBERMAN SPECULUM ADULT STAINLESS STEEL MUSCLE SET #1
18448 | 4229420662400 | LIEBERMAN EYE SPECULUM. SOLID BLADE ADULT. STAINLESS STEEL PKP / LKP SET
18449 | 4229420662500 | LIBERMAN SPECULUM PEDIA STAINLESS STEEL MUSCLE SET #1
18450 | 4229420662600 | MCPHERSON TYING FORCEPS STRAIGHT BUCKLE SET #1
18451 | 4229420662700 | TENNANT TYING FORCEPS STRAIGHT OR MCPHERSON STRAIGHT SHAFTS WITH 4MM TYING PLATFORM. STAINLESS STEEL PKP / LKP SET
18452 | 4229420662800 | FORCEPS UTRATA CAPSULORHEXIS STAINLESS STEEL REUSABLE
18453 | 4229420662900 | STEVENS SCISSORS CURVED ENUCLEATION SET
18454 | 4229420663000 | STEVENS SCISSORS CURVED LASIK SET
18455 | 4229420663100 | STEVENS SCISSORS CURVED BUCKLE SET #1
18456 | 4229420663200 | SCISSORS STEVENS BLUNT TIP CURVED REUSABLE
18457 | 4229420663300 | STEVENS SCISSORS CURVED STAINLESS STEEL MUSCLE SET #2
18458 | 4229420663400 | STEVENS SCISSORS CURVED STAINLESS STEEL OCULOPLASTY SET
18459 | 4229420663500 | UTRATA OR MASKET CAPSULORRHEXIS FORCEPS STAINLESS STEEL REUSABLE PHACO SET
18460 | 4229420663600 | WESCOTT SCISSORS BLUNT STAINLESS STEEL MUSCLE SET #2
18461 | 4229420663700 | WESCOTT SCISSORS BLUNT STAINLESS STEEL TARSOTOMY SET
18462 | 4229420663800 | WESCOTT TENOTOMY SCISSORS BLUNT TIP STAINLESS STEEL OCULOPLASTY SET
18463 | 4229420663900 | WESCOTT SCISSORS BLUNT ROUNDED SHARP TIPS. 25MM FROM MID-SCREW TO TIP. OVERALL LENGTH: 131MM 5.1 INCHES. STAINLESS STEEL BUCKLE SET #2
18464 | 4229420664000 | SUCTION TIP # 8 WITH STYLET STAINLESS STEEL ORBITAL SET
18465 | 4229420664100 | SUCTION TIP SIZE 8 WITH STYLET STAINLESS STEEL D.C.R SET
18466 | 4229420664200 | BARD PARKER BLADE HANDLE#3 ENUCLEATION SET
18467 | 4229420664400 | HARTMANN MOSQUITO FORCEPS CURVED 21MM SERRATED JAWS. RING HANDLE WITH RATCHET LOCK AND DULL FINISH. OVERALL LENGTH: 120MM 4.7 INCHES. STAINLESS STEEL CATARACT SET REUSABLE
18468 | 4229420664500 | NASAL SPECULUM ADULT STAINLESS STEEL D.C.R SET
18469 | 4229420664600 | LIEBERMAN K-WIRE OR V-WIRE SPECULUM STAINLESS STEEL REUSABLE PHACO SET
18470 | 4229420664700 | STERILIZATION TRAY FOR 14 INST KERARING SET
18471 | 4229420664800 | STERILIZATION TRAY FOR 7 INST SUTURE REMOVAL SET
18472 | 4229420664900 | STERILIZATION TRAY FOR 8 INST IRIS SUTURE & IOL FIXATION SET #2
18473 | 4229420665000 | RONGEUR BEYER SINGLE ACTION REUSABLE
18474 | 4229420665100 | STANDARD STEVEN SCISSORS STRAIGHT. STAINLESS STEEL REUSABLE PHACO SET
18475 | 4229420665200 | DISSECTING SCISSORS MAYO 6-3/4 INCH LENGTH SURGICAL GRADE STAINLESS STEEL FINGER RING HANDLE STRAIGHT BLUNT TIP STAINLESS STEEL BUCKLE SET #2
18476 | 4229420665300 | TOWEL CLIPS NON-SHARP BIG SERRATED TIP CURVED NON-SHARP TOWEL FORCEPS 4 INCH LENGTH SURGICAL GRADE STAINLESS STEEL BUCKLE SET #2
18477 | 4229420665400 | HEMOSTAT (MOSQUITO FORCEPS) STRAIGHT STAINLESS STEEL TARSOTOMY SET
18478 | 4229420665500 | HALSTED MOSQUITO CLAMP CURVED STAINLESS STEEL OCULOPLASTY SET
18479 | 4229420665600 | BOCKS FORCEPS WITHOUT TEETH SUTURE REMOVAL SET
18480 | 4229420665700 | FREER PERIOSTEAL ELEV 1 BLUNT 1SEMI-SHARP 4.5MM LACRIMAL SET #1
18481 | 4229420665800 | CASTROVIEJO NEEDLE HOLDER STRAIGHT WITH LOCK OR CURVED STAINLESS STEEL CATARACT SET REUSABLE
18482 | 4229420665900 | FINE BARRAQUER NEEDLE HOLDER CURVED WITHOUT LOCK STAINLESS STEEL PKP / LKP SET
18483 | 4229420666000 | NEEDLE HOLDER STRAIGHT WITHOUT LOCK STAINLESS STEEL MUSCLE SET #1
18484 | 4229420666100 | MANHATTAN FORCEPS STAINLESS STEEL TARSOTOMY SET
18485 | 4229420666200 | SINSKEY HOOK LENS MANIPULATING HOOK 0.2MM DIAMETER BLUNT TIP ROUND HANDLE STRAIGHT WITH GUARD. STAINLESS STEEL PKP / LKP SET
18486 | 4229420666300 | GRASPER AHMED MICRO CURVED 23G REUSABLE
18487 | 4229420666400 | AHMED MICRO TYING FORCEPS HEAD 23 G IRIS SUTURE & IOL FIXATION SET #2
18488 | 4229420666500 | BARRAQUER IRIS SPATULA STAINLESS STEEL DOUBLE ENDED BLADES BOTH ENDS ARE SHARP WITH GENTLY CURVED BLADES REUSABLE
18489 | 4229420666600 | ARTIFICIAL CHAMBER BASE. STAINLESS STEEL ALTK ARTIFICIAL CHAMBER SET
18490 | 4229420666700 | BELLUCCI SCISSORS CURVED RIGHT 8 MM STAINLESS STEEL ENDOSCOPIC SET
18491 | 4229420666800 | SCISSORS BELLUCCI STRAIGHT 8 MM STAINLESS STEEL REUSABLE
18492 | 4229420666900 | SCISSORS BELLUCCI CURVED LEFT 8 MM STAINLESS STEEL REUSABLE
18493 | 4229420667000 | FORCEPS BONNACOLTO CONJUNCTIVA STAINLESS STEEL REUSABLE
18494 | 4229420667100 | FORCEPS BORES FIXATION STRAIGHT REUSABLE
18495 | 4229420667200 | BUSIN INSERTING FORCEPS 23G WITH CONNECTOR REUSABLE
18496 | 4229420667300 | CALIPER MEASURES FROM 0MM TO 20MM IN 1MM INCREMENTS WITH SCALE READING ON BOTH SIDES. THUMBSCREW HOLDS TIPS APART AT DESIRED SETTING. FEATURES POLISHED FINISH. OVERALL LENGTH: 86MM 3.4 INCHES. STAINLESS STEEL BUCKLE SET #2
18497 | 4229420667400 | CAPSULOTOMY SCISSORS VANNAS 5MM LONG BLADES SHARP TIPS STRAIGHT STAINLESS STEEL PKP / LKP SET
18498 | 4229420667500 | DILATOR LACRIMAL CASTROVIEJO DOUBLE-ENDED STAINLESS STEEL REUSABLE
18499 | 4229420667600 | CATARACT STERILIZATION TRAY SET (29 PCS) CATARACT SET REUSABLE
18500 | 4229420667700 | CHALAZION CLAMP ADULT STAINLESS STEEL TARSOTOMY SET
18501 | 4229420667800 | BABY JONES TOWEL CLAMP STAINLESS STEEL MUSCLE SET #1
18502 | 4229420667900 | COLIBRI FORCEPS 0.12MM. 1 X 2 TEETH. WITH POLISHED FINISH. OVERALL LENGTH: 73MM 2.9 INCHES. STAINLESS STEEL CATARACT SET REUSABLE
18503 | 4229420668000 | ARTIFICIAL CHAMBER COVER. STAINLESS STEEL ALTK ARTIFICIAL CHAMBER SET
18504 | 4229420668100 | CURVED DRESSING FORCEPS WITH SERRATIONS DELICATE STRONG CURVED SERRATED TIPS. OVERALL LENGTH: 97MM 3.8 INCHES. STAINLESS STEEL BUCKLE SET #2
18505 | 4229420668200 | CYCLODIALYSIS SPATULA STAINLESS STEEL DOUBLE ENDED REUSABLE
18506 | 4229420668300 | D.C.R. STERILIZATION TRAY SET (9 PCS) D.C.R SET
18507 | 4229420668400 | DE WECKEER SCISSORS BLUNT TIPS. 8MM FROM BEND TO TIP. OVERALL LENGTH: 64MM 2.52 INCHES. STAINLESS STEEL CATARACT SET REUSABLE
18508 | 4229420668500 | DEEP SCLEROTOMY STERILIZATION TRAY SET (6 PCS) DEEP SCLEROTOMY SET
18509 | 4229420668600 | DESMARES LID RETRACTOR SOLID BLADE SIZE 2 STAINLESS STEEL OCULOPLASTY SET
18510 | 4229420668700 | DESMARES LID RETRACTOR SOLID BLADE SIZE 3 STAINLESS STEEL OCULOPLASTY SET
18511 | 4229420668800 | DISSECTOR 5MM COUNTER CLOCK WISE KERARING SET
18512 | 4229420668900 | DISSECTOR 6MM COUNTER CLOCK WISE KERARING SET
18513 | 4229420669000 | DISSECTOR INSPECTION GAUGE 0.9 INTACS SET
18514 | 4229420669100 | DMEK STERILIZATION TRAY SET ( 5 PCS) DMEK SET
18515 | 4229420669200 | DRAFT SICKLE KNIFE STRAIGHT 19 MM STAINLESS STEEL ENDOSCOPIC SET
18516 | 4229420669300 | DSAEK IRRIGATING OR INFUSION PORT MAINTAINER REUSABLE
18517 | 4229420669400 | DSAEK STERILIZATION TRAY SET ( 8 PCS ) DSAEK SET
18518 | 4229420669500 | DSAEK STRIPPER (T-SHAPED TIPS) REUSABLE
18519 | 4229420669600 | ENDOSCOPIC STERILIZATION TRAY SET ( 25 PCS ) ENDOSCOPIC SET
18520 | 4229420669700 | EYE SCISSORS STEVENS STANDARD MODEL WITH STRAIGHT BLADES AND BLUNT TIPS. 30MM FROM MID-SCREW TO TIP. RING HANDLE. POLISHED FINISH ON BLADES. OVERALL LENGTH: 112MM 4.4 INCHES. STAINLESS STEEL CATARACT SET REUSABLE
18521 | 4229420669800 | FISHKIND-CASTRO LID SPECULUM. OPEN WIRE. STAINLESS STEEL PTERYGIUM SET
18522 | 4229420669900 | RETINAL FORCEPS SERRATED 20G VITREORETINAL 20 GAUGE SET
18523 | 4229420670000 | FOREIGN BODY SPUD & BURR. STAINLESS STEEL PTERYGIUM SET
18524 | 4229420670100 | FOREIGN BODY SPUD STAINLESS STEEL REUSABLE
18525 | 4229420670200 | GALAND CORNEAL SCISSORS STAINLESS STEEL DEEP SCLEROTOMY SET
18526 | 4229420670300 | HARMS-TUBINGEN TYING FORCEPS STRAIGHT SHAFTS WITH 6.5MM TYING PLATFORM. OVERALL LENGTH: 101MM 4.0 INCHES. STAINLESS STEEL BUCKLE SET #2
18527 | 4229420670400 | TYING FORCEPS HEAD AHMED MICRO 23G REUSABLE
18528 | 4229420670500 | FORCEPS HOFFMAN DESCEMET'S STRIPPING CURVED REUSABLE
18529 | 4229420670600 | SCISSORS HOFFMAN / AHMED HEAD MICRO HORIZONTAL CURVED SHAFT REUSABLE
18530 | 4229420670700 | SCISSORS HOFFMAN / AHMED HEAD HORIZONTAL STRAIGHT SHAFT 21G REUSABLE
18531 | 4229420670800 | SCISSORS HOFFMAN / AHMED HEAD MICRO VERTICAL CURVED SHAFT REUSABLE
18532 | 4229420670900 | HEAD HOLDING FORCEPS MICRO SERRATED REUSABLE
18533 | 4229420671000 | SCISSORS HOFFMAN / AHMED HEAD HORIZONTAL STRAIGHT SHAFT 23G REUSABLE
18534 | 4229420671100 | ICL STERILIZATION TRAY SET ( 3 PCS ) ICL SET
18535 | 4229420671200 | INTACS SEPARATOR STERILIZATION TRAY FOR 4 INST INTACS SK SEPARATOR SET
18536 | 4229420671300 | LID RETRACTOR JAFFE WIRE STAINLESS STEEL REUSABLE
18537 | 4229420671400 | JAMESON MUSCLE FORCEPS LEFT STAINLESS STEEL REUSABLE
18538 | 4229420671500 | JAMESON MUSCLE FORCEPS RIGHT STAINLESS STEEL REUSABLE
18539 | 4229420671600 | JAMESON MUSCLE HOOK 2MM BULBOUS TIP WITH 6MM FLAT PORTION. OVERALL LENGTH: 136MM. STAINLESS STEEL BUCKLE SET #2
18540 | 4229420671700 | KELLMAN-MCPHERSON FORCEPS ANGLED STAINLESS STEEL REUSABLE PHACO SET
18541 | 4229420671800 | KELLMAN-MCPHERSON FORCEPS ANGLED 45° SHAFTS 8MM FROM TIP TO BEND WITH 4MM TYING PLATFORM STAINLESS STEEL CATARACT SET REUSABLE
18542 | 4229420671900 | KERRISON RONGEUR SIZE 1 3.5MM WIDE LACRIMAL SET #1
18543 | 4229420672000 | LACRIMAL CANNULA STRAIGHT STAINLESS STEEL 23 GAUGE REUSABLE
18544 | 4229420672100 | LACRIMAL STERILIZATION TRAY SET (25 PCS) LACRIMAL SET #1
18545 | 4229420672200 | LAWTON BLAKESLEY FORCEPS STRAIGHT STAINLESS STEEL ENDOSCOPIC SET
18546 | 4229420672300 | OPTIC ZONE MARKER SIZE #3 LASIK SET
18547 | 4229420672400 | OPTICAL ZONE MARKER 3.25 MM RK INSTRUMENTS SET
18548 | 4229420672500 | OPTICAL ZONE MARKER 3.50 MM RK INSTRUMENTS SET
18549 | 4229420672600 | OPTICAL ZONE MARKER 3.75 MM RK INSTRUMENTS SET
18550 | 4229420672700 | OPTICAL ZONE MARKER 4.00 MM RK INSTRUMENTS SET
18551 | 4229420672800 | OPTICAL ZONE MARKER 4.25 MM RK INSTRUMENTS SET
18552 | 4229420672900 | OPTICAL ZONE MARKER 4.50 MM RK INSTRUMENTS SET
18553 | 4229420673000 | OPTICAL ZONE MARKER 4.75 MM RK INSTRUMENTS SET
18554 | 4229420673100 | OPTIC ZONE MARKER 6MM KERA RING SET
18555 | 4229420673200 | MCPHERSON TYING FORCEPS ANGLED SHAFTS WITH 4MM TYING PLATFORM. OVERALL LENGTH: 82MM 3.2 INCHES. STAINLESS STEEL BUCKLE SET #2
18556 | 4229420673300 | MCPHERSON TYING FORCEPS STRAIGHT SHAFTS WITH 4MM TYING PLATFORM. OVERALL LENGTH: 83MM 3.3 INCHES. STAINLESS STEEL BUCKLE SET #2
18557 | 4229420673400 | MCPHERSON TYING FORCEPS ANGLED SHAFTS WITH 4MM TYING PLATFORM. STAINLESS STEEL CATARACT SET REUSABLE
18558 | 4229420673500 | MCPHERSON TYING FORCEPS STRAIGHT SHAFTS WITH 4MM TYING PLATFORM. STAINLESS STEEL CATARACT SET REUSABLE
18559 | 4229420673600 | MUSCLE HOOK 12MM-STEPHEN STAINLESS STEEL MUSCLE SET #1
18560 | 4229420673700 | MUSCLE STERILIZATION TRAY SET (28 PCS) MUSCLE SET #1
18561 | 4229420673800 | MUSCLE STERILIZATION TRAY SET (29 PCS) MUSCLE SET #2
18562 | 4229420673900 | NASAL SCISSORS STRAIGHT 110 MM STAINLESS STEEL ENDOSCOPIC SET
18563 | 4229420674000 | NUGENT UTILITY FORCEPS SHAFTS ANGLED 45° WITH 10MM JAWS. CRISSCROSS SERRATED JAWS. OVERALL LENGTH: 107MM 4.2 INCHES. STAINLESS STEEL" BUCKLE SET #2
18564 | 4229420674100 | OCULOPLASTY STERILIZATION TRAY SET (39 PCS) OCULOPLASTY SET
18565 | 4229420674200 | ORBITAL STERILIZATION TRAY SET ( 13 PCS) ORBITAL SET
18566 | 4229420674300 | PATON SPATULA AND SPOON 6MM WIDE BY 15MM LONG THIN BLADE WITH THREE GROOVES. 2MM WIDE BY 31MM BLADE WITH LAST 7MM ANGLE TIP. OVERALL LENGTH: 143MM 5.6 INCHES. STAINLESS STEEL REUSABLE
18567 | 4229420674400 | STERILIZATION TRAY SET 320X220X20 MM OR EQUIVALENT WITH SILICONE MAT REUSABLE
18568 | 4229420674500 | REMKY DMEK KERATOPLASTY FORCEPS DMEK SET
18569 | 4229420674600 | ARTIFICIAL CHAMBER RING. STAINLESS STEEL ALTK ARTIFICIAL CHAMBER SET
18570 | 4229420674700 | FORCEPS SAUER FIXATION STAINLESS STEEL REUSABLE
18571 | 4229420674800 | SCHEPENS FORKED ORBITAL RETRACTOR STAINLESS STEEL OCULOPLASTY SET
18572 | 4229420674900 | SCHEPENS ORBITAL RETRACTOR SMOOTH 14MM BY 56MM BLADE WITH 4.5MM WIDE NOTCH IN BLADE. OVERALL LENGTH: 148MM 5.8 INCHES. STAINLESS STEEL BUCKLE SET #2
18573 | 4229420675000 | RETINAL SCISSORS CURVED 20G VITREORETINAL 20 GAUGE SET
18574 | 4229420675100 | SCLERAL DEPRESSOR (SCHOCKET DOUBLE ENDED SCLERAL DEPRESSOR) DOUBLE-END DEPRESSOR AND MARKER. ROUNDED END DESIGNED FOR DEPRESSING SCLERA AND CURVED MARKING END FOR REACHING BEHIND THE GLOBE. 6MM WIDE BAR AND 2.5MM TEARDROP SHAPE TIPS. OVERALL LENGTH: 134MM 5.3 INCHES. STAINLESS STEEL BUCKLE SET #2
18575 | 4229420675200 | PROTECTOR SCLERAL STAINLESS STEEL WITH HANDLE ASSORTED SIZES AS PER HOSPITAL REQUEST REUSABLE
18576 | 4229420675300 | SCLERAL RULER STAINLESS STEEL MUSCLE SET #1
18577 | 4229420675400 | SCLERAL DEPRESSOR SCHOCKET DOUBLE ENDED REUSABLE
18578 | 4229420675500 | SPECULUM ROUNDED "V" SHAPED BLADES ADULT SIZE OVERALL LENGTH 71MM TITANIUM BRANCHES ROUND SIDE TEMPORAL STAINLESS STEEL BUCKLE SET #2
18579 | 4229420675600 | STERILIZATION FOR TRAY VITREORETINAL 20 GAUGE VITREORETINAL 20 GAUGE SET
18580 | 4229420675700 | STERILIZATION FOR TRAY VITREORETINAL 23 GAUGE VITREORETINAL 23 GAUGE SET
18581 | 4229420675800 | STERILIZATION FOR TRAY VITREORETINAL 25 GAUGE VITREORETINAL 25GAUGE SET
18582 | 4229420675900 | STERILIZATION TRAY FOR ULTRATHIN GAS HOSE TURBINE + MOTOR ULTRATHIN GAS HOSE TURBINE + MOTOR SET REUSABLE
18583 | 4229420676000 | STERILIZATION TRAY FOR MICROKERATOME (M2) RING MICROKERATOME (M2) REUSABLE
18584 | 4229420676100 | STEVENS TENOTOMY SCISSORS STANDARD MODEL WITH CURVED BLADES AND BLUNT TIPS. 30MM FROM MID-SCREW TO TIP. RING HANDLE. POLISHED FINISH ON BLADES. OVERALL LENGTH: 112MM 4.4 INCHES. STAINLESS STEEL BUCKLE SET #2
18585 | 4229420676200 | STRAIGHT DRESSING FORCEPS WITH SERRATIONS DELICATE. STRAIGHT TIPS: DELICATE 11MM. OVERALL LENGTH: 100MM 3.9 INCHES. STAINLESS STEEL BUCKLE SET #2
18586 | 4229420676300 | SUB-TENON FLAT CURVED 1.10X25MM TIP (19G X1 IN) CANNULA SUB-TENON SET
18587 | 4229420676400 | SUCTION TIP # 10 WITH STYLET STAINLESS STEEL ORBITAL SET
18588 | 4229420676500 | SUCTION TIP SIZE 10 WITH STYLET ENUCLEATION SET
18589 | 4229420676600 | SUCTION TIP SIZE 7 WITH STYLET STAINLESS STEEL D.C.R SET
18590 | 4229420676700 | SUCTION TIP SIZE 8 WITH STYLET ENUCLEATION SET
18591 | 4229420676800 | SZURMAN DMEK IRRIGATION HANDPIECE DMEK SET
18592 | 4229420676900 | SZURMAN DMEK PREPARATION SPATULA - DESCEMET LAYER DMEK SET
18593 | 4229420677000 | TARSOTOMY STERILIZATION TRAY SET (13 PCS) TARSOTOMY SET
18594 | 4229420677100 | TENNANT TYING FORCEPS CURVED OR MCPHERSON TYING FORCEPS STRAIGHT SHAFTS WITH 4MM TYING PLATFORM. STAINLESS STEEL PKP / LKP SET
18595 | 4229420677200 | TROUTMAN-KATZIN CORNEAL SCISSORS LEFT MINIATURE MODEL WITH BLUNT TIPS. 11MM FROM MID-SCREW TO TIP. STAINLESS STEEL PKP / LKP SET
18596 | 4229420677300 | TROUTMAN-KATZIN CORNEAL SCISSORS RIGHT MINIATURE MODEL WITH BLUNT TIPS. 11MM FROM MID-SCREW TO TIP. STAINLESS STEEL PKP / LKP SET
18597 | 4229420677400 | VANNAS SCISSORS CAPSULOTOMY 5MM LONG BLADES SHARP TIPS STRAIGHT STAINLESS STEEL CATARACT SET REUSABLE
18598 | 4229420677500 | WESCOTT SCISSORS SHARP STAINLESS STEEL MUSCLE SET #2
18599 | 4229420677600 | WESCOTT STITCH SCISSORS ROUNDED SHARP TIPS. 25MM FROM MID-SCREW TO TIP. OVERALL LENGTH: 131MM 5.1 INCHES. STAINLESS STEEL CATARACT SET REUSABLE
18600 | 4229420677700 | WESTCOTT STITCH SCISSORS CURVED ROUNDED SHARP TIPS. 25MM FROM MID-SCREW TO TIP. STAINLESS STEEL PKP / LKP SET
18601 | 4229420677800 | CANNULA 19G ANGLED 30° SHAFT 5MM FROM TIP TO BEND WITH FLATTENED BLUNT TIP. POLISHED FINISH. OVERALL LENGTH EXCLUDING HUB: 25MM 1.0 INCHES. STAINLESS STEEL BUCKLE SET #1
18602 | 4229420677900 | MEMBRANE PEELER 23G VITREORETINAL 23 GAUGE SET
18603 | 4229420678000 | MOSQUITO CLAMP CURVED 21MM SERRATED JAWS. RING HANDLE WITH RATCHET LOCK AND DULL FINISH. OVERALL LENGTH: 120MM 4.7 INCHES. STAINLESS STEEL PKP / LKP SET
18604 | 4229420678100 | RETINAL SCISSORS CURVED 23G VITREORETINAL 23 GAUGE SET
18605 | 4229420678200 | SERRAFINES STRAIGHT SMALL BUCKLE SET #2
18606 | 4229420678300 | BACK FLUSH HANDEL WITH SILICONE STAINLESS STEEL WITH LUER LOCK CONNECTOR VITREORETINAL 20 GAUGE SET
18607 | 4229420678400 | STEVENS SCISSORS STANDARD MODEL WITH STRAIGHT BLADES AND BLUNT TIPS. 30MM FROM MID-SCREW TO TIP. RING HANDLE. POLISHED FINISH ON BLADES. OVERALL LENGTH: 112MM 4.4 INCHES. STAINLESS STEEL PKP / LKP SET
18608 | 4229420678500 | FORCEPS CASTROVIEJO STRAIGHT 1X2 TEETH SIZE 0.12MM WITH TYING PLATFORM REUSABLE
18609 | 4229420678600 | DESMARES CHALAZION FORCEPS OVAL LARGE STAINLESS STEEL OCULOPLASTY SET
18610 | 4229420678700 | WESCOTT STITCH SCISSORS VERY SHARP. STAINLESS STEEL LACRIMAL SET #1
18611 | 4229420678800 | MARKER FOR INTACS SURGERY
18612 | 4229420678900 | OLIVE TIP CANNULA REUSABLE
18613 | 4229420679000 | WESTCOTT TENOTOMY SCISSORS CURVED BLUNT STAINLESS STEEL MUSCLE SET #1
18614 | 4229420679100 | SCISSORS PACKER/CHANG HOFFMAN/AHMED HEAD STRAIGHT REUSABLE
18615 | 4229420679200 | BLAKELEY FORCEPS STRAIGHT 3.0MM STAINLESS STEEL ENDOSCOPIC SET
18616 | 4229420679300 | PHACO STERILIZATION TRAY SET ( 15 PCS) REUSABLE PHACO SET
18617 | 4229420679400 | SURGICAL BEAVER BLADE HANDLE OR BARD PARKER BLADE HANDLE#3. STAINLESS STEEL OCULOPLASTY SET
18618 | 4229420679500 | SZURMAN DMEK PREPARATION SPATULA - DESCEMET LAYER GRAFT DMEK SET
18619 | 4229420679600 | BISHOP-HARMON TISSUE FORCEPS STRAIGHT SHAFTS WITH 1 X 2 TEETH. FINE TEETH. OVERALL LENGTH: 86MM 3.4 INCHES. STAINLESS STEEL BUCKLE SET #2
18620 | 4229420679700 | HALSTEAD HEMOSTATIC MOSQUITO FORCEPS CURVED STAINLESS STEEL MUSCLE SET #2
18621 | 4229420679800 | HALSTED MOSQUITO CLAMP STRAIGHT STAINLESS STEEL OCULOPLASTY SET
18622 | 4229420679900 | SERRATED FORCEPS STRAIGHT STAINLESS STEEL ENDOSCOPIC SET
18623 | 4229420680000 | BOWMAN LACRIMAL PROBE STAINLESS STEEL ASSORTED SIZES AS PER HOSPITAL REQUEST REUSABLE
18624 | 4229420680100 | BOWMAN LACRIMAL PROBE 1-2 STAINLESS STEEL LACRIMAL SET #1
18625 | 4229420680200 | VANNAS SCISSORS OR WESCOTT STITCH SCISSORS. STAINLESS STEEL REUSABLE PHACO SET
18626 | 4229420680300 | NEEDLE HOLDER BARRAQUER CURVED WITHOUT LOCK 13CM (+/- 2CM) STAINLESS STEEL REUSABLE
18627 | 4229420680400 | NEEDLE HOLDER BARRAQUER CURVED WITH LOCK 13CM (+/- 2CM) STAINLESS STEEL REUSABLE
18628 | 4229420680500 | EYE SPECULUM KRATZ STAINLESS STEEL ASSORTED SIZES AS PER HOSPITAL REQUEST REUSABLE
18629 | 4229420680600 | BERKE PTOSIS FORCEPS WITH SLIDE LOCK STAINLESS STEEL OCULOPLASTY SET
18630 | 4229420680700 | BONN FORCEPS 1X2 TEETH 0.12MM WITH TYING PLATFORM STAINLESS STEEL MUSCLE SET #1
18631 | 4229420680800 | SCISSORS CORNEAL LEFT STAINLESS STEEL REUSABLE
18632 | 4229420680900 | SCISSORS CORNEAL RIGHT STAINLESS STEEL REUSABLE
18633 | 4229420681000 | CASTROVIEJO FIXATION FORCEPS 0.12 STRAIGHT BUCKLE SET #1
18634 | 4229420681100 | CASTROVIEJO NEEDLE HOLDER CURVED WITH LOCK BUCKLE SET #1
18635 | 4229420681200 | COLIBRI FORCEPS STAINLESS STEEL REUSABLE PHACO SET
18636 | 4229420681300 | EYE SCISSORS STANDARD STAINLESS STEEL POINTED TIP ASSORTED STRAIGHT/CURVED AS PER HOSPITAL REQUEST REUSABLE
18637 | 4229420681400 | BONNACOLTO CONJUNCTIVA FORCEPS OR SERRATED FORCEPS STRAIGHT STAINLESS STEEL CATARACT SET REUSABLE
18638 | 4229420681500 | HOOK GASS RETINAL DETACHMENT OVAL HOLE STAINLESS STEEL REUSABLE
18639 | 4229420681600 | HALSTED MOSQUITO FORCEPS CURVED LACRIMAL SET #1
18640 | 4229420681700 | HALSTED MOSQUITO FORCEPS STRAIGHT LACRIMAL SET #1
18641 | 4229420681800 | HARMS-COLIBRI FORCEPS WITH TYING PLATFORM 0.12MM OR BISHOP HARMON FCP FINE STRAIGHT SHAFTS WITH 1 X 2 TEETH. DELICATE TEETH. OVERALL LENGTH: 86MM 3.4 INCHES. STAINLESS STEEL PKP / LKP SET
18642 | 4229420681900 | HARTMAN MOSQUITO FORCEPS STRAIGHT STAINLESS STEEL MUSCLE SET #1
18643 | 4229420682000 | HELVESTON TEASER HOOK STAINLESS STEEL REUSABLE
18644 | 4229420682100 | FORCEPS LESTER FIXATION STAINLESS STEEL REUSABLE
18645 | 4229420682200 | LIEBERMAN EYE SPECULUM. STAINLESS STEEL BUCKLE SET #1
18646 | 4229420682300 | MOODY FIXATION FORCEPS LEFT STAINLESS STEEL MUSCLE SET #1
18647 | 4229420682400 | MOODY FIXATION FORCEPS RIGHT STAINLESS STEEL MUSCLE SET #1
18648 | 4229420682500 | MOSQUITO CLAMPS STRAIGHT STAINLESS STEEL ENDOSCOPIC SET
18649 | 4229420682600 | PIGTAIL PROBE STAINLESS STEEL SUTURE HOLES DOUBLE ENDED REUSABLE
18650 | 4229420682700 | HOOK SINSKEY ANGLED STAINLESS STEEL REUSABLE
18651 | 4229420682800 | POLACK DOUBLE CORNEAL FIXATION FORCEPS STAINLESS STEEL REUSABLE
18652 | 4229420682900 | HOOK MUSCLE GRAEFE ASSORTED SIZES AS PER HOSPITAL REQUEST REUSABLE
18653 | 4229420683000 | HOOK SKIN SHARP SMALL 2 PRONGS REUSABLE
18654 | 4229420683100 | BOWMAN LACRIMAL PROBE 3-4 STAINLESS STEEL LACRIMAL SET #1
18655 | 4229420683200 | BOWMAN LACRIMAL PROBE 5-6 STAINLESS STEEL LACRIMAL SET #1
18656 | 4229420683300 | MOSQUITO CLAMPS CURVED STAINLESS STEEL ENDOSCOPIC SET
18657 | 4229420683400 | BOWMAN LACRIMAL PROBE 7-8 STAINLESS STEEL LACRIMAL SET #1
18658 | 4229420683500 | BLADE HANDLE ( SURGICAL BEAVER BLADE HANDLE. STAINLESS STEEL OR BARD PARKER #3) STAINLESS STEEL TARSOTOMY SET
18659 | 4229420683600 | LENS LOOP STAINLESS STEEL 6MM WIDE X 7MM LONG LOOP TOTAL LENGTH 135MM REUSABLE
18660 | 4229420683700 | HANDLE ERGONOMIC TOUCH REUSABLE
18661 | 4229420683800 | CANNULA 19G ANGLED 30° SHAFT 5MM FROM TIP TO BEND WITH FLATTENED BLUNT TIP. POLISHED FINISH. OVERALL LENGTH EXCLUDING HUB: 25MM 1.0 INCHES. STAINLESS STEEL BUCKLE SET #2
18662 | 4229420683900 | CANNULA 19G ANGLED 30° SHAFT 5MM FROM TIP TO BEND WITH FLATTENED BLUNT TIP. POLISHED FINISH. OVERALL LENGTH EXCLUDING HUB: 25MM 1.0 INCHES. STAINLESS STEEL PKP / LKP SET
18663 | 4229420684000 | CANNULA 19G ANGLED 30° SHAFT 5MM FROM TIP TO BEND WITH FLATTENED BLUNT TIP. POLISHED FINISH. OVERALL LENGTH EXCLUDING HUB: 25MM 1.0 INCHES. STAINLESS STEEL CATARACT SET REUSABLE
18664 | 4229420684100 | HANDLE BACK FLUSH LUER LOCK CONNECTOR WITH LARGE RESERVOIR SILICONE STAINLESS STEEL
18665 | 4229420684200 | BACK FLUSH HANDEL WITH SILICONE STAINLESS STEEL WITH LUER LOCK CONNECTOR VITREORETINAL 25GAUGE SET
18666 | 4229420684300 | BISHOP HARMON FORCEPS CROSS LINK SET
18667 | 4229420684400 | BISHOP HARMON FORCEPS LACRIMAL SET #1
18668 | 4229420684500 | BONN FORCEPS INTACS SET
18669 | 4229420684600 | BONN FORCEPS SUTURE REMOVAL SET
18670 | 4229420684700 | CANNULA 19G E.U.A SET
18671 | 4229420684800 | CANNULA 19G SUTURE REMOVAL SET
18672 | 4229420684900 | CANNULA 19G OCULOPLASTY SET
18673 | 4229420685000 | CANNULA 19G MUSCLE SET #1
18674 | 4229420685100 | CANNULA 19G CROSS LINK SET
18675 | 4229420685200 | CANNULA 19G ENUCLEATION SET
18676 | 4229420685300 | CANNULA 19G INTACS SET
18677 | 4229420685400 | CANNULA 19G MUSCLE SET #2
18678 | 4229420685500 | CASTROVIEJO SUTURING FORCEPS 0.12MM STRAIGHT SHAFTS WITH TEETH AND 5.5MM TYING PLATFORM. TEETH: 0.12MM. OVERALL LENGTH: 108MM 4.2 INCHES. STAINLESS STEEL" CATARACT SET REUSABLE
18679 | 4229420685600 | DESMARRES SMALL STAINLESS STEEL MUSCLE SET #2
18680 | 4229420685700 | FREER PERIOSTEAL ELEVATOR DOUBLE ENDED ONE END BLUNT OTHER END SEMI-SHARP STAINLESS STEEL REUSABLE
18681 | 4229420685900 | MOSQUITO CLAMP CURVED 21MM SERRATED JAWS. RING HANDLE WITH RATCHET LOCK AND DULL FINISH. OVERALL LENGTH: 120MM 4.7 INCHES. STAINLESS STEEL BUCKLE SET #2
18682 | 4229420686000 | RETINAL SCISSORS CURVED 23G VITREORETINAL 25GAUGE SET
18683 | 4229420686100 | SERRAFINES STRAIGHT SMALL ENUCLEATION SET
18684 | 4229420686200 | SERRAFINES STRAIGHT SMALL MUSCLE SET #2
18685 | 4229420686300 | SERRATED FORCEPS STRAIGHT STAINLESS STEEL MUSCLE SET #2
18686 | 4229420686400 | STERILIZATION TRAY FOR 12 INST IRIS SUTURE & IOL FIXATION SET #1
18687 | 4229420686500 | STERILIZATION TRAY FOR 12 INST RK INSTRUMENTS SET
18688 | 4229420686600 | STERILIZATION TRAY FOR 12 INST PTERYGIUM SET
18689 | 4229420686700 | STERILIZATION TRAY FOR 5 INST CROSS LINK SET
18690 | 4229420686800 | STERILIZATION TRAY FOR 5 INST E.U.A SET
18691 | 4229420686900 | STERILIZATION TRAY FOR 5 INST FOGLA SET
18692 | 4229420687000 | STEVENS SCISSORS STANDARD MODEL WITH STRAIGHT BLADES AND BLUNT TIPS. 30MM FROM MID-SCREW TO TIP. RING HANDLE. POLISHED FINISH ON BLADES. OVERALL LENGTH: 112MM 4.4 INCHES. STAINLESS STEEL BUCKLE SET #2
18693 | 4229420687100 | SURGICAL BEAVER BLADE HANDLE 10CM LENGTH. STAINLESS STEEL BUCKLE SET #1
18694 | 4229420687200 | SURGICAL BEAVER BLADE HANDLE 10CM LENGTH. STAINLESS STEEL BUCKLE SET #2
18695 | 4229420687300 | SURGICAL BEAVER BLADE HANDLE STAINLESS STEEL 10CM REUSABLE
18696 | 4229420687400 | SURGICAL BEAVER BLADE HANDLE 10CM LENGTH. STAINLESS STEEL CROSS LINK SET
18697 | 4229420687500 | SURGICAL BEAVER BLADE HANDLE 10CM LENGTH. STAINLESS STEEL ENUCLEATION SET
18698 | 4229420687600 | SURGICAL BEAVER BLADE HANDLE 10CM LENGTH. STAINLESS STEEL LACRIMAL SET #1
18699 | 4229420687700 | SURGICAL BEAVER BLADE HANDLE 10CM LENGTH. STAINLESS STEEL PKP / LKP SET
18700 | 4229420687800 | SURGICAL BEAVER BLADE HANDLE 10CM LENGTH. STAINLESS STEEL REUSABLE PHACO SET
18701 | 4229420687900 | SURGICAL BEAVER BLADE HANDLE 10CM LENGTH. STAINLESS STEEL SUTURE REMOVAL SET
18702 | 4229420688000 | TOWEL CLAMP NON-PERFORATING BLUNT JAW TIP WITH A LARGER SURFACE AREA TO PREVENT PENETRATING DRAPES DURING A SURGICAL PROCEDURE STAINLESS STEEL ENDOSCOPIC SET
18703 | 4229420688100 | TOWEL CLAMP NON-PERFORATING BLUNT JAW TIP WITH A LARGER SURFACE AREA TO PREVENT PENETRATING DRAPES DURING A SURGICAL PROCEDURE STAINLESS STEEL OCULOPLASTY SET
18704 | 4229420688200 | TOWEL CLAMP NON-PERFORATING BLUNT JAW TIP WITH A LARGER SURFACE AREA TO PREVENT PENETRATING DRAPES DURING A SURGICAL PROCEDURE STAINLESS STEEL
18705 | 4229420688300 | WESCOTT SCISSORS BLUNT BUCKLE SET #1
18706 | 4229420688400 | WESCOTT SCISSORS BLUNT ENUCLEATION SET
18707 | 4229420688500 | FORCEPS CHALAZION CLAMP OVAL LARGE REUSABLE
18708 | 4229420688600 | DRESSING FORCEPS ( SERRATED FORCEPS) STRAIGHT STAINLESS STEEL MUSCLE SET #1
18709 | 4229420688700 | FORCEPS DRESSING STRAIGHT SERRATED DELICATE STAINLESS STEEL REUSABLE
18710 | 4229420688800 | STEVEN OR IRIS SCISSORS STRAIGHT STAINLESS STEEL TARSOTOMY SET
18711 | 4229420688900 | STEVENS SCISSORS STRAIGHT STAINLESS STEEL ENDOSCOPIC SET
18712 | 4229420689000 | WESCOTT STITCH SCISSORS VERY SHARP STAINLESS STEEL OCULOPLASTY SET
18713 | 4229420689100 | WESTCOTT STITCH SCISSORS VERY SHARP STAINLESS STEEL MUSCLE SET #1
18714 | 4229420689200 | SINSEKY HOOK INTACS SET
18715 | 4229420689300 | SINSKY HOOK RK INSTRUMENTS SET
18716 | 4229420689400 | OPTIC ZONE MARKER 5MM KERA RING SET
18717 | 4229420689500 | OPTICAL ZONE MARKER 5.00 MM RK INSTRUMENTS SET
18718 | 4229420689600 | SERRAFINE STRAIGHT SMALL BUCKLE SET #1
18719 | 4229420689700 | SERREFINE STRAIGHT SMALL PKP / LKP SET
18720 | 4229420689800 | +1 RING MICROKERATOME (M2) RING SET
18721 | 4229420689900 | +2 RING MICROKERATOME (M2) RING SET
18722 | 4229420690000 | 0 RING MICROKERATOME (M2) RING SET
18723 | 4229420690100 | MICROKERATOME (M2) ASSORTED RING SIZES PER HOSPITAL REQUEST REUSABLE
18724 | 4229420690200 | 360 FORCEPS HANDLE IRIS SUTURE & IOL FIXATION SET #2
18725 | 4229420690300 | HANDLE 360 FOR WITH IRIS SUTURE AND INTRAOCULAR LENS (IOL) FIXATION REUSABLE
18726 | 4229420690400 | ADSON RONGEUR STAINLESS STEEL ORBITAL SET
18727 | 4229420690500 | ADSON BROWN FORCEPS STAINLESS STEEL OCULOPLASTY SET
18728 | 4229420690600 | ADSON RONGEUR CURVED STAINLESS STEEL D.C.R SET
18729 | 4229420690700 | ALBERTRAZZI FORCEPS KERA RING SET
18730 | 4229420690800 | BACKHAUS TOWEL CLAMP BLUNT BUCKLE SET #1
18731 | 4229420690900 | BACKHAUS TOWEL CLAMP LACRIMAL SET #1
18732 | 4229420691000 | ICL MANIPULATOR BATTLE SHAPE REUSABLE
18733 | 4229420691100 | FORCEPS BAYONET 20CM (+/- 2CM) STAINLESS STEEL REUSABLE
18734 | 4229420691200 | FORCEPS BAYONET 14CM (+/- 2CM) STAINLESS STEEL REUSABLE
18735 | 4229420691300 | BD ROLLER (PLASTIC) VIOLET DSAEK SET
18736 | 4229420691400 | BISHOP HARMON FORCEPS HEAVY E.U.A SET
18737 | 4229420691500 | BISHOP HARMON FORCEPS LASIK SET
18738 | 4229420691600 | BLAKELEY FORCEPS 45° UP- BITING STAINLESS STEEL ENDOSCOPIC SET
18739 | 4229420691800 | BLUNT WESCOTT SCISSORS SUB-TENON SET
18740 | 4229420691900 | BORES FIXATION FORCEPS CURVED RK INSTRUMENTS SET
18741 | 4229420692000 | BECHETOILLE CANNULA STAINLESS STEEL DEEP SCLEROTOMY SET
18742 | 4229420692100 | CANNULA 19G ENDOSCOPIC SET
18743 | 4229420692200 | CANNULA IRRIGATION ANGLED 19 GAUGE STAINLESS STEEL REUSABLE
18744 | 4229420692400 | CASSIE FORCEPS .5 ENUCLEATION SET
18745 | 4229420692500 | CASSIE NEEDLE HOLDER CURVED ENUCLEATION SET
18746 | 4229420692600 | CASSIE NEEDLE HOLDER STRAIGHT ENUCLEATION SET
18747 | 4229420692700 | CHISEL STAINLESS STEEL ORBITAL SET
18748 | 4229420692800 | DISSECTOR "SEPARATOR" CLOCKWISE FOR INTACS SURGERY
18749 | 4229420692900 | CONWAY STAINLESS STEEL REUSABLE
18750 | 4229420693000 | CORNEA SCISSORS CURVED LEFT FOGLA SET
18751 | 4229420693100 | CORNEAL SCISSORS FOGLA SET
18752 | 4229420693200 | DISSECTOR "SEPARATOR" COUNTER CLOCKWISE FOR INTACS SK SURGERY
18753 | 4229420693300 | DISSECTOR "SEPARATOR" CLOCKWISE FOR INTACS SK SURGERY
18754 | 4229420693400 | DISSECTOR "SEPARATOR" COUNTER CLOCKWISE FOR INTACS SURGERY
18755 | 4229420693500 | CUTTING FORCEPS STAINLESS STEEL ENDOSCOPIC SET
18756 | 4229420693600 | DEEP SCLEROTOMY FORCEPS STAINLESS STEEL DEEP SCLEROTOMY SET
18757 | 4229420693700 | DISSECTOR 5MM CLOCK WISE KERA RING SET
18758 | 4229420693800 | DISSECTOR 6MM CLOCK WISE KERA RING SET
18759 | 4229420693900 | DRAFT ELEVATOR CURVED STAINLESS STEEL ENDOSCOPIC SET
18760 | 4229420694000 | DSAEK GLIDE SPATULA STAINLESS STEEL REUSABLE
18761 | 4229420694100 | DSAEK MARKER 9MM DSAEK SET
18762 | 4229420694200 | DSAEK SCORING REVERSE HOOK DSAEK SET
18763 | 4229420694300 | ENUCLEATION SCISSORS ENUCLEATION SET
18764 | 4229420694400 | EVISCERATION SPOON ENUCLEATION SET
18765 | 4229420694500 | DOUBLE NOTCHED FIXATION FORCEPS KERA RING REUSABLE
18766 | 4229420694600 | PROTECTOR FLAP REUSABLE
18767 | 4229420694700 | FREER LACRIMAL CHISEL CURVED LACRIMAL SET #1
18768 | 4229420694800 | GAS HOSE ULTRATHIN GAS HOSE TURBINE + MOTOR SET
18769 | 4229420694900 | GLIDE BLADE HANDLE INTACS SET
18770 | 4229420695000 | GLIDER KERA RING REUSABLE
18771 | 4229420695100 | GROOVE DIRECTOR STAINLESS STEEL D.C.R SET
18772 | 4229420695200 | MARKER TUNNEL ZONE REUSABLE
18773 | 4229420695300 | HEAD AHMED NEEDLE DRIVER IRIS SUTURE & IOL FIXATION SET #1
18774 | 4229420695400 | GRASPER SNYDER 25G REUSABLE
18775 | 4229420695500 | FORCEPS LOADING ICL JAW WITH HOLE ROUNDED EDGES REUSABLE
18776 | 4229420695600 | INSPECTION GAUGE INTACS SK SEPARATOR SET
18777 | 4229420695700 | INTRODUCER WITH HOLDER ENUCLEATION SET
18778 | 4229420695800 | JAMESON MUSCLE HOOKS ENUCLEATION SET
18779 | 4229420695900 | JEWELERS FORCEPS SUTURE REMOVAL SET
18780 | 4229420696000 | KERRISON RONGEUR SIZE 0 & SIZE 1 STAINLESS STEEL D.C.R SET
18781 | 4229420696100 | KNAPP LACRIMAL RETRACTOR LACRIMAL SET #1
18782 | 4229420696200 | IRRIGATION CANNULA LASIK REUSABLE
18783 | 4229420696300 | LASIK SPATULA STAINLESS STEEL REUSABLE
18784 | 4229420696400 | LIBERMAN SPECULUM LASIK SET
18785 | 4229420696500 | LIEBERMAN EYE SPECULUM DSAEK SET
18786 | 4229420696600 | MALLET (LEAD FILLED) LACRIMAL SET #1
18787 | 4229420696800 | MARKER FOR INTACS SK SURGERY
18788 | 4229420696900 | MAYO SCISSORS BUCKLE SET #1
18789 | 4229420697000 | MCPHERSON FORCEPS STR INTACS SET
18790 | 4229420697100 | PEELER MEMBRANE 20G REUSABLE
18791 | 4229420697200 | MENDEZ RING KERA RING SET
18792 | 4229420697300 | METZENBAUM SCISSORS ENUCLEATION SET
18793 | 4229420697400 | MICROKERATOME MOTOR MANUAL REUSABLE
18794 | 4229420697500 | MOSQUITO CLAMP CURVED ENUCLEATION SET
18795 | 4229420697600 | MOSQUITO CLAMP LONG ENUCLEATION SET
18796 | 4229420697700 | MOSQUITO CLAMP STRAIGHT ENUCLEATION SET
18797 | 4229420697800 | NASAL SPECULUM ADULT LACRIMAL SET #1
18798 | 4229420697900 | NEEDLE HOLDER LOCKING STAINLESS STEEL TARSOTOMY SET
18799 | 4229420698000 | NEEDLE HOLDER WITHOUT LOCK BUCKLE SET #1
18800 | 4229420698100 | NUGENT UTILITY FORCEPS BUCKLE SET #1
18801 | 4229420698200 | FORCEPS SCLERAL PLUG STAINLESS STEEL REUSABLE
18802 | 4229420698300 | POCKETING INTACS SET
18803 | 4229420698400 | POINTED DISSECTOR FOGLA SET
18804 | 4229420698500 | RAGNEL RETRACTOR STAINLESS STEEL ORBITAL SET
18805 | 4229420698600 | ROUNGER STAINLESS STEEL ORBITAL SET
18806 | 4229420698700 | SCHEPENS RETRACTOR ENUCLEATION SET
18807 | 4229420698800 | SEGMENT PUSHER KERA RING REUSABLE
18808 | 4229420698900 | SENN RETRACTOR STAINLESS STEEL ORBITAL SET
18809 | 4229420699000 | SERRATED FINE FORCEPS STRAIGHT ENUCLEATION SET
18810 | 4229420699100 | HOOK SINSKEY DOUBLE ENDED STAINLESS STEEL REUSABLE
18811 | 4229420699200 | SPATULA PRE-DESCEMETC STAINLESS STEEL DEEP SCLEROTOMY SET
18812 | 4229420699300 | STEVENS HOOK STAINLESS STEEL REUSABLE
18813 | 4229420699400 | STERILIZATION TRAY FOR 22 INST INTACS SET
18814 | 4229420699500 | STERILIZATION TRAY FOR 28 INST BUCKLE SET #1
18815 | 4229420699600 | STERILIZATION TRAY FOR 29 INST ENUCLEATION SET
18816 | 4229420699700 | STERILIZATION TRAY 220X110X20 MM OR EQUIVALENT WITH SILICONE MAT REUSABLE
18817 | 4229420699800 | STERILIZATION TRAY SET 420X320X50 MM OR EQUIVALENT WITH SILICONE MAT REUSABLE
18818 | 4229420699900 | STERILIZATION TRAY FOR 9 INST LASIK SET
18819 | 4229420700000 | STERILIZATION TRAY FOR 4 INST SUB-TENON SET
18820 | 4229420700100 | STEVEN'S SCISSORS STANDARD CURVED. STAINLESS STEEL LACRIMAL SET #1
18821 | 4229420700200 | STEVENS TENOTOMY SCISSORS STRAIGHT STAINLESS STEEL OCULOPLASTY SET
18822 | 4229420700300 | STRUYCKEN NASAL SPECULUM STAINLESS STEEL ENDOSCOPIC SET
18823 | 4229420700400 | SUAREZ SPREADER KERA RING REUSABLE
18824 | 4229420700500 | SYMMETRIC GLIDE (0.9 MM) INTACS SET
18825 | 4229420700600 | TENOTOMY SCISSORS RK INSTRUMENTS SET
18826 | 4229420700700 | TENOTOMY SCISSORS STRAIGHT INTACS SET
18827 | 4229420700800 | TISSUE SERRATED FORCEPS SUB-TENON SET
18828 | 4229420700900 | TRIFACET SPATULA FOGLA SET
18829 | 4229420701000 | HANDLE UNIVERSAL FOR WITH IRIS SUTURE AND INTRAOCULAR LENS (IOL) FIXATION REUSABLE
18830 | 4229420701100 | VACUUM CENTERING GUIDE INTACS SET
18831 | 4229420701200 | VANNAS SCISSORS STRAIGHT INTACS SET
18832 | 4229420701300 | VON GRAFFE HOOK STAINLESS STEEL MUSCLE SET #2
18833 | 4229420701400 | FORCEPS LOADING ICL CARTRIDGE VUKICH REUSABLE
18834 | 4229420701500 | WESCOTT SCISSOR STAINLESS STEEL SHARP STRAIGHT OVERALL LENGTH 110MM X BLADE LENGTH 18MM OR EQUIVALENT REUSABLE
18835 | 4229420701600 | LACRIMAL CHISEL STAINLESS STEEL STRAIGHT REUSABLE
18836 | 4229420701700 | WIRE LID SPECULUM INTACS SET
18837 | 4229420701800 | WRIGHT ADENOIN FORCEPS STAINLESS STEEL ORBITAL SET
18838 | 4229420701900 | YORUK DMEK MARKER DMEK SET
18839 | 4229420702000 | ZONE MARKER (11 MM) INTACS SET
18840 | 4229420702100 | E-EYE 50 PACKET OF GEL (85ML) COMPATIBLE WITH INTENSE PULSED LIGHT (IPL) THAT AVAILABLE DISPOSABLE
18841 | 4229420702200 | E-EYE ACTIVATION CARD CONTAIN 500 PULSE COMPATIBLE WITH INTENSE PULSED LIGHT (IPL) THAT AVAILABLE DISPOSABLE
18842 | 4229420702300 | CORD TREATMENT LASIK FOR ZEISS ML-90 MACHINE DISPOSABLES
18843 | 4229420702400 | FOLDABLE TOUCHSCREEN MAGNIFIER WITH OCR DISTANCE CAMERA(COVER BOOK)TO DOUBLE YOUR VIEWING AREA REUSABLE
18844 | 4229420702500 | LENS BAR CONCAVES AND CONVEXES FROM 0.5 TO 12 EQUIPPED WITH LEATHER SUIT REUSABLE
18845 | 4229420702600 | LORGNETTE 17 PINHOLE OCCLUDER OPTICAL OPTOMETRY INSTRUMENT COLOR: BLACK FIBER OPTIC PLASTIC SIZE: 20CM X 22CM (UNBREAKABLE) DURABLE QUALITY REUSABLE
18846 | 4229420702700 | MENDEZ DEGREE GAUGE STAINLESS STEEL 0 TO 180 DEGREE IN 10 DEGREE INCREMENTS 12MM INTERNAL RING DIAMETER 40 DEGREE ANGLED HANDLE REUSABLE
18847 | 4229420702800 | MYO-RING FIXATION FORCEPS REUSABLE
18848 | 4229420702900 | PACK ALL TIPS WITH ACCESSORIES COMPATIBLE WITH STELLARIS PHACO HANDPIECE MACHINE STERILE
18849 | 4229420703000 | ILLUMINATED LASERPROBE 23 GAUGE FLEXIBLE CURVED CONSTELLATION CONNECTOR WITH ILLUMINATION DISPOSABLE STERILE
18850 | 4229420703100 | INTRA CORNEAL RING FOR KERATOCONUS CORNEA ASSORTED SIZES STERILE
18851 | 4229420703200 | PHAKIC INTRAOCULAR LENS POSTERIOR CHAMBER ACRYLIC CORRECTION OF MYOPIA AND ASTIGMATISM FOR REFRACTIVE SURGERY DIOPTER RANGE AS PER HOSPITAL REQUEST
18852 | 4229420703300 | ANIRIDIA IOL PMMA FROM 4 TO 7MM OPTIC DEFERENT POWERS HAPTIC WITH HOLES OVER ALL DIAMETER 12.0 TO 13.0MM OR ANY EQUIVALENT
18853 | 4229420703400 | SCISSORS CURVED HORIZONTAL 23 G / 0.6MM REUSABLE
18854 | 4229420703500 | PRECISION OPTICAL LENS CLEANER FOR OPTICAL SURFACES
18855 | 4229420703600 | CANNULA 23G DUAL BORE SIDE-FLO STAINLESS STEEL TIP WITH LUER-LOCK CONNECTOR STERILE DISPOSABLE
18856 | 4229420703700 | BACK FLUSH HANDLE WITH SOFT SILICONE TIPPED 23 GAUGE STERILE DISPOSABLE
18857 | 4229420703800 | SWEEPER DIAMOND DUSTED 20G 0.6MM FOR RETINA DISPOSABLE STERILE
18858 | 4229420703900 | OCULAR LANDERS WIDE FIELD TEMPORARY KERATOPROSTHESIS SUTURE HOLES REUSABLE AS PER SIZE REQUIRED
18859 | 4229420704000 | ENDOLASER PROBE 27 GAUGE DIRECTIONAL (ADJUST) FOR IRIDEX MACHINE DISPOSABLE STERILE
18860 | 4229420704100 | NEEDLES 58MM LONG WITH ULTRA SHARP TIP WITH STRIP LENGTH 150MM THICKNESS 0.35MM WIDTH SIZE 2 TO 3MM EYELID PTOSIS SURGERY STERILE
18861 | 4229420704200 | ELEVATOR TRAQUAIR PERIOSTEAL STAINLESS STEEL DOUBLE ENDED ASSORTED AS PER HOSPITAL REQUEST REUSABLE
18862 | 4229420704300 | HAND-HELD MAGNIFIERS REUSABLE
18863 | 4229420704400 | PHACO/VITRECTOMY DORC EVA PACK MINIMUM OF 8000 CPM 20 GAUGE WITH FULL ACCESSORIES
18864 | 4229420704500 | PHACO/VITRECTOMY DORC EVA PACK MINIMUM OF 16000 CPM 23 GAUGE WITH FULL ACCESSORIES TROCARS SHOULD BE INCLUDED DISPOSABLE STERILE
18865 | 4229420704600 | PHACO/VITRECTOMY DORC EVA PACK MINIMUM OF 16000 CPM 25 GAUGE WITH FULL ACCESSORIES (TROCARS SHOULD BE INCLUDED) DISPOSABLE STERILE
18866 | 4229420704700 | PHACO/VITRECTOMY CONSTELLATION TOTAL PLUS PACK MINIMUM OF 7500 CPM 23 GAUGE WITH FULL ACCESSORIES DISPOSABLE STERILE
18867 | 4229421100200 | TRAY FOR LUMBAR PUNCTURE 18 GA X 3 - 1/2 INCH SPINAL NEEDLE
18868 | 4229421100500 | CUSTOM PACK BIOPSY PROCEDURE; 1 TRAY 2 SYRINGE DIFFERENT SIZES 2 NEEDLES 18G - 25G SCALPEL BLADE SIZE 11 10 GAUZE SWAPS 4"X4" SKIN MARKER 1 BACK TABLE COVER POVIDON PREP KIT MEDICATION LABELS 2 TOWELS 1 ADHESIVE FENESTRATED DRAPE DRESSING 5 X 5 CM DISPOSABLE STERILE
18869 | 4229421805500 | CUSTOM PACK ENT NASAL; 1 BNS SURGICAL GOWN UL SP LL 2 HAND TOWEL 40 X 48 CM 1 CREPE PAPER 60 X 60 CM 1 REINFORCED TABLE COVER 150 X 190 WRAPPING 1 MAYO STAND COVER 79 X 145 CM 2 BNS SURGICAL GOWN UL SP XLL 4 HAND TOWEL 40 X 48 CM 1 PAPER BAG 19 X 25 CM 1 SKIN MARKER REGULAR 1 SCALPEL N°15 2 SYRINGE 30 ML L/L 3PARTS CONC. 1 NDLE CNTR 20-CNT FOAM BLCK/MAG BLD REM YELL 2 BOWL 250 ML 1 JUG 1000 ML 1 SUCTION CONNECTING TUBING 30 CH X 350 CM 1 BLADESERVER STANDARD 5 GAUZE SWAB 10 X 10 CM 16P XRD 2 SUCTION AND DIATHERMY BAG 40 X 35 CM 1 OP-TAPE 9 X 49 CM 1 HEAD DRAPE 150 X 175 CM 1 SPLIT SHEET 150 X 260 CM 2 ADHESIVE OP TOWEL 90 X 75 CM 10 NEUROSORB 25.4 X 76.2 MM XRD STRING 1 NEEDLE HYPODERMIC 27 GAUGE 40 MM SAFETY GREY
18870 | 4229421805600 | CUSTOM PACK ENT TONSILLECTOMY; 1 BNS SURGICAL GOWN UL SP L WITH HAND TOWELS 40 X 48 CM 1 CREPE PAPER 60 X 60 CM 1 REINFORCED TABLE COVER 150 X 190 WRAPPING 1 BNS SURGICAL GOWN UL SP XL WITH HAND TOWELS 40 X 48 CM 1 CREPE PAPER 45 X 45 CM WHITE 5 GAUZE SWAB 2.5 X 15 CM 16P XRD 5 GAUZE SWAB 10 X 10 CM 16P XRD 1 SYRINGE 30 ML L/L 3PARTS CONC. 1 SUCTION CONNECTING TUBING 30 CH X 350 CM 1 OP-TAPE 9 X 49 CM 1 HEAD DRAPE 150 X 175 CM 1 DRAPE 175 X 175 CM 1 FORCEPS BIPOLAR STRAIGHT 200 MM
18871 | 4229421805700 | CUSTOMIZED EFFICIENCY ADULT CARDIAC KIT 2 HAND TOWEL 47 X 38 CM WHITE 1 CREPE PAPER 60 X 60 CM 1 TABLE COVER 190 X 210 CM REINFORCED 4 HAND TOWEL 47 X 38 CM WHITE 1 TABLE COVER 150 X 190 CM REINF FOLDED 2 HAND TOWEL 47 X 38 CM WHITE 1 CV DRAPE 269 X 196 X 368 CM 2 SURGICAL GOWN UNIVERSAL M SP BNS 2 SURGICAL GOWN UNIVERSAL XL HP BNS 1 SURGICAL GOWN UNIVERSAL XXLL HP 3 MAYO STAND COVER 58 X 137 CM 20 GAUZE LAP 20 X 30 CM 4 P XRD 20 OP TOWEL 65 X 42 CM XRD 1 SYRINGE 50/60 ML BULB CATHETER TIP CONC. 2 KIDNEY BOWL 800 ML 10 GAUZE SWAB 10 X 10 CM 16 P XRD 1 JUG 1200 ML POLYPROPYLENE GRADUATED TRANSP. 1 DIATHERMY PENCIL 1 NDLE CNTR 60 - CNT DBL MAG BLADE REM YELLOW 2 BONEWAX WHITE 2.5 G 1 SKIN MARKER REGULAR 1 POLYSORB 2 - 075 CM 2 SUTURE SOFSILK 0 1IV CANNULA 16 GAUGE 45 MM 1 SUTURE BOOTS MOSQUITO YELLOW 5 PR 10/1 1 HEMOCLIP MEDIUM 2 SYRINGE 20 ML L/L 3 MEPILEX BORDER LITE 4 X 5 CM 2 SA LABEL 1 X 4 CM WHITE PAPAVERINE 3 LABEL 1 X 4 CM NORMAL SALINE 1 SA L
18872 | 4229421806400 | FORCEPS NASAL BLAKESLEY 45 DEGREE UPWARD STEEL 13CM REUSABLE
18873 | 4229421808300 | SNARE BRUENINGS TONSIL 10 270MM REUSABLE
18874 | 4229421808900 | SET ORO-TRACHEAL INJECTOR INSTRUMENT (INCLUDE: SYRINGE HANDLE CURVED NEEDLE CANNULA (22CM) STRAIGHT NEEDLE CANNULA (22CM)
18875 | 4229421900000 | SET COMPLETE BONE REMOVABLE STRAIGHT BLADE WITH DIFFERENT SIZES AND WIDTHS AS REQUESTED BY END USER
18876 | 4229421900500 | SET COMPLETE INSTRUMENTATION FOR KNEE OSTEOTOMY WITH NECESSARY CASE AND IMPLANT TRAY
18877 | 4229421900600 | SET COMPLETE INSTRUMENTATION FOR MINI EXTERNAL FIXATOR WITH NECESSARY CASES AND IMPLANT TRAY
18878 | 4229421900900 | SET COMPLETE INSTRUMENTATION FOR BIPOLAR HEMI-ARTHROPLASTY CEMENTED AND CEMENTLESS FIXATION WITH NECESSARY CASE AND IMPLANT TRAY
18879 | 4229421901300 | SET COMPLETE INSTRUMENTATION FOR ARTHROSCOPIC ACL AND PCL RECONSTRUCTION SYSTEM INCLUDING OPEN AND CLOSED STRIPPERS WITH NECESSARY CASE
18880 | 4229421901500 | SET COMPLETE INSTRUMENTATION INCLUDING SCREW DRIVERS FOR INTERFERENCE SCREW WITH NECESSARY CASES
18881 | 4229421901700 | SET COMPLETE HAND INSTRUMENTS FOR BONY AND SOFT TISSUE SURGERY WITH PADDED DIVIDED TRAY AND CASE AND BOX
18882 | 4229421901900 | SET COMPLETE INSTRUMENTATION FOR ARTHROSCOPIC SHOULDER REPAIR WITH NECESSARY CASES
18883 | 4229421902200 | SET FOR PLATE HAND BENDERS AND TWISTERS (SMALL MEDIUM LARGE)
18884 | 4229421903500 | SET COMPLETE INSTRUMENTATION FOR ANATOMIC PROXIMAL FEMUR STAINLESS STEEL PLATING
18885 | 4229421904000 | PUNCHES ARTHROSCOPIC ASSORTED SIZES AND TYPES
18886 | 4229421904100 | SET COMPLETE INSTRUMENTATION FOR ARTHROSCOPIC HIP REPAIR WITH NECESSARY CASE
18887 | 4229421904400 | IMPLANTS FOR 2 CASES FOR INFANT RIB EXPANDER SYSTEM TITANIUM WITH NECESSARY STERILIZATION (TRAY LID BOX FOR IMPLANTS) SPINAL
18888 | 4229421904700 | SET COMPLETE MICROSURGICAL HAND SURGERY INSTRUMENTS WITH PADDED DIVIDED TRAY AND CASE
18889 | 4229421904800 | SET COMPLETE INSTRUMENTATION AND TRIALS WITH NECESSARY TEMPLATES GRAPHIC CASES AND BOXES FOR HIP DYSPLASIA ORTHOPEDIC
18890 | 4229421904900 | SET COMPLETE OPEN SHOULDER RETRACTORS WITH ALL NECESSARY ATTACHMENTS AND CASES
18891 | 4229421905100 | TARGETING DEVICE FOR FEMORAL NAIL DISTAL LOCKING SCREW
18892 | 4229421905200 | SCREW FOR PEDIATRIC LOCKED VARIABLE ANGLE HIP SCREW ASSORTED SIZES
18893 | 4229421905300 | TARGETTING DEVICE FOR RETROGRADE INTRAMEDULLARY NAILING
18894 | 4229421905500 | TARGETING DEVICE FOR HUMERAL NAIL DISTAL LOCKING SCREW
18895 | 4229421905700 | TARGETING DEVICE FOR TIBIAL NAIL DISTAL LOCKING SCREW
18896 | 4229421905800 | INSTRUMENTATION SET COMPLETE AND NECESSARY STERILIZATION CASE (TRAY BOX LID) FOR PEDICLE SUBTRACTION OSTEOTOMY SPINAL
18897 | 4229421906000 | SET COMPLETE INSTRUMENTATION FOR SMALL EXTERNAL FIXATOR WITH NECESSARY CASES AND IMPLANT TRAY
18898 | 4229421906100 | SET COMPLETE INSTRUMENTATION FOR MEDIUM EXTERNAL FIXATOR WITH IMPLANT TRAY
18899 | 4229421906200 | SET COMPLETE INSTRUMENTATION FOR RING FIXATOR WITH NECESSARY GRAPHIC CASE AND BOX ORTHOPEDIC
18900 | 4229421906300 | SET COMPLETE INSTRUMENTATION FEMUR DYNAMIC AND CONDYLAR STAINLESS STEEL HIP SCREW
18901 | 4229421906400 | SET COMPLETE INSTRUMENTATION FOR TOTAL ELBOW ARTHROPLASTY WITH NECESSARY CASE AND IMPLANT TRAY
18902 | 4229421906500 | INSTRUMENTATION SET COMPLETE FOR OPEN MICRO DISCECTOMY (INCLUDING RETRACTORS SYSTEM AND TOOLS) SPINAL
18903 | 4229421906600 | SET COMPLETE INSTRUMENTATION FOR ANATOMIC PROXIMAL HUMERUS STAINLESS STEEL PLATING WITH NECESSARY CASE AND IMPLANT TRAY
18904 | 4229421906800 | INSTRUMENTS FOR INFANT RIB EXPANDER SYSTEM COMPLETE SET WITH NECESSARY STERILIZATION (TRAY LID BOX) SPINAL
18905 | 4229421908700 | SET COMPLETE INSTRUMENTATION FOR RETROGRADE FEMUR NAIL AND SCREW FIXATION
18906 | 4229421908800 | INSTRUMENTATION SET COMPLETE AND NECESSARY STERILIZATION CASE (TRAY BOX AND LID) FOR SPINAL CABLES SPINAL
18907 | 4229421911700 | PIN INTRAMEDULLARY PEDIATRIC STAINLESS STEEL PIN FIXATION ASSORTED LENGTHS AND DIAMETERS AS REQUESTED BY END USER
18908 | 4229421911800 | SET COMPLETE INSTRUMENTATION FOR STAINLESS STEEL PEDIATRIC INTRAMEDULLARY PIN FIXATION WITH NECESSARY CASES AND IMPLANT TRAY
18909 | 4229421912100 | SET COMPLETE INSTRUMENTATION FOR STAINLESS STEEL STAPLES WITH NECESSARY INSTRUMENT AND IMPLANTS GRAPHIC CASE AND BOX ORTHOPEDIC
18910 | 4229421912400 | INNER HEAD METAL FOR HIP HEMIARTHROPLASTY FEMORAL ASSORTED SIZES AND DIFFERENT TAPER AS REQUESTED BY END USER
18911 | 4229421912600 | STEM UNCEMENTED FEMORAL FOR BIPOLAR HIP ASSORTED SIZES AND ASSORTED OFFSETS AS REQUIRED BY END USER ORTHOPEDIC
18912 | 4229421913100 | SET COMPLETE FEMORAL AND ACETABULAR RETRACTORS WITH ALL NECESSARY ATTACHMENTS AND CASES
18913 | 4229421913200 | STEM FEMORAL UNCEMENTED TOTAL HIP ARTHROPLASTY ASSORTED SIZES AND ASSORTED OFFSETS
18914 | 4229421913300 | STEM FEMORAL CEMENTED PRIMARY TOTAL HIP ARTHROPLASTY ASSORTED SIZES AND ASSORTED OFFSETS
18915 | 4229421913400 | HEAD CERAMIC CEMENTED PRIMARY TOTAL HIP ARTHROPLASTY ASSORTED SIZES AND DIAMETERS AS REQUESTED BY END USER
18916 | 4229421913500 | HEAD CERAMIC UNCEMENTED TOTAL HIP ARTHROPLASTY ASSORTED SIZES AND DIAMETERS AS REQUESTED BY END USER
18917 | 4229421913600 | HEAD METAL CEMENTED PRIMARY TOTAL HIP ARTHROPLASTY ASSORTED SIZES AND DIAMETERS AS REQUESTED BY END USER
18918 | 4229421913700 | HEAD METAL UNCEMENTED TOTAL HIP ARTHROPLASTY ASSORTED SIZES AND DIAMETERS AS REQUESTED BY END USER
18919 | 4229421913800 | SET COMPLETE INSTRUMENTATION FOR PRIMARY CEMENTED TOTAL HIP ARTHROPLASTY INCLUDING (ACETABULAR FEMORAL AND SCREW FIXATION) WITH NECESSARY CASE AND IMPLANT TRAY
18920 | 4229421913900 | SET COMPLETE INSTRUMENTATION FOR UNCEMENTED TOTAL HIP ARTHROPLASTY INCLUDING (ACETABULAR FEMORAL AND SCREW FIXATION) WITH NECESSARY CASE AND IMPLANT TRAY
18921 | 4229421914000 | SET COMPLETE INSTRUMENTATION FOR CEMENTED MODULAR TOTAL HIP ARTHROPLASTY WITH NECESSARY CASE AND IMPLANT TRAY
18922 | 4229421914100 | CUP METAL UNCEMENTED WITH CORRESPONDING HIGHLY CROSS LINKED POLYETHYLENE INSERT FOR MODULAR TOTAL HIP ARTHROPLASTY ASSORTED SIZES AS REQUIRED BY END USER
18923 | 4229421914300 | SCREW ACETABULAR FOR UNCEMENTED CUP MODULAR TOTAL HIP ARTHROPLASTY ASSORTED SIZES
18924 | 4229421914400 | CUP POLYETHYLENE CEMENTED MODULAR TOTAL HIP ARTHROPLASTY ASSORTED SIZES AND DIAMETERS
18925 | 4229421914500 | STEM CALCAR UNCEMENTED FOR TOTAL HIP ARTHROPLASTY ASSORTED SIZES AND TAPER
18926 | 4229421914600 | CUP METAL UNCEMENTED WITH CORRESPONDING CERAMIC INSERT FOR MODULAR TOTAL HIP ARTHROPLASTY ASSORTED SIZES AS REQUIRED BY END USER
18927 | 4229421914900 | FEMUR COMPONENT CEMENTED PRIMARY TOTAL KNEE ARTHROPLASTY LEFT OR RIGHT CRUCIATE RETAINING OR POSTERIOR STABILIZER ASSORTED TYPES AND SIZES AS REQUESTED BY END USER
18928 | 4229421915000 | TIBIAL BASE COMPONENT CEMENTED PRIMARY TOTAL KNEE ARTHROPLASTY RIGHT OR LEFT OR UNIVERSAL ASSORTED TYPES AND SIZES AS REQUESTED BY END USER
18929 | 4229421915100 | INSERT HIGHLY CROSSED POLYETHYLENE CEMENTED PRIMARY TOTAL KNEE ARTHROPLASTY PRIMARY INSERT RIGHT OR LEFT CRUCIATE RETAINING OR POSTERIOR STABILIZER ASSORTED TYPES AND SIZES AS REQUESTED BY END USER
18930 | 4229421915200 | SET COMPLETE INSTRUMENTATION FOR CEMENTED TOTAL KNEE CRUCIATE RETAINING AND POSTERIOR STABILIZER ARTHROPLASTY (FEMORAL TIBIAL AND PATELLAR) WITH NECESSARY CASE AND IMPLANT TRAY
18931 | 4229421915300 | PATELLA COMPONENT PRIMARY TOTAL KNEE ARTHROPLASTY ASSORTED TYPES AND SIZES AS REQUESTED BY END USER
18932 | 4229421915400 | FEMUR COMPONENT UNCEMENTED PRIMARY TOTAL KNEE ARTHROPLASTY LEFT OR RIGHT CRUCIATE RETAINING OR POSTERIOR STABILIZER ASSORTED TYPES AND SIZES AS REQUESTED BY END USER
18933 | 4229421915500 | TIBIAL BASE COMPONENT UNCEMENTED PRIMARY TOTAL KNEE ARTHROPLASTY RIGHT OR LEFT OR UNIVERSAL ASSORTED TYPES AND SIZES AS REQUESTED BY END USER
18934 | 4229421915600 | ACETABULAR METAL POROUS AUGMENTATION BLOCK WITH CORRESPONDING SCREWS ASSORTED SIZES AS REQUESTED BY END USER ORTHOPEDIC
18935 | 4229421915700 | SET CEMENT REMOVAL FOR HIP ARTHROPLASTY
18936 | 4229421915900 | SET COMPLETE INSTRUMENTATION FOR REVISION CEMENTED TOTAL HIP ARTHROPLASTY WITH NECESSARY CASE
18937 | 4229421916000 | SET COMPLETE INSTRUMENTATION FOR TOTAL HIP UNCEMENTED REVISION ARTHROPLASTY WITH NECESSARY CASE
18938 | 4229421916800 | FEMORAL COMPONENT FOR REVISION TOTAL KNEE ARTHROPLASTY WITH POSTERIOR STABILIZER ASSORTED SIZES AS REQUIRED BY END USER ORTHOPEDIC
18939 | 4229421916900 | AUGMENT FEMORAL DISTAL FOR REVISION TOTAL KNEE ARTHROPLASTY ASSORTED SIZES AS REQUIRED BY END USER ORTHOPEDIC
18940 | 4229421917100 | AUGMENT FEMORAL POSTERIOR FOR REVISION TOTAL KNEE ARTHROPLASTY ASSORTED SIZES AS REQUIRED BY END USER ORTHOPEDIC
18941 | 4229421919700 | SET COMPLETE INSTRUMENTATION FOR SINGLE UNIT HINGED MONO AXIAL EXTERNAL FIXATOR WITH NECESSARY CASES
18942 | 4229421920700 | ROD CARBON FIBER FOR SMALL EXTERNAL FIXATOR ASSORTED LENGTHS AND SIZES
18943 | 4229421921200 | ROD STAINLESS STEEL FOR EXTERNAL FIXATOR ASSORTED SIZES
18944 | 4229421926200 | PIN STEINMANN WITH TROCAR TIP ASSORTED DIAMETERS AND LENGTHS
18945 | 4229421927300 | GIGLI SAW WIRE ROUGH FOR BONE CUTTING ASSORTED TYPES
18946 | 4229421927800 | NAIL FLEXIBLE INTRAMEDULLARY TITANIUM ASSORTED SIZES AND LENGTHS
18947 | 4229421928000 | SET COMPLETE INSTRUMENTATION FOR TELESCOPING NAIL FOR PEDIATRIC DEFORMED BONES AND NECESSARY GRAPHIC CASE (TRAY LID AND BOX) ORTHO PEDIC
18948 | 4229421928300 | SCREW LAG FOR INTRAMEDULLARY CEPHALOMEDULLARY FEMUR ASSORTED LENGTHS
18949 | 4229421928400 | SET COMPLETE INSTRUMENTATION FEMORAL CEPHALOMEDULLARY NAIL AND SCREW FIXATION WITH NECESSARY CASE
18950 | 4229421929700 | REAMER SEMI FLEXIBLE ASSORTED SIZES WITH ALL NECESSARY ATTACHMENTS
18951 | 4229421930000 | SCREW SELF-TAPPING ANTEGRADE TROCHANTERIC FEMORAL NAIL DISTAL AND PROXIMAL LOCKING ASSORTED SIZES AND LENGTHS
18952 | 4229421931500 | NAIL INTRAMEDULLARY HUMERUS ASSORTED DIAMETERS AND LENGTHS
18953 | 4229421931800 | DEVICE TARGETING DISTAL TIBIAL INTRAMEDULLARY NAIL SCREW
18954 | 4229421931900 | SET COMPLETE INSTRUMENTATION TIBIA INTRAMEDULLARY NAIL AND SCREW FIXATION
18955 | 4229421932000 | NAIL INTRAMEDULLARY TIBIAL FIXATION ASSORTED DIAMETER AND LENGTHS
18956 | 4229421932100 | SCREW SELF-TAPPING TIBIAL NAIL DISTAL AND PROXIMAL INTERLOCKING ASSORTED SIZES AND LENGTHS
18957 | 4229421932400 | SCREW LOCKED HEAD FOR VOLAR DISTAL RADIUS FIXATION STAINLESS STEEL ASSORTED LENGTHS AND SIZES
18958 | 4229421932500 | PLATE LCP ANATOMIC DISTAL RADIUS VOLAR STAINLESS STEEL ASSORTED TYPES AND SIZES REQUESTED BY END USER
18959 | 4229421933900 | PLATE LOCKING COMPRESSION FOR CALCANEAL 3.5MM OR EQUIVALENT ASSORTED SIZES
18960 | 4229421939600 | SET INSTRUMENTATION FOR ARTHROSCOPIC CARTILAGE/BONE GRAFT SUBSTITUTE
18961 | 4229421939700 | BONE ALLOGRAFT BLOCK ASSORTED SIZES FROM 2 TO 5CM OR EQUIVALENT AS REQUESTED BY END USER
18962 | 4229421939800 | BONE CYLINDRICAL SHAPE ALLOGRAFT FOR ARTHROSCOPIC PROCEDURES ASSORTED SIZES AS REQUESTED BY END USER
18963 | 4229421939900 | BONE GRAFT SUBSTITUTE WEDGE ASSORTED SIZES AS REQUIRED BY END USER STERILE ORTHOPEDIC
18964 | 4229421940000 | ALLOGRAFT CARTILAGE/BONE SUBSTITUTE ANGLE PLUG FROZEN ASSORTED SIZES AND SHAPES AS REQUIRED BY END USERS ORTHOPEDIC
18965 | 4229421940100 | SET COMPLETE FOR OSTEOCHONDRAL GRAFT/REPAIR ORTHOPEDIC
18966 | 4229421940500 | STRIPPER CLOSED TENDON FOR HAMSTRING HARVEST ASSORTED LENGTHS
18967 | 4229421941100 | SET COMPLETE INSTRUMENTATION FOR PELVIC FRACTURE INCLUDING REDUCTION CLAMPS (S M L SIZES) HOOKS (S M L SIZES) SPIKE BALL PUSHER (ALL SIZES) REDUCTION FORCEPS (S M L SIZES) WITH NECESSARY CASE
18968 | 4229421942000 | ANCHOR ABSORBABLE PRE-LOADED WITH DOUBLE SUTURES FOR LIGAMENTS ASSORTED SIZES AS REQUIRED BY END USERS ORTHOPEDIC
18969 | 4229421942400 | CASE FOR SHOULDER ANCHOR INSTRUMENTS (DRILL BIT DRILL GUIDE AND TAP) WITH NECESSARY MAT AND CASE COVER
18970 | 4229421953100 | KIT BIO-GLUE SURGICAL ADHESIVE
18971 | 4229421957200 | SCREW HYDROXYAPATITE COATED SCHANZ PIN FOR MEDIUM EXTERNAL FIXATION ASSORTED LENGTHS
18972 | 4229421959600 | CABLE SCREW ASSORTED SHAPE AND SIZES AS REQUESTED BY END USER ORTHOPEDIC
18973 | 4229421961100 | BANANA BLADE KNIFE ORTHOPEDIC
18974 | 4229421971300 | REAMER IRRIGATION ASPIRATION SYSTEM DISPOSABLE HEAD ASSORTED SIZES
18975 | 4229421971800 | SCREW SELF-TAPPING DISTAL AND PROXIMAL INTRAMEDULLARY TITANIUM MAGNETIC EXPANDABLE FEMORAL NAILING ASSORTED DIAMETERS AND LENGTHS
18976 | 4229421972500 | SET COMPLETE INSTRUMENTATION FOR TITANIUM SUBTALAR ARTHROEREISIS WITH NECESSARY CASES
18977 | 4229421972600 | COMPONENT FOR TITANIUM SUBTALAR ARTHROEREISIS ASSORTED SIZES
18978 | 4229421973100 | SET COMPLETE INSTRUMENTATION FOR PEDIATRIC TITANIUM FEMUR DYNAMIC HIP SCREW
18979 | 4229421973700 | SET COMPLETE INSTRUMENTATION FOR LOCKED COMPRESSION PLATE FOR EPIPHYSIODESIS WITH NECESSARY CASES AND IMPLANT TRAY
18980 | 4229421976300 | NAIL TEMPORARY FEMUR ANTIBIOTIC IMPREGNATED INTRAMEDULLARY NAIL ASSORTED LENGTHS AND SIZES
18981 | 4229421976400 | NAIL TEMPORARY TIBIA ANTIBIOTIC IMPREGNATED INTRAMEDULLARY NAIL ASSORTED LENGTHS AND SIZES
18982 | 4229421976800 | KIT SUTURE BUTTON FOR SYNDESMOSIS FIXATION STAINLESS STEEL DIFFERENT TYPES
18983 | 4229421976900 | KIT SUTURE BUTTON FOR SYNDESMOSIS FIXATION TITANIUM DIFFERENT TYPES
18984 | 4229421977300 | TENDON GRAFT ACHILLES FROZEN WITH BONE OR EQUIVALENT
18985 | 4229421978500 | BONE ALLOGRAFT DEMINERALIZED POWDER FREEZE DRIED 5CC VOLUME ORTHOPEDIC
18986 | 4229421979200 | BONE GRAFT ANTIBIOTICS BEADS ORTHOPEDIC
18987 | 4229421981400 | SET COMPLETE BONE SPREADER WITH ALL SIZES AS REQUESTED BY END USER
18988 | 4229421981700 | CEMENT MIXING BOWL AND SPATULA ORTHOPEDIC
18989 | 4229421982400 | COBB BLADE RETRACTORS STRAIGHT AND CURVED (SMALL MEDIUM AND LARGE PACK OF 6 ORTHOPEDIC
18990 | 4229421984100 | SET FILES AND RASPS SET SIZES SMALL MEDIUM AND LARGE
18991 | 4229421984300 | GELPI RETRACTOR ASSORTED SIZES AS REQUESTED BY END USER
18992 | 4229421987000 | PERIOSTEAL ELEVATORS (SMALL MEDIUM AND LARGE) (SHARP BLUNT STRAIGHT AND CURVED)
18993 | 4229421987700 | REDUCTION CLAMPS (SHARP AND BLUNT SMALL MEDIUM AND LARGE)
18994 | 4229421988000 | SCREW WITH SHEATH GRAFT FOR INTERFERENCE SCREW FIXATION ABSORBABLE ASSORTED TYPES AND SIZES AS REQUESTED BY END USER
18995 | 4229421988500 | HOLLOW NEEDLE FOR BANKART AND ROTATOR CUFF REPAIR ASSORTED SIZES AND ANGLES AS REQUESTED BY END USER REUSABLE
18996 | 4229421988600 | TEMPORARY ANTIBIOTICS IMPREGNATED HIP PROTHESIS OF DIFFERENT SIZES (SMALL MEDIUM AND LARGE) 1 EACH FOR INFECTED TOTAL HIP REPLACEM ENT ORTHOPEDIC
18997 | 4229421988700 | TEMPORARY ANTIBIOTICS IMPREGNATED KNEE PROTHESIS OF DIFFERENT SIZES (SMALL MEDIUM AND LARGE) 1 EACH FOR INFECTED TOTAL KNEE REPLAC EMENT ORTHOPEDIC
18998 | 4229421989500 | SET COMPLETE INSTRUMENTATION REVERSED SHOULDER ARTHROPLASTY WITH NECESSARY CASE AND IMPLANT TRAY
18999 | 4229421990100 | SET COMPLETE INSTRUMENTATION FOR ADULT LIMB RECONSTRUCTION LENGTHENING SYSTEM WITH NECESSARY CASES WITH IMPLANT TRAY
19000 | 4229421990200 | SET COMPLETE INSTRUMENTATION FOR PEDIATRIC LIMB RECONSTRUCTION LENGTHENING SYSTEM WITH NECESSARY CASES
19001 | 4229421990400 | SCREW FOOT AND ANKLE CONICAL HEADLESS TITANIUM ASSORTED SIZES
19002 | 4229421990500 | BONE GRAFT SYNTHETIC PUTTY 5CC OR EQUIVALENT WITH ANTI-BIOTIC
19003 | 4229421990600 | BONE GRAFT SYNTHETIC PUTTY 10CC OR EQUIVALENT WITH ANTI-BIOTIC
19004 | 4229421991000 | BUTTON WITH ADJUSTABLE LOOP GRAFT FIXATION ASSORTED SIZES AS REQUESTED BY END USER
19005 | 4229421991400 | SET COMPLETE INSTRUMENTATION FOR MODULAR TUMOR MEGAPROSTHESIS FOR DISTAL FEMUR AND PROXIMAL TIBIA WITH NECESSARY ACCESSORIES AND CASES AND IMPLANT TRAY ONCOLOGY
19006 | 4229421991800 | PROXIMAL FEMORAL COMPONENT WITH OR WITHOUT TROCHANTERIC REPLACEMENT OPTION ASSORTED SIZE AND LENGTH AS REQUESTED BY END USER ONCOL OGY
19007 | 4229421991900 | EXTENSION PIECE FOR PROXIMAL FEMORAL REPLACEMENT ASSORTED SIZES AS REQUESTED BY END USER ONCOLOGY
19008 | 4229421992300 | STEM PROXIMAL FEMUR ASSORTED TYPES DESIGNS AND SIZES AS REQUESTED BY E ND USER ONCOLOGY
19009 | 4229421992500 | COMPONENT ALL POLYETHYLENE TIBIA (HIGHLY CROSSED LINKED) ASSORTED SIZES ONCOLOGY
19010 | 4229421992600 | TIBIAL BEARING COMPONENT ROTATING OR EQUIVALENT ASSORTED SIZES AND THICKNESS AS REQUESTED BY END USER ONCOLOGY
19011 | 4229421992700 | TIBIAL TRAY (BASEPLATE WITH KEEL) ASSORTED THICKNESS AND SIZES AS REQUESTED BY END USER ONCOLOGY
19012 | 4229421992800 | TIBIA BASEPLATE STEM ASSORTED LENGTH AND SIZES AS REQUESTED BY END USER ONCOLOGY
19013 | 4229421993000 | CONNECTING PART (ADAPTER) OR EQUIVALENT ASSORTED SIZES AS REQUESTED BY END USER ONCOLOGY
19014 | 4229421993100 | DISTAL FEMORAL COMPONENT COMPATIBLE WITH PROXIMAL TIBIA REPLACEMENT PROSTHESIS OR EQUIVALENT ASSORTED SIZES AND SHAPE AS REQUESTED B Y END USER ONCOLOGY
19015 | 4229421993200 | STEM DISTAL FEMORAL COMPONENT ASSORTED LENGTH AND SIZES AS REQUESTED BY END USER ONCOLOGY
19016 | 4229421993400 | AUGMENT (POSTERIOR OR DISTAL) FOR DISTAL FEMUR COMPONENT ASSORTED SIZE AND SHAPE AS REQUESTED BY END USER ONCOLOGY
19017 | 4229421993500 | TIBIAL INSERT FOR PROXIMAL TIBIA REPLACEMENT ASSORTED SIZE AND LENGTH AS REQUESTED BY END USER ONCOLOGY
19018 | 4229421993600 | EXTENSION PIECE FOR TIBIA REPLACEMENT IMPLANT ASSORTED SIZES AS REQUESTED BY END USER ONCOLOGY
19019 | 4229421994000 | STEM FOR PROXIMAL TIBIA REPLACEMENT BODY ASSORTED SIZES AND LENGTH AS REQUESTED BY END USER ONCOLOGY
19020 | 4229421994700 | CONNECTING PART UNIVERSAL MEGAPROSTHESIS TITANIUM (ONCOLOGY) OR EQUIVALENTS ASSORTED SIZES
19021 | 4229430000000 | "VACUUM ASSISTED BREAST BIOPSY MRI NEEDLE 9G X 14 - 16 CM X 20 MM INCLUDES: CANISTER INTRODUCER AND MARKER DISPOSABLE STERILE."
19022 | 4229430000100 | "VACUUM ASSISTED BREAST BIOPSY MRI NEEDLE 9G X 14 - 16 CM X 12 MM INCLUDES: CANISTER INTRODUCER AND MARKER DISPOSABLE STERILE."
19023 | 4229430000200 | "VACUUM ASSISTED BREAST BIOPSY STEREOTACTIC/ULTRASOUND NEEDLE 9G X 11 - 14 CM X 20 MM INCLUDES: CANISTER INTRODUCER AND MARKER DISPOSABLE STERILE."
19024 | 4229430000300 | "VACUUM ASSISTED BREAST BIOPSY STEREOTACTIC/ULTRASOUND NEEDLE 9G X 11 - 14 CM X 12 MM INCLUDES: CANISTER INTRODUCER AND MARKER DISPOSABLE STERILE."
19025 | 4229430000400 | "VACUUM ASSISTED BREAST BIOPSY STEREOTACTIC/ULTRASOUND NEEDLE 12G X 11 - 14 CM X 20 MM INCLUDES: CANISTER INTRODUCER AND MARKER DISPOSABLE STERILE."
19026 | 4229430600900 | "NEEDLE DELIVERY AND REFLECTOR SIZE 10 CM COMPATIBLE WITH SCOUT SYSTEM DISPOSABLE STERILE"
19027 | 4229430601000 | "NEEDLE DELIVERY AND REFLECTOR SIZE 7.5 CM COMPATIBLE WITH SCOUT SYSTEM DISPOSABLE STERILE"
19028 | 4229440000000 | "LAA EXCLUSION SYSTEM WITH PRELOADED CLIP STERILE"
19029 | 4229440000100 | ENDOVASCULAR ACCESS SYSTEM FOR NON-SURGICAL ARTERIOVENOUS FISTULAS CREATION WITH ALL NEEDED ACCESSORIES.
19030 | 4229440000200 | ENDOVASCULAR AVF SET INCLUDES: TWO DISPOSABLE 4F CATHETERS VENOUS CATHETER WITH RADIO-FREQUENCY ELECTRODE ARTERIAL CATHETER WITH CERAMIC BACKSTOP EACH CATHETER IS MAGNETIZED FOR AIDED ALIGNMENT MEDICAL DRIVE SYSTEM (INCLUDING THE GENERATOR ARM BOARD AND FIXATION STRAPS) TO EVERY ORDERING CENTER STERILE
19031 | 4229440300000 | "LEADLESS TRANSCATHETER PACEMAKER DEVICE FOR CARDIAC ELECTROPHYSIOLOGY MRI COMPATIBLE"
19032 | 4229440300100 | TRANSCATHETER TRICUSPID VALVE REPAIR SYSTEM
19033 | 4229440300200 | "TRANSCATHETER PULMONARY VALVE SYSTEM BALLOON-EXPANDABLE ASSORTED SIZES AS PER HOSPITAL REQUEST"
19034 | 4229440300300 | TRANSCATHETER ADULT PULMONARY VALVE IMPLANT ASSORTED SIZES AS PER CUSTOMER REQUEST
19035 | 4229440300400 | TRANSCATHETER AORTIC VALVE IMPLANT ASSORTED SIZES AS PER CUSTOMER REQUEST
19036 | 4229440300500 | TRANSCATHETER MITRAL VALVE IMPLANT ASSORTED SIZES AS PER CUSTOMER REQUEST
19037 | 4229440300600 | TRANSCATHETER BICAVAL VALVES SYSTEM FOR TRICUSPID INSUFFICIENCY AND CAVAL REFLUX ASSORTED SIZES AS PER HOSPITAL REQUEST
19038 | 4229440300700 | TRANSCATHETER PULMONARY VALVE SYSTEM SELF-EXPANDABLE TO TREAT SEVERE PULMONARY REGURGITATION ASSORTED SIZES AS PER HOSPITAL REQUEST
19039 | 4229450001700 | ABLATION TARGET PMMA SET FOR EXCIMER WAVELIGHT MACHINE
19040 | 4229450001800 | SET FRONTALIS SUSPENSION DISPOSABLE STERILE
19041 | 4229450002400 | OIL SILICONE HIGH DENSITY/PARTIALLY FLUORINATED STERILE VISCOSITY: YYY CENTISTOKES VOLUME: YYYML FOR RETINAL SURGERY
19042 | 4229450002600 | CORNEAL CROSS-LINK TREATMENT ALL TYPES COMPATIBLE WITH AVEDRO MACHINE OR EQUIVALENT AS PER HOSPITAL REQUEST DISPOSABLE STERILE
19043 | 4229450002700 | SILICONE OIL ULTRA PURIFIED POLYDIMETHYLSILOXANE 1000-1200 MPAS 10 ML SYRINGE STERILE
19044 | 4229450002900 | AMO VISX EXCIMER LASER COMPATIBLE CUSTOMIZED TREATMENT CARD
19045 | 4229450200100 | EYELID IMPLANTS GOLD WEIGHT 1.0 GRAM 0.6 THICKNESS STERILE
19046 | 4229450200200 | EYELID IMPLANTS GOLD WEIGHT 0.8 GRAM 0.6 THICKNESS STERILE
19047 | 4229450200300 | PLATINUM WEIGHT IMPLANT 0.6G STERILE
19048 | 4229450200400 | PLATINUM WEIGHT IMPLANT 0.8G STERILE
19049 | 4229450200500 | PLATINUM WEIGHT IMPLANT 1.0G STERILE
19050 | 4229450200600 | PLATINUM WEIGHT IMPLANT 1.2G STERILE
19051 | 4229450200700 | PLATINUM WEIGHT IMPLANT 1.4G STERILE
19052 | 4229450200800 | PLATINUM WEIGHT IMPLANT 1.6G STERILE
19053 | 4229450200900 | PLATINUM WEIGHT IMPLANT 1.8G STERILE
19054 | 4229450300000 | CAPSULAR TENSION RING PRELOADED 11-13 MM STERILE
19055 | 4229450300200 | CAPSULAR TENSION RING MANUAL INJECTING 11-13 MM STERILE
19056 | 4229450300600 | IRIS RETRACTOR RING (PUPIL RETRACTOR) DIFFERENT SIZES FOR INCISION 2.00MM REQUESTED AS PER REQUIRED STERILE
19057 | 4229450400100 | DUAL BLADE FOR GONIOTOMY DISPOSABLE STERILE
19058 | 4229450400200 | HOSKINS LENS NYLON SUTURE LASER WITH HANDLE REUSABLE
19059 | 4229450400300 | SWEEPER DIAMOND DUSTED 25G 0.5MM FOR RETINA DISPOSABLE STERILE
19060 | 4229450400400 | SWEEPER DIAMOND DUSTED 23G 0.6MM FOR RETINA DISPOSABLE STERILE
19061 | 4229450400500 | OPHTHALMIC VISCOSURGICAL DEVICE SODIUM CHONDROITIN SULFATE 4.0% & 1.65 % SODIUM HYALURONATE SYRINGE STERILE
19062 | 4229450400600 | SWEEPER DIAMOND DUSTED EXTENDABLE 23G 0.6MM DISPOSABLE STERILE
19063 | 4229450800000 | CANNULA 20G SOFT SILICONE TIPPED WITH LUER-LOCK CONNECTOR DISPOSABLE STERILE
19064 | 4229450800500 | NEEDLE PERIBULBAR ANESTHESIA 0.4 X 22 MM 25G DISPOSABLE STERILE
19065 | 4229450800900 | NEEDLE 25 GAUGE X 1 INCH (0.50 X 25 MM) FOR OPHTHALMIC SURGERY STERILE
19066 | 4229450801000 | BACKFLUSH INSTRUMENT WITH PASSIVE ASPIRATION AND BRUSH NEEDLE TIP 0.5 MM 27 GAUGE STERILE
19067 | 4229450801200 | BACK FLUSH HANDLE WITH TAPERED TIP 27 GAUGE STERILE
19068 | 4229450801300 | BACK FLUSH INSTRUMENT WITH PASSIVE ASPIRATION AND SILICONE TIP 0.5 MM 27 GAUGE STERILE
19069 | 4229450801400 | IRRIGATING CYSTOTOME 27G 13MM DISPOSABLE STERILE
19070 | 4229450801600 | CANNULA (25 GAUGE X 7/8) VISCO EXPRESSION 30 DEGREE DISPOSABLE STERILE
19071 | 4229450801700 | CANNULA AIR INJECTION 30 GAUGE ANGLED TIP DISPOSABLE STERILE
19072 | 4229450802000 | CANNULA INFUSION OGAWA CHAMBER MAINTAINERS 23G THIN WALL REUSABLE
19073 | 4229450802100 | CANNULA SIMCOE IRRIGATION/ASPIRATION CURVED 15MM LONG 0.3MM DIAMETER ASPIRATION PORT FRONT OPENING IRRIGATION PORT 23 GAUGE THIN WALL FOR ASPIRATION THROUGH TUBING HUB AND IRRIGATION THROUGH LUER-LOCK HUB REUSABLE
19074 | 4229450802300 | CANNULA AIR INJECTION 27 GAUGE ANGLED TIP NOT LESS THAN 7MM DISPOSABLE STERILE
19075 | 4229450802600 | CANNULA DUAL BORE STAINLESS STEEL TIP 23G WITH LUER-LOCK CONNECTOR DISPOSABLE STERILE
19076 | 4229450802700 | BACK FLUSH HANDLE WITH BLUNT NEEDLE ACTIVE ASPIRATION 23 GAUGE STERILE DISPOSABLE
19077 | 4229450802800 | BACK FLUSH HANDLE WITH BLUNT NEEDLE 23 GAUGE STERILE DISPOSABLE
19078 | 4229450802900 | CANNULA SOFT SILICONE TIPPED 23G WITH LUER-LOCK CONNECTOR DISPOSABLE STERILE
19079 | 4229450900200 | NEEDLE ILM MICRO PICK 23G DISPOSABLE STERILE
19080 | 4229450900300 | NEEDLE ILM MICRO PICK 27G DISPOSABLE STERILE
19081 | 4229451000000 | "SPONGE SPEAR FOR MICRO EYE FITTED WITH PLASTIC HANDLE FOR ABSORPTION OF EYE SECRETION ABOUT 10 MM LENGTH STERILE"
19082 | 4229451000700 | SPONGE SYNTHETIC WITH X-RAY DETECTABLE VERY SOFT AND HIGHLY ABSORBENT (NOT LESS THAN 5 TIMES ITS WEIGHT) OR NEUROSURGERY DISPOSABLE STERILE SIZE: 1/5 X 1/4 INCH
19083 | 4229451000800 | PACK SURGICAL EYE SPEAR SPONGE LINT-FREE WITH HANDLE DISPOSABLE STERILE
19084 | 4229451100800 | KNIFE SCLEROTOME HOCKY STICK DESIGN SHARP ALL AROUND MULTI SIDED TIP ASSORTED SIZES AS PER HOSPITAL REQUEST DISPOSABLE STERILE
19085 | 4229451101600 | BLADE MINI ROUND-TIP SHARP ON ONE SIDE DISPOSABLE STERILE
19086 | 4229451102600 | KNIFE OPHTHALMIC CONTROLLED DEPTH CUTTING 15 DEGREE 3MM/5MM ASSORTED AS PER HOSPITAL REQUEST DISPOSABLE STERILE
19087 | 4229451102800 | ELECTROSURGICAL KNIFE WITH INTEGRATED JET FUNCTION FOR ESD/POEM ASSORTED TIP TYPES (INCLUDING O T AND I TYPE TIP) AND WORKING LENGTH
19088 | 4229451103300 | ELECTROSURGICAL KNIFE WITHOUT INTEGRATED JET FUNCTION FOR ESD/POEM ASSORTED TIP TYPES AND WORKING LENGTH
19089 | 4229451104600 | BLADE OPHTHALMIC CONTROLLED DEPTH CUTTING 15 DEGREE 3-5MM AS PER HOSPITAL REQUEST DISPOSABLE STERILE
19090 | 4229451104800 | BLADE SCLEROTOME HOCKY STICK DESIGN SHARP ALL AROUND MULTI SIDED TIP ASSORTED SIZES AS PER HOSPITAL REQUEST DISPOSABLE STERILE
19091 | 4229451104900 | KNIFE MINI CRESCENT ANGLED 25DEG DOUBLE BEVEL 1.0 MM DISPOSABLE STERILE
19092 | 4229451105000 | LONG BLADE TREPHINE DIFFERENT SIZE FROM 3MM TO 16MM AS PER HOSPITAL REQUEST DISPOSABLE STERILE
19093 | 4229451105300 | BLADE PUNCH FOR DSAEK/DMEK DONOR CORNEAL VACUUM DIFFERENT SIZE RANGES (6MM TO 9MM) ACCORDING TO SURGEON'S REQUEST STERILE
19094 | 4229451105400 | BLADE TREPHINE PUNCH FOR DONOR CORNEAL NON-VACUUM DIFFERENT SIZE FROM 6MM TO 9MM AS PER HOSPITAL REQUEST DISPOSABLE STERILE
19095 | 4229451105500 | BLADE TREPHINE PUNCH FOR DONOR CORNEAL VACUUM DIFFERENT SIZE FROM 6MM TO 9MM AS PER HOSPITAL REQUEST DISPOSABLE STERILE
19096 | 4229451105900 | BLADE RECIPIENT TREPHINE BARRON RADIAL VACUUM DIFFERENT SIZE FROM 6MM TO 9MM AS PER HOSPITAL REQUEST DISPOSABLE STERILE
19097 | 4229451106900 | KNIFE MINI CRESCENT ANGLED 25DEG DOUBLE BEVEL 1.25 MM DISPOSABLE STERILE
19098 | 4229451108200 | KNIFE CRYSTAL RED DEEP SCLERECTOMY (RUBY BLADE) REUSABLE
19099 | 4229451108300 | KINFE 25 DEGREE DIAMOND DEEP SCLERECTOMY REUSABLE
19100 | 4229451108500 | KNIFE CLEARPROT ANGLED PARACENTESIS KNIFE (1.1 MM) DISPOSABLE STERILE
19101 | 4229451200200 | EYE UNIVERSAL CONFORMER CLEAR PLASTIC SIZE AS PER REQUIRED NON-STERILE
19102 | 4229451200800 | STERILIZED CORNEAL SURGICAL SHIELD WITH HANDLES SINGLE USE PACKAGED IN A POUCH AND READY TO USE
19103 | 4229451201200 | PERFORATED EYE CONFORMER CLEAR PLASTIC WITH MORE THAN TWO ORIFICES FOR VENTILATION AT THE CENTER MEDIUM SIZE 23MM STERILE
19104 | 4229451201500 | CONFORMER FLEXIBLE SILICONE DISPOSABLE STERILE
19105 | 4229451201600 | PERFORATED EYE CONFORMER CLEAR PLASTIC WITH MORE THAN TWO ORIFICES FOR VENTILATION AT THE CENTER LARGE SIZE 26MM STERILE
19106 | 4229451201800 | SYMBLEPHARON RING (PMMA) KNOWN AS OPEN FORNIX CONFORMERS SIZE 20 TO 25 MM AS PER HOSPITAL REQUEST STERILE
19107 | 4229451202100 | OCULAR SHIELD PROTECTOR WITH SUCTION CUP TO PROTECT THE EYE DURING LACRIMAL OR LID SURGERY STERILE
19108 | 4229451202200 | CORNEAL CROUCH PROTECTOR SIZE ADULT AND PEDIATRIC REQUESTED AS PER REQUIRED STERILE
19109 | 4229451202300 | DOME/STEEP CONFORMER CLEAR SIZES AS PER REQUIRED NON-STERILE
19110 | 4229451202500 | TEMPORARY KERATOPROSTHESIS DISPOSABLE AS PER SIZE REQUIRED
19111 | 4229451202800 | ANIRIDIA PROSTHESIS COLOR MATCHED (SILICON)
19112 | 4229451203000 | PERFORATED EYE CONFORMER CLEAR PLASTIC WITH MORE THAN TWO ORIFICES FOR VENTILATION AT THE CENTER SMALL SIZE 20MM STERILE
19113 | 4229451300100 | VITRECTOMY DORC EVA PACK MINIMUM OF 8000 CPM 20 GAUGE WITH FULL ACCESSORIES
19114 | 4229451300200 | VITRECTOMY DORC EVA PACK MINIMUM OF 16000 CPM 23 GAUGE WITH FULL ACCESSORIES (TROCARS SHOULD BE INCLUDED) DISPOSABLE STERILE
19115 | 4229451300400 | PACK FRAGMENTATION NEEDLE FOR CONSTELLATION HANDPIECE MACHINE DISPOSABLE STERILE
19116 | 4229451300500 | VITRECTOMY CONSTELLATION POSTERIOR VITRECTOMY TOTAL PLUS PACK MINIMUM OF 5000 CPM 20 GAUGE WITH FULL ACCESSORIES
19117 | 4229451300600 | VITRECTOMY CONSTELLATION POSTERIOR VITRECTOMY TOTAL PLUS PACK MINIMUM OF 7500 CPM 25 GAUGE WITH FULL ACCESSORIES (TROCARS SHOULD BE INCLUDED) DISPOSABLE STERILE
19118 | 4229451300700 | VITRECTOMY DORC EVA PACK MINIMUM OF 16000 CPM 25 GAUGE WITH FULL ACCESSORIES (TROCARS SHOULD BE INCLUDED) DISPOSABLE STERILE
19119 | 4229451300800 | VITRECTOMY CONSTELLATION POSTERIOR VITRECTOMY TOTAL PLUS PACK MINIMUM OF 7500 CPM 23 GAUGE WITH FULL ACCESSORIES (TROCARS SHOULD BE INCLUDED) DISPOSABLE STERILE
19120 | 4229451300900 | CANNULA BLUNT TIP WITH LUER LOCK CONNECTOR 23G DISPOSABLE STERILE
19121 | 4229451301000 | CANNULA BLUNT TIP THIN WALLED 25G WITH LUER LOCK CONNECTOR DISPOSABLE STERILE
19122 | 4229451301100 | CANNULA 27G BLUNT NEEDLE WITH LUER-LOCK CONNECTOR DISPOSABLE STERILE
19123 | 4229451301900 | INFUSION CANNULA 4MM 20G DISPOSABLE STERILE
19124 | 4229451302000 | INFUSION CANNULA 6MM DISPOSABLE STERILE
19125 | 4229451900000 | CURETTE SKIN 3 MM DISPOSABLE STERILE
19126 | 4229452100800 | IMPLANT SCLERAL BUCKLING VITREO RETINAL GROOVED SILICONE SPONGE TYPE 220 W6 X R7.5 X H1.5X G2.5X L100MM STERILE
19127 | 4229452102200 | IMPLANT SCLERAL BUCKLING VITREO RETINAL OVAL SILICONE SPONGE TYPE 507 7.5 X 5.5 X 80MM STERILE
19128 | 4229452102300 | IMPLANT SCLERAL BUCKLING VITREO RETINAL OVAL SILICONE SPONGE TYPE 506 5 X 3 X 100MM STERILE
19129 | 4229452102400 | IMPLANT SCLERAL BUCKLING VITREO RETINAL SILICONE BAND TYPE 270 1.65 X 0.76 X 30MM STERILE
19130 | 4229452102500 | IMPLANT SCLERAL BUCKLING VITREO RETINAL SILICONE BAND TYPE 70 2.1 X 1 X 30MM STERILE
19131 | 4229452102900 | BELT FETAL MONITOR 2 LYCRA TYPE BANDAGE 15 METER LONG
19132 | 4229452200400 | LACRIMAL BALLOON DCR 3MM15CM UNILATERAL SINGLE USE
19133 | 4229452200500 | DCR SET O`DONOGHUE OR EQUIVALENT LENGTH 4CM (+/- 1CM) DIAMETER 0.9MM OR EQUIVALENT DISPOSABLE STERILE
19134 | 4229452200600 | LACRIMAL TREPHINE 21G X 1.5IN SINGLE USE
19135 | 4229452201600 | INTUBATION SET AUTOSTABLE BICANALICULUS THE SELF-RETAINING BICANALICULUS INTUBATION SET WITH INTRODUCERS ASSORTED LENGTHS AS PER HOSPITAL REQUEST DISPOSABLE STERILE
19136 | 4229452201700 | SET JONES TUBE (INTRODUCER SET REMOVAL TOOL TUBE WITH DIFFERENT SIZES) AS PER REQUIRED DISPOSABLE STERILE
19137 | 4229452201800 | STENT SILICONE AND STAINLESS STEEL PROBE 0.64 MM SILICONE TUBE / 80 MM LONG AND 0.8 MM DIAMETER METALLIC PROBE STERILE DISPOSABLE
19138 | 4229452201900 | MONOCANALICULAR STENT SILICONE SMALLEST COLORATE INDICATED FOR CANALICULAR LACERATIONS STERILE
19139 | 4229452202400 | CANNULA ANTRUM STAINLESS STEEL 3 MM CURVED REUSABLE
19140 | 4229452300000 | TISSUE ADHESIVE CLOSURE OF SMOOTH WOUND ON CORNEA BLUE 0.5 ML AMPOULE STERILE
19141 | 4229452700000 | KIT GAS C3F8 PURE OCTAFLUOUROPANE SYRINGE 50ML DISPOSABLE STERILE
19142 | 4229452700100 | KIT GAS SF6 PURE SULFUR HEXAFLORIDE SYRINGE 50ML STERILE
19143 | 4229452700200 | PERFLUOROCARBON VIAL STERILE
19144 | 4229452700300 | PERFLUOROCARBON HEAVY STERILE
19145 | 4229452700400 | GAS ARGON FLUORINE CYLINDER FOR EXCIMER EX-5000 OR EQUIVALENT
19146 | 4229452800400 | OPHTHALMIC VISCOSURGICAL DEVICE HYALURONATE SODIUM INJECTION SOLUTION INTRAOCULAR 1%(10MG/ML) SYRINGE STERILE
19147 | 4229453000600 | VITRECTOMY CONTACT LENS MINI QUD XL SURGICAL REUSABLE
19148 | 4229453100000 | LENS QUADRASPHERIC FOR EXAMINATION REUSABLE
19149 | 4229453100100 | LENS 20D CLEAR FOR SLIT LAMP EXAMINATION REUSABLE
19150 | 4229453100200 | LENS 78D CLEAR FOR SLIT LAMP EXAMINATION REUSABLE
19151 | 4229453100300 | LENS 90D CLEAR FOR SLIT LAMP EXAMINATION REUSABLE
19152 | 4229453200000 | LID RETRACTOR DIFFERENT SIZES REUSABLE
19153 | 4229453200100 | RETRACTOR CAPSULE CHANG MODIFICATION 5/PACK DISPOSABLE STERILE
19154 | 4229453200200 | KNAPP LACRIMAL SAC RETRACTOR REUSABLE
19155 | 4229453600000 | IMPLANT CAPSULAR SEGMENT AHMED TENSION RING ALL TYPE AS PER HOSPITAL REQUEST STERILE
19156 | 4229453600100 | IMPLANT CAPSULAR SEGMENT CIONNI RING FOR SCLERAL FIXATION ALL TYPE AS PER HOSPITAL REQUEST STERILE
19157 | 4229453600300 | CAPSULAR TENSION RING PRELOADED 10-12 MM STERILE
19158 | 4229453600400 | ANIRIDIA CAPSULAR INSERTION RING AS PER REQUEST
19159 | 4229454100000 | CONTACT LENSES BANDAGE SILICONE HYDROGEL (LOTRAFILCON B67%) BC 8.6 TO 8.8 DIAMETER 14.0 TO 14.2 POWER +/- 0.25 FOR ONE WEEK AS PER HOSPITAL REQUEST DISPOSABLE STERILE
19160 | 4229454100200 | CONTACT LENSES BANDAGE SILICONE HYDROGEL (LOTRAFILCON A 76%) BC 8.5 8.6 DIAMETER 13.80. TO 14.00 POWER +/- 0.25 FOR ONE MONTH USE AS PER HOSPITAL REQUEST DISPOSABLE STERILE
19161 | 4229454100300 | BANDAGE CONTACT LENS PEDIATRIC DIAMETER (11.00MM TO 13.50MM) BC (7.40MM TO 8.40MM) AND DIOPTER FROM (+10.00 TO +35.00) SILICONE HYDROGEL FILCON 5B 75% AS PER HOSPITAL REQUEST DISPOSABLE STERILE
19162 | 4229454101300 | SILICONE HYDROGEL SOFT SPHERE CONTACT LENS FOR IRREGULAR CORNEA SPHERE POWER RANGE -30.00DC TO +30.00DC CYLINDER POWER RANGE -0.25DS TO -10.00DS AXIS 0 TO 180 DIAMETER 14.20MM TO 15.3MM BASE CURVE 7.00MM TO 9.00MM DISPOSABLE STERILE
19163 | 4229454101400 | SILICONE HYDROGEL SOFT TORIC POWER RANGE +20.00DS TO -20.00DS DIAMETER 13.80MM TO 14.5MM BASE CURVE 8.30MM TO 8.90MM DAILY REQUESTED AS PER REQUIRED
19164 | 4229454101500 | MEGA BANDAGE CONTACT LENS DIAMETER RANGE 16 TO 22 MM BACE CURVED RANGE 9.80 TO 8.90 AS PER HOSPITAL REQUEST DISPOSABLE STERILE
19165 | 4229454400500 | IOL GLIDE SHEETS 35.0MM LONG X 5.0MM WIDE 2.5MM RADIUS 6MIL THICK STERILE
19166 | 4229454400600 | HIGH VISCOSITY 4MM 0.90MM STERILE
19167 | 4229454400800 | INJECTOR INTRAOCULAR DELIVERY SYSTEM REUSABLE
19168 | 4229454401500 | INTRAOCULAR LENS (IOL) INJECTOR REUSABLE FOR 1MTEC30 CARTRIDGE
19169 | 4229454500100 | CBM BLADE FOR MORIA DSAEK MACHINE OR ANY OTHER EQUIVALENT DISPOSABLE STERILE
19170 | 4229454500200 | KNIFE CRESCENT 2.0 MM ANGLED DOUBLE BEVEL DISPOSABLE STERILE
19171 | 4229454500300 | KNIFE MVR 20G ANGLED 45 DEGREE 1.15MM WIDTH 0.90 MM DISPOSABLE STERILE
19172 | 4229454500400 | KNIFE CRESCENT 2.25MM ANGLED BEVEL UP DISPOSABLE STERILE
19173 | 4229454500500 | KNIFE CRESCENT STRAIGHT 2.5 MM STERILE DISPOSABLE
19174 | 4229454500600 | KNIFE MVR 23G ANGLED 45 DEGREE 0.75 MM WIDTH 0.6MM DISPOSABLE STERILE
19175 | 4229454500700 | KNIFE SLIT 2.2MM ANGLED 45 DEGREE SHARP DISPOSABLE STERILE
19176 | 4229454500800 | KNIFE SLIT 2.4 MM 45 DEGREE SHARP DISPOSABLE STERILE
19177 | 4229454500900 | KNIFE SLIT 2.8 MM ANGLED 40 DEGREE SHARP DISPOSABLE STERILE
19178 | 4229454501000 | KNIFE MVR 20G (1.2MM) STRAIGHT DISPOSABLE STERILE
19179 | 4229454600000 | SCISSORS MICRO CORNEAL 5CM (+/- 1 CM) DELICATE CURVED BLADES SHARP STAINLESS STEEL REUSABLE
19180 | 4229454600100 | MICRO (DEEP-SCLERECTOMY) SCISSORS 6 MM LONG BLADES BLUNT TIP ON LOWER BLADE REUSABLE
19181 | 4229454600200 | SCISSORS HOR (CURVED) RETINAL 20 GAUGE /0.9 MM STERILE
19182 | 4229454600300 | SCISSORS MICRO SURGICAL HORIZONTAL (CURVED) RETINAL 25G DISPOSABLE STERILE
19183 | 4229454600400 | SCISSORS MICRO SURGICAL HORIZONTAL (CURVED) RETINAL 27G DISPOSABLE STERILE
19184 | 4229454600500 | SCISSORS VITREOUS SHARP TIPPED LONG BLADES CURVED 23 GAUGE REUSABLE
19185 | 4229454600600 | SCISSORS SURGICAL VERTICAL SHARP TIPPED LONG BLADES CURVED 25 GAUGE REUSABLE
19186 | 4229454602000 | SCISSORS IRIS STRAIGHT SIZE 110MM REUSABLE
19187 | 4229454602200 | MICROSCISSORS CURVED HORIZONTAL (25 GAUGE / 0.5 MM) SHARP TIPPED SCISSORS WITH A HORIZONTAL CURVATURE OF 12 MM STERILE
19188 | 4229454602600 | SCISSORS MICRO SURGICAL VERTICAL SHARP TIPPED LONG BLADES CURVED 27G DISPOSABLE STERILE
19189 | 4229454602700 | SCISSORS MICRO ULTRA DELICATE BLADE 7MM 45 DEGREE (OR EQUIVALENT) REUSABLE
19190 | 4229454602800 | NEEDLE HOLDER DIADUST MICRO 23.0CM (OR EQUIVALENT) REUSABLE
19191 | 4229454602900 | NEEDLE HOLDER DIADUST MICRO 25.0CM (OR EQUIVALENT) REUSABLE
19192 | 4229454603000 | SCISSORS MICRO DELICATE BLADE 10MM 45 DEGREE (OR EQUIVALENT) REUSABLE
19193 | 4229454603400 | MICROSCISSORS CURVED HORIZONTAL 25G REUSABLE
19194 | 4229460200200 | PLASMA EXCHANGE KIT S CONSISTING OF BLOOD LINE AND BLOOD FILTER ADULT
19195 | 4229460400100 | "BLOOD TRANSFUSION RED FILTER 40 MICRON SCREEN FILTER FOR RAID TRANSFUSION OF SALVAGED BLOOD PRODUCTS DISPOSABLE STERILE"
19196 | 4229460601200 | SET EXTENSION LUER LOCK WITH 3 WAY STOPCOCK 50 CM DISPOSABLE STERILE
19197 | 4229460601300 | SET EXTENSION TUBING FOR PERFUSOR SYRINGE PUMP 1.5 MM 4-4.5 ML PRIMING VOLUME IT SHOULD BE COMPATIBLE WITH HOSPITAL MACHINE D = ISPOSABLE STERILE
19198 | 4229470201000 | "INTRA AORTIC BALLOON FIBER OPTIC SHEATH AND SHEATH LESS WITH INSERTION KIT COMPATIBLE WITH HOSPITAL MACHINE ASSORTED SIZES ACCORDING TO HOSPITAL REQUEST DISPOSABLE STERILE"
19199 | 4229470700000 | CARDIOPLEGIA DELIVERY SYSTEM
19200 | 4229470700700 | "BLOOD CARDIOPLEGIA DELIVERY SET CUSTOMIZED DELIVERY RATE 4:1 INTEGRATED COOLING /HEATING COIL WITH TEMP. PROP PRESSURE DOME DISPOSABLE STERILE"
19201 | 4229470701100 | "CARDIOPLEGIA NEEDLE FOR NEONATES/ PEDIATRIC WITH METAL TIP ASSORTED SIZES ACCORDING TO HOSPITAL REQUEST DISPOSABLE STERILE"
19202 | 4229470702200 | "MICROPLEGIA DELIVERY SET (4:1) ASSORTED SIZES ACCORDING TO HOSPITAL REQUEST DISPOSABLE STERILE"
19203 | 4229470702300 | "RETROGRADE CORONARY SINUS CARDIOPLEGIA CANNULA ADULT PRESSURE MONITORING LUMEN INSERTION STYLET SELF INFLATING/ MANUAL INFLATED BALLOON WITH STYLET SOLID OR GUIDEWIRE ASSORTED SIZES AS PER HOSPITAL REQUEST DISPOSABLE STERILE"
19204 | 4229470800000 | "CARDIOTOMY RESERVOIR ADULT FOR CARDIOPULMONARY BYPASS ASSORTED SIZES AS PER HOSPITAL REQUEST DISPOSABLE STERILE."
19205 | 4229470800200 | "MOUNTING PAD ADHESIVE LEVEL SENSOR FOR RESERVOIR CARDIOTOMY DISPOSABLE STERILE"
19206 | 4229471100400 | "HEMOCONCENTRATOR HIGH PERFORMANCE COATED WITH OPTIONAL TUBE AND DOUBLE BAG SET ASSORTED SIZES ACCORDING TO HOSPITAL REQUEST (ONE HOLDER MUST BE SUPPLIED FOC) DISPOSABLE STERILE"
19207 | 4229471100500 | "HEMOCONCENTRATOR HIGH PERFORMANCE WITH OPTIONAL TUBE AND DOUBLE BAG SET ASSORTED SIZES ACCORDING TO HOSPITAL REQUEST (ONE HOLDER MUST BE SUPPLIED FOC) DISPOSABLE STERILE"
19208 | 4229471300600 | "OXYGENATOR FOR NEONATES COATED OXYGENATOR WITH INTEGRATED ARTERIAL FILTER HOLLOW FIBER HIGH PERFORMANCE SMALL PRIMING VOLUME NOT EXCEEDING 45 ML RECOMMENDED BLOOD FLOW 0 - 1.5 LITER / MIN MAX DISPOSABLE STERILE"
19209 | 4229471300700 | "OXYGENATOR FOR EXTRACORPOREAL MEMBRANE OXYGENATION (ECMO) ADULT DISPOSABLE STERILE"
19210 | 4229471301100 | "EXTRACORPOREAL MEMBRANE OXYGENATION (ECMO) SET SMALL ADULT CONSISTS OF INTEGRATED CENTRIFUGAL PUMP HEAD WITH OXYGENATOR TUBING LINES COATED COMPATIBLE WITH THE EXISTING ECMO MACHINE FOR THE REQUESTED HOSPITAL DISPOSABLE STERILE"
19211 | 4229471301300 | "EXTRACORPOREAL MEMBRANE OXYGENATION (ECMO) SET ADULT CONSISTS OF INTEGRATED CENTRIFUGAL PUMP HEAD WITH OXYGENATOR TUBING LINES COATED COMPATIBLE WITH THE EXISTING ECMO MACHINE FOR THE REQUESTED HOSPITAL DISPOSABLE STERILE"
19212 | 4229471301900 | "OXYGENATOR FOR EXTRACORPOREAL MEMBRANE OXYGENATION (ECMO) PEDIATRIC DISPOSABLE STERILE"
19213 | 4229471302000 | "OXYGENATOR FOR EXTRACORPOREAL MEMBRANE OXYGENATION (ECMO) NEONATE DISPOSABLE STERILE"
19214 | 4229471302100 | OXYGENATOR FOR EXTRACORPOREAL MEMBRANE OXYGENATION (ECMO) INFANT
19215 | 4229471302200 | "OXYGENATOR FOR ADULTS COATED OXYGENATOR WITH INTEGRATED ARTERIAL FILTER HOLLOW FIBER HIGH PERFORMANCE WITH INTEGRATED HARD SHELL VENOUS RESERVOIR BLOOD FLOW RATE 1-7 LITER /MIN DISPOSABLE STERILE"
19216 | 4229471302300 | OXYGENATOR FOR EXTRACORPOREAL MEMBRANE OXYGENATION (ECMO) SMALL ADULT
19217 | 4229471302400 | "OXYGENATOR FOR PEDIATRIC COATED OXYGENATOR WITH INTEGRATED ARTERIAL FILTER HOLLOW FIBER HIGH PERFORMANCE RECOMMENDED BLOOD FLOW 0 - 4 LITER / MIN MEMBRANE INLET AND OUTLET (3/8) INCH WITH REDUCER ADAPTER DISPOSABLE STERILE"
19218 | 4229471302500 | "OXYGENATOR FOR SMALL ADULTS COATED OXYGENATOR WITH INTEGRATED ARTERIAL FILTER HOLLOW FIBER HIGH PERFORMANCE RECOMMENDED BLOOD FLOW 0 - 5 LITER / MIN MAX. RESERVOIR VOLUME 4 LITER DISPOSABLE STERILE"
19219 | 4229471400000 | "CENTRIMAG ADULT PUMP HEAD SIZE 3/8 X 3/8 INCH DISPOSABLE STERILE"
19220 | 4229471400100 | "CENTRIMAG PEDIATRIC PUMP HEAD SIZE 1/4 X 1/4 INCH DISPOSABLE STERILE"
19221 | 4229471400200 | "CENTRIFUGAL BLOOD PUMP PEDIATRIC DISPOSABLE STERILE"
19222 | 4229471500500 | NEONATAL TUBING SET
19223 | 4229471501100 | "TUBING SINGLE LINE PVC ASSORTED SIZES AND CUSTOMIZED ACCORDING TO HOSPITAL REQUEST DISPOSABLE STERILE"
19224 | 4229471501200 | "TUBING SINGLE LINE COATED PVC ASSORTED SIZES AND CUSTOMIZED ACCORDING TO HOSPITAL REQUEST DISPOSABLE STERILE"
19225 | 4229472101300 | PUNCH FOR BIOPSY BAKER SIZE 6 MM DISPOSABLE STERILE
19226 | 4229472101400 | BIOPSY PUNCH SIZE 3.0MM DISPOSABLE STERILE
19227 | 4229472102000 | RECEPTACLE LINER WITH LID SHUTOFF VALVE AND INTEGRATED BACTERIAL FILTER (WITH COMPATIBLE CANISTER) 3000 ML
19228 | 4229472102100 | REFLUX MANAGEMENT SYSTEM 13 BEAD
19229 | 4229472102200 | REFLUX MANAGEMENT SYSTEM 14 BEAD
19230 | 4229472102300 | REFLUX MANAGEMENT SYSTEM 15 BEAD
19231 | 4229472102400 | REFLUX MANAGEMENT SYSTEM 16 BEAD
19232 | 4229472102500 | LOADING UNIT STAPLER LINEAR CUTTER FOR LAPAROSCOPIC 45 MM 3.8-3.9 MM FOR REGULAR/THICK TISSUE DISPOSABLE STERILE
19233 | 4229473000200 | "CUSTOMIZED PACK FOR VENTRICULAR ASSIST DEVICE WITHOUT OXYGENATORS WITHOUT PUMP HEADS DISPOSABLE STERILE"
19234 | 4229473100100 | PERFUSION ADAPTER WITH MALE LUER LOCK 1/4 2 INCH LONG DISPOSABLE STERILE.
19235 | 4229473100800 | "CHAMBER LUNG PERFUSION KIT FOR ADULT COMPATIBLE WITH THE HOSPITAL MACHINE DISPOSABLE STERILE"
19236 | 4229473100900 | TRANSDUCER FOR HEART-LUNG MACHINE
19237 | 4229473300100 | "PERICARDIAL SUMP SUCTION ASSORTED SIZES ACCORDING TO HOSPITAL REQUEST DISPOSABLE STERILE"
19238 | 4229473300700 | "INTRACARDIAC SUMP SUCTION ASSORTED SIZES ACCORDING TO HOSPITAL REQUEST DISPOSABLE STERILE"
19239 | 4229473300800 | "SUCTION METAL TIP FOR CARDIOPULMONARY BYPASS ASSORTED SIZES ACCORDING TO HOSPITAL REQUEST FLUID TIP DISPOSABLE STERILE"
19240 | 4229473400000 | CUVETTE FOR BLOOD PARAMETER MONITORING SYSTEM (CDI 500) 1/2 IN X 1/2 IN DISPOSABLE STERILE
19241 | 4229473400100 | CUVETTE FOR BLOOD PARAMETER MONITORING SYSTEM (CDI 500) 1/4 IN X 1/4 IN DISPOSABLE STERILE
19242 | 4229473400200 | CUVETTE FOR BLOOD PARAMETER MONITORING SYSTEM (CDI 500) 3/8 IN X 3/8 IN DISPOSABLE STERILE
19243 | 4229473400300 | SHUNT SENSOR FOR USE WITH CDI SYSTEM 500 HEPARIN TREATED DISPOSABLE STERILE
19244 | 4229473400400 | CALIBRATION GAS FOR USE WITH CALIBRATOR 540 (GAS A OR GAS B) COMPATIBLE WITH CDI SYSTEM 500 DISPOSABLE STERILE.
19245 | 4229473400500 | "ARTERIAL CDI SENSOR COMPATIBLE WITH HOSPITAL MACHINE DISPOSABLE STERILE"
19246 | 4229473401000 | CALIBRATION GAS FOR USE WITH CALIBRATOR 540 (GAS B) COMPATIBLE WITH CDI SYSTEM 500 DISPOSABLE STERILE
19247 | 4229473600300 | "CENTRIFUGAL BLOOD PUMP ADULT DISPOSABLE STERILE"
19248 | 4229474000300 | CANNULA ARTERIAL 15 FR PERCUTANEOUS L 15 CM
19249 | 4229474000400 | CANNULA ARTERIAL 15 FR PERCUTANEOUS L 23 CM
19250 | 4229474000500 | CANNULA ARTERIAL 15 FR TIP LENGTH 18 CM OVERALL LENGTH 31.8 CM SIDE PORT CAN BE USED AS DRAINAGE
19251 | 4229474000600 | CANNULA ARTERIAL 17 FR TIP LENGTH 18 CM OVERALL LENGTH 31.8 CM SIDE PORT CAN BE USED AS DRAINAGE
19252 | 4229474000700 | CANNULA ARTERIAL 17 FR PERCUTANEOUS L 15 CM
19253 | 4229474000800 | CANNULA ARTERIAL 17 FR PERCUTANEOUS L 23 CM
19254 | 4229474000900 | CANNULA ARTERIAL 19 FR TIP LENGTH 18 CM OVERALL LENGTH 31.8 CM SIDE PORT CAN BE USED AS DRAINAGE
19255 | 4229474001000 | CANNULA ARTERIAL 19 FR PERCUTANEOUS L 15 CM
19256 | 4229474001100 | CANNULA ARTERIAL 19 FR PERCUTANEOUS L 23 CM
19257 | 4229474001200 | CANNULA ARTERIAL 21 FR TIP LENGTH 18 CM OVERALL LENGTH 31.8 CM SIDE PORT CAN BE USED AS DRAINAGE
19258 | 4229474001300 | CANNULA ARTERIAL 21 FR PERCUTANEOUS L 15 CM
19259 | 4229474001400 | CANNULA ARTERIAL 21 FR PERCUTANEOUS L 23 CM
19260 | 4229474001500 | CANNULA ARTERIAL 23 FR TIP LENGTH 18 CM OVERALL LENGTH 31.8 CM SIDE PORT CAN BE USED AS DRAINAGE
19261 | 4229474001600 | CANNULA ARTERIAL 23 FR PERCUTANEOUS L 15 CM
19262 | 4229474001700 | CANNULA ARTERIAL 25 FR TIP LENGTH 18 CM OVERALL LENGTH 31.8 CM SIDE PORT CAN BE USED AS DRAINAGE
19263 | 4229474001800 | CANNULA JUGULAR 18 FR TWIN DUAL LUMEN 1.0 LITER
19264 | 4229474001900 | CANNULA JUGULAR 22 FR TWIN DUAL LUMEN 1.5 LITER
19265 | 4229474002000 | CANNULA JUGULAR 23 FR DUAL LUMEN HIGH BLOOD FLOW
19266 | 4229474002100 | CANNULA JUGULAR 24 FR TWIN DUAL LUMEN 2 LITER
19267 | 4229474002200 | CANNULA JUGULAR 27 FR DUAL LUMEN HIGH BLOOD FLOW
19268 | 4229474002300 | CANNULA JUGULAR 29 FR DUAL LUMEN HIGH BLOOD FLOW
19269 | 4229474002400 | CANNULA JUGULAR 31 FR DUAL LUMEN HIGH BLOOD FLOW
19270 | 4229474002500 | CANNULA VENOUS 15 FR THIN WALL DUAL STAGE FEMORAL TIP LENGTH 50 CM OVERALL LENGTH 65 CM
19271 | 4229474002600 | CANNULA VENOUS 17 FR THIN WALL DUAL STAGE FEMORAL TIP LENGTH 50 CM OVERALL LENGTH 65 CM
19272 | 4229474002700 | CANNULA VENOUS 19 FR PERCUTANEOUS L 38 CM
19273 | 4229474002800 | CANNULA VENOUS 19 FR THIN WALL DUAL STAGE FEMORAL TIP LENGTH 55 CM OVERALL LENGTH 70 CM
19274 | 4229474002900 | CANNULA VENOUS 21 FR PERCUTANEOUS L 38 CM
19275 | 4229474003000 | CANNULA VENOUS 21 FR PERCUTANEOUS L 55 CM
19276 | 4229474003100 | CANNULA VENOUS 21 FR SINGLE STAGE FEMORAL LENGTH 50 CM
19277 | 4229474003200 | CANNULA VENOUS 21 FR THIN WALL DUAL STAGE FEMORAL TIP LENGTH 55 CM OVERALL LENGTH 70 CM
19278 | 4229474003300 | CANNULA VENOUS 23 FR PERCUTANEOUS L 38 CM
19279 | 4229474003400 | CANNULA VENOUS 23 FR PERCUTANEOUS L 55 CM
19280 | 4229474003500 | CANNULA VENOUS 23 FR SINGLE STAGE FEMORAL LENGTH 50 CM
19281 | 4229474003600 | CANNULA VENOUS 23 FR THIN WALL DUAL STAGE FEMORAL TIP LENGTH 60 CM OVERALL LENGTH 76 CM
19282 | 4229474003700 | CANNULA VENOUS 25 FR PERCUTANEOUS L 38 CM
19283 | 4229474003800 | CANNULA VENOUS 25 FR PERCUTANEOUS L 55 CM
19284 | 4229474003900 | CANNULA VENOUS 25 FR THIN WALL DUAL STAGE FEMORAL TIP LENGTH 60 CM OVERALL LENGTH 76 CM
19285 | 4229474004000 | CANNULA VENOUS 27 FR THIN WALL DUAL STAGE FEMORAL TIP LENGTH 60 CM OVERALL LENGTH 76 CM
19286 | 4229474004100 | CANNULA VENOUS 29 FR PERCUTANEOUS L 55 CM
19287 | 4229474004200 | CANNULA VENOUS 29 FR THIN WALL DUAL STAGE FEMORAL TIP LENGTH 60 CM OVERALL LENGTH 76 CM
19288 | 4229474004400 | DILATOR SIZE 18/20 FR 20/22 FR 22/24 FR OR LESS WITH 100 CM GUIDEWIRE 035 SCALPEL AND 18 G NEEDLE
19289 | 4229474004500 | DILATOR SIZE 18/20 FR 20/22 FR 22/24 FR OR LESS WITH 150 CM GUIDEWIRE 035 SCALPEL AND 18 G NEEDLE
19290 | 4229474004700 | GUIDEWIRE 10 FR REINFORCED COIL WIRED DESIGN
19291 | 4229474004800 | GUIDEWIRE 6 FR REINFORCED COIL WIRED DESIGN
19292 | 4229474004900 | GUIDEWIRE 7 FR REINFORCED COIL WIRED DESIGN
19293 | 4229474005000 | GUIDEWIRE 8 FR REINFORCED COIL WIRED DESIGN
19294 | 4229474005100 | GUIDEWIRE 9 FR REINFORCED COIL WIRED DESIGN
19295 | 4229474005200 | GUIDEWIRE VASCULAR 0.035IN 100CM HYDROPHILIC COATED FLEXIBLE
19296 | 4229474005300 | GUIDEWIRE VASCULAR 0.035IN 150CM OR 180CM HYDROPHILIC COATED FLEXIBLE
19297 | 4229474005400 | HORIZONTAL DRAIN TUBE ATTACHMENT DEVICE
19298 | 4229474005500 | INTERVENTION RADIOLOGY KIT BACK TABLE COVER 60X76 GALLIPOT 60CC SCALPEL FEMORAL ANGIOGRAPHY DRAPE EXTRA LARGE GOWN X 3 2 X BOWL 500ML 1 LITER BOWL
19299 | 4229474005600 | RECTAL KIT FAECAL MANAGEMENT SYSTEM CATHETER TUBE WITH INFLATION CUFF 1500 ML COLLECTION BAG 45 ML SYRINGE IRRIGATION TUBE CLAMP
19300 | 4229474005700 | VASCULAR ACCESS KIT DILATORS AND GUIDEWIRE SUITABLE FOR DUAL STAGE CANNULA INSERTION
19301 | 4229474100000 | "INTRAVASCULAR CORONARY ULTRASOUND CATHETER ASSORTED SIZES AS PER HOSPITAL REQUEST"
19302 | 4229474100400 | "CANNULA VENOUS ADULT SINGLE STAGE STRAIGHT WIRED REINFORCED ASSORTED SIZES AS PER HOSPITAL REQUEST DISPOSABLE STERILE"
19303 | 4229474100500 | "CANNULA VENOUS PEDIATRIC SINGLE STAGE STRAIGHT WIRED REINFORCED ASSORTED SIZES AS PER HOSPITAL REQUEST DISPOSABLE STERILE"
19304 | 4229474100600 | "CANNULA VENOUS SINGLE STAGE ANGLED METAL TIP WIRED REINFORCED ASSORTED SIZES AS PER HOSPITAL REQUEST DISPOSABLE STERILE"
19305 | 4229474100700 | "CANNULA VENOUS SOFT ANGLED ASSORTED SIZES AS PER HOSPITAL REQUEST DISPOSABLE STERILE"
19306 | 4229474100800 | "CANNULA VENOUS THREE STAGE COATED WIRE REINFORCED ASSORTED WITH/WITHOUT CONNECTOR AND ASSORTED SIZES AS PER HOSPITAL REQUEST DISPOSABLE STERILE"
19307 | 4229474100900 | "CANNULA VENOUS THREE STAGE WIRE REINFORCED ASSORTED WITH/WITHOUT CONNECTOR AND ASSORTED SIZES AS PER HOSPITAL REQUEST DISPOSABLE STERILE"
19308 | 4229474101000 | "CANNULA VENOUS TWO STAGE COATED WIRE REINFORCED ASSORTED WITH/WITHOUT CONNECTOR AND ASSORTED SIZES ACCORDING TO HOSPITAL REQUEST DISPOSABLE STERILE"
19309 | 4229474101100 | "CANNULA VENOUS TWO STAGE WIRE REINFORCED ASSORTED WITH/WITHOUT CONNECTOR AND ASSORTED SIZES ACCORDING TO HOSPITAL REQUEST DISPOSABLE STERILE"
19310 | 4229474101200 | "CANNULA VENOUS FEMORAL SET SINGLE STAGE CONTAINS : WIRE REINFORCED CANNULA ASSORTED SIZES ACCORDING TO HOSPITAL REQUEST WITH INSERTION KIT DISPOSABLE STERILE"
19311 | 4229474101300 | "CANNULA VENOUS FEMORAL SINGLE STAGE WIRE REINFORCED ASSORTED SIZES ACCORDING TO HOSPITAL REQUEST DISPOSABLE STERILE"
19312 | 4229474101400 | "CANNULA VENOUS FEMORAL SET DUAL STAGE CONTAINS : WIRE REINFORCED CANNULA WITH INSERTION KIT ASSORTED SIZES AS PER HOSPITAL REQUEST DISPOSABLE STERILE"
19313 | 4229474101500 | "CANNULA VENOUS FEMORAL DUAL STAGE WIRE REINFORCED ASSORTED SIZES ACCORDING TO HOSPITAL REQUEST DISPOSABLE STERILE"
19314 | 4229474101600 | "CANNULA VENOUS FEMORAL SET MULTI STAGE CONTAINS : WIRE REINFORCED CANNULA WITH INSERTION KIT ASSORTED SIZES AS PER HOSPITAL REQUEST DISPOSABLE STERILE"
19315 | 4229474101700 | "CANNULA ADULT DUAL LUMEN COATED DESIGNED SPECIALLY FOR VENOVENOUS VASCULAR ACCESS WITH INSERTION KIT. ASSORTED SIZES AS PER HOSPITAL REQUEST DISPOSABLE STERILE"
19316 | 4229474101800 | "VENO VENOUS DUAL LUMEN WIRE REINFORCED CANNULA FOR RIGHT VENTRICLE SUPPORT WITH RADIOPAQUE TIP MARKERS AND ONE 13FR INTRODUCER DISPOSABLE STERILE"
19317 | 4229480500000 | SUCTION IRRIGATION LAPAROSCOPIC CANNULA 5 MM DISPOSABLE STERILE
19318 | 4229480500100 | SLEEVE RING FOR CAMERA LAPAROSCOPIC FRAME DESIGN ALLOWS SIMPLE QUICK APPLICATION ADHESIVE TAB TO ENSURE SECURE CAMERA HEAD PROTECTION DISPOSABLE STERILE
19319 | 4229480500200 | FILTER FOR SMOKE LAPAROSCOPIC WITH ACTIVATED CHARCOAL SIMPLE SAFE AND EFFECTIVE REMOVAL OF SURGICAL SMOKE WITH THUMBWHEEL CLAMP DISPOSABLE STERILE
19320 | 4229480500300 | FILTER INCUBATOR AIR FILTER IT SHOULD BE COMPATIBLE WITH HOSPITAL MACHINE
19321 | 4229480500400 | FILTER INCUBATOR - NEONATE REQUIRE AIR FILTERS FOR CLEAN AND EFFECTIVE RUNNING THE FILTERS ARE TYPE SPECIFIC TO ENSURE CORRECT FIT AND EFFECTIVENESS MUST BE CHANGED MINIMALLY EVERY 3 MONTHS CLEAN INDIVIDUALLY PACKAGED COMPATIBLE WITH DRAEGER INCUBATORS OR EQUIVALENT DISPOSABLE
19322 | 4229480500500 | SLING ARM VERSATILE MATERIAL SOFT FOAM WITH FASTENERS COLLAR AND CUFF 5-7 CM X 6 M 2 ROLL
19323 | 4229480500800 | SLING SUB - URETHRAL WITH TRANSOBTURATORIC DYNA - MESH OR EQUIVALENT
19324 | 4229480500900 | "SLIPPER NON - SKID RUBBER SOLE STRETCHABLE LIGHT WEIGHT WASHABLE ADULT SIZE: XX- LARGE DISPOSABLE"
19325 | 4229480501000 | "SLIPPER NON - SKID RUBBER SOLE STRETCHABLE LIGHT WEIGHT WASHABLE ADULT SIZE: X-LARGE DISPOSABLE"
19326 | 4229480501100 | "SLIPPER NON - SKID RUBBER SOLE STRETCHABLE LIGHT WEIGHT WASHABLE ADULT SIZE: LARGE DISPOSABLE"
19327 | 4229480501200 | "SLIPPER NON - SKID RUBBER SOLE STRETCHABLE LIGHT WEIGHT WASHABLE ADULT SIZE: MEDIUM DISPOSABLE"
19328 | 4229480501300 | "SLIPPER NON - SKID RUBBER SOLE STRETCHABLE LIGHT WEIGHT WASHABLE ADULT SIZE: SMALL DISPOSABLE"
19329 | 4229480501400 | "SLIPPER NON - SKID RUBBER SOLE STRETCHABLE LIGHT WEIGHT WASHABLE PEDIATRIC SIZE: X- LARGE DISPOSABLE"
19330 | 4229480501500 | "SLIPPER NON - SKID RUBBER SOLE STRETCHABLE LIGHT WEIGHT WASHABLE PEDIATRIC SIZE: LARGE DISPOSABLE"
19331 | 4229480501600 | "SLIPPER NON - SKID RUBBER SOLE STRETCHABLE LIGHT WEIGHT WASHABLE PEDIATRIC SIZE: MEDIUM DISPOSABLE"
19332 | 4229480501700 | "SLIPPER NON - SKID RUBBER SOLE STRETCHABLE LIGHT WEIGHT WASHABLE PEDIATRIC SIZE: SMALL DISPOSABLE"
19333 | 4229480501800 | SNARE FOR POLYP VAULT CIRCLE REMOVE UTERINE POLYPS SMALL 5-5.5 FR CATHETER OUTER SHEATH 30-40 CM LENGTH FITS THROUGH THE WORKING CHANNEL OF DIFFERENT HYSTEROSCOPES
19334 | 4229480501900 | "SNUGGLE - UPS MEDIUM SOFT FIBER COTTON INTERLOCK KNOT REUSABLE WASHABLE"
19335 | 4229480502000 | "SNUGGLE - UPS SMALL SOFT FIBER COTTON INTERLOCK KNOT REUSABLE WASHABLE"
19336 | 4229490000000 | SYSTEM FOR LAPAROSCOPIC MESH FIXATION ABSORBABLE 5 MM 25-30 TACKS DISPOSABLE STERILE
19337 | 4229490000100 | REUSABLE INTEGRATED INFLATION DEVICE (HANDLE) FOR BALLOON INFLATION
19338 | 4229490000400 | SINGLE USE SYRINGE /GAUGE ASSEMBLY FOR INTEGRATED INFLATION DEVICE (HANDLE)
19339 | 4229490000700 | BIODEGRADABLE SELF EXPANDING ESOPHAGEAL STENT ASSORTED SIZES AND DIAMETERS
19340 | 4229490002800 | LIGATURE HEMORRHOIDAL INSTRUMENT LOADING CONE REUSABLE
19341 | 4229490003400 | TRANSORAL INCISIONLESS FUNDOPLICATION COMPLETE SET DELIVERY DEVICE WITH FASTENER AND ACCESSORIES
19342 | 4229490003500 | GUARD TIP CLEAR VENTED PLASTIC LATEX FREE AUTOCLAVABLE 1.9 X 9.5 X 25.4 MM
19343 | 4229490003600 | GUARD TIP CLEAR VENTED PLASTIC LATEX FREE AUTOCLAVABLE SIZE 3.17 X 25.4 X 25.4 MM
19344 | 4229490003700 | GUARD TIP CLEAR VENTED PLASTIC LATEX FREE AUTOCLAVABLE 19.8 X 15.8 X 25.4 MM
19345 | 4229490003800 | GUARD TIP VENTED PLASTIC LATEX FREE AUTOCLAVABLE 10.3 X 19 MM
19346 | 4229490003900 | GUARD TIP VENTED PLASTIC LATEX FREE AUTOCLAVABLE 4.7 X 25.4 MM
19347 | 4229490005900 | BALL TEA STRAINER FINE MESH STAINLESS STEEL WITH SPRING CLOSURE X 5 CM INNER DIAMETER
19348 | 4229490006000 | BALL TEA STRAINER FINE MESH STAINLESS STEEL WITH SPRING CLOSURE X 7.5 CM INNER DIAMETER
19349 | 4229490006300 | BALL TEA STRAINER FINE MESH STAINLESS STEEL WITH SPRING CLOSURE X 9.5 CM INNER DIAMETER
19350 | 4229490006600 | TELESCOPE CONTAINER- BLUE COVER FOR LOW TEMPERATURE STERILIZATION DISPOSABLE
19351 | 4229490006700 | TELESCOPE CONTAINER- BLUE COVER FOR STEAM STERILIZATION DISPOSABLE
19352 | 4229490006800 | TELESCOPE CONTAINER- GOLD COVER FOR LOW TEMPERATURE STERILIZATION DISPOSABLE
19353 | 4229490006900 | TELESCOPE CONTAINER- GOLD COVER FOR STEAM STERILIZATION DISPOSABLE
19354 | 4229490007000 | TELESCOPE CONTAINER- PINK COVER FOR STEAM STERILIZATION DISPOSABLE
19355 | 4229490007100 | REUSABLE MECHANICAL LITHOTRIPTER HANDLE (USED WITH STAINLESS STEEL COIL SHEATH) FOR CRUSHING STONE OUTSIDE THE SCOPE
19356 | 4229490007200 | HOT BIOPSY FORCEPS ASSORTED SIZES OF WORKING CHANNEL AND ASSORTED SIZES OF WORKING LENGTH SINGLE USE
19357 | 4229490007800 | FORCEP BIOPSY FOR FIBERSCOPE STANDARD TYPE FENESTRATED (IT SHOULD BE COMPATIBLE WITH HOSPITAL STANDARD)
19358 | 4229490008000 | BIOPSY FORCEPS WITHOUT SPIKE ASSORTED SIZES OF WORKING CHANNEL AND WORKING LENGTH
19359 | 4229490008200 | BIOPSY FORCEPS WITH SPIKE ASSORTED SIZES OF WORKING CHANNEL AND WORKING LENGTH
19360 | 4229490008400 | SINGLE USE MULTIBITE BIOPSY FORCEPS ASSORTED SIZES OF WORKING CHANNEL AND WORKING LENGTH
19361 | 4229490008600 | SINGLE USE JUMBO CUP BIOPSY FORCEPS WITH NEEDLE ASSORTED SIZES OF WORKING CHANNEL AND WORKING LENGTH
19362 | 4229490008900 | REUSABLE SHARK TOOTH GRASPING FORCEPS ASSORTED SIZES OF WORKING CHANNEL AND WORKING LENGTH
19363 | 4229490009100 | SINGLE USE TRIPOD GRASPING FORCEPS ASSORTED SIZES OF WORKING CHANNEL AND WORKING LENGTH
19364 | 4229490009600 | FORCEPS BIOPSY ALLIGATOR CUP BRONCHO ASSORTED SIZES DISPOSABLE
19365 | 4229490010400 | FORCEPS BIOPSY BRONCHO ASSORTED SIZES AND TYPE DISPOSABLE
19366 | 4229490010600 | BIOPSY FORCEPS FOR DIRECT VISUALIZATION SYSTEM OF CHOLANGIOSCOPE ASSORTED SIZES INCLUDING (OUTER DIAMETER 1 MM WORKING CHANNEL 1.2 MM 286 CM LENGTH)
19367 | 4229490010800 | SINGLE USE BIPOLAR ELECTRO HEMOSTASIS CATHETER WITH INJECTION CATHETER AND NEEDLE SINGLE PORT ADAPTER PLUG ASSORTED SIZES OF DIAMETER AND ASSORTED SIZES OF WORKING LENGTH
19368 | 4229490011100 | SINGLE USE COMBINED ALLIGATOR AND RAT TOOTH GRASPING DEVICE ASSORTED SIZES OF WORKING CHANNEL AND WORKING LENGTH
19369 | 4229490011600 | EUS BIOPSY NEEDLE FINE NEEDLE BIOPSY (FNB) STAINLESS STEEL ASSORTED SIZES (INCLUDING 19G 22 G 25 G)
19370 | 4229490011800 | EUS ASPIRATION NEEDLE FINE NEEDLE ASPIRATION (FNA) STAINLESS STEEL ASSORTED SIZES (INCLUDING 19G 22 G 25 G)
19371 | 4229490012500 | NEEDLE FOR INJECTION STAINLESS STEEL SHEATH ERCP
19372 | 4229490012900 | BILIARY NEEDLE KNIFE SPHINCTEROTOMY ASSORTED NEEDLE LENGTH TRIPLE LUMEN SHORT WIRE SYSTEM (RAPID EXCHANGE)
19373 | 4229490013000 | EUS CELIAC PLEXUS NEUROLYSIS FNA NEEDLE DISTAL NEEDLE TIP WITH SIDE HOLES ASSORTED SIZES
19374 | 4229490013100 | NEEDLE TRANSBRONCHIAL HISTOLOGY 1.9MM 130 CM
19375 | 4229490013500 | BOWL POLYPROPYLENE 5000 ML AUTOCLAVABLE UP TO 134 DEGREE CELSIUS REUSABLE
19376 | 4229490013600 | JUG POLYPROPYLENE 1000 ML AUTOCLAVABLE UP TO 134 DEGREES CELSIUS REUSABLE
19377 | 4229490013700 | JUG POLYPROPYLENE 500 ML AUTOCLAVABLE UP TO 134 DEGREES CELSIUS REUSABLE
19378 | 4229490013800 | DISH KIDNEY POLYPROPYLENE 1500ML AUTOCLAVABLE UP TO 134 DEGREES CELSIUS REUSABLE
19379 | 4229490013900 | DISH KIDNEY POLYPROPYLENE 300ML AUTOCLAVABLE UP TO 134 DEGREES CELSIUS REUSABLE
19380 | 4229490014000 | DISH KIDNEY POLYPROPYLENE 500ML AUTOCLAVABLE UP TO 134 DEGREES CELSIUS REUSABLE
19381 | 4229490014100 | KIDNEY DISH POLYPROPYLENE 750 ML AUTOCLAVABLE UP TO 134 DEGREES CELSIUS REUSABLE
19382 | 4229490014200 | LOTION BOWL POLYPROPYLENE 1500ML AUTOCLAVABLE UP TO 134 DEGREES CELSIUS REUSABLE
19383 | 4229490014300 | LOTION BOWL POLYPROPYLENE 3000ML AUTOCLAVABLE UP TO 134 DEGREES CELSIUS REUSABLE
19384 | 4229490014400 | LOTION BOWL POLYPROPYLENE 750ML AUTOCLAVABLE UP TO 134 DEGREES CELSIUS REUSABLE
19385 | 4229490014600 | FORCEPS TUTTLE LUNG 230MM REUSABLE
19386 | 4229490201300 | APPLICATOR FOR SEALING INCLUDING SHEATH AND PUSHER FOR USE WITH OPERATING SHEATHS PEDIATRIC PERCUTANEOUS NEPHROSCOPE REUSABLE
19387 | 4229490201400 | APPLICATOR FOR SUPINE POSITION WITH ROD FOR SEALING WITH SHEATH FOR USE WITH OPERATING SHEATHS PEDIATRIC PERCUTANEOUS NEPHROSCOPE REUSABLE
19388 | 4229490301600 | LAPAROSCOPIC BIOPSY FORCEPS 3 FR. DOUBLE ACTION JAWS FLEXIBLE LENGTH 28 CM (OR EQUIVALENT) REUSABLE
19389 | 4229490301700 | FORCEPS ENDOSCOPY BIOPSY RIGID DOUBLE ACTION JAWS 4 FR. LENGTH = 40CM (OR EQUIVALENT) REUSABLE
19390 | 4229490400000 | BITE PROOF AND BITE BLOCKER LATEX-FREE WITH ADHESIVE FITS WITH 5 MM - 9 MM (ID) ENDOTRACHEAL TUBE DISPOSABLE.
19391 | 4229490400100 | BITE BLOCK ADULT SIZE : 20 MM WITH STRAP
19392 | 4229490600000 | INSTRUMENT SCISSOR FOR LAPAROSCOPIC CURVED WITH MONOPOLAR CAUTERY 5 MM LENGTH 31-35 CM DISPOSABLE STERILE
19393 | 4229490601300 | INSTRUMENT FOR LAPAROSCOPIC ULTRASONIC CUTTING AND COAGULATING 5-6 MM X 34-37 CM SHAFT WITH ADAPTIVE TISSUE TECHNOLOGY OR EQUIVALENT ONE CABLE FOC PER/100 PIECE DISPOSABLE STERILE
19394 | 4229490603100 | INSTRUMENT ULTRASONIC CORDLESS DISSECTOR COAGULATION CUTTING INSTRUMENTS SHAFT 24-26 CM FOR OPEN SURGERY DISPOSABLE STERILE
19395 | 4229490603300 | INSTRUMENT SCISSORS CURVED FOR LAPAROSCOPIC 5 MM WITH UNIPOLAR CONNECTION DISPOSABLE STERILE
19396 | 4229490603400 | INSTRUMENT SEALER/DIVIDER FOR OPEN SURGERY PERMANENTLY FUSES TISSUE BUNDLES AND VESSELS UP TO 7 MM IN DIAMETER 13 MM ROTATION SHAFT LENGTH 18-20 CM CURVE JAW FOOT AND HAND SWITCH ACTIVATION OF SEALING ENERGY STERILE
19397 | 4229490603500 | INSTRUMENT SEALER / DIVIDER VESSEL SHORT 10 MM X 20 CM SHAFT DISPOSABLE STERILE
19398 | 4229490603600 | INSTRUMENT SEALER DIVIDER BLUNT TIP 23 CM INDEPENDENT CUTTING DISPOSABLE STERILE
19399 | 4229490603700 | INSTRUMENT SEALER BIPOLAR ADVANCED 13 MM X 20 CM 360 DEGREE ROTATABLE 38 MM LARGE CURVED JAW WITH SILICONE PAD WITH ADAPTIVE TISSUE TECHNOLOGY DISPOSABLE STERILE
19400 | 4229490603800 | INSTRUMENT SEALER BIPOLAR ADVANCED 5 MM X 23-27 CM CURVED JAW 360 DEGREE ROTATABLE WITH SILICONE PAD WITH ADAPTIVE TISSUE TECHNOLOGY OR EQUIVALENT DISPOSABLE STERILE
19401 | 4229490603900 | INSTRUMENT SEALER BIPOLAR ADVANCED 5 MM X 35-37 CM CURVED JAW 360 DEGREE ROTATABLE WITH SILICONE PAD WITH ADAPTIVE TISSUE TECHNOLOGY OR EQUIVALENT DISPOSABLE STERILE
19402 | 4229490604000 | INSTRUMENT SEALER BIPOLAR ADVANCED 5 MM X 43-47 CM CURVED JAW 360 DEGREE ROTATABLE WITH SILICONE PAD WITH ADAPTIVE TISSUE TECHNOLOGY OR EQUIVALENT DISPOSABLE STERILE
19403 | 4229490604100 | INSTRUMENT ELECTROSURGICAL FOR LAPAROSCOPIC SEALER / DIVIDER AND GRASPER PERMANENTLY FUSES TISSUE BUNDLES AND VESSELS WITH INTEGRATED KNIFE 5 MM ROTATION SHAFT CURVED JAW LENGTH 20-25CM DISPOSABLE STERILE
19404 | 4229490604500 | INSTRUMENT SHEARS OPEN ULTRASONIC CURVED TIP 17 CM SEALING AND DISSECTING WITH ADAPTIVE TISSUE TECHNOLOGY DISPOSABLE STERILE
19405 | 4229490604600 | TISSUE SEALER BIPOLAR FOR LAPAROSCOPIC 5 MM WITH CURVED JAWS USED FOR GRASPING COAGULATION DISSECTION AND CUTTING 35 CM ( +/- 2 CM ) LONG PROVIDED WITH NECESSARY CABLE AND UNIVERSAL ADAPTOR COMPATIBLE WITH SECTOR MACHINE DISPOSABLE STERILE
19406 | 4229490604700 | INSTRUMENT TISSUE SEALER FOR LAPAROSCOPIC JAW SHAFT LENGTH 22 CM SHAFT DIAMETER 12 MM DISPOSABLE STERILE
19407 | 4229490604800 | INSTRUMENT ULTRASONIC CORDLESS DISSECTOR CUTTING COAGULATION SEALING FOR LAPAROSCOPIC SHAFT 39 CM THROUGH 5 MM TROCAR DISPOSABLE STERILE
19408 | 4229490604900 | INSTRUMENT ULTRASONIC CORDLESS DISSECTOR COAGULATION CUTTING INSTRUMENTS SHAFT 13-15 CM FOR OPEN SURGERY DISPOSABLE STERILE
19409 | 4229490605000 | INSTRUMENT INTEGRATED HANDPIECE FOR LAPAROSCOPIC ULTRASONIC 5 MM X 20-25 CM SHAFT 16-18 MM CURVED BLADE WITH ADVANCED HEMOSTASIS AND ADAPTIVE TISSUE TECHNOLOGY OR EQUIVALENT DISPOSABLE STERILE
19410 | 4229490605100 | INSTRUMENT ULTRASONIC OPEN CUTTING AND COAGULATING LONG CURVED SHEARS SCISSOR GRIP CURVED BLADE LENGTH 9-10 CM WITH ADAPTIVE TISSUE TECHNOLOGY WITH FOOTSWITCH AND HAND CONTROL DISPOSABLE STERILE
19411 | 4229490605200 | INSULATED METAL OUTER TUBE WITH LUER - LOCK CONNECTOR SIZE 5 MM LENGTH 36 CM REUSABLE
19412 | 4229490605300 | INSTRUMENT ENDO SHEARS WITH MONOPOLAR CAUTERY 5 MM 30-35 CM DISPOSABLE STERILE
19413 | 4229490607800 | HOOK SCISSORS ROTATING WITH CONNECTOR PIN FOR UNIPOLAR COAGULATION SIZE 5 MM LENGTH 36 CM SINGLE ACTION JAWS REUSABLE
19414 | 4229490608500 | CUTTING LOOP UNIPOLAR ANGLED 26 FR REUSABLE
19415 | 4229490608600 | SCISSORS 5 FR. SINGLE ACTION JAWS FLEXIBLE LENGTH 40 CM (OR EQUIVALENT) REUSABLE
19416 | 4229490700300 | BRUSH CLEANING LONG LUMEN 500 X 150 X 12MM REUSABLE
19417 | 4229490700500 | DOUBLE HEADER CLEANING BRUSH FOR THE SCOPE CHANNEL (TWO DIFFERENT SIZES BRUSHES AT EACH END) ASSORTED SIZES REUSABLE
19418 | 4229490700600 | DOUBLE HEADER CLEANING BRUSH FOR THE SCOPE CHANNEL (TWO DIFFERENT SIZES BRUSHES AT EACH END) ASSORTED SIZES SINGLE USE
19419 | 4229490700700 | BRUSH CLEANING ENDOSCOPE CHANNEL 2.5MM DOUBLE ENDED COILED SHEATH REUSABLE
19420 | 4229490700900 | BRUSH CLEANING ENDOSCOPE CHANNEL 3.5MM DOUBLE ENDED COILED SHEATH REUSABLE
19421 | 4229490701000 | BRUSH CLEANING ENDOSCOPE CHANNEL 3MM DOUBLE ENDED COILED SHEATH REUSABLE
19422 | 4229490701300 | BRUSH CLEANING LONG LUMEN 500 X 150 X 10MM REUSABLE
19423 | 4229490701400 | BRUSH CLEANING LONG LUMEN 500 X 150 X 6MM REUSABLE
19424 | 4229490701500 | BRUSH CLEANING LONG LUMEN 500 X 150 X 8MM REUSABLE
19425 | 4229490701600 | BRUSH CLEANING SHORT LUMEN 320 X 100 X 3MM REUSABLE
19426 | 4229490701700 | BRUSH CLEANING SHORT LUMEN 320 X 100 X 4MM REUSABLE
19427 | 4229490701800 | BRUSH CLEANING SHORT LUMEN 320 X 150 X 5MM REUSABLE
19428 | 4229490702300 | BRUSH NASAL CYTOLOGY BRUSH 2.0 MM DIAMETER 10 CM LENGTH
19429 | 4229490800200 | INSTRUMENT DISSECTOR FOR LAPAROSCOPIC CURVED WITH MONOPOLAR CAUTERY 5 MM 30-37 CM DISPOSABLE STERILE
19430 | 4229490800300 | INSTRUMENT DISSECTOR FOR LAPAROSCOPIC BLUNT (PEANUT) FOR SAFE AND ATRAUMATIC MANIPULATION AND DISSECTION OF TISSUES SOFT ABSORBENT NON LINTING TIP 5MM 40-45 CM DISPOSABLE STERILE
19431 | 4229490800400 | INSTRUMENT FINE TEETH FORCEPS FOR LAPAROSCOPIC ATRAUMATIC TO FIRMLY GRASP AND HOLD THE TISSUE 5 MM HOLDING POWER SHOULD BE ADJUSTED BY FINGER OPERATING FINGER LINK BETWEEN THE TWO HANDLES (ON/OFF RATCHET SWITCH) SINGLE HAND USAGE 30-35 CM LENGTH DISPOSABLE STERILE
19432 | 4229490801500 | GRASPING FORCEPS STRAIGHT TOOTHED LENGTH 250 MM SIZE 5 MM SPINAL
19433 | 4229490801600 | BABCOCK TISSUE GRASPING FORCEPS STAINLESS STEEL LENGTH: 16CM APPROXIMATE
19434 | 4229490801700 | GRASPER HIP ARTHROSCOPY ASSORTED TYPES
19435 | 4229490801800 | INSTRUMENT TIP ENDO CLINCH GRASPER DOUBLE ACTION 5 MM LARGER SERRATION DISPOSABLE STERILE
19436 | 4229490801900 | INSTRUMENT TIP LONG FENESTRATED GRASPER ATRAUMATIC DOUBLE ACTION 5 MM DISPOSABLE STERILE
19437 | 4229490802600 | INSTRUMENT TORSIONAL ULTRASONIC FOR LAPAROSCOPIC ADVANCED THAT VIBRATES TRANSFERRING ENERGY FOR A FAST HEMOSTATIC CUTTING FOR TISSUE BUNDLES AND ARTERIES 42-45 CM LONG SPRING HANDLE DISPOSABLE STERILE
19438 | 4229490803700 | INSTRUMENT FOR LAPAROSCOPIC 5 MM WITH PEEK INSULATED TO BE USED WITH GRASPER BABCOCK SCISSOR OR DISSECTOR WITH MONOPOLAR 42-45 CM LONG NON-RATCHET LIMITED USE
19439 | 4229490804900 | INSTRUMENT CLINCH FOR LAPAROSCOPIC 5 MM X 30-37 CM LENGTH DISPOSABLE STERILE
19440 | 4229490805900 | INSTRUMENT DISSECTOR FOR LAPAROSCOPIC CURVED WITH MONOPOLAR CAUTERY 5 MM X 19-21 CM LENGTH DISPOSABLE. STERILE
19441 | 4229490806400 | INSTRUMENT DISSECTOR ULTRASONIC CORDLESS 48 CM DISPOSABLES STERILE
19442 | 4229490806500 | INSTRUMENT ELECTROSURGICAL FOR LAPAROSCOPIC SEALER / DIVIDER AND GRASPER PERMANENTLY FUSES TISSUE BUNDLES AND VESSELS 5 MM ROTATION SHAFT LENGTH 42-45 CM STRAIGHT JAW HAND OR FOOTSWITCH DISPOSABLE STERILE
19443 | 4229490806600 | INSTRUMENT FOR LAPAROSCOPIC ULTRASONIC CUTTING AND COAGULATING 5-6 MM X 20-25 CM SHAFT WITH ADAPTIVE TISSUE TECHNOLOGY OR EQUIVALENT ONE CABLE FOC PER/100 PIECE DISPOSABLE STERILE
19444 | 4229490806700 | INSTRUMENT FOR LAPAROSCOPIC ULTRASONIC CUTTING AND COAGULATING 5-6 MM X 42-45 CM SHAFT WITH ADAPTIVE TISSUE TECHNOLOGY OR EQUIVALENT ONE CABLE FOC PER/100 PIECE DISPOSABLE STERILE
19445 | 4229490806800 | INSTRUMENT FOR LAPAROSCOPIC 5 MM WITH PEEK INSULATED TO BE USED WITH GRASPER BABCOCK SCISSOR OR DISSECTOR WITH MONOPOLAR 32-35 CM LONG NON-RATCHET LIMITED USE
19446 | 4229490806900 | INSTRUMENT FOR LAPAROSCOPIC 5 MM WITH PEEK INSULATED TO BE USED WITH GRASPER BABCOCK SCISSOR OR DISSECTOR WITH MONOPOLAR 23-25 CM LONG NON-RATCHET LIMITED USE
19447 | 4229490807100 | INSTRUMENT GRASPER FOR LAPAROSCOPIC 5 MM WITH ON/OFF RATCHET SWITCH STERILE
19448 | 4229490807200 | INSTRUMENT GRASPER FOR LAPAROSCOPIC SUTURE CLOSURE DEVICE 14 GA X 15 CM LENGTH DISPOSABLE STERILE
19449 | 4229490807300 | INSTRUMENT GRASPER FOR LAPAROSCOPIC WITH LATIS SOFT 5MM 35CM ( +/- 2 CM ) DISPOSABLE STERILE
19450 | 4229490807400 | INSTRUMENT GRASPER ARTICULATING STYLE FLEX WAVY 5MM 30-35 CM DISPOSABLE STERILE
19451 | 4229490807600 | INSTRUMENT TIP GRASPER ATRAUMATIC LATEX FREE PADDED AGGRESSIVE JAW DOUBLE ACTION 5 MM DISPOSABLE STERILE
19452 | 4229490807700 | INSTRUMENT TIP GRASPER ATRAUMATIC LATEX FREE PADDED FENESTRATED JAW DOUBLE ACTION 5 MM DISPOSABLE STERILE
19453 | 4229490807800 | INSTRUMENT TIP GRASPER ATRAUMATIC UNFENESTRATED DOUBLE ACTION 5 MM DISPOSABLE STERILE
19454 | 4229490807900 | INSTRUMENT GRASPER WITH RATCHET SYSTEM OR ANY EQUIVALENT 5 MM 35 CM DISPOSABLE STERILE
19455 | 4229490808000 | INSTRUMENT INTEGRATED HANDPIECE FOR LAPAROSCOPIC ULTRASONIC 5 MM X 34-37 CM SHAFT 16-18 MM CURVED BLADE WITH ADVANCED HEMOSTASIS AND ADAPTIVE TISSUE TECHNOLOGY OR EQUIVALENT DISPOSABLE STERILE
19456 | 4229490808100 | INSTRUMENT FOR LAPAROSCOPIC 5 MM WITH PEEK INSULATED TO BE USED WITH GRASPER BABCOCK SCISSOR OR DISSECTOR WITH MONOPOLAR 42-45 CM LONG RATCHET LIMITED USE
19457 | 4229490808200 | INSTRUMENT FOR LAPAROSCOPIC 5 MM WITH PEEK INSULATED TO BE USED WITH GRASPER BABCOCK SCISSOR OR DISSECTOR WITH MONOPOLAR 32-35 CM LONG RATCHET LIMITED USE
19458 | 4229490808300 | INSTRUMENT LAPAROSCOPIC PADDLE RETRACT 10-12 MM 40-46CM STERILE
19459 | 4229490808400 | INSTRUMENT LOOP MONOPOLAR FOR LAPAROSCOPIC FOR SECTIONING OF THE UTERUS AND MYOMAS 3-5MM LOOP ASSORTED SIZES DISPOSABLE STERILE
19460 | 4229490808500 | INSTRUMENT OPEN SURGERY PERMANENTLY SEALING BLUNT DISSECTION BLUNT GRASPING AND DIVIDING TISSUE BUNDLES AND VESSELS INTEGRATED CUTTING BY KNIFE AND SEALING HAND OR FOOTSWITCHING ACTIVATION OF SEALING ENERGY CURVE JAW ARTERY FORCEPS SHAPE INSTRUMENT LENGHTH16 - 18 CM DISPOSABLE STERILE
19461 | 4229490808700 | INSTRUMENT TORSIONAL ULTRASONIC FOR LAPAROSCOPIC ADVANCED THAT VIBRATES TRANSFERRING ENERGY FOR A FAST HEMOSTATIC CUTTING FOR TISSUE BUNDLES AND ARTERIES 18-20 CM LONG SPRING HANDLE DISPOSABLE STERILE
19462 | 4229490808800 | INSTRUMENT TORSIONAL ULTRASONIC FOR LAPAROSCOPIC ADVANCED THAT VIBRATES TRANSFERRING ENERGY FOR A FAST HEMOSTATIC CUTTING FOR TISSUE BUNDLES AND ARTERIES 35-37 CM LONG SPRING HANDLE DISPOSABLE STERILE
19463 | 4229490808900 | INSTRUMENT FOR LAPAROSCOPIC 5 MM WITH PEEK INSULATED TO BE USED WITH GRASPER BABCOCK SCISSOR OR DISSECTOR WITH MONOPOLAR 23-25 CM LONG RATCHET LIMITED USE
19464 | 4229490809000 | INSTRUMENT FOR LAPAROSCOPIC 4 X 5 MM TIPS BOX OF SCISSOR GRASPER DISSECTOR AND BOWEL CLAMP DISPOSABLE STERILE
19465 | 4229490809100 | CURETTE BAYONET 248MM CURVED RIGHT 3MM REUSABLE
19466 | 4229490809200 | CURETTE BAYONET 248MM ANGLE UP 5MM REUSABLE
19467 | 4229490809600 | ENDOSCOPY BIOPSY FORCEPS DOUBLE ACTION JAWS 5 FR. LENGTH 30 CM (OR EQUIVALENT) REUSABLE
19468 | 4229490811100 | LAPAROSCOPIC GRASPING FORCEPS FOR FOREIGN BODIES 5 FR. DOUBLE ACTION JAWS FLEXIBLE LENGTH 40 CM (OR EQUIVALENT) REUSABLE
19469 | 4229490819200 | FORCEPS BLAKESLEY-CASTELNUOVO NASAL END OF SHEATH 25 DEGREE UPTURNED JAWS 45 DEGREE UPTURNED WIDTH 2.5 MM WITH CLEANING CONNECTOR WORKING LENGTH 13 CM
19470 | 4229490819300 | FORCEPS BLAKESLEY-WILDE ETHMOID 45 DEGREE UPWARDS CURVE SIZE 0 WITH CLEANING CONNECTOR WORKING LENGTH 16 CM
19471 | 4229490819400 | CUTTING FORCEPS - UP TURNED 45 DEGREE REUSABLE
19472 | 4229490819500 | FORCEPS BLAKESLEY ETHMOID STRAIGHT WITH CLEANING CONNECTOR ASSORTED SIZES ANGLES AND LENGTHS
19473 | 4229490819600 | FORCEPS NASAL BLAKESLEY 90 DEGREE UPWARD STEEL 13CM REUSABLE
19474 | 4229490819700 | FORCEPS BLAKESLEY-CASTELNUOVO NASAL END OF SHEATH 25 DEGREE UPTURNED WITH STRAIGHT JAW WIDTH 2.5 MM WITH CLEANING CONNECTOR WORKING LENGTH 13 CM
19475 | 4229490819800 | FORCEPS CASTELNUOVO MINIATURE NASAL WITH EXTRA FINE FLAT JAWS THROUGH-CUTTING TISSUE-SPARING 65 DEGREE UPTURNED BACKWARD OPENING WIDTH OF CUT 1.5 MM WITH CLEANING CONNECTOR WORKING LENGTH 13 CM
19476 | 4229490819900 | FORCEPS CASTELNUOVO MINIATURE NASAL WITH EXTRA FINE FLAT JAWS THROUGH-CUTTING TISSUE-SPARING 65 DEGREE UPTURNED LEFT SIDE OPENING WIDTH OF CUT 1.5 MM WITH CLEANING CONNECTOR WORKING LENGTH 13 CM
19477 | 4229490820000 | FORCEPS CASTELNUOVO MINIATURE NASAL WITH EXTRA FINE FLAT JAWS THROUGH-CUTTING TISSUE-SPARING 65 DEGREE UPTURNED RIGHT SIDE OPENING WIDTH OF CUT 1.5 MM WITH CLEANING CONNECTOR WORKING LENGTH 13 CM
19478 | 4229490820100 | FORCEPS CASTELNUOVO NASAL CUTTING END OF SHEATH 25 DEGREE UPTURNED THROUGH-CUTTING JAWS 45 DEGREE UPTURNED BLAKESLEY SHAPE WIDTH 3 MM WITH CLEANING CONNECTOR WORKING LENGTH 13 CM
19479 | 4229490820200 | FORCEPS DOUBLE SPOON GIRAFFE 55 DEGREE UPTURNED HORIZONTAL OPENING SPOON DIAMETER 3 MM WITH CLEANING CONNECTOR 13 CM LENGTH
19480 | 4229490820300 | FORCEPS FRONTAL SINUS FORCEPS THROUGH-CUTTING WITH EXTRA FINE FLAT JAWS TISSUE SPARING 60 DEGREE UPTURNED 1.5 MM WIDTH OF CUT RIGHT SIDE OPENING WITH CLEANING CONNECTOR 13 CM LENGTH
19481 | 4229490820400 | FORCEPS FRONTAL SINUS THROUGH-CUTTING WITH EXTRA FINE FLAT JAWS TISSUE SPARING 60 DEGREE UPTURNED 1.5 MM WIDTH OF CUT BACKWARD OPENING WITH CLEANING CONNECTOR 13 CM LENGTH
19482 | 4229490820500 | FORCEPS FRONTAL SINUS THROUGH-CUTTING WITH EXTRA FINE FLAT JAWS TISSUE SPARING 60 DEGREE UPTURNED 1.5 MM WIDTH OF CUT LEFT SIDE OPENING WITH CLEANING CONNECTOR 13 CM LENGTH
19483 | 4229490820600 | FORCEPS GRÜNWALD-HENKE NASAL STRAIGHT THROUGH-CUTTING TISSUE-SPARING BLAKESLEY SHAPE ASSORTED SIZES WITH CLEANING CONNECTOR WORKING LENGTH 13 CM
19484 | 4229490820700 | FORCEPS HEUWIESER ANTRUM GRASPING FORCEPS JAWS CURVED DOWNWARDS FIXED JAW CURVED 90 DEGREE WITH CLEANING CONNECTOR WORKING LENGTH 10 CM
19485 | 4229490820800 | FORCEPS HEUWIESER ANTRUM GRASPING JAWS CURVED DOWNWARDS FIXED JAW CURVED 115 DEGREE WITH CLEANING CONNECTOR WORKING LENGTH 10 CM
19486 | 4229490820900 | FORCEPS HEUWIESER ANTRUM GRASPING JAWS CURVED DOWNWARDS FIXED JAW CURVED 140 DEGREE WITH CLEANING CONNECTOR WORKING LENGTH 10 CM
19487 | 4229490821000 | FORCEPS KUHN RHINOFORCE II FRONTAL SINUS FLAT JAWS THROUGH-CUTTING SHEATH 90 DEGREE UPTURNED BACKWARD OPENING WITH CLEANING CONNECTOR WORKING LENGTH 12 CM
19488 | 4229490821100 | FORCEPS MACKAY-GRÜNWALD NASAL STRAIGHT THROUGH-CUTTING EXTRA DELICATE TISSUE-SPARING 8 X 3 MM SIZE 1 WITH CLEANING CONNECTOR WORKING LENGTH 13 CM
19489 | 4229490821200 | FORCEPS MINIATURE NASAL WITH EXTRA FINE FLAT JAWS THROUGH-CUTTING TISSUE-SPARING SHEATH CURVED 30 DEGREE JAWS 45 DEGREE UPTURNED WIDTH OF CUT 1.5 MM WITH CLEANING CONNECTOR WORKING LENGTH 13 CM
19490 | 4229490821300 | FORCEPS MINIATURE NASAL WITH EXTRA FINE FLAT JAWS THROUGH-CUTTING TISSUE-SPARING STRAIGHT SHEATH JAWS UPTURNED 45 DEGREE WIDTH OF CUT 1.5 MM WITH CLEANING CONNECTOR WORKING LENGTH 13 CM
19491 | 4229490821400 | FORCEPS MINIATURE NASAL WITH EXTRA FINE FLAT JAWS THROUGH-CUTTING TISSUE-SPARING STRAIGHT SHEATH STRAIGHT JAWS WIDTH OF CUT 1.5 MM WITH CLEANING CONNECTOR WORKING LENGTH 13 CM
19492 | 4229490821500 | FORCEPS NASAL CUTTING STRAIGHT THROUGH CUTTING BLAKESLEY SHAPE SIZE 0 WIDTH 3 MM WITH CLEANING CONNECTOR LENGTH 13 CM
19493 | 4229490821600 | FORCEPS TAKE-APART OR EQUIVALENT CASTELNUOVO BIPOLAR FORCEPS WITH IRRIGATION CONNECTOR FOR CLEANING WITH FINE SHORT JAWS WIDTH 2 MM DISTALLY ANGLED 45 DEGREE WIDTH 2 MM OUTER DIAMETER 3.4 MM WORKING LENGTH 14 CM
19494 | 4229490821700 | FORCEPS TAKE-APART OR EQUIVALENT CASTELNUOVO BIPOLAR WITH FINE JAWS WIDTH 2MM DISTALLY ANGLED 45 DEGREE OUTER DIAMETER 3.4 MM WORKING LENGTH 14 CM WITH IRRIGATION CONNECTOR FOR CLEANING
19495 | 4229490821800 | OPTICAL FORCEPS FOR GRASPING PEANUTS AND SOFT FOREIGN BODY
19496 | 4229490822000 | CLAMP ATRAUMATIC SLIDER-SHAFT 34CM 75MM 1X2 DEBAKEY-SERRATIONS VALVE GATE (OR EQUIVALENT) REUSABLE
19497 | 4229490822100 | CLAMP ATRAUMATIC SLIDER-SHAFT 36CM 100MM 1X2 DEBAKEY-SERRATIONS VALVE GATE (OR EQUIVALENT) REUSABLE
19498 | 4229490822200 | CLAMP ATRAUMATIC SLIDER-SHAFT 36CM 100MM 2X3 DEBAKEY-SERRATIONS VALVE GATE (OR EQUIVALENT) REUSABLE
19499 | 4229490822300 | FORCEPS TO RETRIEVE LOST GALLSTONES 10MM 360MM WITH DISENGAGEABLE METAL RATCHET WITH LARGER CONTACT AREA AT THE FINGER RING REUSABLE
19500 | 4229490822400 | GRASPING FORCEPS 10MM USER-FRIENDLY HANDLE ROTATABLE / FORCEPS JAW INSERT DIAMETER= 10MM REUSABLE
19501 | 4229490822500 | GRASPING FORCEPS WITH ESPECIALLY FINE ATRAUMATIC SERRATION ON FENESTRATED REUSABLE
19502 | 4229490822600 | HANDLE WITH TWO-WAY STOPCOCK FOR SUCTION AND IRRIGATION AUTOCLAVABLE FOR USE WITH SUCTION AND IRRIGATION TUBES SIZE 3 3.5 AND 5 MM REUSABLE
19503 | 4229490822700 | NEEDLE HOLDER TC CRILE-WOOD TUBE-SHAFT WITH RATCHET VALVE GATE PRO (OR EQUIVALENT) DIAMETER 5 25CM REUSABLE
19504 | 4229490822800 | NEEDLE HOLDER TC COLVIN TUBE-SHAFT WITH RATCHET VALVE GATE PRO (OR EQUIVALENT) DIAMETER 5 25CM REUSABLE
19505 | 4229490822900 | HOLDER IRON-ASSISTANT INSTRUMENT EXTRA LONG STRAIGHT BAR 45CM REUSABLE
19506 | 4229490823200 | FORCEPS BIOPSY SPOON SHAPED OVAL WITH SPIKE FENESTRATED FLEXIBLE DOUBLE JAWS DIAMETER 1.8 MM LENGTH 120 CM (OR EQUIVALENT) REUSABLE
19507 | 4229490823300 | GRASPING FORCEPS ALLIGATOR FLEXIBLE DOUBLE ACTION JAWS DIAMETER 2.3 MM LENGTH 120CM (OR EQUIVALENT) REUSABLE
19508 | 4229490823400 | FORCEPS ENDOSCOPY GRASPING FOR LARGE STONE FRAGMENTS DOUBLE ACTION JAWS 4 FR. RIGID LENGTH 60 CM (OR EQUIVALENT) REUSABLE
19509 | 4229490823500 | FORCEPS ENDOSCOPY PEREZ CASTRO LONG JAWS FOR STEINSTRAßE RIGID DOUBLE ACTION JAWS 4 FR. LENGTH 60 CM (OR EQUIVALENT) REUSABLE
19510 | 4229490823600 | FORCEPS ENDOSCOPY GRASPING FOR LARGER STONES AND FRAGMENTS DOUBLE ACTION JAWS 5 FR. LENGTH 30 CM (OR EQUIVALENT) REUSABLE
19511 | 4229490823900 | GRASPER SMALL JOINTS ARTHROSCOPY ASSORTED TYPES
19512 | 4229490824000 | GRASPER SHOULDER ARTHROSCOPY ASSORTED TYPES
19513 | 4229490824100 | SPOON FORCEPS DISMANTLING CURVED 30° ROBUST OVAL SPOON SIZE 3 X 10 MM SINGLE ACTION JAWS WORKING LENGTH 20 CM OR EQUIVALENT SPINAL
19514 | 4229490824200 | SPOON FORCEPS DISMANTLING ROBUST OVAL SPOON SIZE 3 X 10 MM SINGLE ACTION JAWS WORKING LENGTH 20 CM OR EQUIVALENT SPINAL
19515 | 4229490824300 | FORCEPS BIPOLAR RADIOFREQUENCY FOR TRANSSPHENOIDAL AND ENDONASAL APPROACH WITH GENERATOR CONNECTOR COMPATIBLE WITH END USER MACHINE ASSORTED SIZES AND ANGLES
19516 | 4229490824400 | FORCEPS KLEINSASSER GRASPING SERRATED STRAIGHT WITH CLEANING CONNECTOR WORKING LENGTH 18CM
19517 | 4229490824500 | FORCEPS KLEINSASSER GRASPING WITHOUT RATCHET SERRATED CURVED UPWARD WITH CLEANING CONNECTOR WORKING LENGTH 23CM
19518 | 4229490824600 | FORCEPS KUHN RHINOFORCE II FRONTAL SINUS FLAT JAWS THROUGH-CUTTING SHEATH 90 DEGREE UPTURNED BACKWARD OPENING WITH CLEANING CONNECTOR WORKING LENGTH 12 CM TO THE LEFT
19519 | 4229490824700 | FORCEPS KUHN RHINOFORCE II FRONTAL SINUS FLAT JAWS THROUGH-CUTTING SHEATH 90 DEGREE UPTURNED BACKWARD OPENING WITH CLEANING CONNECTOR WORKING LENGTH 12 CM TO THE RIGHT
19520 | 4229490824800 | FORCEPS NASAL SERRATED WORKING LENGTH 11 CM
19521 | 4229490824900 | INSTRUMENT CLAMP ENDO BABCOCK RATCHET 5 MM 30-37 CM LENGTH DISPOSABLE STERILE
19522 | 4229490825000 | INSTRUMENT SEALER BIPOLAR ADVANCED 5 MM X 23-27 CM STRAIGHT JAW 360 DEGREE ROTATABLE WITH SILICONE PAD WITH ADAPTIVE TISSUE TECHNOLOGY OR EQUIVALENT DISPOSABLE STERILE
19523 | 4229490825100 | INSTRUMENT TIP ENDOCUT SCISSOR DOUBLE ACTION 5 MM DISPOSABLE STERILE
19524 | 4229490825200 | INSTRUMENT TIP BABCOCK GRASPER DOUBLE ACTION 5 MM LIMITED USE
19525 | 4229490825300 | INSTRUMENT TIP RIGHT ANGLE DISSECTOR DOUBLE ACTION 5 MM LIMITED USE
19526 | 4229490825400 | INSTRUMENT TIP ALLIS GRASPER DOUBLE ACTION 5 MM LIMITED USE
19527 | 4229490825500 | INSTRUMENT TIP DOLPHIN NOSE DISSECTOR WITH MICRO-SERRATIONS AT THE TIP DOUBLE ACTION 5 MM LIMITED USE
19528 | 4229490825600 | INSTRUMENT TIP FENESTRATED GRASPER 5 MM LIMITED USE
19529 | 4229490825700 | INSTRUMENT TIP HUNTER GRASPER DEBAKEY-STYLE ATRAUMATIC 5 MM LIMITED USE
19530 | 4229490825800 | INSTRUMENT TIP ENDO CLINCH GRASPER 5 MM LARGER SERRATION LIMITED USE
19531 | 4229490825900 | INSTRUMENT TIP LONG FENESTRATED GRASPER 5 MM LIMITED USE
19532 | 4229490826000 | INSTRUMENT TIP MICRO FENESTRATED GRASPER 5 MM LIMITED USE
19533 | 4229490826100 | INSTRUMENT TIP LONG MARYLAND DISSECTOR 5 MM LIMITED USE
19534 | 4229490826200 | INSTRUMENT TIP BABCOCK GRASPER 5 MM LIMITED USE
19535 | 4229490826300 | INSTRUMENT TIP GRASPER FOR BULKY TISSUE 5 MM LIMITED USE
19536 | 4229490826400 | INSTRUMENT TIP RAPTOR GRASPER ATRAUMATIC 5 MM LIMITED USE
19537 | 4229490826500 | INSTRUMENT TIP SHORT GRASPER FOR BULKY TISSUE 5 MM LIMITED USE
19538 | 4229490901200 | BALLOON CATHETER FOR DILATATION PULMONARY 3.0CM BALLOON LENGTH 110CM LENGTH STERILE DISPOSABLE
19539 | 4229490901300 | BALLOON CATHETER FOR DILATATION PULMONARY 5.5CM BALLOON LENGTH 110CM LENGTH STERILE DISPOSABLE
19540 | 4229490901500 | WIRE GUIDED BALLOON DILATOR FOR BILIARY DILATATION SINGLE SIZE ASSORTED SIZES INCLUDING 4MM - 6MM - 8 MM DIAMETER
19541 | 4229490902200 | BALLOON DOUBLE ENDOSCOPE
19542 | 4229490902300 | BILIARY EXTRACTION BALLOON INJECTION PORT ABOVE BALLOON TRIPLE LUMEN MULTIPLE BALLOON SIZES ASSORTED SIZES LONG WIRE SYSTEM
19543 | 4229490902600 | BALLOON FOR RADIAL EUS SCOPE ASSORTED SIZES
19544 | 4229490902700 | BALLOON FOR ANORECTAL MANOMETRY WITH BANDS ASSORTED SIZES INCLUDING 150 CC 400 CC AND 600 CC SINGLE USE
19545 | 4229490902900 | NON ADJUSTABLE INTRAGASTRIC BALLOON FLUID FILLED(≤ 6 MONTHS DURABILITY)
19546 | 4229490903100 | BALLOON FOR LINEAR EUS SCOPE ASSORTED SIZES
19547 | 4229490903400 | WIRE GUIDED ACHALASIA PNEUMATIC BALLOON DILATOR ASSORTED SIZES AND DIAMETER
19548 | 4229490904200 | CATHETER URETERAL BALLOON DILATION HIGH PRESSURE ULTRAMAX OR EQUIVALENT 12 FR LENGTH 6 CM DISPOSABLE STERILE
19549 | 4229490906800 | ONE STEP DILATOR WITH CENTRAL CHANNEL FOR GUIDE WIRES FOR USE WITH 8.5/9.5 FR. OPERATING SHEATHS REUSABLE
19550 | 4229490906900 | ONE STEP DILATOR WITH CENTRAL CHANNEL FOR GUIDE WIRES FOR USE WITH 11/12 FR. OPERATING SHEATHS REUSABLE
19551 | 4229490907000 | DILATOR OR TAP FOR THE INTERFERENCE SCREW FIXATION ASSORTED SIZES
19552 | 4229490907100 | INFLATION DEVICE INFLATES UP TO 40 ATM 25 CC CAPACITY COMPLETE WITH PRESSURE GAUGE AND CLEARLY PRINTED PRESSURE GAUGE.
19553 | 4229491000700 | CURETTE BAYONET 248MM ANGLE LEFT 3MM REUSABLE
19554 | 4229491000800 | CURETTE BAYONET 248MM ANGLE DOWN 5MM REUSABLE
19555 | 4229491001000 | MONOPOLAR URETHRO-CYSTOSCOPE CORD COMPATIBLE WITH END USER MACHINE REUSABLE
19556 | 4229491001100 | MONOPOLAR RESECTOSCOPE CORD COMPATIBLE WITH END USER MACHINE REUSABLE
19557 | 4229491304900 | BALLOON BILIARY STONE RETRIEVAL 15 - 18MM STERILE DISPOSABLE
19558 | 4229491306200 | SWALLOWABLE GASTRIC BALLOON CAPSULE (DEGRADABLE)
19559 | 4229491306300 | SINGLE USE INTEGRATED INFLATION DEVICE (HANDLE) FOR BALLOON INFLATION
19560 | 4229491306400 | ROTATABLE HEMOSTATIC METALLIC CLIP OPENING CLIP ≥ 17 MM ASSORTED SIZES OF WORKING LENGTH
19561 | 4229491306500 | RADIOFREQUENCY ABLATION (RFA) CATHETER RADIAL (CIRCUMFERENTIAL NON ADJUSTABLE BALLOON) BALLOON LENGTH 4 CM AND ASSORTED SIZES OF DIAMETER AND ELECTRODE LENGTH 3 CM FOR BARRETT'S ESOPHAGUS SET OF BALLOON CATHETER AND ELECTRODE
19562 | 4229491306600 | BILIARY EXTRACTION BALLOON INJECTION PORT ABOVE BALLOON TRIPLE LUMEN MULTIPLE BALLOON SIZES ASSORTED SIZES SHORT WIRE SYSTEM (RAPID EXCHANGE)
19563 | 4229491306700 | BILIARY EXTRACTION BALLOON INJECTION PORT BELOW BALLOON TRIPLE LUMEN MULTIPLE BALLOON SIZES ASSORTED SIZES LONG WIRE SYSTEM
19564 | 4229491306800 | BILIARY EXTRACTION BALLOON INJECTION PORT BELOW BALLOON TRIPLE LUMEN MULTIPLE BALLOON SIZES ASSORTED SIZES SHORT WIRE SYSTEM (RAPID EXCHANGE)
19565 | 4229491306900 | REUSABLE REMOVAL KIT FOR INTRAGASTRIC BALLOON ASSORTED SIZES
19566 | 4229491307100 | CHANNEL PLUG TO BLOCK AIR/WATER/BIOPSY CHANNELS PORTS OF DOUBLE BALLOON SCOPE REUSABLE
19567 | 4229491307200 | MINI CLEANING BRUSH FOR TINY CHANNEL OF BRONCHOSCOPE BALLOON CHANNEL OF EUS SCOPE AND DILATORS (SAVARY) CHANNEL DIAMETER 1 - 1.5 MM SINGLE USE
19568 | 4229491307400 | MINI CLEANING BRUSH FOR TINY CHANNEL OF BRONCHOSCOPE BALLOON CHANNEL OF EUS SCOPE AND DILATORS (SAVARY) CHANNEL DIAMETER 1 - 1.5 MM REUSABLE
19569 | 4229491400000 | SET COMPLETE INSTRUMENTATION FOR ARTHROSCOPY SMALL JOINTS (ANKLE AND WRIST) WITH NECESSARY CASE
19570 | 4229491400600 | DISSECTOR SCANLAN THORACOSCOPIC DENNIS (7 MM) RING HANDLE CURVED LEFT SERRATED JAWS WITH RATCHET 9 / 23 CM WORKING LENGTH 13-1/4 / 33.5 CM REUSABLE
19571 | 4229491400700 | SUCTION THORACOSCOPIC D'AMICO INSTRUMENT (5 MM) WITH VARIABLE SUCTION STRAIGHT BLUNT TIP 12-1/2 / 32 CM WORKING LENGTH 17-3/4 / 45.5 CM. 1 BRUSH INCLUDED (OR EQUIVALENT) REUSABLE
19572 | 4229491400800 | SUCTION VALVE LAPAROSCOPIC REUSABLE
19573 | 4229491400900 | CAP SEAL 10MM FOR LAPAROSCOPIC TROCAR (OR EQUIVALENT) REUSABLE
19574 | 4229491401000 | CAP SEAL 5MM FOR LAPAROSCOPIC TROCAR (OR EQUIVALENT) REUSABLE
19575 | 4229491401100 | CLIP ENDOCLIP APPLIER 12 MM LARGE CLIPS DISPOSABLE STERILE
19576 | 4229491401200 | DEVICE SUCTION/ IRRIGATION PISTOL GRIP WITH YANKAUER TIP SIZE: 5MM 32-35 CM DISPOSABLE STERILE
19577 | 4229491401300 | DEVICE SUCTION/ IRRIGATION PISTOL GRIP WITH YANKAUER TIP SIZE: 5MM 42-45 CM DISPOSABLE STERILE
19578 | 4229491401400 | DEVICE SUCTION/ IRRIGATION SIZE: 5MM 43-45 CM DISPOSABLE STERILE
19579 | 4229491401500 | HANDLE HAND CONTROLLED PISTOL GRIP MULTI FUNCTIONAL ELECTROSURGERY SYSTEM DISPOSABLE STERILE
19580 | 4229491401600 | ELECTRODE CURVED DISSECTOR 5 MM X 34 CM SHAFT HOLLOW TIP TO USE WITH MULTIFUNCTIONAL PISTOL OR PENCIL GRIP ELECTROSURGERY SYSTEM DISPOSABLE STERILE
19581 | 4229491401700 | ELECTRODE L- SHAPED 5 MM X 29 CM SHAFT HOLLOW TIP TO USE WITH MULTIFUNCTIONAL PISTOL OR PENCIL GRIP ELECTROSURGERY SYSTEM DISPOSABLE STERILE
19582 | 4229491401800 | ELECTRODE SPATULA 5 MM X 34 CM SHAFT HOLLOW TIP TO USE WITH MULTIFUNCTIONAL PISTOL OR PENCIL GRIP ELECTROSURGERY SYSTEM DISPOSABLE STERILE
19583 | 4229491402000 | POWER SHELL USED WITH SMART STAPLER WITH ADAPTIVE FIRING TECHNOLOGY AND REAL TIME FEEDBACK DISPOSABLE SINGLE USED EACH 300-POWER SHELL SOLD WILL OFFER THE FOLLOWING FULL POWER STAPLER COMPONENT AS A FREE OF CHARGE ( 1-POWER HANDLE 6-SIGNIA ADAPTOR 6-INSERTION GUIDE 1-MANUAL RETRACTION TOOL 1-CHARGER)
19584 | 4229491402100 | SEAL SCOPE WARMER SEAL RETAINS HEAT THROUGHOUT LENGTHY PROCEDURES DISPOSABLE INDIVIDUALLY PACKED IN STERILE POUCHES.
19585 | 4229491900200 | GUIDEWIRE TEFLON (PTFE) COATED STRAIGHT FLEXIBLE TIP STAINLESS STEEL STIFF 0.038 X 130-150 CM LENGTH DISPOSABLE STERILE
19586 | 4229491901800 | GUIDE WIRE FOR INTERFERENCE SCREW FIXATION ASSORTED SIZES
19587 | 4229491901900 | GUIDE WIRE NON STERILE DIAMETER 1.2 MM LENGTH 31 MM PACKAGE OF 10 SPINAL
19588 | 4229492100300 | OVER TUBE ENDOSCOPIC ACCESS SYSTEM FOR OVERSTITCH SYSTEM
19589 | 4229492100400 | BILIARY AND PANCREATIC PLASTIC STENT PUSHER ASSORTED SIZES
19590 | 4229492100600 | COIL PUSHER ASSORTED SIZES AS PER HOSPITAL REQUEST DISPOSABLE STERILE
19591 | 4229492200400 | CLIPS LIGATION POLYMER WITH PERPENDICULAR INTERNAL TEETH EXTRA LARGE GOLD CARTRIDGE 6 CLIPS PER CARTRIDGE STERILE DISPOSABLE
19592 | 4229492200500 | CLIPS LIGATION POLYMER WITH PERPENDICULAR INTERNAL TEETH LARGE PURPLE CARTRIDGE 6 CLIPS PER CARTRIDGE STERILE DISPOSABLE
19593 | 4229492200600 | CLIPS LIGATION POLYMER WITH PERPENDICULAR INTERNAL TEETH MEDIUM / LARGE GREEN CARTRIDGE 6 CLIPS PER CARTRIDGE STERILE DISPOSABLE
19594 | 4229492401600 | CURETTE NEURO ENDOSCOPIC ANTRUM STAINLESS STEEL OBLONG SMALL 19CM REUSABLE
19595 | 4229492401700 | CURETTE VOLKMANN BONE 170MM REUSABLE
19596 | 4229492402000 | TELESCOPIC FINGER SWITCH FOR DIATHERMY WITH SMOKE EVACUATION TUBE SUPERVAC EXTENDABLE FROM 20MM TO 85MM COMES WITH NON STICK BLADE 70MM TERMINALLY STERILE EASY TO USE COMPATIBLE WITH MULTIPLE DIATHERMY MACHINES CABLE 4M
19597 | 4229492402200 | FORCEPS DIATHERMY BIPOLAR WITH LEADS - FINE TIPPED REUSABLE
19598 | 4229492402400 | UNIVERSAL BIPOLAR CORD THERMOPLASTIC TWO PIN FITTING COMPATIBLE WITH END USER MACHINE REUSABLE
19599 | 4229492403200 | TELESCOPIC FINGER SWITCH FOR DIATHERMY EXTENDABLE FROM 7 MM TO 14 MM COMES WITH MICRO DISSECTION NEEDLE TERMINALLY STERILE CABLE 3 M EASY TO USE COMPATIBLE WITH MULTIPLE DIATHERMY MACHINES
19600 | 4229492500900 | NEEDLE METAL FOR INJECTION SIZE 23G X 3.7FR X 350 MM
19601 | 4229492501100 | PUNCH CIRCULAR CUTTING FORCEPS ASSORTED SIZES AND ANGLE
19602 | 4229492600200 | OVERTUBE FOR FOREIGN BODY REMOVAL ASSORTED ESOPHAGEAL LENGTH AND ASSORTED SIZES OF SCOPE OUTER DIAMETER
19603 | 4229492600400 | OVERTUBE (SILICONE) FOR DOUBLE BALLOON ENTEROSCOPE ASSORTED SIZES
19604 | 4229492600500 | OVER TUBE ZENKER' S DIVERTICULUM 22MM X 30CM DISPOSABLE
19605 | 4229492600900 | EXTRACTION BASKET (FOREIGN BODY RETRIEVAL) ASSORTED NUMBER OF WIRES ASSORTED SIZES OF WORKING CHANNEL AND WORKING LENGTH
19606 | 4229492601000 | ZENKER’S DIVERTICULUM OVERTUBE (DUCKBILL SHAPED TIP) ASSORTED SIZES SINGLE USE
19607 | 4229492800400 | ILLUMINATED LASERPROBE 25 GAUGE ARTICULATING RFID CONSTELLATION CONNECTOR WITH ILLUMINATION DISPOSABLE STERILE
19608 | 4229492800500 | PROBE GLAUCOMA COMPATIBLE WITH CYCLO G6 MACHINE ASSORTED TYPES AS PER HOSPITAL REQUEST DISPOSABLE STERILE
19609 | 4229492800600 | ESOPHAGEAL POTENTIAL HYDROGEN (PH) MONITORING CATHETER DUAL CHANNEL PH SENSOR FOR ASSORTED SIZES FOR ADULT AND PEDIATRIC SINGLE USE
19610 | 4229492900100 | PROTECTOR/RETRACTOR FOR LAPAROSCOPIC SYSTEM FEATURING A LAPAROSCOPIC CAP AND TROCAR TO FACILITATE SPECIMEN EXTRACTION SIZE: SMALL 2.5 - 6 CM DISPOSABLE STERILE
19611 | 4229492900700 | GRASPING AND EXTRACTION FORCEPS USER-FRIENDLY HANDLE ROTATABLE / GRASP. AND EXTRAC. FORCEPS 5 MM / SHEATH TUBE INSULATED 5 MM / LABELLING REUSABLE
19612 | 4229493100100 | CATHETER URETERAL TO PREVENT STONE MIGRATION WITH OUTER SIZE: 2.8 CH LENGTH UP TO 150-160 CM NET DIAMETER UP TO 1 CM DISPOSABLE STERILE
19613 | 4229493300400 | LAPAROSCOPIC TUBING
19614 | 4229493301700 | COAGULATION ELECTRODE BIPOLAR POINTED 24/26 FR. REUSABLE
19615 | 4229493301800 | ELECTRODE COAGULATING POINTED 24/26 FR. REUSABLE
19616 | 4229493301900 | ELECTRODE COAGULATING BALL- SHAPED DIAMETER 5 MM 24/26 FR. REUSABLE
19617 | 4229493400600 | LOADING UNITS SINGLE - STITCH ABSORBABLE GLYCOLIDE/LACTIDE COPOLYMER SIZE: 2/0 WITH ONE NEEDLE DISPOSABLE STERILE
19618 | 4229493400700 | LOADING UNITS SINGLE - STITCH NON - ABSORBABLE POLYESTER SUTURES SIZE: 0 WITH ONE NEEDLE DISPOSABLE STERILE
19619 | 4229493401200 | SUTURE POLYDIOXANONE ANTIBACTERIAL (COATED TRICLOSAN) MONOFILAMENT ABSORBABLE SIZE 4/0 17-18 MM 1/2 CIRCLE ROUND BODY DOUBLE ARM NEEDLE 70-75 CM STERILE
19620 | 4229493401300 | SUTURE LAPAROSCOPIC LOOP POLYDIOXANONE MONOFILAMENT ABSORBABLE SIZE: 0 50 CM ( +/- 5 CM ) WITH DELIVERY SYSTEM STERILE
19621 | 4229493401400 | SUTURE DEVICE FOR LAPAROSCOPIC LONG 10 MM DISPOSABLE STERILE
19622 | 4229493401500 | SUTURE LAPAROSCOPIC LOOP POLYGLACTIN 910 MULTIFILAMENT ABSORBABLE SIZE: 0 50 CM ( +/- 5 CM ) WITH DELIVERY SYSTEM STERILE
19623 | 4229493600200 | TELESCOPE BRIDGE WITH 1 LOCKABLE CHANNEL COMPATIBLE WITH 1.9/2.1 MM TELESCOPE REUSABLE
19624 | 4229493602100 | TELESCOPE BRIDGE WITH CHANNEL FOR INSTRUMENTS UP TO 5 FR REUSABLE
19625 | 4229493602200 | TELESCOPE BRIDGE FOR 22 FR CYSTOSCOPE WITH 2 LOCKABLE CHANNELS REUSABLE
19626 | 4229493700200 | DEFOG MULTIFUNCTIONAL ALL IN ONE HEATED ENDOSCOPIC LENS PROTECTOR WHITE - BALANCING VISUALIZATION SYSTEM TROCAR WIPE FOR 3 - 7 MM AND 7 - 12 MM TROCAR MICRO PAD WARMING HUB DISPOSABLE STERILE
19627 | 4229493700300 | ANTIFOG SOLUTION APPROXIMATELY 5ML
19628 | 4229493700800 | ENDOSHEATH WITH CLEAR DISTAL LENS FOR FIBEROPTIC ENDOSCOPY ADULT AND PEDIATRIC DISPOSABLE
19629 | 4229494101600 | SINGLE USE BIPOLAR ELECTRO HEMOSTASIS CATHETER WITHOUT INJECTION NEEDLE FOR ENTEROSCOPY SINGLE PORT ADAPTER PLUG ASSORTED SIZES OF DIAMETER AND ASSORTED SIZES OF WORKING LENGTH ( >300-350 CM)
19630 | 4229494101700 | CATHETER ELECTRO HEMOSTASIS BIPOLAR GOLD PROBE STANDARD PLUG 7 FRENCH 300CM LONG STERILE DISPOSABLE
19631 | 4229494101900 | SINGLE USE ACCESS AND DELIVERY CATHETER DIRECT VISUALIZATION SYSTEM OF CHOLANGIOSCOPE (THE SCOPE)
19632 | 4229494102300 | RADIOFREQUENCY ABLATION (RFA) CATHETER RADIAL (CIRCUMFERENTIAL SELF ADJUSTABLE BALLOON) BALLOON LENGTH 8 CM AND ELECTRODE LENGTH 4 CM FOR BARRETT'S ESOPHAGUS SET OF BALLOON CATHETER AND ELECTRODE
19633 | 4229494102800 | SPRAY CATHETER TO ENHANCE POLYP DETECTION ASSORTED SIZES AND WORKING LENGTH
19634 | 4229494102900 | CATHETER PUR 2.8 FRENCH 50 CM X-RAY OPAQUE ONE PIECE CATHETER CONSTRUCTION INTEGRAL EXTENSION WITH WING CATHETER GRADUATIONS EVERY CM MICROFLASH INTRODUCER STATLOCK STABILIZATION DEVICE KIT CONTENTS SHOULD BE 1 X CATHETER 1 X MICROFLASH INTRODUCER 1 X NEONATAL GRIP-LOKTM 1 X TAPE MEASURE 2 X BALL SWABS 1 X GALLIPOT 1 X SPONGE STICK 1 X 10 ML SYRINGE 1 X STERILE FIELD / OUTER WRAP 1 X FENESTRATED DRAPE WEIGHING > 1KG DISPOSABLE STERILE
19635 | 4229494103000 | BAG FOR BILE COLLECTION 350 ML VINYL BOTTOM OUTLET NYLON CONNECTOR 2 RUBBER BELT STERILE
19636 | 4229494104300 | WIRE GUIDED REUSABLE GRADUATED MECHANICAL BILIARY DILATATOR FOR BILIARY AND PANCREATIC STRICTURE ASSORTED SIZES AND DIAMETERS (INCLUDING 7 F AND 8.5F AND 10F)
19637 | 4229494104400 | BILIARY SINGLE PIGTAIL NASOBILIARY DRAINAGE SET (INCLUDES: NASAL CONVERSION TUBE CONNECTING TUBE AND INJECTION CONNECTOR) RADIOPAQUE ACCEPT GUIDE WIRE ASSORTED SIZES AND ASSORTED WORKING LENGTH
19638 | 4229494104500 | BILIARY NEEDLE KNIFE SPHINCTEROTOMY ASSORTED NEEDLE LENGTH TRIPLE LUMEN LONG WIRE SYSTEM
19639 | 4229494104600 | BILIARY EXTRACTION BASKET WIRE GUIDED ROTATABLE ASSORTED NUMBER OF WIRES AND ASSORTED OPENING DIAMETER LONG WIRE SYSTEM
19640 | 4229494104700 | BILIARY EXTRACTION BASKET WIRE GUIDED ROTATABLE ASSORTED NUMBER OF WIRES AND ASSORTED OPENING DIAMETER SHORT WIRE SYSTEM (RAPID EXCHANGE)
19641 | 4229494104800 | BILIARY GUIDEWIRE WITH HYDROPHILIC TIP ASSORTED TYPES OF TIP (STRAIGHT AND ANGULATED) ASSORTED TYPES OF STIFFNESS (REGULAR/ STIFF) 0.021 INCH SHORT WIRE (260 CM LENGTH)
19642 | 4229494104900 | BILIARY GUIDEWIRE WITH HYDROPHILIC TIP ASSORTED TYPES OF TIP (STRAIGHT AND ANGULATED) ASSORTED TYPES OF STIFFNESS (REGULAR/ STIFF) 0.018 INCH LONG WIRE (> 400 CM LENGTH)
19643 | 4229494105000 | BILIARY GUIDEWIRE WITH HYDROPHILIC TIP ASSORTED TYPES OF TIP (STRAIGHT AND ANGULATED) ASSORTED TYPES OF STIFFNESS (REGULAR/ STIFF) 0.018 INCH SHORT WIRE (260 CM LENGTH)
19644 | 4229494105100 | BILIARY GUIDEWIRE WITH HYDROPHILIC TIP ASSORTED TYPES OF TIP (STRAIGHT AND ANGULATED) ASSORTED TYPES OF STIFFNESS (REGULAR/ STIFF) ASSORTED SIZES (0.035 INCH AND 0.025 INCH) SHORT WIRE (260 CM LENGTH)
19645 | 4229494105200 | BILIARY GUIDEWIRE WITH HYDROPHILIC AND RADIOPAQUE TIP WITH SPRING COIL DESIGN TIP ASSORTED TYPES OF TIP (STRAIGHT AND ANGULATED) ASSORTED TYPES OF STIFFNESS (REGULAR/ STIFF) ASSORTED SIZES (0.035 INCH 0.025 INCH) LONG WIRE (> 400 CM LENGTH)
19646 | 4229494105300 | BILIARY GUIDEWIRE WITH HYDROPHILIC AND RADIOPAQUE TIP WITH SPRING COIL DESIGN TIP ASSORTED TYPES OF TIP (STRAIGHT AND ANGULATED) ASSORTED TYPES OF STIFFNESS(REGULAR/ STIFF) ASSORTED SIZES (0.035 INCH 0.025 INCH) SHORT WIRE (260 CM LENGTH)
19647 | 4229494402900 | DRY RAPID UREASE TESTS
19648 | 4229494403000 | INSTRUMENT PORT WITH SEALING SYSTEM AND QUICK RELEASE LOCK 2 CHANNELS FOR USE WITH URETERO-RENOSCOPES REUSABLE
19649 | 4229494403100 | UNIPOLAR HIGH FREQUENCY CORD WITH 8 MM PLUG LENGTH 300 CM FOR LAPAROSCOPIC REUSABLE
19650 | 4229495000300 | DRILL RETROGRADE LIGAMENT TUNNELING KNEE ASSORTED SIZES REQUESTED BY END USER
19651 | 4229495200900 | MASTER E-SAC ENDO BAG ASSORTED SIZES AS PER HOSPITAL REQUEST
19652 | 4229495400200 | OPERATIVE HYSTEROSCOPE SET : 1- LOOP BIPOLAR ELECTRODE FOR RESECTION ; 2- BALL TIP BIPOLAR ELECTRODE FOR ABLATION ; THE COMPANY SHOULD BE PROVIDE THE FOLLOWING ITEMS FOR FREE: BIPOLAR MACHINE FOOTSWITCH CONNECTOR LIGHT CABLE HYSTEROSCOPE 4MM (30 DEGREE) WORKING ELEMENTS AND ROTATABLE SHEATH FOR ORDER 100 ELECTRODE FOR EACH
19653 | 4229495400300 | STONE EXTRACTOR TIPLESS FOR STONE EXTRACTION DURING PCNL SIZE: 10 FR LENGTH 38-40 CM BASKET DIAMETER 2 CM DISPOSABLE STERILE
19654 | 4229495400700 | POUCH FOR LAPAROSCOPIC FOR SPECIMEN RETRIEVAL POLYURETHANE TRANSPARENT POUCH WITH ROUND METAL FLEXIBLE SUPPORT TO HELP SPECIMEN EXTRACTION NON REFLEX SHAFT ERGONOMIC DOUBLE RING HANDLE SHAFT SIZE 10 MM DIAMETER BAG VOLUME 200-500 ML SHAFT CAN BE REMOVED SEPARATELY FROM THE POUCH DISPOSABLE STERILE
19655 | 4229495400800 | POUCH FOR LAPAROSCOPIC FOR SPECIMEN RETRIEVAL POLYURETHANE TRANSPARENT POUCH WITH ROUND METAL FLEXIBLE SUPPORT TO HELP SPECIMEN EXTRACTION NON REFLEX SHAFT ERGONOMIC DOUBLE RING HANDLE SHAFT SIZE 12-15 MM DIAMETER BAG VOLUME 1200-1600 ML SHAFT CAN BE REMOVED SEPARATELY FROM THE POUCH DISPOSABLE STERILE
19656 | 4229495400900 | EXTRACTOR VACUUM FOR FETAL DELIVERY SYSTEM LATEX FREE DISPOSABLE STERILE
19657 | 4229495401000 | FILM DRY IMAGING LASER TO BE USED WITH DRYPIX 7000 AND DRYPIX 4000 LASER PRINTER OR EQUIVALENT (DI - HL) LUE BASE : SIZE 20 X 25 CM (8 INCH X 10 INCH) 50 FILM/PACK
19658 | 4229495401100 | FILM DRY IMAGING LASER TO BE USED WITH DRYPIX 7000 AND DRYPIX 4000 LASER PRINTER OR EQUIVALENT (DI - HL) LUE BASE : SIZE 26 X 36 CM (10 INCH X 14 INCH) 50 FILM/PACK
19659 | 4229495500000 | INSTRUMENT HOOK L-SHAPE TIP FOR LAPAROSCOPIC WITH MONOPOLAR CAUTERY 5 MM 36-38 CM DISPOSABLE STERILE
19660 | 4229495500100 | PROBE HOOK FOR HIP ARTHROSCOPY PROCEDURES ASSORTED TYPES AND SIZES
19661 | 4229495500400 | INSTRUMENT HOOK L-SHAPE TIP FOR LAPAROSCOPIC 5MM SIZE 30-35 CM LENGTH TO BE PROVIDED WITH ITS HANDLE CABLE AND GENERATOR ADAPTOR DISPOSABLE STERILE
19662 | 4229495500600 | SURFACE DISINFECTANT/ COMPATIBLE WITH MACHINE USE FOR VAPORIZATION STABILIZED HYDROGEN PEROXIDE 5% COLLOIDAL SILVER 0.003% READY TO USE 3L-5L NOTE: MSDS SHOULD BE PROVIDED IN SOFT COPY
19663 | 4229495500700 | JOSEF SINGLE HOOK SHARP 5MM
19664 | 4229495500800 | JOSEF SINGLE HOOK SHARP 7 MM
19665 | 4229495800800 | INSTRUMENT LIGATURE IMPACT DISSECTOR/ SEALER/DIVIDER HAND SWITCHING SHAFT DIAMETER 13.5 MM SHAFT LENGTH 18 CM LENGTH ELECTRODE LENGTH 36 MM SINGE USE WITH CORD
19666 | 4229495801200 | ELECTRODE L- SHAPED 5 MM X 34 CM SHAFT HOLLOW TIP TO USE WITH MULTIFUNCTIONAL PISTOL OR PENCIL GRIP ELECTROSURGERY SYSTEM DISPOSABLE STERILE
19667 | 4229495802400 | INSTRUMENT ELECTROSURGICAL FOR LAPAROSCOPIC SEALER / DIVIDER AND GRASPER PERMANENTLY FUSES TISSUE BUNDLES AND VESSELS 5 MM ROTATION SHAFT LENGTH 35-37 STRAIGHT JAW HAND OR FOOTSWITCH DISPOSABLE STERILE
19668 | 4229495802500 | INSTRUMENT ELECTROSURGICAL FOR LAPAROSCOPIC SEALER / DIVIDER AND GRASPER PERMANENTLY FUSES TISSUE BUNDLES AND VESSELS 5 MM ROTATION SHAFT LENGTH 23-25 CM STRAIGHT JAW HAND OR FOOTSWITCH DISPOSABLE STERILE
19669 | 4229495802600 | INSTRUMENT END RETRACT FOR LAPAROSCOPIC 10 MM 3-5 FINGER ARTICULATING 30-35 CM DISPOSABLE STERILE
19670 | 4229495802800 | ENDOSCOPIC APPLICATOR FOR GELATIN MATRIX HEMOSTASIS FOR LAPAROSCOPIC 39 CM ( +/- 5 CM ) STERILE
19671 | 4229495802900 | ELECTRODE SPATULA 5 MM X 29 CM SHAFT HOLLOW TIP TO USE WITH MULTIFUNCTIONAL PISTOL OR PENCIL GRIP ELECTROSURGERY SYSTEM DISPOSABLE STERILE
19672 | 4229495803500 | STAPLER CONTOUR CURVED CUTTER WITH 1.5 MM CLOSED STAPLE HEIGHT REGULAR STERILE
19673 | 4229495804200 | BERCI FASCIAL CLOSURE INSTRUMENT FOR SUBCUTANEOUS LIGATURE OF TROCAR INCISIONS SIZE 2.8 MM LENGTH 17 CM OR ALTERNATIVE REUSABLE
19674 | 4229495804300 | SCISSORS DIATHERMY FINE-TIP METZENBAUM ASSORTED LENGTH
19675 | 4229495804400 | SCISSORS DIATHERMY MAYO ASSORTED LENGTH
19676 | 4229495804500 | SCISSORS DIATHERMY TENOTOMY ASSORTED LENGTH
19677 | 4229495900200 | BILIARY SPHINCTEROTOME STANDARD TAPERED TIP TRIPLE LUMEN ASSORTED SIZES OF DISTAL TIP LENGTH AND CUTTING WIRE LENGTH SHORT WIRE SYSTEM (RAPID EXCHANGE)
19678 | 4229495900300 | BILIARY SPHINCTEROTOME LONG TAPERED TIP TRIPLE LUMEN ASSORTED SIZES OF DISTAL TIP LENGTH AND CUTTING WIRE LENGTH LONG WIRE SYSTEM
19679 | 4229495900400 | BILIARY SPHINCTEROTOME LONG TAPERED TIP TRIPLE LUMEN ASSORTED SIZES OF DISTAL TIP LENGTH AND CUTTING WIRE LENGTH SHORT WIRE SYSTEM (RAPID EXCHANGE)
19680 | 4229495900500 | BILIARY PRELOADED SPHINCTEROTOME (WITH ASSORTED GUIDEWIRE SIZES 0.035 INCH AND 0.025 INCH) STANDARD TAPERED TIP TRIPLE LUMEN ASSORTED SIZES OF DISTAL TIP LENGTH AND CUTTING WIRE LENGTH SHORT WIRE SYSTEM (RAPID EXCHANGE)
19681 | 4229495900600 | BILIARY PRELOADED SPHINCTEROTOME (WITH ASSORTED GUIDEWIRE SIZES 0.035 INCH AND 0.025 INCH) LONG TAPERED TIP TRIPLE LUMEN ASSORTED SIZES OF DISTAL TIP LENGTH AND CUTTING WIRE LENGTH LONG WIRE SYSTEM
19682 | 4229495900700 | BILIARY PRELOADED SPHINCTEROTOME (WITH ASSORTED GUIDEWIRE SIZES 0.035 INCH AND 0.025 INCH) LONG TAPERED TIP TRIPLE LUMEN ASSORTED SIZES OF DISTAL TIP LENGTH AND CUTTING WIRE LENGTH SHORT WIRE SYSTEM (RAPID EXCHANGE)
19683 | 4229495900800 | BILIARY PRELOADED ROTATABLE SPHINCTEROTOME (WITH ASSORTED GUIDEWIRE SIZES 0.035 INCH AND 0.025 INCH) WITH ABILITY TO ROTATE THE TIP BY THE SPHINCTEROTOME HANDLE CENTER LUMEN DESIGN ASSORTED SIZES LONG WIRE SYSTEM
19684 | 4229495900900 | BILIARY PRELOADED ROTATABLE SPHINCTEROTOME (WITH ASSORTED GUIDEWIRE SIZES 0.035 INCH AND 0.025 INCH) WITH ABILITY TO ROTATE THE TIP BY THE SPHINCTEROTOME HANDLE CENTER LUMEN DESIGN ASSORTED SIZES SHORT WIRE SYSTEM (RAPID EXCHANGE)
19685 | 4229495901000 | BILIARY SPHINCTEROTOME ULTRA TAPERED TIP (3F-4F OUTER DIAMETER) ASSORTED SIZES OF DISTAL TIP LENGTH AND CUTTING WIRE LENGTH LONG WIRE SYSTEM
19686 | 4229495901100 | BILIARY SPHINCTEROTOME ULTRA TAPERED TIP (3F-4F OUTER DIAMETER) ASSORTED SIZES OF DISTAL TIP LENGTH AND CUTTING WIRE LENGTH SHORT WIRE SYSTEM (RAPID EXCHANGE)
19687 | 4229496501300 | BIPOLAR COAGULATION FORCEPS INSULATED BAYONET-SHAPED TIP 1.2 MM LENGTH 23 CM FOR USE WITH BIPOLAR HIGH FREQUENCY CORDS SPINAL
19688 | 4229496501400 | BLAKESLEY NUCLEUS CUTTING FORCEPS SINGLE ACTION JAWS OPENING UPWARDS DIAMETER 3.5 MM WORKING LENGTH 20 CM OR EQUIVALENT SPINAL
19689 | 4229496600000 | CATHETER FOR CHOLANGIOGRAM DUAL LUMEN NON-RADIOPAQUE CATHETER 3-5 FRENCH DIAMETER WITH RIBBED BALLOON NEAR THE TIP AND CURVED TIP INTRODU CER FOR LAPAROSCOPIC CHOLANGIOGRAM DISPOSABLE STERILE
19690 | 4229496700000 | INSTRUMENT ELECTROSURGICAL FOR LAPAROSCOPIC SEALER / DIVIDER PERMANENTLY FUSES TISSUE BUNDLES AND VESSELS 10 MM ROTATION SHAFT LENGTH 35-37 CM DISPOSABLE STERILE
19691 | 4229496700100 | INSTRUMENT ELECTROSURGICAL FOR LAPAROSCOPIC SEALER / DIVIDER AND GRASPER PERMANENTLY FUSES TISSUE BUNDLES AND VESSELS WITH INTEGRATED KNIFE 5 MM ROTATION SHAFT CURVED JAW LENGTH 35-37CM DISPOSABLE STERILE
19692 | 4229496701800 | CAUTERY DIATHERMY COMBINATION MODE OF MONOPOLAR HEMOSTASIS AND DISSECTION HEX-LOCKING BLADE ELECTRODE WITH THREE PUSH-BUTTON SWITCH HANDLE AND BLADE ELECTRODE 15 FT CABLE WITH SAFETY HOLE DISPOSABLE STERILE
19693 | 4229497800100 | TROCAR BLADELESS OPTICAL 11 X 100 MM WITH OBTURATOR AND STABILITY SLEEVE TRANSPARENT DISPOSABLE STERILE
19694 | 4229497800300 | TROCAR BLADELESS OPTICAL 5 X 100 MM WITH OBTURATOR AND STABILITY SLEEVE TRANSPARENT DISPOSABLE STERILE
19695 | 4229497802300 | TROCAR BLADELESS OPTICAL 15 X 100 MM WITH OBTURATOR AND STABILITY SLEEVE TRANSPARENT DISPOSABLE STERILE
19696 | 4229497804500 | CANNULA REUSABLE HIP ARTHROSCOPY ASSORTED TYPES AND SIZES AS REQUESTED BY END USER
19697 | 4229497804600 | CANNULA SOLID SHOULDER ARTHROSCOPY ASSORTED TYPES AND SIZES REQUESTED BY END USER
19698 | 4229497804800 | OBTURATORS FOR HIP ARTHROSCOPIC CANNULAS ASSORTED SIZES REUSABLE
19699 | 4229497805600 | OBTURATOR FOR SHOULDER ARTHROSCOPIC CANNULAS ASSORTED SIZES REUSABLE
19700 | 4229497806000 | TROCAR ADVANCED ACCESS SYSTEM WITH HOLE IN THE TIP DIRECT INSUFFLATION UNDER VISION 5MM X100MM STERILE
19701 | 4229497806100 | TROCAR ADVANCED ACCESS SYSTEM WITH HOLE IN THE TIP DIRECT INSUFFLATION UNDER VISION 11MM X100MM STERILE
19702 | 4229497806200 | TROCAR BLADELESS ADVANCED FIXATION CANNULA WITH 5 CC BALLOON AND SYRINGE IN THE VISCERA AND RETENTION RING ON THE SKIN 12 X 100 MM DISPOSABLE STERILE
19703 | 4229497806500 | RIGID MIT TROCAR SYSTEM LENGTH 110 WITH VALVE WITHOUT OBTURATOR 10MM (OR EQUIVALENT) REUSABLE
19704 | 4229497806600 | RIGID MIT TROCAR SYSTEM LENGTH 110 WITH VALVE WITHOUT OBTURATOR 5.5MM (OR EQUIVALENT) REUSABLE
19705 | 4229497807200 | SWITCHING STICK ASSORTED SHAPE AND SIZES AS REQUESTED BY END USER ORTHOPEDIC
19706 | 4229497807300 | OBTURATOR FOR SMALL JOINT ARTHROSCOPY ASSORTED SIZES
19707 | 4229497807500 | DIAGNOSTIC CANNULA DOUBLE VALVE ROTATABLE ASSORTED SIZES
19708 | 4229497808600 | BILIARY ERCP CANNULA ASSORTED TYPES (STRAIGHT AND BEND) ASSORTED TIP SHAPE ASSORTED SIZES ASSORTED NUMBER OF LUMENS (DOUBLE OR TRIPLE LUMEN) ASSORTED COMPATIBILITY WITH LONG GUIDEWIRES SIZES (00.035 INCH AND 00.025 INCH)
19709 | 4229497808700 | BILIARY ERCP CANNULA ASSORTED TYPES (STRAIGHT AND BEND) ASSORTED TIP SHAPE ASSORTED SIZES ASSORTED NUMBER OF LUMENS (DOUBLE OR TRIPLE LUMEN) ASSORTED COMPATIBILITY WITH SHORT GUIDEWIRES SIZES (00.035 INCH AND 00.025 INCH)
19710 | 4229497808800 | TROCAR BLADELESS OPTICAL 5 X 70-75 MM WITH OBTURATOR AND STABILITY SLEEVE TRANSPARENT DISPOSABLE STERILE
19711 | 4229497808900 | TROCAR INTELLIGENT FLOW SYSTEM-12MM ACCESS PORT BLADELESS OPTICAL TIP OBTURATOR 100MM RELATED TO SECTOR MACHINE
19712 | 4229497809100 | TROCAR BLADELESS STABILITY SLEEVE WITH SMUDGE REDUCTION ABSORBENT MATERIAL 5 MM X 100 MM MITIGATES INADVERTENT VALVE OPENING/CLOSING DISPOSABLE STERILE
19713 | 4229497809200 | TROCAR BLADELESS STABILITY SLEEVE WITH SMUDGE REDUCTION ABSORBENT MATERIAL 5 MM X 150 MM MITIGATES INADVERTENT VALVE OPENING/CLOSING DISPOSABLE STERILE
19714 | 4229497809300 | TROCAR INTELLIGENT FLOW SYSTEM-5MM ACCESS PORT BLADELESS OPTICAL TIP OBTURATOR 75MM RELATED TO SECTOR MACHINE
19715 | 4229497809400 | TROCAR BLADELESS OPTICAL 5 X 150 MM WITH OBTURATOR AND STABILITY SLEEVE TRANSPARENT DISPOSABLE STERILE
19716 | 4229497809500 | TROCAR BLADELESS WITH STABILITY SLEEVES 5 MM X 150 MM DISPOSABLE STERILE
19717 | 4229497809600 | TROCAR BLUNT TIP 10 MM WITH FIXATION AND INFLATED BALLOON PORT DISPOSABLE STERILE
19718 | 4229497809700 | TROCAR BLUNT SHORT / 70-75 MM 12 MM DILATOR AND CANNULA WITH RADIALLY EXPANDABLE SLEEVE DISPOSABLE STERILE
19719 | 4229497809800 | TROCAR BLADELESS NON-OPTICAL 12 X 70-75 MM WITH OBTURATOR AND STABILITY SLEEVE TRANSPARENT DISPOSABLE STERILE
19720 | 4229497810000 | TROCAR PEDIATRIC LOCKING SHORT 5.5 MM WITH STABILIZER AND ROTATING ACTUATOR DISPOSABLE STERILE
19721 | 4229497810100 | TROCAR BLADELESS ADVANCED FIXATION CANNULA WITH 5 CC BALLOON AND SYRINGE IN THE VISCERA AND RETENTION RING ON THE SKIN 5 X 150 MM DISPOSABLE STERILE
19722 | 4229497810400 | TROCAR REGULAR FLAT BLADED OR SHARP TIP 5 X 100 MM WITH FIXATION CANNULA DISPOSABLE STERILE
19723 | 4229497810500 | TROCAR BLADED DILATING TIP WITH STABILITY SLEEVE 12 MM X 100 MM REDUCED PENETRATION FORCE WITH FAST BLADE SAFETY SHIELD DISPOSABLE STERILE
19724 | 4229497812000 | OBTURATOR FOR RESECTOSCOPE USED WITH SHEATHS 24/26 FR. REUSABLE
19725 | 4229497812100 | TROCAR ATTACHMENT DIAMETER 15 MM OR EQUIVALENT FOR USE WITH TROCARS SPINAL
19726 | 4229497812200 | TROCAR ATTACHMENT DIAMETER 19 MM OR EQUIVALENT FOR USE WITH TROCAR SPINAL
19727 | 4229497812300 | TROCAR ATTACHMENT DIAMETER 23 MM OR EQUIVALENT FOR USE WITH TROCARS SPINAL
19728 | 4229497812400 | TROCAR DIAMETER 15 MM OR EQUIVALENT WORKING LENGTH 40 MM OR EQUIVALENT FOR USE WITH TROCAR ATTACHMENT TELESCOPE HOLDER AND FORWARD-OBLIQUE TELESCOPE 25 DEGREE 4 MM 6 CM SPINAL
19729 | 4229497812500 | TROCAR DIAMETER 15 MM OR EQUIVALENT WORKING LENGTH 70 MM OR EQUIVALENT FOR USE WITH TROCAR ATTACHMENT TELESCOPE HOLDER AND FORWARD-OBLIQUE TELESCOPE 25 DEGREE 4 MM 9 CM SPINAL
19730 | 4229497812600 | TROCAR DIAMETER 15 MM OR EQUIVALENT WORKING LENGTH 90 MM OR EQUIVALENT FOR USE WITH TROCAR ATTACHMENT TELESCOPE HOLDER AND FORWARD-OBLIQUE TELESCOPE 25 DEGREE 4 MM 11 CM SPINAL
19731 | 4229497812700 | TROCAR DIAMETER 19 MM OR EQUIVALENT WORKING LENGTH 40 MM OR EQUIVALENT FOR USE WITH TROCAR ATTACHMENT TELESCOPE HOLDER AND FORWARD-OBLIQUE TELESCOPE 25 DEGREE 4 MM 6 CM SPINAL
19732 | 4229497812800 | TROCAR DIAMETER 19 MM OR EQUIVALENT WORKING LENGTH 70 MM OR EQUIVALENT FOR USE WITH TROCAR ATTACHMENT TELESCOPE HOLDER AND FORWARD-OBLIQUE TELESCOPE 25 DEGREE 4 MM 9 CM SPINAL
19733 | 4229497812900 | TROCAR DIAMETER 19 MM OR EQUIVALENT WORKING LENGTH 90 MM OR EQUIVALENT FOR USE WITH TROCAR ATTACHMENT TELESCOPE HOLDER AND FORWARD-OBLIQUE TELESCOPE 25 DEGREE 4 MM 11 CM SPINAL
19734 | 4229497813000 | TROCAR DIAMETER 23 MM OR EQUIVALENT WORKING LENGTH 45 MM OR EQUIVALENT FOR USE WITH TROCAR ATTACHMENT TELESCOPE HOLDER AND FORWARD-OBLIQUE TELESCOPE 25 DEGREE 4 MM 6 CM SPINAL
19735 | 4229497813100 | TROCAR DIAMETER 23 MM OR EQUIVALENT WORKING LENGTH 75 MM OR EQUIVALENT FOR USE WITH TROCAR ATTACHMENT TELESCOPE HOLDER AND FORWARD-OBLIQUE TELESCOPE 25 DEGREE 4 MM 9 CM SPINAL
19736 | 4229497813200 | TROCAR DIAMETER 23 MM OR EQUIVALENT WORKING LENGTH 95 MM OR EQUIVALENT FOR USE WITH TROCAR ATTACHMENT TELESCOPE HOLDER AND FORWARD-OBLIQUE TELESCOPE 25 DEGREE 4 MM 11 CM SPINAL
19737 | 4229498000000 | ENDO OPTIC LASER CORD MACHINE ASSORTED GAUGES CURVED REUSABLE
19738 | 4229498000100 | ILLUMINATED ENDOLASER PROBE CURVED 27 GAUGE FOR IRIDEX MACHINE DISPOSABLE
19739 | 4229498000200 | ENDO OPTIC LASER CORD MACHINE ASSORTED GAUGES STRAIGHT REUSABLE
19740 | 4229498000300 | ILLUMINATED LASERPROBE 23 GAUGE ARTICULATING RFID CONSTELLATION CONNECTOR WITH ILLUMINATION DISPOSABLE STERILE
19741 | 4229498000400 | ENDOLASER PROBE 20 GAUGE CURVED FOR IRIDEX MACHINE STERILE
19742 | 4229498000500 | ENDOLASER PROBE 23 GAUGE CURVED FOR IRIDEX MACHINE DISPOSABLE STERILE
19743 | 4229498002300 | LASER PROBE FIBER LASER PROBE 200-230 MM REUSABLE SHOULD BE COMPATIBLE HOSPITAL MACHINE
19744 | 4229498002400 | LASER PROBE FIBER LASER PROBE 365ΜM X 3M LONG REUSABLE STERILE SHOULD BE COMPATIBLE WITH CALCULASE II
19745 | 4229498002800 | LASER PROBE FIBER LASER PROBE 1000 MM REUSABLE SHOULD BE COMPATIBLE WITH HOSPITAL MACHINE
19746 | 4229498002900 | LASER PROBE FIBER LASER PROBE 230 MM LIGHTTRAIL TRACTIP DISPOSABLE STERILE SHOULD BE COMPATIBLE WITH AURIGA XL
19747 | 4229498003000 | LASER PROBE FIBER LASER PROBE 270 MM LIGHTTRAIL TRACTIP DISPOSABLE STERILE SHOULD BE COMPATIBLE WITH AURIGA XL
19748 | 4229498003100 | LASER PROBE FIBER LASER PROBE 270 MM LIGHTTRAIL TRACTIP REUSABLE STERILE SHOULD BE COMPATIBLE WITH AURIGA XL
19749 | 4229498003200 | LASER PROBE FIBER LASER PROBE 270-365 MM REUSABLE SHOULD BE COMPATIBLE HOSPITAL MACHINE
19750 | 4229498003300 | LASER PROBE FIBER LASER PROBE 550-600 MM REUSABLE SHOULD BE COMPATIBLE HOSPITAL MACHINE
19751 | 4229498100100 | LOOP BIPOLAR FOR LAPAROSCOPIC FOR SECTIONING OF THE UTERUS AND MYOMAS DISPOSABLE STERILE
19752 | 4229498100400 | LOOP LETZ 10 X 10 MM FOR CAUTERY IN GYNECOLOGY PROCEDURE STERILE
19753 | 4229498100500 | LOOP LETZ 15 X 12 MM FOR CAUTERY IN GYNECOLOGY PROCEDURE STERILE
19754 | 4229498100600 | LOOP LETZ 20 X 12 MM FOR CAUTERY IN GYNECOLOGY PROCEDURE STERILE
19755 | 4229498100700 | LOOP VESSEL MAXI BLUE COLORED STERILE
19756 | 4229498102300 | CUTTING LOOP SMALL BIPOLAR RESECTOSCOPE 24/26 FR. REUSABLE
19757 | 4229498300100 | LAPAROSCOPIC PROBES FOR SUCTION IRRIGATION DIAMETER 5 MM LENGTH 370 MM OR MORE DISPOSABLE STERILE
19758 | 4229498300200 | PROBE FOR SUCTION IRRIGATION 10 MM DIAMETER LENGTH 370 MM DISPOSABLE STERILE
19759 | 4229498300300 | ELECTRODE COAGULATING 3 FR. (OR EQUIVALENT) UNIPOLAR LENGTH 53 CM (OR EQUIVALENT) REUSABLE
19760 | 4229498301600 | AUXILIARY WATER TUBE TO CONNECT WATER PORT OF THE SCOPE TO IRRIGATION TUBE COMPATIBLE WITH HOSPITAL MACHINE REUSABLE
19761 | 4229498302200 | CARTRIDGE PUMP COMPATIBLE WITH HOSPITAL MACHINE DISPOSABLE STERILE
19762 | 4229498302400 | TRAP SUCTION
19763 | 4229499200400 | TRUMPET VALVE FOR 5 TO 10MM INSTRUMENT REUSABLE
19764 | 4229499200500 | TUBING INSUFFLATION SILICONE ASSORTED LENGTHS REUSABLE
19765 | 4229499200600 | OPERATING SHEATH FOR MIP XS 8. 5/9.5 FR. WORKING LENGTH 15 CM (OR EQUIVALENT) FOR USE WITH NEPHROSCOPE REUSABLE
19766 | 4229499200700 | OPERATING SHEATH FOR THE SUPINE POSITION 8.5/9.5 FR. WORKING LENGTH 18 CM (OR EQUIVALENT) FOR USE WITH NEPHROSCOPE REUSABLE
19767 | 4229499200800 | OPERATING SHEATH FOR MIP S 11/12 FR. WORKING LENGTH 15 CM (OR EQUIVALENT) FOR CONTINUOUS IRRIGATION AND SUCTION FOR USE WITH NEP = HROSCOPE REUSABLE
19768 | 4229499200900 | OPERATING SHEATH FOR THE SUPINE POSITION 11/12 FR. WORKING LENGTH 18 CM (OR EQUIVALENT) FOR CONTINUOUS IRRIGATION AND SUCTION FOR USE WITH NEPHROSCOPE REUSABLE
19769 | 4229500500100 | ENDOBRONCHIAL BLOCKER WITH BIFURCATED DISTAL TIP Y SHAPED 2 CUFFS RADIOPAQUE 75 CM 7 FR. WITH 2 SWIVEL ADAPTORS CLEAR DEPTH MARKERS WITH ADJUSTABLE VALVE STERILE
19770 | 4229501300000 | COVER SHEATH FOR ENDOSCOPIC ZERO DEGREE 10 MM ROUND LOCKING SYSTEM FOR SCOPE PIXELS PROTECTION ANTI FOG AND ANTI BLURB DISPOSABLE STERILE
19771 | 4229501300100 | COVER SHEATH FOR ENDOSCOPIC 30 DEGREE 10 MM ROUND LOCKING SYSTEM FOR SCOPE PIXELS PROTECTION ANTI FOG AND ANTI BLURB DISPOSABLE STERILE
19772 | 4229501300200 | COVER BEAM ( PARTIAL ) FLUOROSCOPY CLEAR X-LARGE STERILE
19773 | 4229501300500 | PROTECTION TUBE FOR STERILIZATION AND STORAGE OF ELECTRODES LOOPS CURETTES AND KNIVES REUSABLE
19774 | 4229501600000 | LIGHT CABLE 4.8MM 300CM FOR LAPAROSCOPIC REUSABLE
19775 | 4229501600200 | LIGHT CABLE 3.5MM 300CM FOR LAPAROSCOPIC REUSABLE
19776 | 4229501700700 | REPLACEMENT PERCUTANEOUS ENDOSCOPIC GASTROSTOMY (PEG) TUBE STRAIGHT LONG BALLOON ≥6 MOTHS DURABILITY ASSORTED SIZES
19777 | 4229501700800 | REPLACEMENT PERCUTANEOUS ENDOSCOPIC GASTROSTOMY (PEG) TUBE RIGHT ANGLE LONG BALLOON ≥6 MOTHS DURABILITY ASSORTED SIZES
19778 | 4229501700900 | REPLACEMENT PERCUTANEOUS ENDOSCOPIC GASTROSTOMY (BUTTON )TUBE SHORT BALLOON ≥6 MOTHS DURABILITY ASSORTED SIZES
19779 | 4229501701000 | SWALLOWABLE GASTRIC BALLOON CAPSULE GAS FILLED (NON DEGRADABLE NEED ENDOSCOPY FOR REMOVAL)
19780 | 4229501701100 | PERCUTANEOUS ENDOSCOPIC GASTROSTOMY AND JEJUNAL TUBE (PEG-J) COMPATIBLE WITH LEVODOPA - CARBIDOPA PUMP MACHINE ASSORTED SIZE
19781 | 4229501701200 | CAPSULE ENDOSCOPY DELIVERY DEVICE (FOR DIRECT PLACEMENT OF VIDEO CAPSULE INTO THE STOMACH OR SMALL INTESTINE FOR PATIENT WITH DYSPHAGIA)
19782 | 4229501701300 | ELECTRODE PADS WITH CONNECTING CABLE FOR ENDOSCOPIC ELECTROSURGICAL UNIT FOR ADULT
19783 | 4229501701400 | ELECTRODE PADS WITH CONNECTING CABLE FOR ENDOSCOPIC ELECTROSURGICAL UNIT FOR PEDIATRIC
19784 | 4229501701500 | DISTAL ATTACHMENT CAP (TRANSPARENT) TO FACILITATE ENDOSCOPIC VIEW DURING POEM ASSORTED TYPES ASSORTED SHAPES AND ASSORTED SIZES AND LENGTH
19785 | 4229501701600 | ENDOSCOPIC ULTRASOUND GUIDED FINE NEEDLE FIDUCIAL PLACEMENT SYSTEM PRELOADED
19786 | 4229501701700 | ENDOSCOPIC ULTRASOUND GUIDED FINE NEEDLE FIDUCIAL PLACEMENT SYSTEM BACKLOADED
19787 | 4229501701800 | AIR/WATER/SUCTION CLEANING ADAPTOR FOR ENDOSCOPIC ULTRASOUND SCOPE (EUS) REUSABLE
19788 | 4229501701900 | AIR/WATER/SUCTION CLEANING ADAPTOR FOR ENDOSCOPIC ULTRASOUND SCOPE (EUS)SINGLE USE
19789 | 4229501702000 | SUCTION VALVE FOR ENDOSCOPIC ULTRASOUND SCOPE (EUS) SINGLE USE
19790 | 4229501702100 | DISINFECTANT ACTIVATOR SOLUTION FOR AUTOMATED SCOPE DISINFECTION (AUTOMATED ENDOSCOPE REPROCESSING)
19791 | 4229501702200 | WATER FILTER FOR AUTOMATED ENDOSCOPE REPROCESSING
19792 | 4229501702300 | FILTERS FOR AUTOMATED ENDOSCOPY PRE-CLEANING MACHINE
19793 | 4229501702400 | MULTI ENZYMATIC CLEANING SOLUTION FOR REMOVAL OF ORGANIC RESIDUES AND PREVENT BIOFILM FORMATION COMPATIBLE WITH AUTOMATED ENDOSCOPY PRE-CLEANING MACHINE
19794 | 4229501702500 | HIGH CONCENTRATED DISINFECTANT FOR CLEANING AND DISINFECTION COMPATIBLE WITH AUTOMATED ENDOSCOPY PRE-CLEANING MACHINE
19795 | 4229510400900 | HEMOSTATIC ERASER CAUTERY 18GA CURVED STERILE
19796 | 4229510401000 | CAUTARY ELECTROSURGICAL HAND HELD BATTERY OPERATED LOW TEMPERATURE WITH VARIETY OF FINE TIP STYLES DISPOSABLE STERILE
19797 | 4229510401700 | ERASER HEMOSTATIC 23G TAPERED AND STRAIGHT POINTED STERILE
19798 | 4229510402100 | ELECTROSURGICAL BIPOLAR CABLE ADAPTER FOR ELECTROSURGICAL UNIT
19799 | 4229510402200 | SINGLE USE ELECTROSURGICAL CYSTOTOME (CYTOENTEROSTOMY) WITH NEEDLE ASSORTED SIZES AND DIAMETER
19800 | 4229510402300 | SINGLE USE ELECTROSURGICAL CYSTOTOME (CYTOENTEROSTOMY) WITHOUT NEEDLE ASSORTED SIZES AND DIAMETER
19801 | 4229510701100 | BIN TOOLS FOR STORAGE WHICH CAN BE STACKED ON SHELVES OR HUNG ON RACKS INDUSTRIAL GRADE POLYMER SIZE 33.97 X 64.77 X 12.7 CM
19802 | 4229511100400 | POSITIONING MOBILE SYSTEM FOR KNEE JOINT ARTHROSCOPY REQUESTED BY END USER
19803 | 4229511100900 | PAD PATIENT PAD TRENDELENBURG POSITIONING KIT 1 SINGLE USE PAD 1 LIFT SHEET 2 SINGLE USE BODY STRAPS
19804 | 4229511200100 | SPINAL UNIVERSAL JACKSON KIT FOR SAFER PATIENT POSITIONING AND REDUCING PRESSURE INJURY KIT INCLUDES: 1 SLOTTED HEAD REST WITH MEMORY FOAM LAYER 1 PAIR OF ARM CRADLES 4 UNIVERSAL ROUND HIP AND THIGH PAD COVERS WITH DERMAPROX 1 TORSO LIFT COVER
19805 | 4229511400000 | PACK ANTERIOR VITRECTOMY COMPATIBLE WITH INFINITI MACHINE DISPOSABLE STERILE
19806 | 4229511400200 | PACK PHACO COMPATIBLE WITH SIGNATURE MACHINE WITH TIP (TIP AS PER HOSPITAL REQUEST) DISPOSABLE STERILE
19807 | 4229511400300 | PACK PHACO INTREPID WITH FULL ACCESSORIES COMPATIBLE WITH INFINITI MACHINE AS PER HOSPITAL REQUEST DISPOSABLE STERILE
19808 | 4229511400900 | PACK VITRECTOMY ANTERIOR CONSTELLATION MACHINE DISPOSABLE STERILE
19809 | 4229511401600 | PACK VITRECTOMY ANTERIOR COMPATIBLE WITH OERTLI MACHINE AS PER HOSPITAL REQUEST DISPOSABLE STERILE
19810 | 4229511401700 | PACK PHACO GRAVITY INTREPID WITH FULL ACCESSORIES COMPATIBLE WITH CENTURION MACHINE AS PER HOSPITAL REQUEST DISPOSABLE STERILE
19811 | 4229511401800 | PACK VITRECTOMY ANTERIOR COMPATIBLE WITH CENTURION MACHINE DISOPSABL STERILE
19812 | 4229511402000 | VITRECTOMY CONSTELLATION POSTERIOR TOTAL PLUS PACK MINIMUM OF 5000 CPM 27 GAUGE WITH FULL ACCESSORIES (TROCARS SHOULD BE INCLUDED)
19813 | 4229511402100 | PHACO/VITRECTOMY CONSTELLATION TOTAL PLUS PACK MINIMUM OF 7500 CPM 25 GAUGE WITH FULL ACCESSORIES DISPOSABLE STERILE
19814 | 4229511402400 | VITRECTOMY CONSTELLATION POSTERIOR VITRECTOMY TOTAL PLUS PACK MINIMUM OF / 7500 CPM 27 GAUGE WITH FULL ACCESSORIES (TROCARS SHOULD BE INCLUDED) DISPOSABLE STERILE
19815 | 4229511600100 | SHEET STICKY MAT BLUE SIZE 90X 60 CM (+/- 10CM)
19816 | 4229512300000 | "ASPIRATOR MECONIUM (MECONIUM REMOVAL DEVICE): SUCTION CONTROL PORT FOR INTERMITTENT SUCTIONING ATTACHES TO ALL ENDOTRACHEAL TUBES FEATURED IN THE TEXTBOOK OF NEONATAL RESUSCITATION ACRYLIC LENGTH: 83 MM THUMB PORT OPENING: 10 MM (I.D.) FREE OF LATEX FREE OF DEHP DISPOSABLE STERILE"
19817 | 4229512300500 | DEVICE SUCTION/ IRRIGATION SIZE: 5MM 33-38 CM DISPOSABLE STERILE
19818 | 4229512300600 | SYSTEM COMPLETE VACUUM DELIVERY WITH PALM PUMP FEATURES VAC - OMNICUP WITH TRACTION FORCE INDICATOR DISPOSABLE
19819 | 4229512400100 | ELECTROSURGICAL HAND-CONTROLLED PENCIL COMPATIBLE WITH VALLEYLAB ROCKER/ SWITCH 10 FOOT CORD WITH SELECTED COLORADO MICRODISSECTION NEEDLE DISPOSABLE STERILE
19820 | 4229512401100 | ARTICULATED STAND L-SHAPED LONG (OR EQUIVALENT) REUSABLE
19821 | 4229514301200 | BLADE ELECTROSURGERY COATED BLADE EXTENDED ELECTRODE INSULATED TOTAL LENGTH: 16-18 CM ACTIVE LENGTH: 5-6 MM
19822 | 4229514301300 | CORD ELECTROSURGERY FOOTSWITCHING BIPOLAR CORD COMPATIBLE WITH ALL ELECTROSURGICAL GENERATORS MOLDED PLUG 3-4.5 M DISPOSABLE STERILE
19823 | 4229514301400 | ELECTRODE RETURN ELECTROSURGERY FOR PATIENT FOR PEDIATRIC WEIGHING BETWEEN (0.35 KG AND 22 KG) SOFT WITH VISCOELASTIC POLYMERFOR THE BEN EFITS OF A PRESSURE REDUCTION PAD LARGE ELECTRODE SIZE AND DESIGN ENSURES OPTIMUM SAFETY AND PREVENT PLATE SITE BURN REUSABLE SIGNIFICANTLY REDUCES COST PER PROCEDURE EASY SET-UP NO SHAVING OR SEARCHING FOR AN ADEQUATE PATIENT PAD SITE NO ADHESIVE-RELATED SKIN IRRITATIONS LIGHT WEIGHT
19824 | 4229514302400 | TUBING ELECTROSURGERY LAPAROSCOPIC TUBING CONNECTS DIRECTLY TO SMOKE EVACUATOR IN-LINE VALVE ENABLES CONTROLLED SMOKE EVACUATION
19825 | 4229514302900 | TIP BLADE ELECTROSURGICAL PTFE COATED NON STICK SIZE 4 INCH STERILE
19826 | 4229514303100 | TIP BLADE ELECTROSURGICAL PTFE COATED NON STICK SIZE 2.5 INCH STERILE
19827 | 4229514303500 | ELECTROSURGERY DIATHERMY PENCILLATE DETACHABLE 10 FT CABLE DISPOSABLE STERILE (UNIVERSAL PLUG TO FIT ALL TYPES OF ELECTROSURGERY MACHINES MUST BE PROVIDED FOC WHENEVER NECESSARY)
19828 | 4229514304200 | ECG ELECTRODE (ADULT) MRI COMPATIBLE
19829 | 4229514304400 | ELECTRODE ECG PEDIATRIC MONITORING ROUND
19830 | 4229514306300 | NEEDLE ELECTRODE PTFE COATED SHARP TIP HEAD MICRO CUTTING MODIFIED WITH INSULATED COVER SIZE 2 INCH DISPOSABLE STERILE
19831 | 4229514306800 | PENCIL TORCH USING PLASMA TECHNOLOGY ADJUSTABLE SIZE 1/2 X 5 INCH DISPOSABLE STERILE
19832 | 4229514307200 | "ENDOSCOPIC VESSEL HARVESTING DEVICE DISPOSABLE STERILE"
19833 | 4229514307700 | ELECTRODE PATIENT RETURN NEONATAL WITH 2.7 M (9 FT) ATTACHED CORD REM POLYHESIVE II DISPOSABLE STERILE
19834 | 4229514308400 | BIPOLAR CABLE REUSABLE FOR THE NONSTICK BAYONET INSULATED BIPOLAR FORCEPS 3 - 5 METER (UNIVERSAL ADAPTER MUST BE PROVIDED FOR 5 BIPOLAR CABLES) SPINAL
19835 | 4229514309700 | NONSTICK STRAIGHT INSULATED BIPOLAR FORCEPS 19 CM 1 MM TIP OR EQUIVALENT SPINAL
19836 | 4229514309800 | NONSTICK STRAIGHT INSULATED BIPOLAR FORCEPS 19 CM 1.5 MM TIP OR EQUIVALENT SPINAL
19837 | 4229514309900 | NONSTICK STRAIGHT INSULATED BIPOLAR FORCEPS 19 CM 2 MM TIP OR EQUIVALENT SPINAL
19838 | 4229514310000 | FILTER ELECTROSURGERY CHARCOAL OR CARBON TO REMOVE VERY SMALL PARTICLE IN SMOKE EVACUATION NON-STERILE
19839 | 4229514310400 | MONOPOLAR ELECTRODE PENCIL WITH FINGER SWITCH FOR COAGULATION AND CUT WITH 50 MM STRAIGHT SPATULA ELECTRODE OR EQUIVALENT AND WITH 3 -5 METER CABLE DISPOSABLE STERILE (CLEANING PAD FOR ELECTRODES WITH ADHESIVE FILM STERILE MUST BE PROVIDED FREE OF CHARGE UNIVERSAL ADAPTER MUST BE PROVIDED FREE OF CHARGE FOR 30 MONOPOLAR ELECTRODES) SPINAL
19840 | 4229514311400 | BLADE ELECTROSURGICAL PLASMA PTFE COATED LESS HEAT MINIMAL TRAUMA SAFE DOES NOT AFFECT THE HEADS OF PACING DEVICE THE COMPANY SHOULD PROVIDE A CONSOLE TO EACH CENTER
19841 | 4229514312600 | ELECTROSURGERY BIPOLAR FORCEPS HIGHLY POLISHED TIPS LIGHT CLOSING FORCE WELL BALANCED AND NYLON COATING RESIST ABRASION 1.5 MM TIP X 7 IN. (17.8 CM) STERILE (UNIVERSAL PLUG TO FIT ALL TYPES OF ELECTROSURGERY MACHINES MUST BE PROVIDED FOC WHENEVER NECESSARY)
19842 | 4229514312700 | ELECTRODE ECG ADULT MONITORING ROUND
19843 | 4229514312800 | ELECTRODE BALL 5 MM X 10 - 14 CM LENGTH FOR CAUTERY BIPOLAR STERILE
19844 | 4229514312900 | NEEDLE ELECTRODE PTFE COATED SHARP TIP HEAD MICRO CUTTING MODIFIED WITH INSULATED COVER SIZE 2.5 INCH DISPOSABLE STERILE
19845 | 4229514315400 | COLORADO MICRODISSECTION NEEDLE MONOPOLAR ELECTRODE INSULATED WITH EXPOSED ULTRA-SHARP TUNGSTEN TIP
19846 | 4229514317300 | SUCTION COAGULATOR 12 FR/CH 4 MM
19847 | 4229514317500 | BLADE ULTRASONIC HOOK WITH TORQUE WRENCH ADJUSTABLE LENGTH SHAFT LENGTH: 4 CM TO 9 CM FOR OPEN SEALING AND DISSECTING DISPOSABLE STERILE
19848 | 4229514317600 | BLADE ULTRASONIC COMBINATION HOOK WITH TORQUE WRENCH ADJUSTABLE LENGTH SHAFT LENGTH: 4 CM TO 9 CM FOR OPEN SEALING AND DISSECTING DISPOSABLE STERILE
19849 | 4229514317700 | BLADE ULTRASONIC CURVED TIP WITH TORQUE WRENCH ADJUSTABLE LENGTH SHAFT LENGTH: 4 CM TO 9 CM FOR OPEN SEALING AND DISSECTING DISPOSABLE STERILE
19850 | 4229514317900 | ELECTRODE COAGULATION AND DISSECTING 5 MM X 36 CM HOOK L SHAPED DISTAL TIP WITH SUCTION CHANNEL WITHOUT TRUMPET AUTOCLAVABLE REUSABLE FOR LAPAROSCOPY
19851 | 4229514318100 | ELECTRODE CUTTING LOOP 24 CH COMPATIBLE WITH STORZ RESECTOSCOPE
19852 | 4229514318200 | ELECTRODE ECG. FOR CARDIAC MONITOR (3 LEAD) OR NEWBORN RADIOLUCENT 25 MM (1 INCH) CIRC RADIOLUCENT WILL NOT APPEAR ON X - RAY IMAGES PRE - WIRED ELECTRODES HYDROGEL CENTER HYDROCOLLOID BORDER MULTI - COLORED WIRES NOT MADE WITH NATURAL RUBBER LATEX OR PLASTICIZER DEHP SETS OF THREE INDIVIDUALLY PACKAGED COMPATIBLE WITH PHILIPS CARDIAC MONITOR
19853 | 4229514318300 | "ELECTRODE ECG SILVER GEL BASED ADHESIVE TAB TYPE DISPOSABLE STERILE"
19854 | 4229514318400 | ELECTRODE ELECTROCARDIOGRAPHIC SILVER CHLORIDE GEL BASED PREWIRED PREMIE INFANT PHILIPS OR EQUIVALENT AGILENT
19855 | 4229514318600 | ELECTRODE ELECTROCARDIOGRAPHIC SILVER CHLORIDE PREWIRED PEDIATRIC
19856 | 4229514318700 | ELECTRODE EMG GROUND 2.0 M LEAD DISPOSABLE STERILE
19857 | 4229514318800 | ELECTRODE EXTENDED FOR VESSEL LIGATURE SYSTEM MUST BE COMPATIBLE WITH GENERATOR
19858 | 4229514318900 | ELECTRODE FETAL SCALP LATEX AND DEHP FREE SINGLE HELIX TO BE COMPLIANT WITH ALL MAJOR FETAL MONITORS TO BE PROVIDED WITH ELECTRODE ATTACHMENT FOR EACH PIECE AND APPROPRIATE CABLES ONE CABLE FOR EVERY 50 PIECE
19859 | 4229514319000 | ELECTRODE RIGHT ANGLE 5 MM X 29 CM SHAFT HOLLOW TIP TO USE WITH MULTIFUNCTIONAL PISTOL OR PENCIL GRIP ELECTROSURGERY SYSTEM DISPOSABLE STERILE
19860 | 4229514319100 | ELECTRODE RIGHT ANGLE 5 MM X 34 CM SHAFT HOLLOW TIP TO USE WITH MULTIFUNCTIONAL PISTOL OR PENCIL GRIP ELECTROSURGERY SYSTEM DISPOSABLE STERILE
19861 | 4229514319400 | PENCIL FOR ELECTROSURGERY FOR SMOKE EVACUATION DISPOSABLE STERILE
19862 | 4229514319500 | PENCIL FOR ELECTROSURGERY WITH TELESCOPIC EXTENDABLE NOSE ATTACHED TUBING DISPOSABLE STERILE
19863 | 4229514319600 | PENCIL FOR ELECTROSURGERY TRIGGER GRIP METHOD FOR SMOKE EVACUATION MOST ERGONOMIC GRIP PRE - ATTACHED TUBING DISPOSABLE STERILE
19864 | 4229514319700 | PENCIL FOR ELECTROSURGERY WITH ADVANCED CUTTING EFFECT BLADE CAN BE SAFELY USED FROM SKIN TO SKIN INCISION COAGULATION AND DISSECTION WITH UNIQUE GEOMETRY BLADE GLIDES THROUGH TOUGH TISSUE WITH EASE AND PRECISION CUTS SKIN LIKE A SCALPEL WITHOUT HAVING A RAZORS EDGE AND CAN BE USED IN THE WHOLE PROCEDURE PTFE NON - STICK COATING MINIMIZES ESCHAR BUILDUP HOLSTERILE DISPOSABLE STERILE
19865 | 4229514319800 | PLATE ELECTROSURGERY PATIENT RETURN ELECTRODE PLATE WITH UNIVERSAL PLUG AND CORD COMPATIBLE WITH ALL ELECTROSURGICAL GENERATORS COMPLETE SET FOR PEDIATRICS DISPOSABLE STERILE
19866 | 4229514319900 | TIP EXTENDED FOR SPRAY FOR LAPAROSCOPIC CASES 29 CM ( +/- 1 CM ) DISPOSABLE STERILE
19867 | 4229514320000 | TISSUE SEALER BIPOLAR FOR LAPAROSCOPIC 5 MM WITH FENESTRATED CURVED JAWS USED FOR GRASPING COAGULATION DISSECTION AND CUTTING 33-37 CM LONG PROVIDED WITH NECESSARY CABLE AND UNIVERSAL ADAPTOR DISPOSABLE STERILE
19868 | 4229514320100 | TISSUE SEALER BIPOLAR FOR LAPAROSCOPIC 5 MM WITH FENESTRATED STRAIGHT JAWS USED FOR GRASPING COAGULATION DISSECTION AND CUTTING 33-37 CM LONG PROVIDED WITH NECESSARY CABLE AND UNIVERSAL ADAPTOR DISPOSABLE STERILE
19869 | 4229514320200 | PLATE ELECTROSURGERY PATIENT RETURN ELECTRODE PLATE WITH UNIVERSAL PLUG AND CORD COMPATIBLE WITH ALL ELECTROSURGICAL GENERATORS COMPLETE SET FOR ADULT DISPOSABLE STERILE
19870 | 4229514320300 | PLATE ELECTROSURGERY PATIENT RETURN ELECTRODE PLATE WITH UNIVERSAL PLUG AND CORD COMPATIBLE WITH ALL ELECTROSURGICAL GENERATORS COMPLETE SET FOR NEONATES DISPOSABLE STERILE
19871 | 4229514320500 | KIT RADIOFREQUENCY DISK II INTRADISCAL THERAPY DISPOSABLE LATEX FREE
19872 | 4229514320600 | GROUNDING PAD RADIOFREQUENCY LATEX FREE DISPOSABLE
19873 | 4229514320700 | CABLE RADIOFREQUENCY ELECTRODE 100 MM LATEX FREE DISPOSABLE
19874 | 4229514320800 | CABLE RADIOFREQUENCY ELECTRODE 150 MM LATEX FREE DISPOSABLE
19875 | 4229514321200 | BALL ELECTRODE ACCORDING TO ELECTROCAUTERY HYFRECATOR 2000 MODEL OR EQUIVALENT DISPOSABLE
19876 | 4229514321300 | HANDPIECE FOR ELLMAN CAUTERY ONE BUTTON FINGER SWITCH REUSABLE
19877 | 4229514322000 | BIPOLAR FORCEPS MCPHERSON ANGLED TWO PIN CONNECTOR NON-STICK TIPS INSULATED FLAT HANDLE TOTAL LENGTH RANGE 80 TO 120 MM AS PER HOSPITAL REQUEST REUSABLE
19878 | 4229514322800 | PREMIX GAS FOR EXCIMER MACHINE - MACHINE SPECIFIC
19879 | 4229514323000 | SCANNER TARGETS SET FOR EXCIMER WAVELIGHT MACHINE
19880 | 4229514323800 | FORCEPS DISSECTING AND GRASPING RIGHT-ANGLED 10MM 360MM WITH DISENGAGEABLE METAL RATCHET WITH LARGER CONTACT AREA AT THE FINGER RING REUSABLE
19881 | 4229514323900 | FORCEPS DISSECTING AND GRASPING RIGHT-ANGLED 5MM 360MM WITH DISENGAGEABLE RATCHET WITH LARGER CONTACT AREA AT THE FINGER RING REUS = ABLE
19882 | 4229514324000 | FORCEPS DISSECTING AND GRASPING ROTATING WITH CONNECTOR PIN FOR UNIPOLAR COAGULATION SIZE 5 MM LENGTH 36 CM ATRAUMATIC DOUBLE ACTION JAWS WITH DISENGAGEABLE RATCHET WITH LARGER CONTACT AREA AT THE FINGER RING REUSABLE
19883 | 4229514324100 | FORCEPS DISSECTING AND GRASPING ROTATING WITH CONNECTOR PIN FOR UNIPOLAR COAGULATION SIZE 5 MM LENGTH 36 CM ATRAUMATIC FENESTRATED DOUBLE ACTION JAWS PLASTIC HANDLE WITH DISENGAGEABLE RATCHET WITH LARGER CONTACT AREA AT THE FINGER RING REUSABLE
19884 | 4229514324200 | FORCEPS DISSECTING AND GRASPING ROTATING WITH CONNECTOR PIN FOR UNIPOLAR COAGULATION SIZE 5 MM LENGTH 36 CM ATRAUMATIC FENESTRATED SINGLE ACTION JAWS WITH DISENGAGEABLE RATCHET WITH LARGER CONTACT AREA AT THE FINGER RING REUSABLE
19885 | 4229514324300 | SPATULA ELECTRODE 5 MM WL = 360 MM REUSABLE
19886 | 4229514324400 | FORCEPS BIPOLAR 5MM ADULT COMPLETE W/SPRING HANDLE AND NON-RETRACTING JAWS REUSABLE
19887 | 4229514328900 | LEEP NEEDLE ELECTRODE 0.8 X 16 MM DISPOSABLE STERILE
19888 | 4229514329000 | LEEP SQUARE 10 X 10 MM FOR CAUTERY IN GYNECOLOGY PROCEDURE STERILE
19889 | 4229514329100 | LEEP SQUARE 10 X 7 MM FOR CAUTERY IN GYNECOLOGY PROCEDURE STERILE
19890 | 4229514800600 | INSTRUMENT TRACKER 9733533XOM ENT 1PK
19891 | 4229514800700 | PEDIATRIC NAVIGATED BLADE 3 MMX 13 CM
19892 | 4229514801200 | POINTER FOR SPINAL NAVIGATED PROCEDURES
19893 | 4229515700100 | BEACH CHAIR KIT DISPOSABLE FACEMASK
19894 | 4229516000400 | PACK PHACO WITH SELECTED TIP COMPATIBLE WITH CONSTELLATION MACHINE AS PER HOSPITAL REQUEST DISPOSABLE STERILE
19895 | 4229516000500 | PACK MINI FLARED INFINITI TIP KELMAN WITH ACCESSORIES 30 DEGREES COMPATIBLE WITH ALCON PHACO HANDPIECE MACHINE DISPOSABLE STERILE
19896 | 4229516000600 | PACK PHACO ACTIVE INTREPID WITH FULL ACCESSORIES COMPATIBLE WITH CENTURION MACHINE AS PER HOSPITAL REQUEST DISPOSABLE STERILE
19897 | 4229516000900 | PACK VISCOUS FLUID CONTROL (VFC) COMPATIBLE WITH ALCON CONSTELLATION MACHINE DISPOSABLE STERILE
19898 | 4229516001000 | CUTTER VITRECTOMY HIGH SPEED FOR SIGNATURE MACHINE ASSORTED SIZE DISPOSABLE STERILE
19899 | 4229516001100 | PHACO ALL TIPS WITH ACCESSORIES LAMINAR FLOW COMPATIBLE SIGNATURE PHACO HANDPIECE MACHINE AS PER HOSPITAL REQUEST DISPOSABLE STERILE
19900 | 4229516001300 | PHACO ALL TIPS WITH ACCESSORIES COMPATIBLE WITH OERTLI PHACO HANDPIECE MACHINE AS PER HOSPITAL REQUEST DISPOSABLE STERILE
19901 | 4229516001600 | PROBE DIATHERMY 23 GAUGE MUST BE COMPATIBLE TO ALCON PHACO MACHINE OR FOR ANY EQUIVALENT STERILE
19902 | 4229516001700 | ILLUMINATED LASERPROBE 27 GAUGE ARTICULATING RFID CONSTELLATION CONNECTOR WITH ILLUMINATION DISPOSABLE STERILE
19903 | 4229516001800 | HANDPIECE FRAGMATOME FOR CONSTELLATION MACHINE OR EQUIVALENT REUSABLE
19904 | 4229516001900 | PHACO HANDPIECE COMPATIBLE WITH CENTURION MACHINE REUSABLE
19905 | 4229516002000 | BRUSH BIPOLAR STRAIGHT 18 GAUGE WITH CABLE COMPATIBLE WITH ALCON MACHINE OR ANY OTHER EQUIVALENT STERILE
19906 | 4229516002200 | PACK OPHTHALMIC PHACO/VITRECTOMY STELLARIS OR EQUIVALENT GAUGE: 25G
19907 | 4229516002500 | PACK PHACO COMPATIBLE WITH OERTLI MACHINE WITH TIP AS PER HOSPITAL REQUEST DISPOSABLE STERILE
19908 | 4229516004700 | BI-MANUAL INSTRUMENT SET 23G I/A (ASPIRATION HANDPIECE OPENING 0.3MM + IRRIGATION HANDPIECE OPENING 0.5MM DIAMETER 0.8 MM CURVED TIP 45 DEGREE) DISPOSABLE STERILE
19909 | 4229516301500 | AMO VISX EXCIMER LASER COMPATIBLE CALIBRATION CARDS/PLATES
19910 | 4229516301900 | ILLUMINATED LASERPROBE 23 GAUGE CURVED FOR IRIDEX MACHINE WITH ILLUMINATED CONNECTOR DISPOSABLE STERILE
19911 | 4229516303000 | ILLUMINATED LASERPROBE 25 GAUGE FLEXIBLE CURVED RFID CONSTELLATION CONNECTOR WITH ILLUMINATION DISPOSABLE STERILE
19912 | 4229516303100 | KIT REFRACTIVE FEMTOSECOND LASER TREATMENT FOR IFS MACHINE OR EQUIVALENT DISPOSABLE STERILE
19913 | 4229516306000 | ENDO LASER ROBE 23 GAUGE DIRECTIONAL (ADJUST) FOR IRIDEX MACHINE DISPOSABLE STERILE
19914 | 4229516306200 | ILLUMINATED ENDOLASER PROBE 20 GAUGE CURVED FOR IRIDEX MACHINE STERILE
19915 | 4229516306400 | ILLUMINATED LASERPROBE 23 GAUGE FLEXIBLE CURVED RFID CONSTELLATION CONNECTOR WITH ILLUMINATION DISPOSABLE STERILE
19916 | 4229516306900 | LASER PROBE FIBER LASER PROBE 600ΜM X 3M LONG REUSABLE STERILE SHOULD BE COMPATIBLE WITH CALCULASE II
19917 | 4229516307200 | ILLUMINATED LASERPROBE 25 GAUGE STEPPED FLEXIBLE CURVED WITH TAPERED TIP DORC CONNECTOR WITH ILLUMINATED CONNECTOR DISPOSABLE STERILE
19918 | 4229516307300 | ILLUMINATED LASERPROBE 25 GAUGE CURVED IRIDEX CONNECTOR WITH ILLUMINATED CONNECTOR DISPOSABLE STERILE
19919 | 4229516700000 | SUCTION TUBE FINGER CONTROL ANGLED MALLEABLE 8IN WORKING LENGTH ASSORTED FRENCH SIZES 6 TO 12 OR EQUIVALENT SPINAL
19920 | 4229516700200 | TUBE SET FOR TUMESCENT PUMP
19921 | 4229516701900 | TWO PART ADJUSTABLE SEPTAL BUTTON SILICON SIZE 3 CM
19922 | 4229516702300 | SET TUBING AND EXTENDER TILTER TUBING DISPOSABLE
19923 | 4229516800300 | FILTER ( FLUID TRAP ) ELECTROSURGERY SMOKE EVACUATOR FILTER NON-STERILE
19924 | 4229517100800 | MEYER HOEFER CHALAZION CURETTE SIZE: 2.5 - 3.0MM REUSABLE
19925 | 4229517101700 | IMPLANT MALLEABLE PENILE PROSTHESIS HYDROPHILIC COATED 13MM STERILE
19926 | 4229517102800 | KNOT TIER FOR EXTRACORPOREAL KNOTTING 3.5MM LENGTH 20CM REUSABLE
19927 | 4229517104500 | WULLSTEIN NEEDLE STRONG MEDIUM CURVE LENGTH 16.5CM
19928 | 4229517105300 | POUCH FOR LAPAROSCOPIC FOR SPECIMEN RETRIEVAL POLYURETHANE TRANSPARENT POUCH WITH ROUND METAL FLEXIBLE SUPPORT TO HELP SPECIMEN EXTRACTION NON REFLEX SHAFT ERGONOMIC DOUBLE RING HANDLE SHAFT SIZE 5 MM DIAMETER BAG VOLUME 200-500 ML SHAFT CAN BE REMOVED SEPARATELY FROM THE POUCH DISPOSABLE STERILE
19929 | 4229517106500 | PROBE MAXILLARY SINUS OSTIUM SEEKER DOUBLE ENDED BALL SHAPED 1.2X2 MM STEEL REUSABLE OR EQUIVALENT
19930 | 4229517109200 | URETHROTOME SHEATH 21 FR. (OR EQUIVALENT) WITH CHANNEL FOR FILIFORM BOUGIES WITH 2 LUER-LOCK CONES REUSABLE
19931 | 4229517110000 | OBTURATOR ADULT SHEATH CYSTO-URETHROSCOPE UP TO 26 FR. (OR EQUIVALENT) REUSABLE
19932 | 4229517111900 | ELECTRODE COAGULATION AND DISSECTION L-SHAPED INSULATED WITH CONNECTOR PIN FOR UNIPOLAR COAGULATION SIZE 3.5 MM LENGTH 20 CM REUSABLE
19933 | 4229517112000 | KNOT TIER WORKING LENGTH 23 CM REUSABLE
19934 | 4229517400100 | TIP RADIOFREQUENCY CHANNELING CELON PROBREATH FOR THE TURBINATES
19935 | 4229517400200 | TIP RADIOFREQUENCY CHANNELING CELON PROSLEEP PLUS FOR PALATE AND TONGUE BASE
19936 | 4229520400200 | REAMER FLEXIBLE (NON RIGID) ASSORTED SIZES WITH ALL NECESSARY ATTACHMENTS
19937 | 4229520401300 | REAMER IRRIGATION ASPIRATION SYSTEM DISPOSABLE FILTER
19938 | 4229520401400 | REAMER IRRIGATION ASPIRATION SYSTEM DISPOSABLE CLIP
19939 | 4229520401500 | REAMER IRRIGATION ASPIRATION SYSTEM DISPOSABLE SEAL
19940 | 4229520401600 | REAMER IRRIGATION ASPIRATION SYSTEM DISPOSABLE TUBE ASSORTED SIZES
19941 | 4229520401700 | REAMER RIGID ASSORTED SIZES WITH ALL NECESSARY ATTACHMENTS
19942 | 4229520701200 | MAXILLOFACIAL EXTRA-ORAL IMPLANT GUIDE DRILL. COMPATIBLE WITH EXTRA ORAL IMPLANT SYSTEMS
19943 | 4229520900000 | DRILL BIT 2.1MM TO 2.5MM ASSORTED LENGTHS
19944 | 4229520902500 | DRILL BIT 1.6MM TO 2MM ASSORTED LENGTHS
19945 | 4229520902600 | DRILL BIT 2.6MM TO 3MM ASSORTED LENGTHS
19946 | 4229520902900 | DRILL BIT 4.1MM TO 4.5MM ASSORTED LENGTHS
19947 | 4229520903100 | DRILL FLEXIBLE FOR PELVIC FRACTURE FIXATION FROM 2.5MM TO 3MM ASSORTED LENGTHS
19948 | 4229520903200 | DRILL FLEXIBLE FOR PELVIC FRACTURE FIXATION FROM 3.2MM TO 3.5MM ASSORTED LENGTHS
19949 | 4229520903800 | ENDCAP FOR INTRAMEDULLARY PIRIFORMIS FEMORAL NAIL FIXATION ASSORTED SIZES
19950 | 4229520906500 | CARBIDE DRILL FOR PINDEX UNIT 2.00 MM DIAMETER
19951 | 4229520908400 | CANNULATED DRILL BIT ASSORTED SIZES AND LENGTHS FROM 1.6MM TO 1.8MM
19952 | 4229520908500 | CANNULATED DRILL BIT ASSORTED SIZES AND LENGTHS FROM 2MM TO 3MM
19953 | 4229520908600 | DRILL BIT FOR GLENOID BONE LOSS RECONSTRUCTION ASSORTED SIZES
19954 | 4229520908700 | CANNULATED DRILL BIT ASSORTED SIZES AND LENGTHS FROM 3.2MM TO 4MM
19955 | 4229520908800 | CANNULATED DRILL BIT ASSORTED SIZES AND LENGTHS FROM 4.2MM TO 5MM
19956 | 4229520908900 | DRILL BIT 3.1MM TO 3.5MM ASSORTED LENGTHS
19957 | 4229521000300 | DRILL BIT 1.1MM TO 1.5MM ASSORTED LENGTHS
19958 | 4229521001000 | DRILL BIT 0.8MM TO 1MM ASSORTED LENGTHS
19959 | 4229521101600 | BLADE MICRO OSCILLATING SAW MUST BE COMPATIBLE WITH THE HOSPITAL SYSTEM.
19960 | 4229521400800 | SET IRRIGATION TUBING FOR HIGH SPEED DRILL COMPATIBLE WITH END USER MACHINE
19961 | 4229521416000 | "STERNAL SAW GUARD RECIPROCATING ASSORTED SIZES ACCORDING TO HOSPITAL REQUEST AND MUST BE COMPATIBLE WITH THE HOSPITAL SYSTEM REUSABLE STERILE"
19962 | 4229521601100 | BUTTON ELECTRODE UNIPOLAR 5 FR. LENGTH 53 CM (OR EQUIVALENT) REUSABLE
19963 | 4229521800000 | CHUCK UNIVERSAL HAND CONTROL T-HANDLE FOR PIN INSERTION
19964 | 4229530100200 | "BLOWER/MISTER DISPOSABLE STERILE"
19965 | 4229530204000 | CANNULA CORONARY PERFUSION STRAIGHT (10 FR)
19966 | 4229530204100 | CANNULA CORONARY PERFUSION STRAIGHT (12 FR)
19967 | 4229530204200 | CANNULA CORONARY PERFUSION STRAIGHT (14 FR)
19968 | 4229530205300 | "MULTIPLE PERFUSION ADAPTER FEMALE LUER ON SINGLE INLET LEG WITH MULTIPLE LEGS ASSORTED SIZES AS PER HOSPITAL REQUEST DISPOSABLE STERILE"
19969 | 4229530212800 | CONNECTOR LUER CONE MALE ROTATING
19970 | 4229530213000 | REUSABLE AIR/WATER /SUCTION CLEANING ADAPTOR FOR GASTROSCOPE AND COLONOSCOPE AND DUODENOSCOPE
19971 | 4229530213200 | ADAPTER WATER JET CHECK-VALVE OF FLEXIBLE ENDOSCOPE FOR MANUAL CLEANING
19972 | 4229530213300 | CANNULA OXYGEN NASAL ADULT LUER LOCK WITH CO2 SAMPLING LINE LATEX FREE DISPOSABLE
19973 | 4229530213400 | CANNULA OXYGEN NASAL PEDIATRIC LUER LOCK WITH CO2 SAMPLING LINE LATEX FREE DISPOSABLE
19974 | 4229530222200 | UNIVERSAL SEAL RING CANNULA IS USED WHEN THE VESSEL TO BE PERFUSED ENDS WITH OR WITHOUT AN AORTIC PATCH OR SIMILAR CONDITION SIZE 3 MM DISPOSABLE
19975 | 4229530222300 | UNIVERSAL SEAL RING CANNULA IS USED WHEN THE VESSEL TO BE PERFUSED ENDS WITH OR WITHOUT AN AORTIC PATCH OR SIMILAR CONDITION SIZE 5 MM DISPOSABLE
19976 | 4229530222400 | UNIVERSAL SEAL RING CANNULA IS USED WHEN THE VESSEL TO BE PERFUSED ENDS WITH OR WITHOUT AN AORTIC PATCH OR SIMILAR CONDITION SIZE 7 MM DISPOSABLE
19977 | 4229530222500 | UNIVERSAL SEAL RING CANNULA IS USED WHEN THE VESSEL TO BE PERFUSED ENDS WITH OR WITHOUT AN AORTIC PATCH OR SIMILAR CONDITION SIZE 9 MM DISPOSABLE
19978 | 4229530601000 | LOOP VESSEL MAXI YELLOW COLORED STERILE
19979 | 4229530602400 | IRRIGATION TUBE KIT- ATTACHES TO THE VENTING CONNECTOR FORWARD WATER JET CONNECTOR SUCTION PORT AND LIGHT GUIDE ON THE ELECTRICAL CONNECTOR OF THE FLEXIBLE ENDOSCOPE
19980 | 4229530602500 | TYVEK POUCH H2O2 STERILIZATION ROLL FLAT 70 GSM PUNCTURE RESISTANT PLASTIC TRANSPARENT FILM PROCESS INDICATOR TYPE 1 PRINTED AT DISTANCE EVERY 15 CM SIZE: 500 MM X 70 M
19981 | 4229530602800 | LOOP VESSEL MAXI RED COLORED STERILE
19982 | 4229530800100 | ADULT TUBING SET
19983 | 4229531000100 | "INSERTION KIT FOR FEMORAL CANNULATION ADULT DISPOSABLE STERILE"
19984 | 4229531000200 | CANNULA COUPLER IS USED TO CONNECT TWO OR MORE CANNULA WHEN MULTIPLE VESSELS MUST BE PERFUSED DISPOSABLE
19985 | 4229531000300 | TUBE EXTENSION FOR PERITONEAL DIALYSIS CATHETER LUER-LOCK 32 CM COMPATIBLE WITH FRESENIUS MACHINE
19986 | 4229531000400 | CATHETER PERITONEAL DIALYSIS FOR CAPD (CONTINUOUS AMBULATORY PERITONEAL DIALYSIS) ADULT SIZE PYROGEN FREE CURVED EXTRA PERITONEAL PART WITH COILED END INTRAPERITONEAL PART RADIOPAQUE MEDICAL GRADE SILICONE RUBBER CATHETER WITH TWO DACRON FELT CUFFS AND CONNECTOR WITH I.D. 2.6MM INTRAPERITONEAL 13-17CM LONG DISPOSABLE STERILE
19987 | 4229531000600 | ADAPTER LOCKING LUER MALE PLUG SHORT NON LATEX NEEDLE FREE NEUTRAL DISPLACEMENT CLEAR PATH COMPATIBLE WITH POWER INJECTION INCOMPATIBLE WITH ENTERAL SYRINGES
19988 | 4229540004500 | APPLICATOR CHLORHEXIDINE CLEAR GLUCONATE WITH CHLORHEXIDINE GLUCONATE 2 % WITH AND 70 % V/V ISOPROPYL ALCOHOL LATEX FREE DEHP FREE SIZE: 10.5 ML FOR PATIENTS PRE-OPERATIVE SKIN PREPARATION INDIVIDUALLY PACKED DISPOSABLE STERILE
19989 | 4229540006100 | TRAY FOR THORACENTESIS 8 FR DISPOSABLE STERILE
19990 | 4229540006200 | LOADING UNITS SINGLE-STITCH ABSORBABLE GLYCOLIDE / LACTIDE COPOLYMER SIZE: 0 WITH ONE NEEDLE DISPOSABLE STERILE
19991 | 4229540006300 | LOADING UNITS SINGLE-STITCH ABSORBABLE GLYCOLIDE / LACTIDE COPOLYMER SIZE: 3/0 WITH ONE NEEDLE DISPOSABLE STERILE
19992 | 4229540006400 | RECTOSCOPE WITH RUBBER INSUFFLATION BULB LIGHT SCOPE RECTO MAXI LED AND BULB SELF LIGHT WITH AN INTEGRANT LIGHT SOURCE MADE OF A MEDICAL GRADE POLYCARBONATE SINGLE USE INSUFFLATION BULB 4X MAGNIFIER LENS LATEX FREE SIZE 25 CM DISPOSABLE STERILE
19993 | 4229540006500 | SUTURE POLYPROPYLENE MONOFILAMENT NON-ABSORBABLE SIZE 4/0 19-20 MM 1/2 CIRCLE ROUND BODY DOUBLE ARM BLACK NEEDLE 90-95 CM BLUE STERILE
19994 | 4229540006600 | ACELLULAR DERMAL MATRIX DERIVED FROM FETAL BOVINE DERMIS DRY SHEET THICKNESS 3MM TERMINALLY STERILE NON CROSS LINKED SIZE 10 X 15 CM ( +/- 2 CM ) FOR SOFT TISSUE RECONSTRUCTION
19995 | 4229540006700 | ACELLULAR DERMAL MATRIX DERIVED FROM FETAL BOVINE DERMIS DRY SHEET FOR BREAST RECONSTRUCTION RECTANGULAR TERMINALLY STERILE NON CROSS LINKED SIZE 10 X 20 CM ( + / - 2 CM )
19996 | 4229540006800 | ACELLULAR DERMAL MATRIX DERIVED FROM FETAL BOVINE DERMIS DRY SHEET THICKNESS 3MM TERMINALLY STERILE NON CROSS LINKED SIZE 13 X 25 CM ( +/- 2 CM ) FOR SOFT TISSUE RECONSTRUCTION
19997 | 4229540006900 | ACELLULAR DERMAL MATRIX DERIVED FROM FETAL BOVINE DERMIS DRY SHEET THICKNESS 3MM TERMINALLY STERILE NON CROSS LINKED SIZE 20 X 25 CM ( +/- 2 CM ) FOR SOFT TISSUE RECONSTRUCTION
19998 | 4229540007000 | ACELLULAR DERMAL MATRIX DERIVED FROM FETAL BOVINE DERMIS DRY SHEET USED FOR BREAST RECONSTRUCTION MESHED FENESTRATION RATIO 2:1 EXPAND TO 18X22 CM ( +/- 2 CM ) TERMINALLY STERILE NON CROSS LINKED SIZE 10 X20
19999 | 4229540007600 | ADVANCED ACCESS PLATFORMS FLEXIBLE AIR-TIGHT FULCRUM FACILITATE TRIANGULATION OF STANDARD INSTRUMENTATION INCLUDES WOUND RETRACTOR/PROTECTOR 1.5 TO 4 CM WOUND 3 SLEEVES 10MM 1 SLEEVE 12MM INSTRUMENT SHIELD SLEEVE INTRODUCER GELSEAL CAP DISPOSABLE STERILE
20000 | 4229540007700 | ADVANCED ACCESS PLATFORMS FLEXIBLE AIR-TIGHT FULCRUM FACILITATE TRIANGULATION OF STANDARD INSTRUMENTATION INCLUDES WOUND RETRACTOR/PROTECTOR 1.5 TO 7 CM WOUND 3 SLEEVES 10MM 1 SLEEVE 12MM INSTRUMENT SHIELD SLEEVE INTRODUCER GELSEAL CAP DISPOSABLE STERILE
20001 | 4229540007800 | ADVANCED BIPOLAR INTELLIGENT ENERGY WITH UPGRADABLE SMART CHIP READER OF TISSUE CHANGING PROPERTIES SEAL LENGTH 40MM CUT LENGTH 38MM CURVED WITH BLUNT TIPRAA 180 DEGREES SHAFT ROTATION DUAL ACTION SHAFT LENGTH 20CM OPEN STERILE.
20002 | 4229540007900 | BIPOLAR FINGER SWITCH TISSUE SEALING FORCEPS ACTISEAL WITH NON STICK TIPS AND SMOKE EVACUATION 1.2MM TIPS 4 METER CABLE AND FINGER SWITCH CONTROL TERMINALLY STERILE COMPATIBLE WITH ALL DIATHERMY MACHINES
20003 | 4229540008000 | CATHETER URETERAL BALLOON DILATION HIGH PRESSURE ULTRAMAX OR EQUIVALENT 12 FR LENGTH 4 CM DISPOSABLE STERILE
20004 | 4229540008100 | COVER SHEATH FOR ARTHROSCOPY 7K RESOLUTION 30 DEGREE ROUND LOCKING SYSTEM FOR SCOPE PIXELS PROTECTION ANTI-FOG AND ANTI-BLURRING DISPOSABLE STERILE SHOULD BE COMPATIBLE WITH ARTHROVIMS MACHINE
20005 | 4229540008300 | DILATOR SET URETHRAL S-SHAPE 22FR STERILE DISPOSABLE
20006 | 4229540008400 | DILATOR SET URETHRAL S-SHAPE 24FR STERILE DISPOSABLE
20007 | 4229540008500 | DILATOR SET URETHRAL S-SHAPE 26FR STERILE DISPOSABLE
20008 | 4229540008600 | CURVED CANNULA INTEGRATED CORDLESS LED LIGHTS SOURCE LED DRIVEN LENS AND REFLECTOR TECHNOLOGY ON/OFF BUTTON RADIAL LIGHT COVERAGE ALLOWS FOR FULL VISIBILITY OF A NATURAL CAVITY OR SURGICAL POCKET 4.5MM CHANNEL ALLOWS FOR RAPID SUCTION ERGONOMIC HANDLE REINFORCED NYLON MATERIAL PROVIDES EXCEPTIONAL STRENGTH AND RIGIDITY ATRAUMATIC CLOG-RESISTANT CROWN TIP TOUCH-FREE BATTERY REMOVAL ALLOWS FOR DISPOSAL STERILE- SINGLE USE
20009 | 4229540008700 | SET CATHETER SUPRAPUBIC DRAINAGE OPEN TIP SILICONE WITH BALLOON SIZE: 5-10 ML SIZE: CH 12 50 -60 CM LONG DISPOSABLE STERILE
20010 | 4229540008800 | KIT CATHETERIZATION SUPRAPUBIC 8 FR WITH SCALPEL TROCAR AND SHEATH 2 - WAY STANDARD LENGTH STERILE
20011 | 4229540008900 | CATHETER THORACIC DRAINAGE WITHOUT TROCAR AND SENTINEL STRAIGHT TRANSPARENT ROUND SOFT TIP WITH 2 EYELETS OR MORE RADIO-OPAQUE 15-25CM LENGTH WITH PEEL OFF PACKING SIZE: FG 16 DISPOSABLE STERILE
20012 | 4229540009000 | DRAIN CHEST TUBE WITHOUT TROCAR STRAIGHT CATHETER SIZE 20 FRENCH 30-50 CM LENGTH 2 EYELETS TAPERED ATP GUIDING STYLET BLUE RADIOPAQUE INDIVIDUALLY PACKED DISPOSABLE STERILE
20013 | 4229540009100 | DRAIN T-TUBE LATEX/RUBBER 22 FR LENGTH 30 - 50 CM DISPOSABLE STERILE
20014 | 4229540009200 | DRAIN T-TUBE LATEX/RUBBER 24 FR LENGTH 30 - 50 CM DISPOSABLE STERILE
20015 | 4229540009600 | "SILICONE GEL SHEET ELASTIC SHEET 10X15 CM ULTRAVIOLET PROTECTION FACTOR EXTRA-THICK SILICONE LAYER WITH SOAP DISPOSABLE STERILE"
20016 | 4229540009700 | "SILICONE GEL SHEET ELASTIC SHEET 40-42 X 4-6 CM ULTRAVIOLET PROTECTION FACTOR EXTRA-THICK SILICONE LAYER WITH SOAP DISPOSABLE STERILE"
20017 | 4229540009800 | "SILICONE GEL SHEET ELASTIC SHEET 33-35 X 4-6 CM ULTRAVIOLET PROTECTION FACTOR EXTRA-THICK SILICONE LAYER WITH SOAP DISPOSABLE STERILE"
20018 | 4229540009900 | "SILICONE GEL SHEET ELASTIC SHEET 30-33 X 4-6 CM ULTRAVIOLET PROTECTION FACTOR EXTRA-THICK SILICONE LAYER WITH SOAP DISPOSABLE STERILE"
20019 | 4229540010000 | ELECTRODE BALL COATED PTFE FOR COAGULATION ROUND TIP SIZE 12 CM (+/- 3 CM) DISPOSABLE STERILE
20020 | 4229540010100 | ENDOCAVITY NEEDLE GUIDES KIT CONTAINS: NEEDLE GUIDE ULTRASOUND PROBE COVER TWO ELASTIC BANDS ULTRASOUND GEL PACKET 20 ML ASSORTED TYPE OF NEEDLE GUIDE STERILE DISPOSABLE
20021 | 4229540010500 | SURGICAL GOWN DOUBLE WRAPPED BLUE COLOR ZONED-IMPERVIOUS REINFORCED FROM CHEST TO DOWN ABDOMINAL AND ARMS TILL ELBOW EXCELLENT MICROBIAL BARRIER ANTISTATIC BREATHABLE FABRIC FLUID REPELLENT LIGHT WEIGHT MATERIAL RESISTANT TO TEARING COMFORTABLE LONG SLEEVES WITH CLOSING OF 7 CM ELASTIC STOCKINET CUFF DISPOSABLE STERILE XXX- LARGE SIZE WITH TWO ABSORBENT TOWEL
20022 | 4229540010600 | GUIDEWIRE TEFLON (PTFE) COATED STRAIGHT TIP 0.018 X 120-150 CM LENGTH DISPOSABLE STERILE
20023 | 4229540010900 | INTEGRATED CORDLESS LED LIGHTS DUAL-BLADE INCLUDING LED ON EITHER BLADE ON/Oﬀ BUTTON ALLOWS FOR SEAMLESS MID-PROCEDURE TRANSITION FROM ONE BLADE TO ANOTHER DUAL SMOKE EVACUATION CHANNELS REINFORCED NYLON MATERIAL PROVIDES EXCEPTIONAL STRENGTH AND RIGIDITY ATRAUMATIC GRIP AT DISTAL ENDS TOUCH-FREE BATTERY REMOVAL ALLOWS FOR DISPOSAL 50MM X 20MM AND 30MM X 15MM ONETRAC LXD SINGLE-USE
20024 | 4229540011000 | LAPAROSCOPIC LIVER RESECTOR HANDPIECE TORSIONAL ULTRASONIC ULTRA LOW SETTING SHEARS 36MHZ SHAPED BLADE FOR MAXIMUM HEMOSTASIS 5MM X 35CM DISPOSABLE RELATED TO SECTOR MACHINE
20025 | 4229540011100 | LAPAROSCOPIC LIVER RESECTOR TRANSDUCER TORSIONAL ULTRASONIC LIMITED USE FOR 50 SURGERIES 5MM X 35CM REUSABLE RELATED TO SECTOR MACHINE
20026 | 4229540011200 | LAPAROSCOPIC VERTICAL B CLAMP FOR GASTROPLASTY BY CLIPPING CAN BE REVERSIBLE BARICLIP SILICONE OVER MOLDED TITANIUM BACKBONE WITH AN INFERIOR FLEXIBLE HINGED OPENING POSTERIOR AND ANTERIOR SUTURE MARKERS ADJUSTABLE PRESSURE LOCKING STRAP 14.5 CM IN LENGTH 2.5 CM INFERIOR OPENING STERILE
20027 | 4229540011300 | MECHANICAL CLOSED LOOP FILTRATION PROCESSING SYSTEM HARVEST AND FILTRATE 500 MACRON OF AUTOLOGOUS MICRO-FRAGMENTED ADIPOSE TISSUE 240ML KIT STERILE
20028 | 4229540011400 | MESH LIGHTWEIGHT POLYPROPYLENE MONOFILAMENT WITH SEPRAFILM ANTI-ADHESION HYDROGEL ABSORBABLE BARRIER WITH SILICONE BALLOON FOR MESH DEPLOYMENT SIZE 25 X 35 CM ( +/- 2 CM )
20029 | 4229540011500 | MESH LIGHTWEIGHT POLYPROPYLENE MONOFILAMENT WITH SEPRAFILM ANTI-ADHESION HYDROGEL ABSORBABLE BARRIER WITH SILICONE BALLOON FOR MESH DEPLOYMENT SIZE 30 X 35 CM ( +/- 2 CM )
20030 | 4229540011600 | MESH FULLY RESORBABLE SCAFFOLD FOR SOFT TISSUE RECONSTRUCTION WITH ABSORBABLE ANTI - ADHESION BARRIER SEPRA TECHNOLOGY 30 X 35 CM ( +/- 2 CM ) STERILE
20031 | 4229540011700 | MESH TRI-LAYER 3D SCAFFOLD BIOMATERIAL POLYGLYCOLIC ACID AND TRIMETHYLENE CARBONATE MACROPOROUS MONOFILAMENT PTFE KNIT 20X25CM (+/-1CM) RECTANGLE
20032 | 4229540011800 | MESH TRI-LAYER 3D SCAFFOLD BIOMATERIAL POLYGLYCOLIC ACID AND TRIMETHYLENE CARBONATE MACROPOROUS MONOFILAMENT PTFE KNIT 20X30CM (+/-1CM) RECTANGLE
20033 | 4229540011900 | MONOPOLAR TISSUE SEALING FORCEPS MACROSEAL WITH NON STICK TIPS AND SMOKE EVACUATION 1.2 MM TIPS 4 METER CABLE AND FINGER SWITCH CONTROL STERILE DISPOSABLE COMPATIBLE WITH ALL DIATHERMY MACHINE
20034 | 4229540012100 | OPEN LIVER RESECTOR HANDPIECE TORSIONAL ULTRASONIC ULTRA LOW SETTING SHEARS 36MHZ SHAPED BLADE FOR MAXIMUM HEMOSTASIS 5MM X 18CM DISPOSABLE RELATED TO SECTOR MACHINE
20035 | 4229540012200 | OPEN LIVER RESECTOR TRANSDUCER TORSIONAL ULTRASONIC LIMITED USE FOR 50 SURGERIES 5MM X 18CM REUSABLE RELATED TO SECTOR MACHINE
20036 | 4229540012300 | PAD PATIENT PAD PROLONGED POSITIONING SYSTEM EXT FULL KIT 1 HEAD REST 2 STANDARD ARM PROTECTORS 2 BODY STRAPS AND 1 LIFT SHEET
20037 | 4229540012400 | PAD PATIENT PAD XL ADVANCED TRENDELENBURG POSITIONING SYSTEM 2 STANDARD ONE-STEP ARM PROTECTORS AND 1 HEAD POSITIONER 1 LIFT SHEET 2 SINGLE USE BODY STRAPS
20038 | 4229540012500 | CATHETER PERCUTANEOUS NEPHROSTOMY 2- WAY SILICONE OPEN END LENGTH 30 - 40 CM BALLOON UP TO 5 ML RADIO-OPAQUE TIP SIZE: 20 CH DISPOSABLE STERILE
20039 | 4229540012800 | RETRACTOR INTEGRATED CORDLESS LED LIGHT SOURCE LED LIGHT SOURCE PRODUCES NO DAMAGING HEAT ON/OFF SWITCH INTEGRATED SMOKE EVACUATION CHANNEL REINFORCED NYLON MATERIAL PROVIDES EXCEPTIONAL STRENGTH AND RIGIDITY ANGLED TIP WITH GRIP FOR IMPROVED TISSUE ADHERENCE LIGHTWEIGHT SIZE: 105 X 60 MM SINGLE USE -STERILE
20040 | 4229540012900 | RETRACTOR INTEGRATED CORDLESS MULTI LED LIGHTS ON/OFF BUTTON ALLOWS USER TO CYCLE THROUGH MULTIPLE LIGHTING CONFIGURATIONS LIGHT INTENSITY ADJUSTMENT INTEGRATED DUAL SMOKE EVACUATION CHANNELS FOR RAPID SUCTION GRADED MEASUREMENT MARKERS REINFORCED NYLON MATERIAL PROVIDES EXCEPTIONAL STRENGTH AND RIGIDITY ATRAUMATIC GRIP AT DISTAL END OF BLADE ERGONOMIC HANDLE TOUCH-FREE BATTERY REMOVAL SIZE: 135 X 30 MM SINGLE USE STERILE
20041 | 4229540013000 | SILICONE GEL SHEET FOR INVISIBLE SCAR THERAPY GEL 15-30 G.
20042 | 4229540013100 | SKIN CLOSURE SYSTEM 2 OCTYL CYANOACRYLATE ADHESIVE 3.8ML WITH POLYESTER MESH 1X22CM DISPOSABLE STERILE
20043 | 4229540013200 | SKIN CLOSURE SYSTEM 2 OCTYL CYANOACRYLATE ADHESIVE 3.8ML WITH POLYESTER ROLL MESH 1X60CM DISPOSABLE STERILE
20044 | 4229540013300 | SKIN CLOSURE SYSTEM 2 OCTYL CYANOACRYLATE ADHESIVE 3.8ML WITH POLYESTER MESH 2X42CM DISPOSABLE STERILE
20045 | 4229540013400 | STAPLER LINEAR CUTTER 45 MM ARTICULATING BATTERY OPERATED WITH SURFACE GRIPING TECHNOLOGY TO PREVENT TISSUE SLIPPAGE FOR IMPROVED HEMOSTASIS 3 POINT GAP CONTROL FOR STRONG COMPRESSION 320-360 MM DISPOSABLE STERILE
20046 | 4229540013500 | STAPLER LINEAR CUTTER 60 MM ARTICULATING BATTERY OPERATED WITH SURFACE GRIPING TECHNOLOGY TO PREVENT TISSUE SLIPPAGE FOR IMPROVED HEMOSTASIS 3 POINT GAP CONTROL FOR STRONG COMPRESSION 420-460 MM DISPOSABLE STERILE
20047 | 4229540013600 | STENT INDWELLING SOFT POLYURETHANE DOUBLE URETERAL PIGTAIL STENT WITH COMPATIBLE GUIDEWIRE AND POSITIONER RADIO - OPAQUE 20 CM LONG SIZE: 3.7-4 FR DISPOSABLE STERILE
20048 | 4229540013700 | STENT INDWELLING SOFT POLYURETHANE DOUBLE URETERAL PIGTAIL STENT WITH COMPATIBLE GUIDEWIRE AND POSITIONER RADIO - OPAQUE 8 CM LONG SIZE: 3.7-4 FR DISPOSABLE STERILE
20049 | 4229540013800 | SET STENT INDWELLING POLYURETHANE DOUBLE URETERAL PIGTAIL STENT OPEN ENDED TAPERED TIP WITH HOLES IN THE BODY WITH COMPATIBLE GUIDEWIRE AND LOCKABLE PUSHER RADIO-OPAQUE SIZE: CH 4.7 - 5.0 18 CM DISPOSABLE STERILE
20050 | 4229540013900 | SET STENT INDWELLING POLYURETHANE DOUBLE URETERAL PIGTAIL STENT OPEN ENDED TAPERED TIP WITH HOLES IN THE BODY WITH COMPATIBLE GUIDEWIRE AND LOCKABLE PUSHER RADIO-OPAQUE SIZE: CH 4.7 - 5.0 22 CM DISPOSABLE STERILE
20051 | 4229540014100 | DOUBLE GLOVES SURGICAL LATEX POWDER FREE HYPOALLERGENIC SIZE 5.5 (PAIR IS EQUIVALENT TO PAIR OF 2)
20052 | 4229540014200 | DOUBLE GLOVES SURGICAL LATEX POWDER FREE HYPOALLERGENIC SIZE 6 (PAIR IS EQUIVALENT TO PAIR OF 2)
20053 | 4229540014300 | DOUBLE GLOVES SURGICAL LATEX POWDER FREE HYPOALLERGENIC SIZE 6.5 (PAIR IS EQUIVALENT TO PAIR OF 2)
20054 | 4229540014400 | DOUBLE GLOVES SURGICAL LATEX POWDER FREE HYPOALLERGENIC SIZE 7 (PAIR IS EQUIVALENT TO PAIR OF 2)
20055 | 4229540014500 | DOUBLE GLOVES SURGICAL LATEX POWDER FREE HYPOALLERGENIC SIZE 7.5 (PAIR IS EQUIVALENT TO PAIR OF 2)
20056 | 4229540014600 | DOUBLE GLOVES SURGICAL LATEX POWDER FREE HYPOALLERGENIC SIZE 8 (PAIR IS EQUIVALENT TO PAIR OF 2)
20057 | 4229540014700 | DOUBLE GLOVES SURGICAL LATEX POWDER FREE HYPOALLERGENIC SIZE 8.5 (PAIR IS EQUIVALENT TO PAIR OF 2)
20058 | 4229540014900 | SUTURE POLYESTER UNIDIRECTIONAL DUAL ANGLE CUT LOOP LOCK MONOFILAMENT ABSORBABLE SIZE 3/0 17-18 MM 1/2 CIRCLE TAPER POINT NEEDLE 15 CM VIOLET STERILE
20059 | 4229540015000 | SUTURE POLYESTER MULTIFILAMENT NON-ABSORBABLE SIZE 5/0 8 MM 1/4 CIRCLE SPATULATED DOUBLE ARM NEEDLE 45-50 CM WHITE STERILE
20060 | 4229540015100 | SUTURE STAINLESS STEEL FOR TEMPORARY PACING WIRE POLYETHYLENE COATED MULTIFILAMENT NON-ABSORBABLE SIZE 2/0 DOUBLE ARM 17 MM 1/2 CIRCLE ROUND BODY NEEDLE AND 60 MM ( +/- 1 MM ) STRAIGHT CUTTING NEEDLE 60-65 CM BLUE STERILE
20061 | 4229540015200 | SUTURE POLYAMIDE MONOFILAMENT NON-ABSORBABLE LOOP SIZE 2/0 31 MM ( +/- 1 MM ) 1/2 CIRCLE ROUND BODY NEEDLE 150 CM ( +/- 20 CM ) BLACK STERILE
20062 | 4229540015300 | SUTURE POLYESTER UNIDIRECTIONAL DUAL ANGLE CUT LOOP LOCK MONOFILAMENT ABSORBABLE SIZE 3/0 27-28 MM 5/8 CIRCLE TAPER POINT NEEDLE 20-23 CM VIOLET STERILE
20063 | 4229540015400 | SUTURE POLYESTER UNIDIRECTIONAL DUAL ANGLE CUT LOOP LOCK MONOFILAMENT ABSORBABLE SIZE 2/0 37 MM ( +/- 1 MM ) 1/2 CIRCLE TAPER POINT NEEDLE 15 CM VIOLET STERILE
20064 | 4229540015500 | SUTURE POLIGLECAPRONE 25 ANTIBACTERIAL (COATED TRICLOSAN) MONOFILAMENT ABSORBABLE SIZE 4/0 21-22 MM 1/2 CIRCLE ROUND BODY NEEDLE 70-75 CM VIOLET STERILE
20065 | 4229540015600 | SUTURE POLIGLECAPRONE 25 ANTIBACTERIAL (COATED TRICLOSAN) MONOFILAMENT ABSORBABLE SIZE 5/0 11-12 MM 3/8 CIRCLE PRIME REVERSE CUTTING NEEDLE 70-75 CM UNDYED STERILE
20066 | 4229540015800 | SUTURE POLYESTER COATED SILICON OR POLYBUTILATE MULTIFILAMENT NON-ABSORBABLE SIZE 0 25-26 MM 1/2 CIRCLE ROUND BODY NEEDLE 70-75 CM GREEN STERILE
20067 | 4229540015900 | SUTURE POLYESTER COATED SILICON OR POLYBUTILATE MULTIFILAMENT NON-ABSORBABLE SIZE 2/0 36 MM ( +/- 1 MM ) 1/2 CIRCLE ROUND BODY NEEDLE 70-75 CM GREEN STERILE
20068 | 4229540016000 | SUTURE POLYESTER COATED SILICON OR POLYBUTILATE MULTIFILAMENT NON-ABSORBABLE SIZE 3/0 21-22 MM 1/2 CIRCLE ROUND BODY DOUBLE ARM NEEDLE 90-95 CM GREEN STERILE
20069 | 4229540016100 | SUTURE POLYESTER COATED SILICON OR POLYBUTILATE MULTIFILAMENT NON-ABSORBABLE SIZE 5/0 8 MM 1/4 CIRCLE SPATULATED DOUBLE ARM NEEDLE 45-50 CM WHITE STERILE
20070 | 4229540016200 | SUTURE POLYDIOXANONE ANTIBACTERIAL (COATED TRICLOSAN) MONOFILAMENT ABSORBABLE SIZE 0 25-26 MM 3/8 CIRCLE PRIME REVERSE CUTTING NEEDLE 70-75 CM UNDYED STERILE
20071 | 4229540016300 | SUTURE POLYDIOXANONE ANTIBACTERIAL (COATED TRICLOSAN) MONOFILAMENT ABSORBABLE SIZE 2/0 36 MM ( +/- 1 MM ) 1/2 CIRCLE ROUND BODY NEEDLE 70-75 CM VIOLET STERILE
20072 | 4229540016400 | SUTURE POLYDIOXANONE ANTIBACTERIAL (COATED TRICLOSAN) MONOFILAMENT ABSORBABLE SIZE 3/0 17-18 MM 1/2 CIRCLE ROUND BODY NEEDLE 70-75 CM VIOLET STERILE
20073 | 4229540016500 | SUTURE POLYDIOXANONE ANTIBACTERIAL (COATED TRICLOSAN) MONOFILAMENT ABSORBABLE SIZE 3/0 21-22 MM 1/2 CIRCLE ROUND BODY NEEDLE 70-75 CM VIOLET STERILE
20074 | 4229540016600 | SUTURE POLYDIOXANONE ANTIBACTERIAL MONOFILAMENT ABSORBABLE SIZE 4/0 13 MM 3/8 CIRCLE PRIME REVERSE CUTTING NEEDLE 45 CM UNDYED STERILE
20075 | 4229540016700 | SUTURE POLYDIOXANONE ANTIBACTERIAL MONOFILAMENT ABSORBABLE SIZE 6/0 11 MM 3/8 CIRCLE ROUND BODY DOUBLE ARM NEEDLE 70-75 CM VIOLET STERILE
20076 | 4229540016800 | SUTURE POLYDIOXANONE ANTIBACTERIAL (COATED TRICLOSAN) MONOFILAMENT ABSORBABLE SIZE 6/0 13-14 MM 1/2 CIRCLE ROUND BODY DOUBLE ARM NEEDLE 70-75 CM VIOLET STERILE
20077 | 4229540016900 | SUTURE POLYDIOXANONE MONOFILAMENT ABSORBABLE SIZE 7/0 13-14 MM 3/8 CIRCLE ROUND BODY DOUBLE ARM NEEDLE 45-50 CM VIOLET STERILE
20078 | 4229540017000 | SUTURE POLYGLACTIN 910 ANTIBACTERIAL (COATED TRICLOSAN) MULTIFILAMENT ABSORBABLE SIZE 0 36 MM ( +/- 1 MM ) 1/2 CIRCLE ROUND BODY DETACHABLE NEEDLE 8 X 45-50 CM VIOLET STERILE
20079 | 4229540017100 | SUTURE POLYGLACTIN 910 ANTIBACTERIAL (COATED TRICLOSAN) MULTIFILAMENT ABSORBABLE SIZE 1 36 MM ( +/- 1 MM ) 1/2 CIRCLE ROUND BODY NEEDLE 70-75 CM VIOLET STERILE
20080 | 4229540017200 | SUTURE POLYGLACTIN 910 ANTIBACTERIAL (COATED TRICLOSAN) MULTIFILAMENT ABSORBABLE SIZE 2 36 MM ( +/- 1 MM ) 1/2 CIRCLE TAPER CUT NEEDLE 70-75 CM VIOLET STERILE
20081 | 4229540017300 | SUTURE POLYGLACTIN 910 MULTIFILAMENT ABSORBABLE SIZE 2 65 MM ( +/- 2 MM ) 1/2 CIRCLE ROUND BODY NEEDLE 70-75 CM VIOLET STERILE
20082 | 4229540017500 | SUTURE POLYGLACTIN 910 MULTIFILAMENT ABSORBABLE DISPENSER REEL RADIOPAQUE SIZE 2/0 NEEDLE FREE 250 CM VIOLET STERILE
20083 | 4229540017600 | SUTURE POLYGLACTIN 910 MULTIFILAMENT RAPID ABSORPTION SIZE 2/0 25-26 MM 1/2 CIRCLE TAPER CUT NEEDLE 90-95 CM UNDYED STERILE
20084 | 4229540017700 | SUTURE POLYGLACTIN 910 ANTIBACTERIAL (COATED TRICLOSAN) MULTIFILAMENT ABSORBABLE SIZE 2/0 36 MM ( +/- 1 MM ) 1/2 CIRCLE REVERSE CUTTING NEEDLE 70-75 CM VIOLET STERILE
20085 | 4229540017900 | SUTURE POLYGLACTIN 910 MULTIFILAMENT ABSORBABLE SIZE 2/0 36 MM ( +/- 1 MM ) 1/2 CIRCLE TAPER CUT NEEDLE 70-75 CM VIOLET STERILE
20086 | 4229540018100 | SUTURE POLYGLACTIN 910 ANTIBACTERIAL (COATED TRICLOSAN) MULTIFILAMENT ABSORBABLE SIZE 3/0 17-18 MM 1/2 CIRCLE ROUND BODY NEEDLE 70-75 CM UNDYED STERILE
20087 | 4229540018200 | SUTURE POLYGLACTIN 910 MULTIFILAMENT ABSORBABLE DISPENSER REEL RADIOPAQUE SIZE 3/0 NEEDLE FREE 250 CM VIOLET STERILE
20088 | 4229540018400 | SUTURE POLYGLACTIN 910 MULTIFILAMENT RAPID ABSORPTION SIZE 4/0 15-16 MM 3/8 CIRCLE MULTIPASS CUTTING NEEDLE 70-75 CM UNDYED STERILE
20089 | 4229540018500 | SUTURE POLYGLACTIN 910 MULTIFILAMENT ABSORBABLE SIZE 6/0 15-16 MM 3/8 CIRCLE REVERSE CUTTING PRIME NEEDLE 45-50 CM UNDYED STERILE
20090 | 4229540018600 | SUTURE POLYGLACTIN 910 MULTIFILAMENT ABSORBABLE SIZE 5/0 8 MM 1/2 CIRCLE SPATULATED DOUBLE ARM NEEDLE 45-50 CM VIOLET STERILE
20091 | 4229540018700 | SUTURE POLYGLACTIN 910 MULTIFILAMENT ABSORBABLE SIZE 6/0 8 MM 1/2 CIRCLE SPATULATED DOUBLE ARM NEEDLE 20-23 CM VIOLET STERILE
20092 | 4229540018800 | SUTURE POLYGLACTIN 910 MULTIFILAMENT ABSORBABLE SIZE 6/0 8 MM 1/2 CIRCLE SPATULATED DOUBLE ARM NEEDLE 45-50 CM VIOLET STERILE
20093 | 4229540018900 | SUTURE POLYGLACTIN 910 MULTIFILAMENT ABSORBABLE SIZE 8/0 6.5 MM 3/8 CIRCLE SPATULATED DOUBLE ARM NEEDLE 15 CM VIOLET STERILE
20094 | 4229540019000 | SUTURE POLYGLACTIN 910 MULTIFILAMENT ABSORBABLE SIZE 8/0 9.3 MM 3/8 CIRCLE ROUND BODY NEEDLE 30 CM VIOLET STERILE
20095 | 4229540019100 | SUTURE POLYBUTESTER UNIDIRECTIONAL DUAL ANGLE CUT LOOP LOCK MONOFILAMENT NON-ABSORBABLE SIZE 1 37 MM ( +/- 1 MM ) 1/2 CIRCLE TAPER POINT NEEDLE 45-50 CM BLUE STERILE
20096 | 4229540019200 | SUTURE POLYBUTESTER UNIDIRECTIONAL DUAL ANGLE CUT LOOP LOCK MONOFILAMENT NON-ABSORBABLE SIZE 2/0 25-26 MM 1/2 CIRCLE TAPER POINT NEEDLE 30 CM BLUE STERILE
20097 | 4229540019400 | SUTURE POLYPROPYLENE MONOFILAMENT NON-ABSORBABLE SIZE 5/0 25-26 MM 1/2 CIRCLE ROUND BODY DOUBLE ARM NEEDLE 70-75 CM BLUE STERILE
20098 | 4229540019500 | SUTURE SILK MULTIFILAMENT NON-ABSORBABLE SIZE 5/0 17 MM 3/8 CIRCLE ROUND BODY NEEDLE 70-75 CM BLACK STERILE
20099 | 4229540019600 | SUTURE STAINLESS STEEL FOR TEMPORARY PACING WIRE POLYETHYLENE COATED MULTIFILAMENT NON-ABSORBABLE SIZE 2/0 DOUBLE ARM 17 MM 3/8 CIRCLE ROUND BODY NEEDLE AND 60 MM STRAIGHT CUTTING NEEDLE 60-65 CM BLUE STERILE
20100 | 4229540019700 | SYSTEM ARTIFICIAL ANAL SPHINCTER WITH SELF-EXPANDABLE PROSTHESES DISPOSABLE STERILE
20101 | 4229540019800 | TOPICAL SKIN ADHESIVE HIGH VISCOSITY 2-OCTYL CYANOCRYLATE 0.7ML MICROBIAL BARRIER DISPOSABLE STERILE
20102 | 4229540019900 | TRANSANAL HEMORRHOIDAL DEARTERIALIZATION KIT CUSTOMIZED SURGICAL ANOSCOPE WITH PIVOT FOR THE CONTROL OF THE ROTATION AND PENETRATION OF THE NEEDLE (5MM) AND SLIDING OPERATIVE WINDOW AND DOPPLER TRANSDUCER SLOT LENGTH 170-175MM DISPOSABLE STERILE
20103 | 4229540020000 | TROCAR ADVANCED ACCESS SYSTEM WITH HOLE IN THE TIP DIRECT INSUFFLATION UNDER VISION 12MM X100MM STERILE
20104 | 4229540020100 | TROCAR INTELLIGENT FLOW SYSTEM-12MM ACCESS PORT BLADELESS OPTICAL TIP OBTURATOR 120-130 MM RELATED TO SECTOR MACHINE
20105 | 4229540020200 | TROCAR INTELLIGENT FLOW SYSTEM-5MM ACCESS PORT BLADELESS OPTICAL TIP OBTURATOR 120-130 MM RELATED TO SECTOR MACHINE
20106 | 4229540020300 | TROCAR INTELLIGENT FLOW SYSTEM-8MM ACCESS PORT BLADELESS OPTICAL TIP OBTURATOR 100MM RELATED TO SECTOR MACHINE
20107 | 4229540020400 | TROCAR INTELLIGENT FLOW SYSTEM-8MM ACCESS PORT BLADELESS OPTICAL TIP OBTURATOR 120-130 MM RELATED TO SECTOR MACHINE
20108 | 4229540020500 | TUBE SET FILTERED FOR GAS FLOW STABLE PNEUMOPERITONEUM SMOKE EVACUATION RELATED TO SECTOR MACHINE
20109 | 4229540020600 | SET SHEATH URETERAL ACCESS 13/15 FRENCH 45 CM (+/- 2CM)
20110 | 4229540020700 | VAGINAL SPECULUM CLICK FREE ENGAGEMENT BY ELIMINATING THE CLICKING SOUND AND DISCOMFORT SMOOTH LOCK AND RELEASE READY FOR USE ULTRA-BRIGHT AND TARGETED CORDLESS BATTERY-OPERATED LED LIGHT OPTIMAL VISUALIZATION HANDLE WITH 105 ° ANGLE EXTRA SPACE BETWEEN HCP HAND AND PATIENT BODY ERGONOMICALLY DESIGNED HANDLE SINGLE USE STERILE
20111 | 4229540020800 | WOUND MATRIX STABILIZED PURIFIED TYPE I COLLAGEN EQUINE TENDON WITH SEMI CROSSLINKED HYDROPHILIC AND POROUS SCAFFOLD SINGLE CHRONIC WOUNDS APPLICATION SIZE 5X5 CM
20112 | 4229540020900 | U-SHAPED SELF-RETAINING ARM FOR FIXATION TO THE OPERATING TABLE (COMPLETE) (OR EQUIVALENT) REUSABLE
20113 | 4229540021000 | SUCTION IRRIGATION TUBE SET W/ PLUNGER VALVE 5 TO 10MM ASSORTED LENGTHS REUSABLE
20114 | 4229540021100 | PATIENT PROTECTION KIT INCLUDING SIDEPRONE HEADREST 3 DUAL LAYERS PADS 2 ARCS FOR ICU POSITIONING
20115 | 4229540200000 | SKIN MARKER PEN GENTIAN VIOLET INK QUICK DRYING AND DOES NOT RUN LARGE INK RESERVOIR STANDARD TIP WITH RULER STERILE
20116 | 4229540201300 | ENDOSCOPIC MARKER (STERILE CARBON BLACK SUSPENSION FOR ENDOSCOPIC TATTOOING IN GI TRACT)
20117 | 4229540201400 | PENCILLATE FOR ELECTROSURGERY ATTACHABLE DISPOSABLE STERILE
20118 | 4229540201700 | MARKER PAD FOR OPHTHALMIC SURGERY TO BE USED WITH DELICATE INSTRUMENT DISPOSABLE
20119 | 4229540201800 | MARKER PEN SKIN GENTIAN VIOLET STERILE DISPOSABLE
20120 | 4229540600000 | SPONGE LAPAROTOMY 12 PLY PRE-WASHED X-RAY DETECTABLE 45 X 45 CM PK / 5 DISPOSABLE STERILE
20121 | 4229540600800 | PATTIES NEUROSURGICAL 1/2 INCH X 1/2 INCH X - RAY DETECTABLE STERILE
20122 | 4229540601800 | SPONGE SYNTHETIC WITH X-RAY DETECTABLE VERY SOFT AND HIGHLY ABSORBENT (NOT LESS THAN 5 TIMES ITS WEIGHT) OR NEUROSURGERY SIZE: 1 X 1/2 INCH DISPOSABLE STERILE
20123 | 4229540602800 | SPONGE SYNTHETIC WITH X - RAY DETECTABLE VERY SOFT AND HIGHLY ABSORBENT (NOT LESS THAN 5 TIMES ITS WEIGHT) OR NEUROSURGERY SIZE: 3/4 X 3/4 IN CH DISPOSABLE STERILE
20124 | 4229540602900 | GAUZE SURGICAL ABSORBENT X-RAY DETECTABLE RIBBON COTTON 2 CM X 5 M STERILE
20125 | 4229540603000 | SPONGE PEANUT X-RAY DETECTABLE PK/5 DISPOSABLE STERILE
20126 | 4229540603700 | "SPONGE LAPAROTOMY (100% COTTON) 8 PLY X-RAY DETECTABLE WHITE FOLDED EDGES NOT LESS THAN 15 THREADS/CM2 BLEACHED WITH TAIL AND STITCHES TO ALL SIDES DOUBLE WRAPPED SIZE: 45 X 45 CM PACKING: 5 PIECES/PACK DISPOSABLE STERILE"
20127 | 4229540604200 | GAUZE BALLS X-RAY DETECTABLE MADE FROM 2PLY OF NOT LESS THAN 20 THREAD/CM GAUZE ROLLED WITH CUT EDGES ARE SECURED IN UNFOLDED D = IMENSION IS 5 X 5 CM 5 PCS/PIN/PACKET DOUBLE WRAPPED STERILE
20128 | 4229540604300 | "GAUZE BALLS X-RAY DETECTABLE MADE FROM 2PLY OF NOT LESS THAN 20 THREAD/CM GAUZE ROLLED WITH CUT EDGES ARE SECURED IN UNFOLDED DIMENSION IS 20 X 20 CM 5 PCS/PIN/PACKET DOUBLE WRAPPED STERILE"
20129 | 4229540604400 | "GAUZE BALLS X-RAY DETECTABLE MADE FROM 2PLY OF NOT LESS THAN 20 THREAD/CM GAUZE ROLLED WITH CUT EDGES ARE SECURED IN UNFOLDED DIMENSION IS 30 X 30 CM 5 PCS/PIN/PACKET DOUBLE WRAPPED STERILE"
20130 | 4229540604600 | SPONGE SYNTHETIC WITH X-RAY DETECTABLE VERY SOFT AND HIGHLY ABSORBENT (NOT LESS THAN 5 TIMES ITS WEIGHT) OR NEUROSURGERY SIZE: 1/4 X 1/4 IN CH DISPOSABLE STERILE
20131 | 4229540604900 | SPONGE SYNTHETIC WITH X-RAY DETECTABLE VERY SOFT AND HIGHLY ABSORBENT (NOT LESS THAN 5 TIMES ITS WEIGHT) OR NEUROSURGERY SIZE: 1 X 1 INCH D ISPOSABLE STERILE
20132 | 4229540605000 | SPONGE SYNTHETIC WITH X - RAY DETECTABLE VERY SOFT AND HIGHLY ABSORBENT (NOT LESS THAN 5 TIMES ITS WEIGHT) OR NEUROSURGERY SIZE: 2 X 1/2 INCH DISPOSABLE STERILE
20133 | 4229540605200 | DRESSING POLYMERIC MEMBRANE TRACHEOSTOMY CUT WITH F 68 SPECIALIZED WOUND CLEANSER GLYCERIN PEDIATRIC SIZE 7 X 7 CM DISPOSABLE STERILE (WOUND AND OSTOMY CARE)
20134 | 4229540605300 | "DRESSING PAD COMBINED ABSORBENT SIZE 10 X 10 CM (+/ - 2 CM) DISPOSABLE NON-STERILE"
20135 | 4229540605400 | ANTI - MICROBIAL AND VIRAL SPONGE 7 MM CENTER HOLE IMPREGNATED WITH CHG ABLE TO COVER THE SITE OF INSERTION 360 DEGREE CAN ABSORB 8 TIMES OF ITS WEIGHTS MEDICAL DIRECTIVE CE AND/OR FDA REGISTERED USED FOR HEMODIALYSIS
20136 | 4229540605500 | DRESSING POLYMERIC MEMBRANE TRACHEOSTOMY CUT WITH F 68 SPECIALIZED WOUND CLEANSER GLYCERIN ADULT SIZE 9 X 9 CM DISPOSABLE STERILE (WOUND AND OSTOMY CARE)
20137 | 4229540605700 | "DRESSING PAD COMBINED ABSORBENT SIZE 10 X 20 CM (+/ - 2 CM) DISPOSABLE NON-STERILE "
20138 | 4229540605800 | "DRESSING PAD COMBINED ABSORBENT SIZE 20 X 20 CM (+/ - 2 CM) DISPOSABLE NON-STERILE"
20139 | 4229540605900 | SPONGE SYNTHETIC WITH X - RAY DETECTABLE VERY SOFT AND HIGHLY ABSORBENT (NOT LESS THAN 5 TIMES ITS WEIGHT) OR NEUROSURGERY SIZE: 1/2 X 1/2 IN CH DISPOSABLE STERILE
20140 | 4229540606400 | SPONGE SYNTHETIC WITH X - RAY DETECTABLE VERY SOFT AND HIGHLY ABSORBENT (NOT LESS THAN 5 TIMES ITS WEIGHT) OR NEUROSURGERY SIZE: 3 X 1/2 INCH DISPOSABLE STERILE
20141 | 4229540606500 | "SPONGE SYNTHETIC WITH X - RAY DETECTABLE VERY SOFT AND HIGHLY ABSORBENT (NOT LESS THAN 5 TIMES ITS WEIGHT) OR NEUROSURGERY SIZE: 3 X 1/4 INCH DISPOSABLE STERILE"
20142 | 4229540606700 | "SPONGE SYNTHETIC WITH X - RAY DETECTABLE VERY SOFT AND HIGHLY ABSORBENT (NOT LESS THAN 5 TIMES ITS WEIGHT) OR NEUROSURGERY SIZE: 1 X 3 INCH DISPOSABLE STERILE"
20143 | 4229540606800 | SPONGE SYNTHETIC WITH X - RAY DETECTABLE VERY SOFT AND HIGHLY ABSORBENT (NOT LESS THAN 5 TIMES ITS WEIGHT) OR NEUROSURGERY SIZE: 3 X 3 INCH D ISPOSABLE STERILE
20144 | 4229540607600 | DRESSING TRACHEOSTOMY POLYURETHANE ABSORBENT FOAM HOLE WITH CUT SIZE 10 X 10 CM (+/- 1 CM) DISPOSABLE STERILE (WOUND AND OSTOMY CARE)
20145 | 4229540607700 | DRESSING TRANSPARENT FILM AND SOFT CLOTH COMPONENTS FOR PEDIATRICS 100/BOX DISPOSABLE STERILE
20146 | 4229540607800 | "GAUZE SWAB (100% COTTON) 16 PLY X - RAY DETECTABLE WHITE FOLDED EDGES AND STITCHES TO ALL SIDES NOT LESS THAN 15 THREADS/CM2 BLEACHED DOUBLE WRAPPED SIZE: 10 X 10 CM PACKING: 10 PIECES/PACK DISPOSABLE STERILE"
20147 | 4229540607900 | "GAUZE SURGICAL ABSORBENT X-RAY DETECTABLE RIBBON COTTON 5 CM X 5 M NON-STERILE"
20148 | 4229540608000 | "GAUZE SURGICAL ABSORBENT X-RAY DETECTABLE RIBBON COTTON 7.5 CM X 5 M STERILE"
20149 | 4229540608100 | "GAUZE SURGICAL ABSORBENT X-RAY DETECTABLE RIBBON COTTON 2.5 CM X 2 M STERILE"
20150 | 4229540608300 | PCNL II PACK; 1 BNS SURGICAL GOWN UL SP L 1 HAND TOWEL 47X38CM WHITE 1 CREPE PAPER 60X60CM 1 REINFORCED TABLE COVER 150 X 240 WRAPPING 2 HAND TOWEL 47 X 38 CM WHITE 2 MAYO STAND COVER 79 X 145 CM 2 BNS SURGICAL GOWN UL HP XLL 1 PAPER BAG 38 X 51 CM 1 URINE DRAINAGE BAG 2000 ML 10 GAUZE SWAB 10 X 10 CM 32 P XRD 10 GAUZE SWAB 10 X 10 CM 8P 1 SYRINGE 30 ML L/L 1 SYRINGE 3 ML L/L 1 SYRINGE 10ML L/L 1 BOWL 250 ML 2 KIDNEY BOWL 800 ML 1 FLUID COLLECTION POUCH 40 X 35 CM 1 SYRINGE 50 ML CATHETER TIP 1 SYRINGE 50 ML 1 JUG 1000 ML 1 CYSTO/TURP IRRIGATION SET SINGLE 1 URO I/A DOUBLE SET 220 CM 2 EXTENSION LINE 75 CM ID 3 0MM RA/FLL 1 BOWL 5000ML 1 SCALPEL BLADE N°12 2 OP TOWEL 50 X 50 CM 2 TUBE HOLDER 2.5 X 30CM 1 BNS NEPHROSCOPY DRAPE 1 CREPE PAPER 60 X 60 CM
20151 | 4229540608400 | "SPONGE LAPAROTOMY (100% COTTON) 10 PLY X-RAY DETECTABLE WHITE FOLDED EDGES NOT LESS THAN 15 THREADS/CM2 BLEACHED WITH TAIL AND STITCHES TO ALL SIDES DOUBLE WRAPPED SIZE: 45 X 45 CM PACKING: 5 PIECES/PACK DISPOSABLE STERILE"
20152 | 4229540608500 | "SPONGE LAPAROTOMY (100% COTTON) 4 PLY X-RAY DETECTABLE WHITE FOLDED EDGES NOT LESS THAN 15 THREADS/CM2 BLEACHED WITH TAIL AND STITCHES TO ALL SIDES DOUBLE WRAPPED SIZE: 30 X 30 CM PACKING: 5 PIECES/PACK DISPOSABLE STERILE"
20153 | 4229540608600 | "SPONGE LAPAROTOMY (100% COTTON) 2 PLY X-RAY DETECTABLE WHITE FOLDED EDGES NOT LESS THAN 15 THREADS/CM2 BLEACHED WITH TAIL AND STITCHES TO ALL SIDES DOUBLE WRAPPED SIZE: 45 X 45 CM PACKING: 5 PIECES/PACK DISPOSABLE STERILE"
20154 | 4229540608700 | "SPONGE LAPAROTOMY (100% COTTON) 4 PLY X-RAY DETECTABLE WHITE FOLDED EDGES NOT LESS THAN 15 THREADS/CM2 BLEACHED WITH TAIL AND STITCHES TO ALL SIDES DOUBLE WRAPPED SIZE: 45 X 45 CM PACKING: 5 PIECES/PACK DISPOSABLE STERILE"
20155 | 4229540608800 | SPONGE MICRO EYE SPONGE SPEAR SURGICAL DISPOSABLE STERILE
20156 | 4229540608900 | SPONGE PEANUT RADIOPAQUE 3/8 INCH PACK IN ONE SIDE STICKY FOAM PK/5 STERILE
20157 | 4229540609000 | SPONGE FOR CLEANSING AND HYGIENE OF THE SKIN POLYURETHANE FOAM
20158 | 4229540609100 | SPRAY PROTECTIVE SKIN BARRIER FILM NON-ALCOHOL NO STING 100 ML (WOUND AND OSTOMY CARE)
20159 | 4229540701200 | MASK NASAL PROFILE LITE OR EQUIVALENT WITH SOFT CAP SMALL CHILD
20160 | 4229540800000 | BRUSH FOR OPERATION REGULAR DISPOSABLE STERILE
20161 | 4229540800500 | BRUSH SURGICAL HAND SCRUB / BRUSH WITH 7.5% POVIDONE IODINE DISPOSABLE STERILE NOTE: MSDS SHOULD BE PROVIDED IN SOFT COPY
20162 | 4229540800600 | BRUSH / SPONGE SURGICAL WITH 4% CHLORHEXIDINE GLUCONATE STERILE NOTE: MSDS SHOULD BE PROVIDED IN SOFT COPY
20163 | 4229540800700 | BRUSH FOR OPERATION DISPOSABLE STERILE
20164 | 4229540800800 | ANTISEPTIC SPONGE CONTAINS 4% CHLORHEXIDINE SOAP SOLUTION FOR PRE-OP SHOWER MATERIAL SAFETY DATA SHEET IN SOFT COPY REQUIRED NOTE: MSDS SHOULD BE PROVIDED IN SOFT COPY
20165 | 4229540801100 | BRUSH/SPONGE SURGICAL SCRUB WITH NAIL CLEANER NO DETERGENT STERILE NOTE: MSDS SHOULD BE PROVIDED IN SOFT COPY
20166 | 4229541401400 | CUSTOMIZED EFFICIENCY GENERAL LAPAROSCOPY 2 ; 2 OP TOWEL 90 X 75 CM 1 DRAPE 175 X 175 CM 1 DRAPE 150 X 240 CM 2 HAND TOWEL WHITE47 X 38 CM WHITE 1 SURGICAL GOWN ULTRA L-XL 1 CREPE PAPER 60 X 6 0CM 1 TABLE COVER 150 X 190 CM REINFORCED 4 HAND TOWEL WHITE 47 X 38 CM WHITE 2 SURGICAL GOWN ULTRA L-XL 1 TABLE COVER 100 X 150 CM FOLDED 1 MAYO STAND COVER 58 X 137 CM 1 NDLE CNTR 40-CNT FOAM BLCK/MAG BLD REM YELL 5 GA UZE LAP 20 X 30 CM 4P XRD 10 GAUZE SWAB 10 X 10 CM 16 P XRD 2 FLUID COLLECTION POUCH 40 X 35CM 1 ANTI FOG SOLUTION 1 SYRINGE 10 ML L/L 1 SYRINGE 20 ML L/L 1 NEEDLE HYPODERMIC 18 GAUGE 40 MM 1 SKIN MARKER REGULAR 1 CAMERA DRAPE 18 X 246 CM 4 SA LABEL 3 8X6 0CM WHITE 4 SA LAB EL 1.0 X 4.0 CM WHITE BLANK 1 GALLIPOT 60 ML 1 BOWL 250 ML POLYPROPYLENE BLUE DENTURE 1 KIDNEY BOWL 800 ML 1 HYPODERMIC NEEDLE 22 GAUGE 40 MM 1 VERESS NEEDLE 120 MM 1 SCALPEL BLADE N#11 6 OP TOWEL 65 X 42 CM XRD 2 SKIN CLOSURE STRIP 6.0 X 75 MM 1 NON ADHERENT DRESSING 7.5 X 20
20167 | 4229541402200 | BASIC PACK : 1 TABLE COVER 40 INCH X 88 INCH 1 MAYO STAND COVER 23 INCH X 54 INCH 4 UTILITY DRAPE WITH ADHESIVE TAPE 15 INCH X 26 INCH 1 SUTURE BAG 1 LARGE DRAPE 60 INCH X 76 INCH DISPOSABLE STERILE
20168 | 4229541402500 | CUSTOMIZED EFFICIENCY ADULT CYSTOSCOPY KIT; 2 BNS SURGICAL GOWN REINFORCED XL WITH HAND TOWEL WHITE 47 X 38 CM 1 CREPE PAPER 60 X 60CM 1 TABLE COVER 150 X 190CM REINFORCED 2 HAND TOWEL WHITE 47 X 38 CM WHITE 1 BNS SURGICAL GOWN REINFORCED L WITH HAND TOWEL WHITE 47 X 38 CM 1 CAMERA DRAPE 18 X 246 CM 10 GAUZE SWAB 10 X 10 CM 16P XRD 4 SA LABEL 3.8 X 6.0 CM WHITE 1 NONADHERENT DRESSING 7.5 X 20 CM 1 SYRINGE 20 ML L/L 4 SA LABEL 1.0 X 4.0 CM WHITE BLANK 1 KIDNEY BOWL 800 ML 1 BOWL 1000 ML 1 BOWL 6000 ML POLYPROPYLENE BLUE 1 CYSTO/TURP IRRIGATION SET DOUBLE 2 TUBE HOLDER 2.5 X 30 CM 1 SUCTION TUBE25 CH 3.0M 1 BNS TUR DRAPE 175/270 X 180 CM AP. 8 AN D 5 C 2 LEGGING DRAPE
20169 | 4229541402700 | PACK FOR CYSTOSTOMY 1 BACK TABLE COVER REINFORCED 44 INCH X 78 INCH 1 SURGICAL GOWN SPECIALTY LARGE ABSORBENT TOWEL 1 UNDER BUTTOCKS DRA PE ABSORBENT REINFORCEMENT 2 LEGGINGS 29 INCH X 42 INCH WITH 6 INCH CUFFS 1 CYSTOSCOPY (T) RAPE DISPOSABLE STERILE
20170 | 4229541403500 | CUSTOMIZED EFFICIENCY PACK KNEE ARTHROSCOPY 1 SURGICAL GOWN XL 2 HAND TOWEL 40 X 48 CM 1 REINFORCED TABLE COVER 150 X 190 WRAPPING 6 HAND TOWEL 40 X 48 CM 3 SURGICAL GOWN XLL 3 MAYO STAND COVER REINFORCED 79 X 145 CM 1 DRAPE 150 X 240 CM 1 SPLIT DRAPE 10 GAUZE LAP 45 X 45 CM 16 PLY XRD 2 BOWL 250 ML 2 BOWL 1000 ML 1 BOWL 2000 ML 1 SCALPEL BLADE N# 10 1 SCALPEL BLADE N# 11 1 ARTHROSCOPY POUCH WITH SUCTION PORT 1 PAPER BAG 25 X 38 CM 1 CAST PADDING 15CM 2-3M 1 COHESIVE TAN BANDAGE 15 CM 4.5 M 1 SKIN MARKER REGULAR TIP 1 NEEDLE CNTER 10 - CNT FOAM 1 ORTHOPEDIC SUCTION SET 1 TIP CLEANER 1 BANDAGE 15 CMX4 M CREPE 2 ADHESIVE OP SHEET 100 X 150 CM 1 INSTRUMENT BAG W/ STICKY 2 OP - TAPE 9 X 49 CM 1 SKIN STAPLER 1 DIATH. PENCIL HAND BLADE WITH UNIVERSAL CABLE 300CM 2 SYRINGE 60 ML BULB 2 KIDNEY BOWL 800 ML 1 STOCKINETTE 32 X 120 CM (L) 1 ORTHO RUBBER BANDAGE 1 COTTON BANDAGE
20171 | 4229541403900 | PACK FOR LAP III 1 BACK TABLE COVER 1 MAYO STAND COVER 2 UTILITY DRAPE 1 PEDIATRIC LAP SHEET DISPOSABLE STERILE
20172 | 4229541404000 | PACK FOR LAP PEDIATRIC 1 BACK TABLE COVER REINFORCED 44 INCH X 88 INCH 1 MAYO STAND COVER REINFORCED 75 X145 CM REINFORCED 4 UTILITY DRAPES ISO-SEAL POSITIONING TAPE 1 PEDIATRIC LAP SHEET 60 INCH X 100 INCH 3 INCH X 8 INCH FENESTRATION CONTROL PLUS FABRIC REINFORCEMENT STERILE
20173 | 4229541404100 | PACK FOR LAP TRANSVERSE PEDIATRIC 1 BACK TABLE COVER REINFORCES 44 INCH X 88 INCH 1 HAND TOWEL 1 SURGICAL GOWN SMALL 1 SURGICAL GOWN X - LARGE 1 MAYO STAND COVER REINFORCED 75 X145 CM REINFORCED 4 UTILITY DRAPES WITH TAPE 1 PEDIATRIC LAP DRAPE STERILE
20174 | 4229541404300 | LAPAROSCOPIC (BARIATRIC CASES) GENERAL SURGERY PACK; 4 SURGICAL GOWNS UNIVERSAL LL HP BNS 1 TABLE COVER 150 X 210 CM REINFORCED 4 HAND TOWEL 47 X 38 CM WHITE 1 MAYO STAND COVER 79 X 145 CM 1 BASIN LINER - SINGLE 10 GAUZE LAP 45 X 45CM 6 P XRD 10 GAUZE ROUND 30 X 40 CM 10 G AUZE SWAB 10 X 10 CM 16P XRD 4 SA LABEL 3.8 X 6 CM WHITE 1 SUTURE BAG 16.5 X 30.5 CM 1 INSTRUMENT BAG 30 X 50CM 1 COVER CAMERA 18 X 244 CM WITH CARD TRANSP 1 NEEDLE COUNTER 1 SYRINGE 10 ML L/L 1 SYRINGE 20 ML L/L 1 SKIN MARKER TAPER TIP RULER 1 SCALPEL BLADE N°11 1 SCALPEL BLADE N°10 3 BOWL 250 ML 1 SYRINGE 50/60 ML BULB CATHETER TIP CONCRETE 2 KIDNEY BOWL 800ML 1 VERESS NEEDLE 150 MM 4 OP TOWEL 75 X 50 CM 2 LITHOTOMY LEGGING 75 X 150 CM 1 LAP. SUCTION/IRRIGATION SET DOUBLE SPIKE 1 MONOPOLAR SCISSORS 1 TRAY 43 X 28 X 1.5CM 1 LAPAROSCOPY DRAPE 1 RATCHET GRASPER ENDOCLINCH 1 CLIP APPLIER 1 NEEDLE SPINAL QUINCKE 20 GAUGE 75 MM 1 DIATHERMY PENCIL 1 SURGICAL CLIP MEDIUM 1 SUCTION SET
20175 | 4229541404500 | DRAPE PACK SURGICAL LAPAROSCOPY 1 BACK TABLE COVER REINFORCED 140X190 CM 40X65 CM 1 MAYO STAND COVER REINFORCED 75X145 CM 1 NEEDLE COUNTER 1 FULL BODY OPHTHALMIC DRAPE 180 X290 WITH 5 X 4 CM EYE FENESTRATION 10 WEEKSEL (K- SPONGE) 1 UTILITY BAG AND MEDICATION LABELS: 1 DEXAMETHAZONE (WHITE) 1 GENTAMYCINE (WHITE) 1 MICHOL (WHITE) 1 AVASTINE INJECTION (WHITE) SURGICAL GOWN XL SIZE 1 SURGICAL GOWN L ABSORBENT TOWEL 2X STERILE
20176 | 4229541404700 | PACK FOR LITHOTOMY II CONTENTS ARE : 1 BACK TABLE COVER 78 INCH X 44 INCH 1 ABSORBENT TOWEL 1 UTILITY DRAPE W/ TAPE 1 UNDER BUTTOCKS DRAPE 29 INCH X 44 INCH 2 LEGGINGS WITH 6 INCH CUFFS 1 HALF DRAPE 44 INCH X 60 INCH 1 SURGICAL GOWN LARGE DISPOSABLE STERILE
20177 | 4229541404900 | CUSTOMIZED EFFICIENCY MAJOR GENERAL SURGERY KIT 2 OP TOWEL 90 X 75 CM 1 DIATHERMY BLADE 2 HAND TOWEL WHITE 47 X 38 CM WHITE 1 SURGICAL GOWN ULT RA L - XL 1 DIATH. PENCIL PTFE BLADE AND SMOKE EVAC 1 CREPE PAPER 60 X 60 CM 1 TABLE COVER 150 X 240 CM REINFORCED 4 HAND TOWEL WHITE 47 X 38 CM WHITE 2 SURGICAL GOWN ULTRA L - XL 1 NDLE CNTR 40 - CNT FOAM BLCK/MAG BLD REM YELL 10 GAUZE SWAB 10 X 10 CM 16 P XRD 1 MAYO STAND COVER 58 X 137 CM 20 LAP SPONGE 45 X 45 CM 6 PLY XRD 1 OP TOWEL 65 X 42 CM XRD 1 NON ADHERENT DRESSING 7 5 X 20 CM 1 SKIN STAPLER APPOSE ULC 2 SYRINGE 50/60 ML BULB CATH. TIP CONC. 4 SA LABEL 3.8 X 6.0 CM WHITE 1 SKIN MARKER REGULAR 4 SA LABEL 1.0 X 4.0 CM WHITE BLANK 1 SYRINGE 20 ML L/L 1 SCALPEL BLADE N# 10 1 SCALPEL BLADE N# 15 1 SCALPEL BLADE N# 20 1 BOWL 500 ML 1 BOWL 250 ML POLYPROPYLENE BLUE DENTURE 1 KIDNEY BOWEL 800 ML 1 JUG 1200 ML POLYPROPYLENE GRADUATED TRANSP .1 BOWEL 1000 ML 1 BOWEL 6000 ML POLYPROPYLENE BLUE 1 SUCTION TUBE 18 CH 3.0 M WITH YANKAUER
20178 | 4229541405200 | CUSTOMIZED EFFICIENCY MASTECTOMY KIT 1 BNS SURGICAL GOWN UL SP L 2 HAND TOWEL WHITE 47 X 38 CM WHITE 1 CREPE PAPER 60 X 60 CM 1 TABLE COVER 190 X 210 CM REINFORCED 20 GAUZE LAP 45 X 45 CM 6 P XRD 2 MAYO STAND COVER 58 X 137 CM 2 HAND TOWEL WHITE 47 X 38 CM WHITE 1 BNS SURGICAL GOWN UL SP L 4 SA LABEL 3.8 X 6.0 CM WHITE 4 SA LABEL 1.0 X 4.0 CM WHITE BLANK 1 BOWL 1000 ML 1 BOWL 250 ML POLYPROPYLENE BLUE DENTURE 1 N DLE CNTR 40 - CNT FOAM BLCK/MAG BLD REM YELL 10 GAUZE SWAB 10 X 10 CM 16 P XRD 1 ABSORBENT DRESSING 20 X 40 CM 1 SYRINGE 50/60 ML BULB CATHETE R TIP CONC. 2 SKIN STAPLER APPOSE ULC 2 FLUID COLLECTION POUCH 40 X 35 CM 1 NON ADHERENT DRESSING 7.5 X 20 CM 1 SKIN MARKER REGULAR 1 DIA TH. PENCIL PTFE BLADE AND SMOKE EVAC 1 HYPODERMIC NEEDLE 22 GAUGE 40 MM 1 MAGNETIC INSTRUMENT PAD 25.4 CM X 40.6 CM BLUE 1 NEEDLE HYPODERMIC 18 GAUGE 40 MM 1 SYRINGE 20 ML L/L 1 SCALPEL BLADE N# 10 1 POST OP DRESSING 6 X 7 CM 1 POST OP DRESSING 9 X 15 CM 1 POST OP DRESSING
20179 | 4229541405300 | CUSTOMIZED EFFICIENCY MINOR ORTHO KIT; 2 HAND TOWEL 47 X 38 CM WHITE 1 SURGICAL GOWN ULTRA L-XL 1 CREPE PAPER 60 X60 CM 1 TA BLE COVER 150 X 190 CM REINFORCED 4 HAND TOWEL 47 X 38 CM WHITE 2 SURGICAL GOWN L-XL 15 LAP 30X30CM 16 PLY XRD 1 DIATHERMY PENCIL 10 GAUZE SWAB 10 X 10 CM 16 PLY XRD 1 SYRINGE 50 / 60 ML BULB 1 KIDNEY BOWL 800 ML 4 SA LABEL 1.3 CM X 4 CM WHITE BLANK 2 SCALPEL BLADE N#10 2 SCALPEL BLADE N#15 1 BOWL 500 ML 1 BOWL 1000 ML 4 SA LABEL 3.8 CM X 6 CM WHITE BLANK 1 BOWL 2000 ML 4 OP TOWEL 65 X 42 CM XRD 2 OP-TAPE 9 X 49 CM 1 FLUID COLLECTION POUCH 40 X 35 CM 1 SUCTION SET 24 CH 3.5 M WITH YANKRND TIP 20CH 1 NDLE CNTR 20-CNT FOAM 1 MAYO STAND COVER 80 X 145 CM.
20180 | 4229541405800 | CUSTOMIZED EFFICIENCY VENTRICULO-PERITONEAL SHUNT KIT "MINOR NEURO"; 2 BNS SURGICAL GOWN UL HP L 2 HAND TOWEL WHITE 47X38 CM WHITE 1 CREPE PA PER 80X80CM 1 TABLE COVER 150X190CM REINFORCED 6 HAND TOWEL WHITE 47X38 CM WHITE 2 BNS SURGICAL GOWN UL HP XLL 2 MAYOSTAND COVER REINFORCE D 79X145CM 1 TABLE COVER 150X190CM FOLDED 5 GAUZE LAP 20X30CM 4P XRD 1 NDLE CNTR 40-CNT FOAM BLCK/MAG BLD REM YELL 1 DIATHERMY CABLE BIPOL AR 1 SYRINGE 50/60 ML BULB CATH. TIP CONC . 1 SKIN STAPLER APPOSE ULC 1 COLLECTION POUCH 50X58CM SA 1 BULB SYRINGE 65ML BLUE 1 SUTURE SOFS ILK 2-0 NO NEEDLE 60CM BLACK 1 BONEWAX WHITE 2 5G 2 POLYSORB 3-0 75CM 1 PAPER BAG 14X25CM 10 PATTI 13X13MM XRD W/STRING 3 TUBE 1 65X10 1C M 13ML GRADUATED SCREW CAP 1 BANDAGE 6CM 4M ELASTIC GAUZE WHITE 1 SCALPEL BLADE N°11 1 SUTURE BOOTS MOSQUITO YELLOW 5PR 10/1 4 SA LABEL 3 8X6 0CM WHITE 1 NEEDLE HYPODERMIC 18G 40MM 4 SA LABEL 1 0X4 0CM WHIT E BLANK 2 BOWL 250ML 2 0 GAUZE SWAB 10X10CM 16P XRD 2 CONNECTORSTRA
20181 | 4229541405900 | CUSTOMIZED EFFICIENCY NEURO THORACOLUMBAR LUMBOSACRAL SPINE KIT 1 BNS SURGICAL GOWN UL SP L 2 HAND TOWEL 47 X 38 CM WHITE 1 CREPE PAPER 60 X 60 C M 1 TABLE COVER 150 X 190 CM REINFORCED 2 MAYO STAND COVER REINFORCED 79 X 145 CM 1 BNS SURGICAL GOWN UL SP XL 2 HAND TOWEL 47 X 38 CM WHITE 5 GAUZ E LAP 20 X 30 CM 4 P XRD 20 GAUZE SWAB 10 X 10 CM 16 P XRD 1 NDLE CNTR 40 - CNT FOAM BLCK/MAG BLD REM YELL 2 FILM DRESSING 10 X 12 CM 1 SKIN STAPLER AP POSE ULC 10 PATTI 13 X 13 MM XRD W/STRING 10 PATTI 25 X 25 MM XRD W/STRING 10 PATTI 1.27 X 2.54 CM XRD W/STRING 10 PATTI 25 X 76 MM XRD W/STRING 2 SY RINGE 50/60 ML BULB CATH. TIP CONC .2 BULB SYRINGE 65 ML BLUE 1 HYPODERMIC NEEDLE 22 G 40 MM 4 SA LABEL 3 8 X 6 CM WHITE 2 IV CANNULA 18 G 48 MM GRE EN 4 SA LABEL 13 MMX 40 MM WHITE BLANK 1 BOWL 500 ML 2 BOWL 250 ML 1 BASIN LINER - SINGLE 1 DIATH. HOLSTER HDPE WHITE 1 NEEDLE HYPODERMIC 18 G 40 MM 1 BOWL 1000 ML 1 SKIN MARKER REGULAR 1 SYRINGE 10 ML L/L 2 SCALP EL BLADE N#
20182 | 4229541406200 | CUSTOMIZED EFFICIENCY OPHTHALMIC OCULOPLASTY GENERAL PPV; 2 MAYO STAND COVER 79X145CM 1 VIOLET CODED INSERT CARD FOR PROCEDURE TRAY 2 BNS SURGICAL GOWN L WITH HAND TOWELS 1 OPHTHALMIC DRAPE 140X150CM 1 DRAPE 150X240CM 6 OP TOWEL 50X50CM 1 SUCTION AND DIATHERMY BAG 40X35 CM 2 NEEDLE HYPODERMIC 18G 40MM 2 SYRINGE 3ML L/L 1 SYRINGE 5ML L/L 1 SYRINGE 10ML L/L 1 NEEDLE HYPODERMIC 25G 16MM 2 GAUZE S WAB 10X10CM 16P XRD 1 SKIN CLOSURE STRIP 12 0X100MM 1 EYE PAD 5X7CM 3 BOWL 250ML 1 KIDNEY BOWL 800ML 1 EYE SPEAR 1 EYE SHIELD 10 COTTON APPLICATOR L 15CM 1 KIDNEY BOWL 800ML 1 INSTRUMENT WIPE 7 5X7 5CM 1 SUTURE BOOTS MOSQUITO YELLOW 2PR 4/1 1 VIOLET CODED SIDE/BOTTOM LABEL 191 X 39 MM FOR PROCEDURE PAK 1 VIOLET CODED TRANSPORT BOX STICKER 1 TABLE COVER 150X190CM STANDARD
20183 | 4229541406700 | CUSTOMIZED EFFICIENCY OPHTHALMIC GENERAL PHACO AND CATARACT KIT; 1 MAYO STAND COVER 79X145CM 1 RED CODED INSERT CARD FOR PROCEDURE TRAY 2 BNS SURGICAL GOWN L 1 OPHTHALMIC DRAPE 140X150CM 1 DRAPE 150X240CM 4 OP TOWEL 50X50CM 2 NEEDLE HYPODERMIC 1 8G 40MM 3 SYRINGE 3ML L/L 1 SYRINGE 5ML L/L 2 SYRINGE 10ML L/L 2 GAUZE SWAB 10X10CM 16P XRD 1 EYE PAD 5X7CM 3 BOWL 250ML 1 KIDNEY BOWL 800ML 1 EYE SPEAR 1 EYE SHIELD 2 COTTON APPLICATOR L 15CM 4 HAND TOWEL 47X38CM WHITE 1 KIDNEY BOWL 800ML 1 INSTRUMENT WIPE 7 5X7 5CM 1 RED CODED SIDE/BOTTOM LABEL 191 X 39 MM FOR PROCEDUREPAK 1 RED CODED TRANSPORT BOX STICKER 1 TABLE COVER 150X190CM STANDARD
20184 | 4229541406800 | CUSTOMIZED EFFICIENCY MAJOR PLASTIC EXTRAS KIT 1 BNS SURGICAL GOWN UL SP L 2 SPLIT SHEET 150 X 260 CM 2 HAND TOWEL WHITE 47 X 38 CM WHITE 1 BOW L 2000 ML 5 GAUZE LAP 45 X 45 CM 6 P XRD 1 CREPE PAPER 60 X 60 CM 1 TABLE COVER 150 X 190 CM REINFORCED 4 HAND TOWEL WHITE 47 X 38 CM WHITE 2 BNS SURGI CAL GOWN UL SP XLL 5 OP TOWEL 65 X 42 CM XRD 1 DIATHERMY CABLE BIPOLAR 1 MAYO STAND COVER 58 X 137 CM 1 SYRINGE 10 ML L/L 10 GAUZE SWAB 10 X 10 CM 16 P XRD 1 SCALPEL BLADE N° 15 1 BOWL 500 ML 1 BOWL 250 ML 1 KIDNEY BOWL 800 ML 1 SUCTION TUBE 18 CH 3 0 M 1 NDLE CNTR 40 - CNT FOAM BLCK/MAG BLD R EM YELL 1 FLUID COLLECTION POUCH 40 X 35 CM 1 SUCTION AND DIATHERMY BAG 40 X 35 CM 1 DRAPE 175 X 173 CM 4 OP TOWEL 75 X 73 CM 1 TRAY 43 X 28 X 1 5 CM 1 NEEDLE DENTAL 25 G 40 MM 1 DIATHERMY BLADE 1 DIATHERMY PENCIL.
20185 | 4229541407000 | CUSTOMIZED EFFICIENCY TOTAL HIP KIT; 2 HAND TOWEL WHITE 47 X 38 CM WHITE 1 SURGICAL GOWN LARGE-EXTRA LARGE 1 DIATHERMY PENCIL PTFE BLADE 1 TABLE COVER 190 X 210 CM REINFORCED 6 HAND TOWEL WHITE 47 X 38 CM WHITE 4 SURGICAL GOWN LARGE-EXTRA 1 PAPER BAG 38 X 51 CM 1 SKIN STAPLER 1 NEEDLE COUNTER 1 BANDAGE 15 CM 4.5 M ELASTIC 4 OP TOWEL 65 X 42 CM X RD 1 STOCKINETTE 31 X 122 CM 1 BULK STOCKINETTE 15 CM X 1M 1 SKIN MARKER REGULAR 4 SA LABEL 1.0 X 4.0 CM WHITE BLANK 4 SA LABEL 3.8 X 6.0 CM WHITE 15 GAUZE LAP 45 X 45 CM 16 PLY XRD 1 SYRINGE 50/60 ML BULB 1 SCALPEL BLADE N#10 1 SCALPEL BLADE N#20 1 KIDNE Y BOWL 800 ML 1 BOWL 500 ML 1 BOWL 1000 ML 1 BOWL 2000 ML 2 OP-TAPE 9 X 49 CM 2 FLUID COLLECTION POUCH 40 X 35 CM 1 ORTHOPEDIC SUCTION WITH FILTER 1 SPLIT SHEET 152 X 178 CM 2 MAYO STAND COVER 80 X 145 CM 2 OP SHEET 152 X 193 C 2 INCISE ANTIMICROBIAL LARGE 1 HIP EXTREMITY DRAPE WITH POUCH 116 X 88 X 131 INCH ELECTROSURGICAL SCRATCHPAD 1 WATERJET LAVAGE SYSTEM
20186 | 4229541407100 | CUSTOMIZED EFFICIENCY UNI TOTAL KNEE KIT 1 DIATHERMY PENCIL 2 HAND TOWEL WHITE 47 X 38 CM WHITE 10 GAUZE LAP 45 X 45 CM 16 PLY XRD 1 SURGICAL GOWN LARGE - EXTRA LARGE 1 CREPE PAPER 60 X 60 CM 1 TABLE COVER 150 X 210 CM REINFORCED 8 HAND TOWEL WHITE 47 X 38 CM WHITE 3 SURGICAL GOW LARGE - EXTRA LARGE 2 CAST PADDING 15 CM 3.0 M 2 BANDAGE 15 CM 4.5 M ELASTIC 1 SKIN STAPLER 4 SA LABEL 1.0 X 4.0 CM WHITE BLANK 1 BOWL 500 ML 1 NEEDLE COUNTER 1 SYRINGE 50/60 ML BULB 1 BOWL 1000 ML 1 BOWL 2000 ML 1 SKIN MARKER REGULAR 2 SCALPEL BLADE N# 10 1 SCALPEL BLADE N# 15 1 SCALPEL BLADE N# 20 1 KIDNEY BOWL 800 ML 1 SET ORTHOPEDIC SUCTION TUBE WITH FILTER 1 STOCKINETTE 30 X 121 CM 6 OP TOWEL 65 X 42 CM XRD 1 SPLIT SHEET 152 X 178 CM 1 SPLIT SHEET PLASTIC 3 MAYO STAND COVER 80 X 145 CM ELECTROSURGICAL SCRATCHPAD 2 O P - TAPE 9 X 49 CM 1 FLUID COLLECTION POUCH 40 X 35 CM 2 OP SHEET 152 X 193 CM BLUE 1 EXTREMITY DRAPE 289 X 223 X 320 CM 1 INCISE ANTIMICROBIAL DRAPE 2 LUER LOCK SYRINGE 50/60 ML 1 LUER LOCK SYRINGE 20 ML 1 WATERJET LAVAGE SYSTEM 3 LARGER DRAPE
20187 | 4229541407900 | PICC LINE PACK COMPLETE TRAY SPECIAL FOR PICC LINES PROCEDURES INCLUDING: (1) BACK TABLE COVER; (1) ABSORBENT TOWEL; (1) SURGICAL GOWN LARGE; (1) PICC DRAPE; (1) LARGE DRAPE 53 INCH X77 INCH ; (4) UTILITY DRAPE30 INCH X30 INCH ; (2) BOWL 250CC ; (1) FLUORO COVER LARGE ; (1) BLUNT FILL NEEDLE W/FILTER ; (1) NEEDLE 25G X 1.5 INCH ORANGE ; (1) OPERATING SCISSOR BI/SH 5 INCH STRAIGHT ; (2) SYRINGE 10CC L/L ; (2) HUCK TOWELS; (1) SHORTSTOP; (15) GAUZE SWABS 4 INCH X4 INCH 12 PLY NXRD ; (1) MEDIUM PLATFORM TRAY
20188 | 4229541410600 | PACK CATHETERIZATION 1 WATER PROOF DRAPE 115 X 190 CM CENTRALLY SPLITTED 1 KIDNEY TRAY 2 GAUZE PIECES 8 X 8 CM 1 PAIR OF VINYL GLOVES XL 1 PLASTIC TRAY WITH 6 COTTON SWABS 2 CHLOROHEXIDINE SWAB STICK 1 PLASTIC TWEEZERS 1 SACHET WITH 5 ML WATER SOLUBLE STERILE LUBRICANT GEL 1 PREFILLED STERILE NEEDLESS SYRINGE 5 ML NORMAL SALINE 1 SURGICAL GOWN XL SIZE 1 SURGICAL GOWN L SIZE ABSORBENT TOWEL 2 X
20189 | 4229541410800 | KIT FOR HYSTEROSALPINGOGRAPHY: 7 FRENCH WITH STYLET INCLUDES: FENESTRATED DRAPE DISPOSABLE SPECULUM DISPOSABLE CERVICAL DILATOR SWAB STICK S WIDE SWAB STERILE WRAP 2 OR3 3 INCH X 3 INCH GAUZES INNER TRAY FOR IODINE SOLUTION IODINE OINTMENT 2 PACKS OF IODINE SOLUTION 36 INCH EXTENSION TUBE 20 CC SYRINGE WITH 18 GAUGE NEEDLE LUBRICATING JELLY STERILE
20190 | 4229541410900 | KIT CATHETERIZATION SUPRAPUBIC 10 FR WITH SCALPEL TROCAR AND SHEATH 2 - WAY STANDARD LENGTH STERILE
20191 | 4229541411100 | CUSTOMIZED EFFICIENCY BASIC ORTHO KIT ; 2 MAYO STAND COVER REINFORCED 79 X 145 CM 1 SHOULDER SPLIT SHEET 240 X 170 CM 1 SPLIT SHEET 150 X 260 CM 8 HAND TOWEL 2 BNS SURGICAL GOWN UL HP L 2 BNS SURGICAL GOWN UL HP XL 2 OP TOWEL 75 X 75 CM 2 OP - TAPE 9 X 49 CM 2 BNS ADHESIVE OP - TOWEL 90 X 75 CM 1 SUCTION AND DIATHERMY BAG 40 X 35 CM 1 SCALPEL BLADE N°10 1 SCALPEL BLADE N°20 1 SYRINGE 50/60 ML L/S 2 CAST PADDING 15 CM 2 75 M 1 SKIN STAPLER APPOSE ULC 1 BOWL 500 ML 1 KIDNEY BOWL 800 ML 1 STOCKINETTE COTTON 6 X 70 CM 1 STOCKINETTE COTTON 10 X 150 CM 1 DIATHERMY PENCIL 1 CEMENT SPATULA 2 BANDAGE 10 CM 4 5 M COHESIVE 1 SKIN MARKER MODERN REGULAR TIP 10 GAUZE SWAB 10 X 10 CM 12P XRD 5 GAUZE LAP 45 X 45 CM 4 P XRD 1 INSTRUMENT CLEANER 5 X 5 CM 1 SYRINGE 50 ML 1 SUCTION TUBE 18 CH 3 0 M 1 TABLE COVER 150 X 190 CM REINFORCED
20192 | 4229541411200 | CUSTOMIZED EFFICIENCY TRAY FOR VP SHUNT SURGERIES 4 HAND TOWEL 4 DRAPE 175 X 173 CM 6 OP TOWEL 75 X 50 CM 3 SUCTION AND DIATHERMY BAG 40 X 35 CM 1 SPLIT SHEET 200 X 260 CM 1 NEEDLE HYPODERMIC 18 GAUGE 40 MM 1 NEEDLE HYPODERMIC 25 GAUGE 25 MM 3 SCALPEL BLADE N# 10 2 SCALPEL BLADE N# 15 2 FILM DRESSING 10 X 12 CM 3 SYRINGE 20 ML L/S 1 SYRINGE 10 ML L/S 5 GAUZE LAP 30 X 30 CM 24 P XRD 1 SKIN STAPLER APPOSE ULC 1 INCISE DRAPE 60 X 45 CM 1 BOWL 250 ML 1 BOWL 1000 ML 1 DIATHERMY CABLE BIPOLAR 1 SKIN MARKER REGULAR 30 GAUZE SWAB 10 X 10 CM 32 P XRD 1 SUTURE BOOTS MOSQUITO YELLOW 5 PR 10/1 2 KIDNEY BOWL 700 ML POLYPROPYLENE BLUE 1 SYRINGE 50/60 ML BULB CATHETER TIP CONC. 2 IV CANNULA 18 GAUGE 48 MM GREEN 1 SUTURE SOFSILK 2 - 0 NO NEEDLE 60 CM BLACK 1 BONEWAX WHITE 2.5 GAUZE 1 HYPODERMIC NEEDLE 23 GAUGE 30 MM 1 SUCTION TUBE 18 CHANNEL 4.0 M 1 INSTRUMENT CLEANER 5 X 5 CM 1 DIATHERMY ELECTRODE NEEDLE 6.5 CM SLEEVE TUNGS 1 DIATHERMY HOLSTER HDPE WHITE 4 SA LABEL 13
20193 | 4229541411300 | CUSTOMIZED EFFICIENCY BASIC ORTHO KIT (BEACH CHAR) 2 SPLIT SHEET 150 X 193 CM 4 HAND TOWEL 18 X 25 CM 1 REINFORCED TABLE COVER 150 X 190 WRAPPING 1 BNS BEACH CHAIR SHOULDER DRAPE 400 X 240 CM WITH POUCH AND SUCTION PORT 2 OP - TAPE 9 X 49 CM 1 STOCKINETTE 22 X 75 CM 2 INSTRUMENTS POUCH W/STICKY 40 X 35 CM 1 MAYO STAND COVER REINFORCED 79 X 145 CM 1 BOWL 500 ML 3 GALLIPOT 120 ML 2 KIDNEY BOWL 800 ML 1 BANDAGE 15 CM 4.5 M COHESIVE TAN 10 GAUZE SWAB 10 X 10 CM 12 PLY XRD 1 FLEXIBLE LIGHT HANDLE COVERS 1 CREPE PAPER 60 X 60 CM 1 INSTRUMENT CLEANER 3 M SUCTION CONNECTING TUBING 10 GAUZE LAP 30 X 30 CM 16 PLY XRD
20194 | 4229541411400 | CUSTOMIZED EFFICIENCY BASIC ORTHO KIT; 2 HAND TOWEL 47 X 38 CM WHITE 1 SURGICAL GOWN L-XL 1 TABLE COVER 150 X 190 CM REINFORCED 4 HAND TOWEL 47 X 38 CM WHITE 2 SURGICAL GOWN L-XL 15 GAUZE LAP 30 X 30 CM 16 PLY XRD 1 DIATHERMY PENCIL 10 GAUZE SWAB 10 X 10 CM 16 PLY XRD 1 SYRINGE 50/60 ML BULB 1 KIDNEY BOWL 800 ML 4 SA LABEL 13 MM X 40 MM WHITE BLANK 2 SCALPEL BLADE N#10 2 SCALPEL BLADE N#15 1 BOWL 500 ML 1 BOWL 1000 ML 4 SA LABEL 3.8 X 6 CM WHITE BLANK 1 BOWL 2000 ML 4 OP TOWEL 65 X 42 CM XRD 2 OP-TAPE 9 X 49 CM 1 FLUID COLLECTION POUCH 40 X 35 CM 1 SUCTION SET 24 CH 3.5 M WITH YANKRND TIP 20 CH 1 NDLE CNTR 20-CNT 3 MAYO STAND COVER 80 X 145 CM 1 SPLIT SHEET 152 X 178 CM 2 OP SHEET 152 X 193 CM BLUE 1 TABLE COVER 150 X 240 CM FOLDED 1 SPLIT SHEET 193 X 304 CM
20195 | 4229541411500 | CUSTOMIZED EFFICIENCY BONE MARROW KIT 2 HAND TOWEL WHITE 47 X 38 CM WHITE 1 SURGICAL GOWN ULTRA L - XL 1 CREPE PAPER 60 X 60 CM 1 TABLE COVER 150 X 190 CM REINFORCED 4 HAND TOWEL WHITE 47 X 38 CM WHITE 2 SURGICAL GOWN ULTRA L - XL 1 TABLE COVER 150 X 240 CM REINF FOLDED 1 MAYO STAND COVER 58 X 137 CM 6 OP TOWEL 65 X 42 CM XRD 5 GAUZE SWAB 10 X 10 CM 16 P 10 GAUZE SWAB 10 X 10 CM 16 P XRD 4 UTILITY DRAPE WITH TAPE 64 X 38 CM 4 SA LABEL 1.0 X 4.0 CM WHITE BLANK 4 SA LABEL 3.8 X 6.0 CM WHITE 1 SYRINGE 10 ML L/L 1 BOWL 250 ML POLYPROPYLENE BLUE DENTURE 4 SYRINGE 30 ML L/L 1 PLASTIC BAG 20 X 30 CM ZIPLOCK 1 SKIN MARKER REGULAR 1 SPIKE CONNECTION LINE 1 OP TOWEL 30 X 46 CM TRANSP. 2 BOWL 500 ML 1 KIDNEY BOWL 800 ML 1 BOWL 2500 ML POLYPROPYLENE BLUE 2 MEPILEX BORDER POST - OP 9 X 15 CM PAD 4.5 X 10 CM 2 MEPILEX BORDER POST - OP 6 X 8 CM PAD 3 X 5 CM 1 OP - TAPE 9 X 49 CM 1 FIXATION DRESSING 20 X 30 CM 1 SPLIT SHEET 152 X 178 CM 1 OP SHEET 152 X 193 CM BLUE 1 SPL
20196 | 4229541411600 | CUSTOMIZED EFFICIENCY CARDIAC CORE KIT; 2 HAND TOWEL 47 X 38 CM WHITE 1 CREPE PAPER 60 X 60 CM 1 TABLE COVER 150 X 190 CM REINFORCED 2 HAND TOWEL 47 X 38 CM WHITE 2 HAND TOWEL 47 X 38 CM WHITE 1 SYRINGE 20ML L/L 1 SYRINGE 50/60 ML BULB CATHETER TIP CONC. 1 I.V. CANNULA 16 GAUGE 45 MM 1 LABEL WATER 4 SA LABEL 13 MM X 40 MM WHITE BLANK 1 NEEDLE HYPODERMIC 25 GAUGE 25 MM 1 SKIN MARKER REGULAR 1 SCALPEL BLADE N°11 1 SCALPEL BLADE N°15 2 KIDNEY BOWL 800 ML 1 SUCTION TUBE 18 CHANNEL 3.0 M 1 FLUID COLLECTION POUCH 40 X 35 CM 10 GAUZE LAP 20 X 30 CM 4P XRD 1 BOWL 250 ML 1 BOWL 500 ML 10 GAUZE SWAB 10 X 10 CM 16 P XRD 1 JUG 1200 ML POLYPROPYLENE GRADUATED TRANSP. 1 NDLE CNTR 60-CNT DBL MAG BLADE REM YELLOW 1 SURGICAL GOWN UNIVERSAL L SP BNS 6 OP TOWEL 65 X 42 CM XRD 1 CREPE PAPER 80 X 80 CM 1 SURGICAL GOWN UNIVERSAL XLL SP BNS 1 SURGICAL GOWN UNIVERSAL XLL SP BNS
20197 | 4229541411700 | CUSTOMIZED EFFICIENCY CESAREAN SECTION 2 ; 1 FLUID COLLECTION POUCH 40 X 35 CM 1 SCALPEL BLADE N°20 1 SCALPEL BLADE N°22 2 BOWL 250 ML 1 DIATHERMY PENCIL PFTE COATED CABLE LENGTH 3-3.5 M 2 SURGICAL GOWN ULTRA XL WITH HAND TOWELS 47 X 38 CM WHITE 1 JUG 1200 ML POLYPROPYLENE GRADUATED TRANSP. 1 CREPE PAPER 60 X 60 CM 1 TABLE COVER 150 X 190 CM REINFORCED 2 SURGICAL GOWN ULTRA L WITH HAND TOWELS WHITE 47 X 38 CM 1 MAYO STAND COVER 58 X 137 CM 1 MATERNITY PAD 1 SUCTION CANNULA YANKAUER 24 CH 1 NDLE CNTR 10-CNT FOAM BLCK/MAG BLD REM YELL 1 SUCTION TUBE 18C H 3.0 M 20 GAUZE LAP 45 X 45 CM 6P XRD 1 SYRINGE 10 ML L/L 1 BULB SYRINGE 65 ML BLUE 1 NEEDLE HYPODERMIC 18 G 40 MM 1 UMBILICAL CORD CLAMP WHITE 1 BNS C-SECTION DRAPE 175/250 X 300 CM INC. 38 X 32 CM
20198 | 4229541411800 | CUSTOMIZED EFFICIENCY EYE KIT 1 BNS SURGICAL GOWN UL SP L 2 HAND TOWEL WHITE 47 X 38 CM WHITE 1 CREPE PAPER 60 X 60 CM 1 TABLE COVER 150 X 190 CM REINFORCED 4 HAND TOWEL WHITE 47 X 38 CM WHITE 1 BNS SURGICAL GOWN UL SP XLL 1 MAYO STAND COVER 58 X 137 CM 10 GAUZE SWAB 10 X 10 CM 16 P XRD 4 OP TOWEL 65 X 42 CM XRD 1 NDLE CNTR 20 - CNT FOAM BLCK/MAG BLD REM YELL 5 EYE SPEAR PVA 5 PC 1 EYE PAD 5 X 7 CM 1 INSTRUMENT WIPE 7.5 X 7.5 CM 4 SA LABEL 3.8 X 6.0 CM WHITE 1 HYPODERMIC NEEDLE 30 GAUGE 12 MM YELLOW 1 EYE SHIELD 4 SA LABEL 1.0 X 4.0 CM WHITE BLANK 1 SYRINGE 10 ML L/L 1 SYRINGE 5 ML L/L 1 NEEDLE HYPODERMIC 25 GAUGE 16 MM 1 NEEDLE HYPODERMIC 20 GAUGE 25 MM 1 SYRINGE 3 ML L/L 1 GALLIPOT 120 ML 1 BOWL 500 ML 1 BOWL 250 ML 1 DIATHERMY CABLE BIPOLAR 1 SKIN MARKER REGULAR 1 SUCTION TUBE 24 CH 4.0 M 1 FLUID COLLECTION POUCH 40 X 35 CM 1 SUCTION AND DIATHERMY BAG 40 X 35 CM 1 KIDNEY BOWL 800 ML 1 TUBE HOLDER 2.5 X 30 CM 2 OP TOWEL 90 X 72.5 CM 1 SPLIT SHEET 15
20199 | 4229541411900 | CUSTOMIZED EFFICIENCY GYNECOLOGY VAGINAL KIT 1 BLUE CODED INSERT CARD FOR PROCEDUREPAK 1 SIDE LABEL 191 X 39 MM BLUE BLANK 2 LITHOTOMY LEGGINGS 78 X 121 CM 2 HAND TOWEL 60 X 40 CM 1 CREPE PAPER 60 X 60 CM 1 TABLE COVER 150 X 190 CM 4 SURGICAL GOWN ULTRA L - XL 2 HAND TOWEL 60 X 40 CM 2 HAND TOWEL 60 X 40 CM 1 UNDER BUTTOCKS DRAPE 97 X 112 CM 2 OP TOWEL 66 X 40 CM XRD 1 MATERNITY PAD 1 COLLECTION POUCH 50 X 58 CM SA 1 KIDNEY BOWL 800 ML 1 NEEDLE COUNTER MAGNETIC 1 SUCTION TUBE 18 CH 3.0 M 10 GAUZE SWAB 10 X 10 CM 16 P XRD 8 SA LABEL 3.8 X 6.0 CM WHITE 1 CATHETER SIL. 14 CH 40 CM 2 W B 5 - 10 ML 1 SUCTION CANNULA YANKAUER 18 CH 5 GAUZE LAP 20 X 30 CM 4 P XRD 1 SKIN MARKER REGULAR 1 TUBE HOLDER 2.5 X 30 CM 1 FLUID COLLECTION POUCH 40 X 35 CM 1 BOWL 500 ML 1 OP TOWEL 1 BOWL 2000 ML 1 NON ADHERENT DRESSING 10 X 20 CM 1 GYNE DRAPE 60 X 116 CM 1 GYNECOLOGY DRAPE 200 X 255 CM
20200 | 4229541412000 | CUSTOMIZED EFFICIENCY HIPEC LAPAROTOMY KIT; 2 HAND TOWEL 47 X 38 CM WHITE 1 SURGICAL GOWN ULTRA L-XL 1 CREPE PAPER 60 X 60 CM 1 TABLE COVER 190 X 210 CM REINFORCED 6 HAND TOWEL 47 X 38 CM WHITE 3 SURGICAL GOWN ULTRA L-XL 1 TABLE COVER 190 X 210 CM REINF FOLDED 1 URO/GYNECOLOGY DRAPE 1 UNDER-BUTTOCKS DRAPE 85 X 12 0CM WITH POUCH 1 MAYO STAND COVER 58 X 137 CM 1 JUG 1200 ML POLYPROPYLENE GRADUATED TRANSP. 1 SUCTION TUBE 18 CH 3.0 M 8 UTILITY DRAPE WITH TAPE 64 X 38 CM 1 OP SHEET 152 X 193 CM BLUE 1 MAGNETIC INSTRUMENT PAD 25.4 CM X 40.6 CM BLUE 1 SYRINGE 50/60 ML BULB CATHETER TIP CONC. 1 NDLE CNTR 40-CNT FOAM BLCK/MAG BLD REM YELL 3 SUTURE BAG 16.5 X 30.5 CM 4 SKIN STAPLER APPOSE ULC 1 DIATHERMY PENCIL 1 SKIN MARKER REGULAR 1 SCALPEL BLADE N°10 2 DIATHERMY BALL 1 TRANSFER TRAY 23 X 11 X 2.2 CM BLUE 2 FLUID COLLECTION POUCH 40 X 35 CM 1 MEPILEX BORDER POST-OP 10 X 25 CM PAD 4.5 X 19.5 CM 1 NON ADHERENT DRESSING 7.5 X 20 CM 1 SUCTION CANNULA YANKAUER 24 CH 2 ME
20201 | 4229541412100 | CUSTOMIZED EFFICIENCY INFUSAPORT KIT 2 HAND TOWEL 47 X 38 CM WHITE 1 SURGICAL GOWN ULTRA L - XL 1 CREPE PAPER 60 X 60 CM 1 TABLE COVER 150 X 190 CM REINFORCED 6 HAND TOWEL 47 X 38 CM WHITE 3 SURGICAL GOWN ULTRA L - XL 1 MAYO STAND COVER 80 X 145 CM 2 HAND TOWEL 47 X 38 CM WHITE 1 NEEDLE COUNTER 15 GAUZE LAP 20 X 30 CM 4 P XRD 20 GAUZE SWAB 10 X 10 CM 16 P XRD 1 SKIN STAPLER APPOSE ULC 4 SA LABEL 3.8 X 6 CM WHITE BLANK 4 SA LABEL 13 MM X 40 MM WHITE BLANK 1 BOWL 500 ML 1 BOWL 1000 ML 1 BOWL 2000 ML 1 DIATHERMY CABLE BIPOLAR 1 SYRINGE 50/60 ML BULB CATHETER TIP CONC. 1 SYRINGE 20 ML L/L 1 SKIN MARKER REGULAR 1 SCALPEL BLADE N° 15 2 BONEWAX WHITE 2.5 G 1 SCALPEL BLADE N° 10 1 KIDNEY BOWL 800 ML 1 DIATHERMY PENCIL 6 OP TOWEL 65 X 42 CM XRD 1 MESORB 15 X 23 CM 1 C - ARM DRAPE 116 X 183 CM 2 FLUID COLLECTION POUCH 40 X 35 CM 1 FOAM DRESSING 10 X 30 CM 2 SPLIT SHEET 152 X 178 CM 4 ADHESIVE OP TOWEL 90 X 90 CM 1 SUC SET 24 CH 3.5 M NON COND YANK 12 CH TAPRD 2
20202 | 4229541412200 | CUSTOMIZED EFFICIENCY MICROSURGERY FREE FLAP KIT 1 BNS SURGICAL GOWN UL HP L 1 CREPE PAPER 60 X 60 CM 1 TABLE COVER 150 X 190 CM REINFORCED 4 BNS SURGICAL GOWN UL HP XLL 12 HAND TOWEL WHITE 47 X 38 CM WHITE 1 BNS SURGICAL GOWN UL HP XLL 4 SYRINGE 20 ML L/L 4 SCALPEL BLADE N° 15 2 SKIN CLOSURE STRIP 12.0 X 100 MM 1 PAPER BAG 38 X 51 CM 2 CAST PADDING 10 CM 3.0 M 2 NON ADHERENT DRESSING 7.5 X 20 CM 1 SKIN STAPLER APPOSE ULC 1 DIATHERMY CABLE BIPOLAR 1 INSTRUMENT WIPE 7.5 X 7.5 CM 2 SKIN MARKER REGULAR 1 SKIN MARKER FINE TIP 2 VESSEL LOOP MINI 0.83 MM 40.6 CM SIL RED 1 PC 10 EYE SPEAR PVA 5 PC 6 OP TOWEL 65 X 42 CM XRD 1 COVER CAMERA 18 X 242 CM ELASTIC TIP 1 TAPE 1 DIATHERMY PENCIL 10 SA LABEL 1.0 X 4.0 CM WHITE BLANK 1 SPIKE CONNECTION LINE 1 NDLE CNTR 40 - CNT FOAM BLCK/MAG BLD REM YELL 1 BOWL 250 ML 10 GAUZE LAP 45 X 45 CM 6 P XRD 1 BOWL 500 ML 20 GAUZE SWAB 10 X 10 CM 16 P XRD 1 SUCTION AND DIATHERMY BAG 40 X 35 CM 1 BULB SYRINGE 65 ML BLUE 1 FLUID CO
20203 | 4229541412300 | CUSTOMIZED EFFICIENCY NECK DISSECTION KIT; 2 BNS SURGICAL GOWN UL HP L 1 CREPE PAPER 60 X 60 CM 1 TABLE COVER 150 X 190 CM REINFORCED 8 HAND TOWEL WHITE 47 X 38 CM WHITE 2 BNS SURGICAL GOWN UL HP XLL 1 MAYO STAND COVER 58 X 137 CM 1 GALLIPOT 120 ML 1 BOWL 250 ML 10 SA LABEL 1.0 X 4.0 CM WHITE BLANK 5 GAUZE LAP 20X30CM 4P XRD 1 BOWL 500 ML 1 BOWL 1000ML 10 GAUZE SWAB 10 X 10 CM 16P XRD 2 KIDNEY BOWL 800 ML 2 SYRINGE 10 ML L/L 1 SCALPEL BLADE N°10 1 SCALPEL BLADE N°15 1 NEEDLE DENTAL 25G 40MM 1 SKIN MARKER REGULAR 4 OP TOWEL 30 X 46 CM TRANSP. 1 BULB SYRINGE 65 ML BLUE 1 NDLE CNTR 40-CNT FOAM BLCK/MAG BLD REM YELL 1 BOWL 2000 ML 6 OP TOWEL 65 X 42 CM XRD 1 SUCTION TUBE 18 CH 3.0 M 2 NON ADHERENT DRESSING 7.5 X 20 CM 1 SPLIT SHEET 150 X 193 CM 1 FLUID COLLECTION POUCH 40 X 35 CM 1 DRAPE 175 X 173 CM 1 MAGNETIC INSTRUMENT DRAPE 1 SPLIT SHEET 250 X 290 CM SPLIT 20 X 102 CM 1 FOAM DRESSING LITE 7.5 X 7.5 CM 1 SUCTION AND DIATHERMY BAG 40 X 35 CM 1 TRAY 43 X
20204 | 4229541412400 | CUSTOMIZED EFFICIENCY NEURO SPINE KIT; 1 BNS SURGICAL GOWN UL SP L 2 HAND TOWEL 47 X 38 CM WHITE 1 CREPE PAPER 60 X 60 CM 1 TABLE COVER 150 X 190 CM REINFORCED 2 MAYO STAND COVER REINFORCED 79 X 145 CM 1 BNS SURGICAL GOWN UL SP XL 2 HAND TOWEL 47 X 38 CM WHITE 5 GAUZE LAP 20 X 30 CM 4P XRD 20 GAUZE SWAB 10 X 10 CM 16 P XRD 1 NDLE CNTR 40-CNT FOAM BLCK/MAG BLD REM YELL 2 FILM DRESSING 10 X 12 CM 1 SKIN STAPLER APPOSE ULC 10 PATTI 13 X 13 MM XRD W/STRING 10 PATTI 25 X 25 MM XRD WITH STRING 10 PATTI 1.27 X 2.54 CM XRD WITH STRING 10 PATTI 25 X 76 MM XRD WITH STRING 2 SYRINGE 50/60 ML BULB CATHETER TIP CONC. 2 BULB SYRINGE 65 ML BLUE 1 HYPODERMIC NEEDLE 22 GAUGE 40 MM 4 SA LABEL 3.8 X 6 CM WHITE 2 IV CANNULA 18 GAUGE 48 MM GREEN 4 SA LABEL 13 MM X 40MM WHITE BLANK 1 BOWL 500 ML 2 BOWL 250 ML 1 BASIN LINER - SINGLE 1 DIATH. HOLSTER HDPE WHITE 1 NEEDLE HYPODERMIC 18 GAUGE 40 MM 1 BOWL 1000 ML 1 SKIN MARKER REGULAR 1 SYRINGE 10 ML L/L 2 SCALPEL BLADE N°15 1 NEED
20205 | 4229541412500 | CUSTOMIZED EFFICIENCY ORTHO SPINE KIT; 2 HAND TOWEL 47 X 38 CM WHITE 1 SURGICAL GOWN ULTRA LARGE-EXTRA LARGE 1 CREPE PAPER 60 X 60 CM 1 TABLE COVER 150 X 190 CM REINFORCED 6 HAND TOWEL 47 X 38 CM WHITE 3 SURGICAL GOWN ULTRA LARGE-EXTRA LARGE 1 MAYO STAND COVER 80 X 145 CM 2 HAND TOWEL 47 X 38 CM WHITE 1 NEEDLE COUNTER 15 GAUZE LAP 30 X 30 CM 16PLY XRD 20 GAUZE SWAB 10 X 10 CM 16 P XRD 1 SKIN STAPLER APPOSE ULC 4 SA LABEL 3.8 X 6 CM WHITE BLANK 4 SA LABEL 13 MM X 40 MM WHITE BLANK 1 BOWL 500 ML 1 BOWL 1000 ML 1 BOWL 2000 ML 1 DIATHERMY CABLE BIPOLAR 1 SYRINGE 50/60 ML BULB CATHETER TIP CONC. 1 SYRINGE 20 ML L/L 1 SKIN MARKER REGULAR 1 SCALPEL BLADE N#15 1 SCALPEL BLADE N#10 1 KIDNEY BOWL 800 ML 1 DIATHERMY PENCIL 6 OP TOWEL 65 X 42 CM XRD 1 C-ARM DRAPE 116 X 183 CM 2 FLUID COLLECTION POUCH 40 X 35 CM 2 SPLIT SHEET 152 X 178 CM 4 ADHESIVE OP TOWEL 90 X 90 CM 1 ORTHOPEDIC SUCTION SET 1 INCISE ANTIMICROBIAL DRAPE 2 LARGE DRAPE
20206 | 4229541412600 | CUSTOMIZED EFFICIENCY PACK CESAREAN SECTION 1 ; 1 CREPE PAPER 60 X 60 CM 2 SURGICAL GOWN REINFORCED L WITH HAND TOWELS 40 X 48 CM 1 REINFORCED TABLE COVER 150 X 190 WRAPPING 2 SURGICAL GOWN REINFORCED XL WITH HAND TOWELS 40 X 48 CM 1 MAYO STAND COVER REINFORCED 79 X 145 CM 2 SCALPEL BLADE N°20 1 PAPER BAG 25 X 38 CM 1 BULB SYRINGE 65 ML BLUE 1 NEEDLE CNTER 10-CNT FOAM BLOCK/MAG YELL 1 UMBILICAL CORD CLAMP WHITE 1 SYRINGE 20 ML L/L 3 PARTS CONC. 2 OP TOWEL 65 X 42 CM XRD 2 BOWL 250 ML 2 KIDNEY BOWL 800 ML 2 TUBE HOLDER 2.5 X 15 CM VELCRO/ADH 2 BOWL 2000 ML 10 GAUZE SWAB 10 X 10 CM 16P XRD 10 GAUZE LAP 45 X 45 CM 4P XRD 1 SUCTION SET 3.5 M YANKAUER 1 BNS C-SECTION DRAPE 175/250 X 300 CM INC. 38 X 32 CM 1 MATERNITY PAD 11 X 35 CM
20207 | 4229541412700 | CUSTOMIZED EFFICIENCY PACK KNEE ARTHROSCOPY 2 HAND TOWEL 40 X 48 CM 1 CREPE PAPER 60 X 60 CM 1 SURGICAL GOWN UNIVERSAL XLL HP BNS 1 REINFORCED TABLE COVER 150 X 190 WRAPPING 6 HAND TOWEL 40 X 48 CM 3 SURGICAL GOWN UNIVERSAL XLL HP BNS 2 MAYO STAND COVER REINFORCED 79 X 145 CM 1 TABLE COVER 150 X 190 CM REINF FOLDED 1 PAPER BAG 25 X 38 CM 1 CAST PADDING 15 CM 2.75 M 1 BANDAGE 15 CM 4.5 M COHESIVE TAN LF 1 NEEDLE CNTER 10 - CNT FOAM BLOCK/MAG YELL 1 DIATH. PENCIL HAND BUTTONS BLADE 300 CM 1 BANDAGE 15 CM 4 M CREPE WHITE RED LINES BL 10 GAUZE LAP 45 X 45 CM 4 P XRD 10 GAUZE SWAB 10 X 10 CM 16 P XRD 2 BOWL 250 ML 1 BOWL 1000 ML 1 BOWL 2000 ML 1 SKIN MARKER TAPER TIP RULER 1 SYRINGE 20 ML L/L 3 PARTS CONC. 1 POST OP DRESSING 9 X 10 CM 1 NEEDLE HYPODERMIC 18 GAUGE 40 MM PINK 1 NEEDLE HYPODERMIC 22 GAUGE 40 MM BLACK 1 SCALPEL BLADE N° 15 1 SCALPEL BLADE N° 10 1 SCALPEL BLADE N° 11 2 KIDNEY BOWL 800 ML 4 MEPORE 6 X 7 CM 2 OP - TAPE 9 X 49 CM 1 SPLIT SHEET 150
20208 | 4229541412800 | CUSTOMIZED EFFICIENCY PCNL PACK 1 TUBE HOLDER 2.5 X 30 CM 1 REINFORCED TABLE COVER 150 X 240 WRAPPING 2 GAUZE ROUND SPONGE N° 420 TH XRD 5 PIECES 10 GAUZE SWAB 10 X 10 CM 8 P 3 BNS SURGICAL GOWN UL HP XLL 2 OP TOWEL 50 X 50 CM 1 BNS CRANIOTOMY DRAPE 230 X 300 CM INCLUDING 30 X 2 1 DRAPE 150 X 175 CM 1 MAYO STAND COVER 79 X 145 CM 1 SYRINGE 3 ML L/L 1 SYRINGE 10 ML L/L 1 SYRINGE 30 ML L/L 1 SYRINGE 50 ML CATHETER TIP 1 BOWL 250 ML 2 KIDNEY BOWL 800 ML 1 URINE DRAINAGE BAG 2000 ML 6 HAND TOWEL 47 X 38 CM WHITE 1 CYSTO/TURP IRRIGATION SET DOUBLE 1 SCALPEL N° 11 2 EXTENSION LINE 75 CM ID 3 0 MM RA/FLL 1 SYRINGE 50 ML 1 CREPE PAPER 60 X 60 CM 5 GAUZE LAP 30 X 30 CM 124 CHANNEL X 300 CM SUCTION CONNECTING TUBING 1 C - ARM DRAPE 116 X 183 CM
20209 | 4229541412900 | CUSTOMIZED EFFICIENCY PEDIATRIC CARDIAC KIT; 2 HAND TOWEL 47 X 38 CM WHITE 1 CREPE PAPER 60 X 60 CM 1 SURGICAL GOWN UNIVERSAL M SP BNS 1 TABLE COVER 190 X 210 CM REINFORCED 1 NEEDLE HYPODERMIC 25 GAUGE 16 MM 1 I.V. CANNULA 14 GAUGE 45 MM 1 SURGICAL GOWN UNIVERSAL M SP BNS 4 HAND TOWEL 47 X 38 CM WHITE 1 SURGICAL GOWN UNIVERSAL XXLL HP 1 SURGICAL GOWN UNIVERSAL XL HP BNS 20 OP TOWEL 65 X 42 CM XRD 3 MAYO STAND COVER 58 X 137 CM 3 LABEL 1 X 4 CM NORMAL SALINE 4 SA LABEL 13 MM X 40 MM WHITE BLANK 3 SA LABEL 1 X 4 CM WHITE HEPARIN 1000 IE/ML 2 SA LABEL 1 X 4 CM WHITE PAPAVERINE 1 BOWL 250 ML 1 LABEL WATER 1 SA LABEL 1 X 4 CM WHITE RINGER-LACTATE 1 BOWL 500 ML 1 BOWL 1000 ML 1 SYRINGE 50/60 ML BULB CATHETER TIP CONC. 1 DIATHERMY BLADE 1 SYRINGE 20ML L/L 1 I.V. CANNULA 16 GAUGE 45 MM 2 KIDNEY BOWL 800 ML 1 SKIN MARKER REGULAR 1 HYPODERMIC NEEDLE 22 GAUGE 40 MM 10 GAUZE LAP 20 X 30 CM 4P XRD 20 GAUZE SWAB 10 X 10 CM 16P XRD 1 JUG 1200 ML POLYPROPYLENE GRAD
20210 | 4229541413000 | CUSTOMIZED EFFICIENCY PEDIATRIC CYSTO SUPINE KIT 1 BNS SURGICAL GOWN UL SP EXTRA LARGE 2 HAND TOWEL WHITE 47 X 38 CM WHITE 1 CREPE PAPER 60 X 60 CM 1 TABLE COVER 150 X 190 CM STANDARD 2 HAND TOWEL WHITE 47 X 38 CM WHITE 1 BNS SURGICAL GOWN UL HP XLL 1 KIDNEY BOWL 800 ML 5 GAUZE SWAB 10 X 10 CM 16 P 1 BOWL 1000 ML POLYPROPYLENE BLUE 1 CYSTO/TURP IRRIGATION SET SINGLE 1 APERTURE DRAPE 200 X 280 CM 1 CREPE PAPER 60 X 60 CM
20211 | 4229541413100 | CUSTOMIZED EFFICIENCY PERCUTANEOUS NEPHR (TRIANGLE POUCH) 2 TUBE HOLDER 2.5 X 30 CM 1 REINFORCED TABLE COVER 150 X 240 WRAPPING 10 GAUZE SWAB 10 X 10 CM 8 P 1 BNS SURGICAL GOWN UL SP L 2 OP TOWEL 50 X 50 CM 1 BNS CRANIOTOMY DRAPE 230 X 300 CM INCLUDING 30 X 20 1 DRAPE 150 X 175 CM 1 FLUID COLLECTION POUCH 40 X 35 CM 1 PAPER BAG 38 X 51 CM 10 GAUZE SWAB 10 X 10 CM 32 P XRD 2 BOWL 250 ML 2 KIDNEY BOWL 800 ML 1 BOWL 5000 ML 1 JUG 1000 ML 1 CYSTO/TURP IRRIGATION SET SINGLE 3 HAND TOWEL 47 X 38 CM WHITE 1 CYSTO/TURP IRRIGATION SET DOUBLE 1 SCALPEL N° 11 1 SCALPEL N° 15 2 EXTENSION LINE 75 CM ID 3.0 MM RA/FLL 1 CREPE PAPER 80 X 80 CM 1 CREPE PAPER 60 X 60 CM 1 CONNECTOR 5 GAUZE LAP 30 X 30 CM 1 SYRINGE 10 ML L/L 3 PARTS CONC. 1 SYRINGE 30 ML L/L 3 P ARTS CONC. 1 SYRINGE 3 ML L/L 3 PARTS CONC. 2 SYRINGE 60 ML L/S 3 PARTS CONC. CATHETER TIP
20212 | 4229541413200 | CUSTOMIZED EFFICIENCY PERCUTANEOUS NEPHRO - LITHOTRIPSY KIT 1 BNS SURGICAL GOWN UL SP EXTRA LARGE 2 HAND TOWEL WHITE 47 X 38 CM WHITE 1 CREPE PAPER 60 X 60 CM 1 TABLE COVER 150 X 190 CM REINFORCED 4 OP TOWEL 65 X 42 CM XRD 2 HAND TOWEL WHITE 47 X 38 CM WHITE 1 BNS SURGICAL GOWN UL HP XLL 2 HAND TOWEL WHITE 47 X 38 CM WHITE 1 BNS SURGICAL GOWN UL HP XLL 2 MAYO STAND COVER 58 X 137 CM 1 NDLE CNTR 40 - CNT FOAM BLCK/MAG BLD REM YELL 5 GAUZE LAP 45 X 45 CM 6 P XRD 1 URINE DRAINAGE BAG 2000 ML 1 GALLIPOT 120 ML 4 SA LABEL 3.8 X 6.0 CM WHITE 1 SUCTION AND DIATHERMY BAG 40 X 35 CM 4 SA LABEL 1.0 X 4.0 CM WHITE BLANK 1 FLUID COLLECTION POUCH 40 X 35 CM 1 BOWL 500 ML 2 BOWL 1000 ML 1 SYRINGE 30 ML L/L 1 SKIN MARKER REGULAR 3 SUCTION TUBE 18 CHANNEL 3.0 M 1 SYRINGE 20 ML L/L 1 SCALPEL BLADE N# 11 1 CAMERA DRAPE 18 X 246 CM 1 KIDNEY BOWL 800 ML 1 CYSTO/TURP IRRIGATION SET DOUBLE 3 TUBE HOLDER 2.5 X 30 CM 2 FIXATION DRESSING 20 X 30 CM 1 THORACIC DRAIN 28 CHANNEL 2
20213 | 4229541413400 | CUSTOMIZED EFFICIENCY BILATERAL TOTAL KNEE KIT 1 DIATHERMY PENCIL 2 HAND TOWEL WHITE 47 X 38 CM WHITE 20 GAUZE LAP 45 X 45 CM 16 PLY XRD 1 SURGICAL GOWN LARGE - EXTRA LARGE 1 CREPE PAPER 60 X 60 CM 1 TABLE COVER 150 X 210 CM REINFORCED 8 HAND TOWEL WHITE 47 X 38 CM WHITE 3 SURGICAL GOW LARGE - EXTRA LARGE 4 CAST PADDING 15 CM 3.0 M 4 BANDAGE 15 CM 4.5 M ELASTIC 2 SKIN STAPLER 4 SA LABEL 1.0 X 4.0 CM WHITE BLANK 1 BOWL 500 ML 1 NEEDLE COUNTER 2 SYRINGE 50/60 ML BULB 1 BOWL 1000 ML 1 BOWL 2000 ML 2 SKIN MARKER REGULAR 4 SCALPEL BLADE N# 10 2 SCALPEL BLADE N# 15 2 SCALPEL BLADE N# 20 1 KIDNEY BOWL 800 ML 1 SET ORTHOPEDIC SUCTION TUBE WITH FILTER 2 STOCKINETTE 30 X 121 CM 6 OP TOWEL 65 X 42 CM XRD 2 SPLIT SHEET 152 X 178 CM 2 SPLIT SHEET PLASTIC 3 MAYO STAND COVER 80 X 145 CM ELECTROSURGICAL SCRATCHPAD 4 O P - TAPE 9 X 49 CM 2 FLUID COLLECTION POUCH 40 X 35 CM 4 OP SHEET 152 X 193 CM BLUE 1 BILATERAL ORTHOPEDIC LIMB DRAPE 116 X 88 X 144 IN 2 INCISE ANTIMICROBIAL DRAPE 4 LUER LOCK SYRINGE 50/60 ML 2 LUER LOCK SYRINGE 20 ML 1 WATERJET LAVAGE SYSTEM 3 LARGER DRAPE
20214 | 4229541413500 | CUSTOMIZED EFFICIENCY UROLOGY ROBOTIC KIT; 1 BNS SURGICAL GOWN UL HP XL 2 HAND TOWEL 47 X 38 CM WHITE 1 CREPE PAPER 60 X 60 CM 1 TABLE COVER 190 X 210 CM REINFORCED 1 TABLE COVER 150 X 190C M REINF FOLDED 2 TUBE HOLDER 2.5 X 30 CM 3 BNS ADHESIVE OP-SHEET 175 X 200 CM NARROW 6 OP TOWEL 65 X 42CM XRD 5 GAUZE LAP 20 X 30CM 4P XRD 10 GAUZE SWAB 10 X 10 CM 16P XRD 1 SYRINGE 10 ML L/L 1 SYRINGE 20 ML L/L 2 KIDNEY BOWL 800 ML 4 OP TOWEL 50 X 50 CM 2 HAND TOWEL 47 X 38 CM WHITE 1 BNS SURGICAL GOWN UL HP XL 2 HAND TOWEL 47 X 38 CM WHITE 1 BNS SURGICAL GOWN UL HP XL 2 HAND TOWEL 47 X 38 CM WHITE 1 BNS SURGICAL GOWN UL HP XL 2 HAND TOWEL 47 X 38 CM WHITE 1 BNS SURGICAL GOWN UL HP XL 1 URINE DRAINAGE BAG 2000 ML 1 NDLE CNTR 40-CNT FOAM BLCK/MAG BLD REM YELL 5 POST OP DRESSING 6 X 7 CM 1 POST OP DRESSING 9 X 30 CM 2 SKIN CLOSURE STRIP 12.0 X 100 MM 1 PLASTIC BAG 25 X 46 CM 1 PLASTIC BAG 20 X 30 CM ZIPLOCK 1 SKIN MARKER REGULAR 1 SKIN MARKER RULER 15 CM WHITE PAPER 1
20215 | 4229541413600 | CUSTOMIZED EFFICIENCY VASCULAR KIT; 2 HAND TOWEL 47 X 38 CM WHITE 1 SURGICAL GOWN ULTRA L-XL 1 CREPE PAPER 60 X 60 CM 1 TABLE COVER 150 X 240 CM REINFORCED 2 HAND TOWEL 47 X 38 CM WHITE 1 SURGICAL GOWN ULTRA LARGE - EXTRA LARGE 1 MAYO STAND COVER 79 X 145 CM 4 HAND TOWEL 47 X 38 CM WHITE 2 SURGICAL GOWN ULTRA LARGE - EXTRA LARGE 10 GAUZE LAP 45 X 45 CM 6P XRD 10 OP TOWEL 65 X 42 CM XRD 1 MAGNETIC INSTRUMENT PAD 250.4 CM X 40.6 CM BLUE 1 SYRINGE GREEN 10 ML 3 PART LL CLEAR BARRELL 1 SYRINGE 50/60 ML BULB CATHETER TIP CONCRETE 1 SYRINGE RED 10 ML 3 PART LL CLEAR BARREL 1 SYRINGE 20 ML L/L 1 SUTURE BOOTS MOSQUITO YELLOW 5 PR 10/1 1 SKIN MARKER REGULAR 1 KIDNEY BOWL 800 ML 10 SA LABEL 13 MM X 40 MM WHITE BLANK 1 MAYO STAND COVER 58 X 137 CM 10 GAUZE SWAB 10 X 10 CM 16 P XRD 1 FLUID COLLECTION POUCH 40 X 35 CM 1 BOWL 250 ML 1 GALLIPOT 60 ML 1 SCALPEL BLADE N°10 1 HYPODERMIC NEEDLE 22 GAUGE 40 MM 1 NEEDLE HYPODERMIC 18 GAUGE 40 MM 1 SCALPEL BLADE N°15 1 SCALPEL B
20216 | 4229541413700 | CUSTOMIZED EFFICIENCY VENTRICULO-PERITONEAL SHUNT KIT "MINOR NEURO"; 2 BNS SURGICAL GOWN UL HP L 2 HAND TOWEL WHITE 47 X 38 CM WHITE 1 CREPE PAPER 80 X 80 CM 1 TABLE COVER 150 X 190 CM REINFORCED 6 HAND TOWEL WHITE 47 X 38 CM WHITE 2 BNS SURGICAL GOWN UL HP XLL 2 MAYO STAND COVER REINFORCED 79 X 145 CM 1 TABLE COVER 150 X 190 CM FOLDED 5 GAUZE LAP 20 X 30 CM 4P XRD 1 NDLE CNTR 40-CNT FOAM BLCK/MAG BLD REM YELL 1 DIATHERMY CABLE BIPOLAR 1 SYRINGE 50/60 ML BULB CATHETER TIP CONC. 1 SKIN STAPLER APPOSE ULC 1 COLLECTION POUCH 50 X 58 CM SA 1 BULB SYRINGE 65 ML BLUE 1 SUTURE SOFSILK 2-0 NO NEEDLE 60 CM BLACK 1 BONEWAX WHITE 2.5 GAUGE 2 POLYSORB 3-0 75 CM 1 PAPER BAG 14 X 25 CM 10 PATTI 13 X 13 MM XRD WITH STRING 3 TUBE 1.65 X 10.1 CM 13 ML GRADUATED SCREW CAP 1 BANDAGE 6 CM 4 M ELASTIC GAUZE WHITE 1 SCALPEL BLADE N°11 1 SUTURE BOOTS MOSQUITO YELLOW 5 PR 10/1 4 SA LABEL 3.8 X 6.0 CM WHITE 1 NEEDLE HYPODERMIC 18 GAUGE 40 MM 4 SA LABEL 1.0 X 4.0 CM WHITE BLANK 2 BOWL
20217 | 4229541413900 | LOADING UNIT THICK TISSUE FOR STAPLER CUTTER CURVED CONTOUR 2.0 MM CLOSED STAPLE HEIGHT STERILE
20218 | 4229541414100 | GENERAL SURGERY LAPAROSCOPY PACK; 4 SURGICAL GOWNS UNIVERSAL LL HP BNS 1 TABLE COVER 150 X 210 CM REINFORCED 4 HAND TOWEL 47 X 38 CM WHITE 1 MAYO STAND COVER 79X145CM 1 BASIN LINER - SINGLE 10 GAUZE LAP 45X45CM 6P XRD 1 PAPER BAG 14 X 25 CM 10 GAUZE ROUND 30 X 40 CM 10 GAUZE SWAB 10 X 10 CM 16 P XRD 4 SA LABEL 3.8 X 6 CM WHITE 1 SUTURE BAG 16.5 X 30.5 CM 1 INSTRUMENT BAG 30 X 50 CM 1 COVER CAMERA 18 X 244 CM WITH CARD TRANSP 1 NEEDLE COUNTER 1 SYRINGE 10 ML L/L 1 SYRINGE 20 ML L/L 1 SKIN MARKER TAPER TIP RULER 1 SCALPEL BLADE N°11 1 SCALPEL BLADE N°10 1 NEEDLE HYPODERMIC 18 GAUGE 40 MM 3 BOWL 250 ML 1 SYRINGE 50 ML CATHETER TIP 1 SYRINGE 50 / 60 ML BULB CATHETER TIP CONC. 2 KIDNEY BOWL 800 ML 4 OP TOWEL 75 X 50 CM 2 LITHOTOMY LEGGING 75 X 150 CM 1 MONOPOLAR SCISSORS 1 TRAY 43 X 28 X 1.5 CM
20219 | 4229541414300 | GLOVES CHEMOTHERAPY EXTRA LONG CUFF HEAVY DUTY LATEX POWDER FREE CHEMOTHERAPY CAUTION SIZE: LARGE
20220 | 4229541414400 | LAPAROSCOPIC COLORECTAL PACK; 1 BNS SURGICAL GOWN UL SP L 2 HAND TOWEL 47 X 38 CM WHITE 1 CREPE PAPER 60 X 60 CM 1 REINFORCED TABLE COVER 150 X 190 WRAPPING 2 HAND TOWEL 47 X 38 CM WHITE 1 BNS SURGICAL GOWN UL SP L 2 MAYO STAND COVER REINFORCED 79 X 145 CM 2 BOWL 250 ML 2 BOWL 1000 ML 1 PAPER BAG 30 X 61 CM 1 PAPER BAG 11 X 19 CM 2 KIDNEY BOWL 800 ML 4 HAND TOWEL 47 X 38 CM WHITE 1 NEEDLE CNTER 30-CNT MAG CLEAR TOP YELLOW 2 BNS SURGICAL GOWN UL SP EXTRA LARGE 1 SKIN MARKER MODERN REGULAR TIP 1 SKIN MARKER RULER 15 CM WHITE PAPER 2 QUIVER FOR LAPAROSCOPIC INSTRUMENTS EXTENDABLE 1 PLASTIC BAG 25 X 46 CM ZIPLOCK TRANSPORTATION 1 UNDER-BUTTOCKS DRAPE 85 X 120 CM WITH POUCH 4 MEPILEX BORDER POST-OP 6 X 8 CM PAD 3 X 5 CM 1 MEPILEX BORDER POST-OP 10 X 20 CM PAD 4.5 X 14.5 CM 1 TABLE COVER 150 X 190 CM REINF FOLDED 4 OP-TAPE 9 X 49 CM 6 OP TOWEL 75 X 50 CM 1 SUCTION IRRIGATION SET 5 MM 45 CM 2 SPIKES 1 LAPAROSCOPY DRAPE 250 / 200 / 300 X 260 CM 1 CREPE PAPER 60 X 60
20221 | 4229541414700 | CUSTOMIZED EFFICIENCY PEDIATRIC MAJOR KIT; 1 CREPE PAPER 60X60CM 1 TABLE COVER 150X190CM REINFORCED 1 BNS SURGICAL GOWN UL HP LL 3 BNS SURGICAL GOWN UL HP XLL 1 DENTAL DRAPE 150X150CM 4 OP TOWEL 75X73CM 1 SUCTION CANNULA YANKAUER 18CH 1 DIATHERMY NEEDLE 8 HAND TOWEL WHITE 47X38 CM WHITE 1 DIATH. PENCIL PTFE BLADE AND SMOKE EVAC 1 MAYO STAND COVER 58X137 CM 15 GAUZE LAP 20X30CM 4P XRD 10 GAUZE SWAB 10X10CM 16P XRD 1 NON ADHERENT DRESSING 7 5X20CM 4 OP TOWEL 30X46CM TRANSP . 5 OP TOWEL 65X42CM XRD 1 SUCTION AND DIATHERMY BAG 40X35 CM 5 SA LABEL 3 8X6 0CM WHITE 1 SYRINGE 10ML L/L 1 DIATHERMY HOLSTER 5 SA LABEL 1 0X4 0CM WHITE BLANK 2 POST OP DRESSING 6X7CM 1 BOWL 250ML 1 NEEDLE DENTAL 25G 40MM 1 BOWL 500ML 1 HYPODERMIC NEEDLE 20G 40MM 2 SKIN CLOSURE STRIP 12 0X100MM 1 BOWL 1000ML 1 SKIN MARKER REGULAR 1 SCALPEL BLADE N°15 1 BOWL 2000ML 2 KIDNEY BOWL 800ML 1 FLUID COLLECTION POUCH 40X35CM 1 SUCTION TUBE 18CH 3 0M 1 OP-TAPE 9X49CM 2 TUBE HOLDER 2 5X30CM
20222 | 4229541414800 | CUSTOMIZED EFFICIENCY PEDIATRIC MINOR KIT ; 1 DIATHERMY NEEDLE 1 DIATHERMY PENCIL 1 SUTURE BAG 16 5X30 5CM 1 BOWL 2000 ML 1 SURGICAL GOWN ULTRA L - XL 1 CREPE PAPER 60X60CM 1 TABLE COVER 150X190CM REINFORCED 6 HAND TOWEL WHITE 47X38 CM WHITE 2 SURGICAL GOWN ULTRA L - XL 1 MAYO STAND COVER 58X137 CM 1 FLUID COLLECTION POUCH 40X35CM 1 SKIN MARKER REGULAR 1 INSTRUMENT CLEANER 5X5CM 1 SYRINGE 10 ML L/L 1 NEEDLE DENTAL 25G 40 MM 1 SCALPEL BLADE N°15 1 HYPODERMIC NEEDLE 20G 40 MM 2 SKIN CLOSURE STRIP 12 0X100 MM 2 KIDNEY BOWL 800 ML 10 GAUZE SWAB 10X10CM 16P XRD 10 SA LABEL 3 8X6 0CM WHITE 5 OP TOWEL 65X42CM XRD 1 BOWL 250 ML 1 BOWL 500 ML 1 BOWL 1000 ML 1 NDLE CNTR 30 - CNT FOAM/MAG BLD REM YELLOW 4 UTILITY DRAPE WITH TAPE 64X38CM 2 OP SHEET 152X193CM BLUE
20223 | 4229541414900 | KIT FOR HYSTEROSALPINGOGRAPHY: 5 FRENCH WITH STYLET INCLUDES: FENESTRATED DRAPE DISPOSABLE SPECULUM DISPOSABLE CERVICAL DILATOR SWAB STICKS WIDE SWAB STERILE WRAP 2 OR3 3 INCH X 3 INCH GAUZES INNER TRAY FOR IODINE SOLUTION ODINE OINTMENT 2 PACKS OF IODINE SOLUTION 36 INCH EXTENSION TUBE 20 CC SYRINGE WITH 18 GAUGE NEEDLE LUBRICATING JELLY STERILE
20224 | 4229541415100 | PACK OPHTHALMIC FOR EYE SURGERY CONTAIN OF: 1 MAYO TABLE COVER SIZE 145X60 CM 1 TABLE COVER 140 X 90 CM 1 FULL BODY DRAPE WITH EYE SHEET + COLLECTION BAG NON WOVEN FULL BODY INCISE OVERALL SIZE 166X254 CM INCISE AREA 9X11 CM CHANNEL BAG CAPACITY 1000ML. 2 GOWN LARGE WITH TOWELS TWO DOUBLE SHEET COVER ALL THE PAK 120CMX100CM STERILE
20225 | 4229541415300 | FLASK STAINLESS STEEL FOR PRESERVING HOT/ COLD WATER FOR CARDIAC SURGERY IN THE SURGICAL FIELD REUSABLE
20226 | 4229541415400 | GRADUATED JUG STAINLESS STEEL 1000ML CAPACITY FOR KEEPING SALINE DURING SURGERY REUSABLE
20227 | 4229541415500 | BABY DELIVERY KIT 1 SURGICAL REINFORCE GOWN L 6 ABSORBENT TOWELS 4 ALCOHOL SWAB PADS 2 CORD CLAMP 1 STERILE SCISSOR 1 DISPOSABLE SCALPEL PAIR OF SURGICAL GLOVES SIZE 7.0 O.B. PAD 11 INCH PLACENTA BAG WITH STRAP SIZE M 2 BULB SYRINGE 20 GAUZE SPONGES 8PLY 4X4 INCH 1 ABDOMINAL DRAPE 100X180 CM 1 BABY BLANKET 1 C.S. WARP 70X70 CM
20228 | 4229541415600 | CUSTOMIZED EFFICIENCY BASIC PLASTIC PACK. 1 REINFORCED TABLE COVER 150 X 190 WRAPPING 1 MAYO STAND COVER 58X137 CM 1 TUBE HOLDER 2.5X30CM 2 ADHESIVE OP-SHEET 175X175CM 2 ADHESIVE OP-SHEET 240X150CM 2 SUCTION AND DIATHERMY BAG 40X35 CM 1 PAPER BAG 18X38CM 1 SCALPEL BLADE N°10 1 SCALPEL BLADE N°15 1 SUCTION CANNULA YANKAUER 18CH 1 BOWL 500ML 2 BOWL TRANSPARENT 250ML 1 GALLIPOT 60ML 1 FORCEPS BIPOLAR STRAIGHT 200MM CABLE 300CM 1 SKIN MARKER RULER 15CM WHITE PAPER 10 GAUZE SWAB 10X10CM 16P XRD 10 GAUZE LAP 30X30CM 6P XRD 1 UTILITY MARKER REGULAR TIP BLACK 2 KIDNEY BOWL 800ML TRANSPARENT 2 FLEXIBLE LIGHT HANDLE COVERS 1 SUCTION TUBE 25CH 5.0M 1 NDLE CNTR 20-CNT FOAM BLCK/MAG BLD REM YELL 1 DIATH. PENCIL HAND BUTTONS NEEDLE 320CM 1 INSTRUMENT CLEANER 5X5CM 1 SURGICAL GOWN UNIVERSAL M WITH HAND TOWELS 1 SURGICAL GOWN UNIVERSAL L WITH HAND TOWELS 2 SURGICAL GOWN UNIVERSAL XL WITH HAND TOWELS .
20229 | 4229541415700 | CUSTOMIZED EFFICIENCY HEAD AND NECK KIT. 1 REINFORCED TABLE COVER 150 X 190 WRAPPING 2 ADHESIVE OP TOWEL 90X75CM 2 ADHESIVE OP SHEET 175X175CM 2 SUCTION AND DIATHERMY BAG 40X35 CM 1 INCISE DRAPE 60X35CM 1 SUCTION CANNULA YANKAUER 18CH 2 GALLIPOT 120ML 2 KIDNEY BOWL 800ML TRANSPARENT 2 BOWL TRANSPARENT 250ML 3 HAND TOWEL 40X48CM 1 SKIN MARKER REGULAR 1 SCALPEL N°20 SS BLADE PROTECTION 2 SCALPEL N°15 20 GAUZE ROUND MEDIUM 8X8CM XRD 20 GAUZE SWAB 10X10CM 8P XRD 5 GAUZE LAP 30X30CM 6P XRD 2 STICK SPONGE ORANGE 3 RETRACTOR HOOK STD. SHARP SEA STAR 1 SEA STAR FRAME- SMALL/LARGE. 35 CM X 22 CM 1 MAGNETIC INSTRUMENT PAD 1 CREPE PAPER 60X60CM 1 SUCT.TUBE 30CH 3.5M F/F DIATH. 1 PENCIL HAND ROCKER PTFE BLADE 320CM 2 TUBE HOLDER 2 5X15CM VELCRO/ADH 1 NEEDLE CNTR 10-CNT FOAM BLOCK MAG BLD REM DIATH. 1 ELECTRODE BLADE 6 99CM PTFE INSULATED COATED 1 FORCEPS BIPOLAR STRAIGHT 200MM CABLE 300CM 2 SURGICAL GOWN UNIVERSAL L WITH HAND TOWELS 2 SURGICAL GOWN UNIVERSAL XL WITH H
20230 | 4229541415800 | CUSTOMIZED EFFICIENCY LAP. HYSTERECTOMY KIT 2 INSTRUMENT BAG 30X50CM 2 HAND TOWEL 1 CREPE PAPER 60X60CM 60G/M2 WHITE 1 SURGICAL GOWN UNIVERSAL HP M 119CM 1 REINFORCED TABLE COVER 150 X 190 WRAPPING 6 HAND TOWEL 1 SURGICAL GOWN UNIVERSAL HP M 119CM 2 SURGICAL GOWN UNIVERSAL HP XL-L 151CM 1 MAYO STAND COVER REINFORCED 79X145CM 20 GAUZE SWAB 10X10CM 16P XRD 1 GAUZE TOWEL 61X43CM XRD LOOP BLUE 2/1 1 ANTI FOG SOLUTION 1 NDLE CNTR 20-CNT FOAM BLCK/MAG BLD REM YELL 1 NEEDLE HYPODERMIC 22G 40MM BLACK 1 SKIN MARKER REGULAR 1 NEEDLE HYPODERMIC 18G 40MM PINK 1 SYRINGE 20ML L/L 3PARTS CONC. 1 SYRINGE 10ML L/L 3PARTS CONC. 2 SKIN CLOSURE STRIP 12 0X100MM 1 SCALPEL BLADE N#10 1 SCALPEL BLADE N#11 1 VERESS NEEDLE 120MM 1 KIDNEY BOWL 800ML RED 2 BOWL 250 ML GRADUATED BLUE 5 GAUZE LAP 30X30CM 6P XRD 1 SMOKE EVACUATOR LL CLAMP FILTER 1 CAMERA DRAPE 18X250 CM 4 MEPILEX BORDER POST OP 6X8CM 2 BOWL 2500ML POLYPROPYLENE BLUE 4 SA LABEL 3 8X6CM WHITE BLANK 4 SA LABEL 13MMX40M
20231 | 4229541415900 | CUSTOMIZED EFFICIENCY LAPAROSCOPIC BARIATRIC. 1 REINFORCED TABLE COVER 150 X 190 WRAPPING 1 MAYO STAND COVER 79X145CM 2 LITHOTOMY LEGGINGS 2 ADHESIVE OP-SHEET 175X150 2 ADHESIVE OP-TOWEL 100X100 1 BOWL 1000ML 5 GAUZE LAP 30X30CM 12P XRD 1 PAPER BAG 15X33CM 1 SCALPEL N°11 10 GAUZE SWAB 10X10CM 16P XRD 2 SUCTION AND DIATHERMY BAG 40X35 CM 1 COVER CAMERA 18X244CM W/CARD TRANSP 2 INSTRUMENT POUCH 30X50CM 3COMP 1 ANTI FOG SOLUTION (LIQUID BOTTLE AND SPONGE) 1 NEEDLE COUNTER 20-COUNT DOUBLE MAGNET 2 KIDNEY BOWL 800ML TRANSPARENT 2 BOWL TRANSPARENT 250ML 2 SURGICAL GOWN UNIVERSAL L WITH HAND TOWELS 45X38CM 2 SURGICAL GOWN UNIVERSAL XL WITH HAND TOWELS 45X38CM .
20232 | 4229541416000 | CUSTOMIZED EFFICIENCY LAPAROSCOPY NEPHRECTOMY PACK. 2 TUBE HOLDER 2.5X30CM 1 REINFORCED TABLE COVER 150 X 190 WRAPPING 2 DRAPE 150X175CM 2 DRAPE 150X240CM 1 FLUID COLLECTION POUCH 40X35CM 1 SUCTION AND DIATHERMY BAG 40X35 CM 1 SKIN STAPLER APPOSE ULC 1 DIATHERMY PENCIL BLADE COATED 300CM 1 SCALPEL N°11 6 HAND TOWEL 47X38CM WHITE 1 SKIN MARKER REGULAR 1 SKIN MARKER RULER 15CM WHITE PAPER 10 GAUZE SWAB 10X10CM 16P XRD 5 GAUZE LAP 30X30CM 6P XRD 1 SHARPS PAD 2 FLEXIBLE LIGHT HANDLE COVERS 1 CREPE PAPER 60X60CM 3 OP TOWEL 65X42CM XRD 1 ANTI FOG SOLUTION (LIQUID BOTTLE AND SPONGE) 4 SA LABEL 3.8X6CM WHITE BLANK 4 SA LABEL 13MMX40MM WHITE BLANK 1 PLASTIC BAG 25X46CM ZIPLOCK TRANSP 3 KIDNEY BOWL 800ML TRANSPARENT 1 BOWL 1000ML TRANSPARENT 2 BOWL TRANSPARENT 250ML 1 BOWL 500ML TRANSPARENT 1 SURGICAL GOWN UNIVERSAL L SP BNS 2 SURGICAL GOWN UNIVERSAL XL SP BNS .
20233 | 4229541416100 | CUSTOMIZED EFFICIENCY THYROIDECTOMY KIT . 1 REINFORCED TABLE COVER 150 X 190 WRAPPING 1 SPLIT SHEET 250X290CM SPLIT 20X102CM 1 OP SHEET 90X150CM FOLDED/BULK 2 OP-TAPE 9X49CM 2 SUCTION AND DIATHERMY BAG 40X35 CM 2 KIDNEY BOWL 800ML TRANSPARENT 2 BOWL TRANSPARENT 250ML 1 MAYO STAND COVER 79X145CM 4 SKIN CLOSURE STRIP 6.0X75MM 1 NON ADHERENT DRESSING 8X9CM SPLIT 1 DRAPE MAGNETIC PAD 40X50CM 6 HAND TOWEL 45X38CM 1 SKIN MARKER REGULAR 10 GAUZE SWAB 10X10CM 12P XRD 10 GAUZE LAP 30X30CM 16 P XRD 1 SCALPEL N#15 BLADE 1 SCALPEL N#10 BLADE PROTECTION 2 FLEXIBLE LIGHT HANDLE COVERS 1 DIATH. PENCIL HAND ROCKER PTFE BLADE 320CM 1 CREPE PAPER 60X60CM 1 SUCT.TUBE PVC OD 24CH 18CH 3.5M F/F 1 INSTRUMENT CLEANER 5X5CM 4 SA LABEL 13MMX40MM WHITE 1 DIATH. ELECTRODE NEEDLE TIP PTFE INSULATED COATED 1 FORCEPS BIPOLAR STRAIGHT 200MM CABLE 300CM 1 SUCTION CANNULA YANKAUER 18CH 2 SURGICAL GOWN UNIVERSAL L WITH HAND TOWELS 1 SURGICAL GOWN UNIVERSAL XL WITH HAND TOWEL 1 NEEDLE COUNTER 20-CNT FOAM 4 UTILITY DRAPE W/STICKY 1 SYRINGE 20 ML
20234 | 4229541416200 | CUSTOMIZED EFFICIENCY THYROIDECTOMY KIT 1 REINFORCED TABLE COVER 150 X 190 WRAPPING 1 SPLIT SHEET 250X290CM SPLIT 20X102CM 3 MEPORE 7 X 8 CM UK DE 1 SURGICAL GOWN ULTIMATE SP L-L 134CM 1 SURGICAL GOWN ULTIMATE SP L-L 134CM 2 SURGICAL GOWN ULTIMATE SP XL-L 144CM 4 OP TOWEL 75X75CM 2 DRAPE 175X173CM 1 FLUID COLLECTION POUCH 40X35CM 1 SUCTION AND DIATHERMY BAG 40X35 CM 1 MAYO STAND COVER 79X145CM 1 SCALPEL BLADE N°10 2 SKIN CLOSURE STRIP 12 0X100MM 1 HAND TOWEL 47X38CM 2 HAND TOWEL 47X38CM 1 SKIN MARKER REGULAR 1 SKIN MARKER RULER 15CM WHITE PAPER 20 GAUZE SWAB 10X10CM 16P XRD 1 SKIN STAPLER 1 NEEDLE COUNTER 20-CNT FOAM BLOCK/MAG BLD REM 5 GAUZE LAP 45X45CM 6P XRD 1 SYRINGE 30ML L/L 3PARTS CONC. 1 KIDNEY BOWL 800ML TRANSPARENT 1 BOWL 250 ML GRADUATED (TRANSPARENT) 1 BOWL 2500ML GRADUATED (TRANSPARENT) 1 CREPE PAPER 60X60CM 60G/M2 WHITE
20235 | 4229541416300 | CUSTOMIZED EFFICIENCY VASCULAR ANGIOPLASTY KIT . 1 REINFORCED TABLE COVER 150 X 190 CM WRAPPING 1 REINFORCED TABLE COVER 150 X 190 WRAPPING 1 SPLIT SHEET 200X150CM 2 BNS ADHESIVE OP-SHEET 200X240 CM 1 ADHESIVE OP SHEET 260X175CM 2 SUCTION AND DIATHERMY BAG 40X35 CM 1 SKIN CLOSURE STRIP 6 0X100MM 2 SKIN CLOSURE STRIP 12 0X100MM 1 SCALPEL N°11 10 GAUZE SWAB 10X10CM 16P XRD 10 GAUZE LAP 30X30CM 6P XRD 1 SUTURE BOOTS MOSQUITO YELLOW 5PR 10/1 1 BOWL 2500ML POLYP BLUE GUIDEWIRE W/TABS 2 JUG 1200ML POLYPROPYLENE GRADUATED TRANSP 1 SKIN MARKER TAPER TIP RULER 1 SCALPEL N°15 SS BLADE PROTECTION 1 SHARPS PAD 2 SYRINGE 20 ML RED 1 CREPE PAPER 60X60CM 2 SYRINGE YELLOW 20ML 3PART LL CLEAR BARELL 1 LABEL SHEET 1 ULTRASOUND PROBE COVER 2 SYRINGE 20ML L/L BLUE PLUNGER 1 C-ARM DRAPE 116X183CM 1 ULTRASOUND GEL 3 GALLIPOT 60ML TRANSPARENT 2 KIDNEY BOWL 800ML TRANSPARENT 1 SURGICAL GOWN UNIVERSAL L HP BNS WITH HAND TOWEL 2 SURGICAL GOWN UNIVERSAL XL HP BNS WITH HAND TOWEL
20236 | 4229541416400 | CUSTOMIZED EFFICIENCY VASCULAR OPEN REPAIR KIT . 1 REINFORCED TABLE COVER 150 X 190 WRAPPING 4 DRAPE 150X240 CM 2 SUCTION AND DIATHERMY BAG 40X35 CM 2 MAYO STAND COVER 79X145CM 1 SKIN CLOSURE STRIP 12 0X100MM 1 INCISE DRAPE 60X85CM 1 SCALPEL N°11 15 GAUZE SWAB 10X10CM 16P XRD 5 GAUZE LAP 30X30CM 6P XRD 1 SKIN STAPLER W 2 SUTURE BOOTS MOSQUITO YELLOW 5PR 10/1 1 VESSEL LOOP MAXI 1MM 40.6CM SIL BLUE 1PC 1 VESSEL LOOP MINI BLUE 0.83MM 40.6CM 1PC 1 VESSEL LOOP MAXI 2MM 42CM SIL RED 1 PC 1 VESSEL LOOP MINI 0.83MM 40.6CM SIL RED 1 PC 3 KIDNEY BOWL 800ML TRANSPARENT 2 JUG 1200ML POLYPROPYLENE GRADUATED TRANSP. 1 SKIN MARKER TAPER TIP RULER 2 SCALPEL N°15 SS BLADE PROTECTION 1 SCALPEL N°10 SS BLADE PROTECTION 1 SHARPS PAD 1 CREPE PAPER 60X60CM 1 SUCT.TUBE PVC OD 24CH 18CH 3.5M F/F 1 INSTRUMENT CLEANER 5X5CM DIATH. 1 PENCIL HAND BUTTONS BLADE 300CM 1 SUCTION CANNULA YANKAUER 22CH 2 GALLIPOT 60ML TRANSPARENT 1 SURGICAL GOWN UNIVERSAL L HP BNS WITH HAND TOWEL 2 SURGI
20237 | 4229541500600 | COVER FOR LAPAROSCOPIC CAMERA WITHOUT RING FIT ALL BRANDS STERILE
20238 | 4229541504600 | MONITOR DRAPE FOR ROBOTIC
20239 | 4229541505100 | "COVER FOR SURGICAL HAND PIECE COMPATIBLE WITH SCOUT SYSTEM DISPOSABLE STERILE"
20240 | 4229541505200 | COVER MINI C-ARM FLUOROSCOPY CLEAR SHOULD COVER C-SHAPE STERILE
20241 | 4229541511300 | DRAPE SHEET COVER CLEAR PLASTIC 46 CM X 48.5 CM (18 X 19 INCH ) FOR KARL STORZ ENDOSCOPIC TOUCH SCREEN OR EQUIVALENT STERILE
20242 | 4229541511400 | DRAPE SLUSH 122 X 122 CM (48 X 48 INCH) LATEX FREE FOR ORS HASH SLUSH MACHINE DISPOSABLE STERILE
20243 | 4229541511500 | DRAPE SURGICAL MICROSCOPE 117 X 305 CM FOR ZEISS CONTRAVES DISPOSABLE STERILE
20244 | 4229541511700 | DRAPE SURGICAL NEURO MICROSCOPE 137 X 381CM STERILE FOR LEICA OH3 DISPOSABLE STERILE
20245 | 4229541511800 | POUCH LOCK AND ROLL DRAINABLE MAXI OR EQUIVALENT WITH FILTER TRANSPARENT SIZE: 55 MM
20246 | 4229541512000 | POUCH SPECIMEN SURGICAL FOR LAPAROSCOPIC SHAFT SIZE 10 MM X 26 CM 4 INCH X 6 INCH 224 ML BAG VOLUME DISPOSABLE STERILE
20247 | 4229541512100 | POWDER BABY 100 GM BOTTLE FRAGMENT FREE
20248 | 4229541512400 | DRAPE UTILITY WITH ADHESIVE TAPE SIZE 35 X 65 CM (+/- 5 CM) DISPOSABLE STERILE
20249 | 4229541512500 | BREAST SHIELD FOR BREAST PUMP SIZE 24 MM IT SHOULD BE COMPATIBLE WITH HOSPITAL MACHINE
20250 | 4229541512600 | SHEET TABLE EXAMINATION 50-55 CM X 38-40 M ROLL
20251 | 4229541700000 | GLOVES SURGICAL LIGHT HANDLE DOUBLE PACK STERILE
20252 | 4229541700100 | COVER SURGICAL LIGHT HANDLE SINGLE PACK STERILE
20253 | 4229541700200 | GLOVES SURGICAL NON LATEX NON-POWDERED PEEL PACK PAIR SIZE: 5.5 INDIVIDUALLY WRAPPED IN INNER PACK DISPOSABLE STERILE ; ONE (1) EACH = ONE (1) PAIR
20254 | 4229541800100 | PAD MAGNETIC FOR INSTRUMENT SIZE: 40 CM X 50 CM (+/-5CM) DISPOSABLE STERILE
20255 | 4229541900000 | LEADS PINS NERVE STIMULUS GROUND TEST FOR STIMULUS DISPOSABLE FOR SOMATOSENSORY MOTOR EVOKED POTENTIAL MONITORING FOR NEUROSURGERY (CRANIUM) SPINAL
20256 | 4229542000900 | DRAIN T-TUBE LATEX/RUBBER 16 FR LENGTH 30 - 50 CM DISPOSABLE STERILE
20257 | 4229542001000 | DRAIN T-TUBE LATEX/RUBBER 18 FR LENGTH 30 - 50 CM DISPOSABLE STERILE
20258 | 4229542001100 | DRAIN T-TUBE LATEX/RUBBER 20 FR LENGTH 30 - 50 CM DISPOSABLE STERILE
20259 | 4229542001200 | TUBE T - DRAIN LENGTH 30 - 45 CM SIZE: FG 14 DISPOSABLE STERILE
20260 | 4229542100700 | SOLUTION SURGICAL DISINFECTION IODINE POVACRYLEX 0.7%/ISOPROPYL ALCOHOL 74% VOLUME: 26.0ML FOR PATIENT SKIN
20261 | 4229542100900 | APPLICATOR CHLORHEXIDINE TINTED GLUCONATE WITH CHLORHEXIDINE GLUCONATE 2 % WITH AND 70 % V/V ISOPROPYL ALCOHOL LATEX FREE DEHP FREE SIZE: 26 ML FOR PATIENTS PRE-OPERATIVE SKIN PREPARATION INDIVIDUALLY PACKED DISPOSABLE STERILE
20262 | 4229542101400 | ANTISEPTIC CHLORHEXIDINE GLUCONATE SCRUB SOLUTION 4% SURGICAL HAND SOAP 1000ML BOTTLE WITH ONE FREE OF CHARGE DISPENSER WITH EVERY 10 BOTTLE NOTE: MSDS SHOULD BE PROVIDED IN SOFT COPY
20263 | 4229542102200 | HIGH LEVEL DISINFECTANT PERACETIC ACID-BASED FOR AUTOMATED ENDOSCOPE REPROCESSORS EFFECTIVE AGAINST BACTERIA MYCOBACTERIA FUNGI VIRUSES AND SPORES ANTI-CORROSION AGENTS ODORLESS NO TOXIC VAPOR OR RESIDUES BIODEGRADABLE PACKAGE OF 2 PARTS (PART 'A' AND PART 'B' SOLUTION) PROVIDE NOT LESS THAN 20 SOLUTION EFFICIENCY TEST STRIPS FOR EVERY GALLON (IT SHOULD BE COMPATIBLE WITH HOSPITAL STANDARD) ONE (1) EACH = ONE (1) GALLON
20264 | 4229542102400 | SOLUTION MECHANICAL FOR SCOPES (SOLUSCOPE CLN) 5 LITTER (GALLON=EACH)
20265 | 4229542102700 | SOLUTION POLY CARBOXYMETHYL GLUCOSE SULPHATE 5 ML VIAL STERILE (WOUND AND OSTOMY CARE)
20266 | 4229542103000 | SOLUTION ANTIFOG 5-8 ML BOTTLE WITH ADHESIVE FOAM SPONGE DISPOSABLE STERILE
20267 | 4229542103100 | APPLICATOR DISINFECTANT SURGICAL PREP 6 ML WITH 0.7% IODINE AND 70-74% ALCOHOL HAZARDOUS MATERIAL-MATERIAL SAFETY DATA SHEET IS REQUIRED ON DELIVERY OF PRODUCT IN SOFT COPY STERILE
20268 | 4229542104000 | ANTISEPTIC CHLORHEXIDINE GLUCONATE SCRUB SOLUTION 2% HAND SOAP MILD FORMULATION HELPS RETAIN THE SKIN'S NATURAL OILS AND MOISTURE 1000 ML BAG WITH ONE FREE OF CHARGE WALL MOUNTED AUTOMATIC DISPENSER WITH EVERY 10 BAG NOTE: MSDS SHOULD BE PROVIDED IN SOFT COPY
20269 | 4229542104100 | SOLUTION ANTISEPTIC HAND WASH CHLORHEXIDINE 2% WITH ALCOHOL ISOPROPYL 4% BOTTLE 1000 ML NOTE: MSDS SHOULD BE PROVIDED IN SOFT COPY
20270 | 4229542104200 | ANTISEPTIC CHLORHEXIDINE GLUCONATE SCRUB SOLUTION 4% SURGICAL HAND SOAP 1000ML BAG WITH ONE FREE OF CHARGE DISPENSER WITH EVERY 10 BAG NOTE: MSDS SHOULD BE PROVIDED IN SOFT COPY
20271 | 4229542104300 | SOLUTION ANTISEPTIC HAND WASH CHLORHEXIDINE 2% WITH ALCOHOL ISOPROPYL 4% BOTTLE 500 ML NOTE: MSDS SHOULD BE PROVIDED IN SOFT COPY
20272 | 4229542200100 | "WIPES CHLORHEXIDINE WIPES PATIENT'S SKINCARE CONTAIN 2 % CHLORHEXIDINE MOISTURIZING SOLUTION WATERLESS ALCOHOL LATEX AND PERFUME FREE SIZE: NOT LESS THAN 20 X 20 CM (+\ - 2 CM) NOT LESS THAN 10 WIPES PER POUCH DISPOSABLE MSDS SHOULD BE PROVIDED IN SOFT COPY (WOUND AND OSTOMY CARE)"
20273 | 4229542200200 | SOLUTION ANTISEPTIC 2% CHLORHEXIDINE GLUCONATE 2% ISOPROPYL HAND WASH SIZE 1L NOTE: MSDS SHOULD BE PROVIDED IN SOFT COPY
20274 | 4229542200400 | SKIN PREP APPLICATOR WITH SPONGE THICKNESS LESS THAN 2CM 26 ML 2% CHG 70% IPA WITH 15 CM LENGTH APPLICATOR
20275 | 4229542300800 | BAG FOR SPONGE COUNTER DISPOSABLE STERILE
20276 | 4229542300900 | BAG FOR SPONGE COUNTER CLEAR NON-STERILE
20277 | 4229542400500 | HAIR CLIPPER SHAVING HEAD BLADE DISPOSABLE FOR VAC HAIR REMOVAL SYSTEM (1 SURGICAL CLIPPER MACHINE FREE OF CHARGE WITH EACH 500 BLADE)
20278 | 4229542500200 | APPLICATOR WOODEN 75 % SILVER NITRATE 25 % POTASSIUM NITRATE LENGTH 6 INCH
20279 | 4229542500300 | APPLICATOR SILVER NITRATE LENGTH 6 INCH
20280 | 4229542701000 | SPONGE FOR WIPING DELICATE INSTRUMENT SIZE 7.3X7.3CM PACKAGED INDIVIDUALLY DISPOSABLE STERILE
20281 | 4229542702200 | CLEANING BRUSH FOR INSTRUMENTS AUTOCLAVABLE (HEAT - RESISTANT) ONE EACH (EA) = ONE (1) PACK
20282 | 4229542702300 | BRUSH CLEANING BRASS/STAINLESS STEEL FOR DENTAL BURS CLEANING
20283 | 4229542703500 | BRUSH CLEANING CANNULATED INSTRUMENTS 1 - 1.2 MM SINGLE-ENDED HIGH QUALITY WHITE MEDICAL GRADE SOFT NYLON BRISTLES DISPOSABLE NON-STERILE OVERALL LENGTH 60 CM.
20284 | 4229542703600 | BRUSH CLEANING CANNULATED INSTRUMENTS 1.4 - 2.6 MM SINGLE-ENDED HIGH QUALITY WHITE MEDICAL GRADE SOFT NYLON BRISTLES DISPOSABLE NON-STERILE OVERALL LENGTH 60 CM.
20285 | 4229542703700 | BRUSH CLEANING CANNULATED INSTRUMENTS 13 - 15 MM SINGLE-ENDED HIGH QUALITY WHITE MEDICAL GRADE SOFT NYLON BRISTLES DISPOSABLE NON-STERILE OVERALL LENGTH 60 CM.
20286 | 4229542703800 | BRUSH CLEANING CANNULATED INSTRUMENTS 3 - 5 MM SINGLE-ENDED HIGH QUALITY WHITE MEDICAL GRADE SOFT NYLON BRISTLES DISPOSABLE NON-STERILE OVERALL LENGTH 60CM.
20287 | 4229542703900 | BRUSH CLEANING CANNULATED INSTRUMENTS 6 - 8 MM SINGLE-ENDED HIGH QUALITY WHITE MEDICAL GRADE SOFT NYLON BRISTLES DISPOSABLE NON-STERILE OVERALL LENGTH 60CM.
20288 | 4229542704000 | BRUSH CLEANING CANNULATED INSTRUMENTS 9-12MM SINGLE-ENDED HIGH QUALITY WHITE MEDICAL GRADE SOFT NYLON BRISTLES DISPOSABLE NON-STERILE OVERALL LENGTH 60CM.
20289 | 4229542704200 | BRUSH CLEANING NYLON BRISTLE SURGICAL INSTRUMENT 16X12MM TWISTED WIRE MORE THAN 300MM LENGTH
20290 | 4229542704300 | BRUSH CLEANING NYLON BRISTLE SURGICAL INSTRUMENT 16X50MM GREEN BEAD - TWISTED WIRE
20291 | 4229542704400 | BRUSH CLEANING NYLON BRISTLE SURGICAL INSTRUMENT 24X10MM TWISTED WIRE MORE THAN 300MM LENGTH
20292 | 4229542704500 | BRUSH CLEANING NYLON BRISTLE SURGICAL INSTRUMENT 24X7.0MM TWISTED WIRE MORE THAN 300MM LENGTH
20293 | 4229542704600 | BRUSH CLEANING NYLON SURGICAL INSTRUMENT 16X7MM TWISTED WIRE MORE THAN 300MM LENGTH
20294 | 4229542704900 | CATHETER SET HYSTERO-SALPINGOGRAPHY BALLOON CATHETER LATEX FREE SMOOTH TIP OPEN OR CLOSED TIP ASSORTED SIZES AS PER HOSPITAL REQUEST
20295 | 4229542705000 | BRUSH CLEANING SHORT LUMEN HIGH QUALITY WHITE MEDICAL GRADE SOFT NYLON BRISTLES DISPOSABLE 320X100X3MM.
20296 | 4229542705100 | BRUSH CLEANING SHORT LUMEN HIGH QUALITY WHITE MEDICAL GRADE SOFT NYLON BRISTLES DISPOSABLE 320X100X4MM.
20297 | 4229542705200 | BRUSH CLEANING SHORT LUMEN HIGH QUALITY WHITE MEDICAL GRADE SOFT NYLON BRISTLES DISPOSABLE 320X150X5MM
20298 | 4229542705300 | BRUSH CLEANING LONG LUMEN 500X150X10MM DISPOSABLE
20299 | 4229542705400 | BRUSH CLEANING LONG LUMEN 500X150X12MM DISPOSABLE
20300 | 4229542705500 | BRUSH CLEANING LONG LUMEN 500X150X6MM DISPOSABLE
20301 | 4229542705600 | BRUSH CLEANING LONG LUMEN 500X150X8MM DISPOSABLE
20302 | 4229542705700 | STAINLESS STEEL CHANNEL CLEANING BRUSHES MEDICAL-GRADE NYLON BRISTLES FLEXIBLE HEAVY-DUTY TAPERED LOOPED END REUSABLE 10FR SUCTION TUBE CLEANING BRUSH
20303 | 4229542705800 | STAINLESS STEEL CHANNEL CLEANING BRUSHES MEDICAL-GRADE NYLON BRISTLES FLEXIBLE HEAVY-DUTY TAPERED LOOPED END REUSABLE 10MM DIAMETER NYLON BRISTLE 40CM (16 INCH)
20304 | 4229542705900 | STAINLESS STEEL CHANNEL CLEANING BRUSHES MEDICAL-GRADE NYLON BRISTLES FLEXIBLE HEAVY-DUTY TAPERED LOOPED END REUSABLE 10MM DIAMETER NYLON BRISTLE 61CM (24 INCH)
20305 | 4229542706000 | STAINLESS STEEL CHANNEL CLEANING BRUSHES MEDICAL-GRADE NYLON BRISTLES FLEXIBLE HEAVY-DUTY TAPERED LOOPED END REUSABLE 11FR SUCTION TUBE CLEANING BRUSH
20306 | 4229542706100 | STAINLESS STEEL CHANNEL CLEANING BRUSHES MEDICAL-GRADE NYLON BRISTLES FLEXIBLE HEAVY-DUTY TAPERED LOOPED END REUSABLE 12FR SUCTION TUBE CLEANING BRUSH
20307 | 4229542706200 | STAINLESS STEEL CHANNEL CLEANING BRUSHES MEDICAL-GRADE NYLON BRISTLES FLEXIBLE HEAVY-DUTY TAPERED LOOPED END REUSABLE 2.5MM DIAMETER NYLON BRISTLE 61CM /24 INCH
20308 | 4229542706300 | STAINLESS STEEL CHANNEL CLEANING BRUSHES MEDICAL-GRADE NYLON BRISTLES FLEXIBLE HEAVY-DUTY TAPERED LOOPED END REUSABLE 2MM DIAMETER NYLON BRISTLE 30CM /12 INCH
20309 | 4229542706400 | STAINLESS STEEL CHANNEL CLEANING BRUSHES MEDICAL-GRADE NYLON BRISTLES FLEXIBLE HEAVY-DUTY TAPERED LOOPED END REUSABLE 3MM DIAMETER NYLON BRISTLE 30CM /12 INCH
20310 | 4229542706500 | STAINLESS STEEL CHANNEL CLEANING BRUSHES MEDICAL-GRADE NYLON BRISTLES FLEXIBLE HEAVY-DUTY TAPERED LOOPED END REUSABLE 4MM DIAMETER NYLON BRISTLE 30CM /12 INCH
20311 | 4229542706600 | STAINLESS STEEL CHANNEL CLEANING BRUSHES MEDICAL-GRADE NYLON BRISTLES FLEXIBLE HEAVY-DUTY TAPERED LOOPED END REUSABLE 5FR SUCTION TUBE CLEANING BRUSH
20312 | 4229542706700 | STAINLESS STEEL CHANNEL CLEANING BRUSHES MEDICAL-GRADE NYLON BRISTLES FLEXIBLE HEAVY-DUTY TAPERED LOOPED END REUSABLE 5MM DIAMETER NYLON BRISTLE 30CM (12 INCH)
20313 | 4229542706800 | STAINLESS STEEL CHANNEL CLEANING BRUSHES MEDICAL-GRADE NYLON BRISTLES FLEXIBLE HEAVY-DUTY TAPERED LOOPED END REUSABLE 5MM DIAMETER NYLON BRISTLE 40CM (16 INCH)
20314 | 4229542706900 | STAINLESS STEEL CHANNEL CLEANING BRUSHES MEDICAL-GRADE NYLON BRISTLES FLEXIBLE HEAVY-DUTY TAPERED LOOPED END REUSABLE 6FR SUCTION TUBE CLEANING BRUSH
20315 | 4229542707000 | STAINLESS STEEL CHANNEL CLEANING BRUSHES MEDICAL-GRADE NYLON BRISTLES FLEXIBLE HEAVY-DUTY TAPERED LOOPED END REUSABLE 6MM DIAMETER NYLON BRISTLE 30CM (12 INCH)
20316 | 4229542707100 | STAINLESS STEEL CHANNEL CLEANING BRUSHES MEDICAL-GRADE NYLON BRISTLES FLEXIBLE HEAVY-DUTY TAPERED LOOPED END REUSABLE 7FR SUCTION TUBE CLEANING BRUSH
20317 | 4229542707200 | STAINLESS STEEL CHANNEL CLEANING BRUSHES MEDICAL-GRADE NYLON BRISTLES FLEXIBLE HEAVY-DUTY TAPERED LOOPED END REUSABLE 7MM DIAMETER NYLON BRISTLE 40CM (16 INCH)
20318 | 4229542707300 | STAINLESS STEEL CHANNEL CLEANING BRUSHES MEDICAL-GRADE NYLON BRISTLES FLEXIBLE HEAVY-DUTY TAPERED LOOPED END REUSABLE 7MM DIAMETER NYLON BRISTLE 61CM (24 INCH)
20319 | 4229542707400 | STAINLESS STEEL CHANNEL CLEANING BRUSHES MEDICAL-GRADE NYLON BRISTLES FLEXIBLE HEAVY-DUTY TAPERED LOOPED END REUSABLE 8FR SUCTION TUBE CLEANING BRUSH
20320 | 4229542707500 | STAINLESS STEEL CHANNEL CLEANING BRUSHES MEDICAL-GRADE NYLON BRISTLES FLEXIBLE HEAVY-DUTY TAPERED LOOPED END REUSABLE 9FR SUCTION TUBE CLEANING BRUSH
20321 | 4229542800100 | TUBE YANKAUER SUCTION MINI SET ATRAUMATIC ROUND TIP WITH TUBING 1.8-2M LENGTH FOR ADULT DISPOSABLE STERILE
20322 | 4229542800200 | TIP SUCTION TIP YANKAUER MEDIUM STERILE
20323 | 4229542800700 | "SET SUCTION YANKAUER PLAIN TIP WITH CONTROL VALVE AND TUBING FUNNEL TIP TUBE LENGTH 180-200 CM DISPOSABLE STERILE"
20324 | 4229542801100 | TIP SUCTION TIP YANKAUER SIZE: 18 CH 25 CM REGULAR DISPOSABLE STERILE
20325 | 4229542801300 | "SET SUCTION YANKAUER CROWN TIP WITH CONTROL VALVE AND TUBING FUNNEL TIP TUBE LENGTH 180-200 CM DISPOSABLE STERILE"
20326 | 4229542801700 | "SUCTION HANDLE YANKAUER PLAIN PEDIATRIC ( MINI ) VENTED CLEAR DISPOSABLE STERILE"
20327 | 4229542801800 | SUCTION TOOTHBRUSH FOR USE WITH ORAL CARE PREP
20328 | 4229542802100 | SUIT POLYETHYLENE OCCLUSIVE TO PREVENT HEAT LOSS SMALL AND LT 1 KG
20329 | 4229542802300 | MESH COMPLEX HERNIA REPAIR COLLAGEN SIZE 7 CM X 10 CM ( +/- 1 CM ) DISPOSABLE STERILE
20330 | 4229542802400 | SUCTION SET YANKAUER NON - VENTED WITH FUNNEL TIP 183 CM X 4.76 MM ID CONNECTED TUBE
20331 | 4229542802500 | "SUCTION HANDLE YANKAUER BULB TIP UNVENTED CLEAR DISPOSABLE STERILE"
20332 | 4229545100000 | WASH MITTS CONTAINS OCTENIDINE DIHYDROCHLORIDE HCL 0.1% FOR DECONTAMINATION (WOUND AND OSTOMY CARE)
20333 | 4229545100200 | TISSUE TREATMENT AND CLEANSING HIGHLY VISCOSE FABRIC ENRICHED WITH POLOXAMER ALOE VERA PHOSPHOLIPIDS AND ALLANTOIN MEDICAL DEVICE CLASS IIB FREE ALCOHOL AND ACIDS NOT PERFUMED MITTS SHAPE SIZE NOT LESS THAN 14X14 CM STERILE SINGLE PACK
20334 | 4229545300900 | DRAIN SILICONE ROUND RADIO-OPAQUE HUBLESS 15 FRENCH WITH TROCAR DISPOSABLE STERILE
20335 | 4229545301000 | DRAIN SILICONE ROUND RADIO-OPAQUE 3/4 FLUTED FLAT 15 FRENCH WITH TROCAR DISPOSABLE STERILE
20336 | 4229545301100 | DRAIN SILICONE ROUND RADIO-OPAQUE HUBLESS 10 FRENCH WITHOUT TROCAR DISPOSABLE STERILE
20337 | 4229545301200 | DRAIN SILICONE ROUND RADIO-OPAQUE HUBLESS 19 FRENCH WITHOUT TROCAR DISPOSABLE STERILE
20338 | 4229545302900 | DISPOSABLE SINGLE USE NEGATIVE PORTABLE PRESSURE VACUUM DRAIN SYSTEM ORTHOPEDIC
20339 | 4229545303500 | DRAIN SILICONE ROUND RADIO-OPAQUE HUBLESS 15 FRENCH WITHOUT TROCAR DISPOSABLE STERILE
20340 | 4229545303600 | DRAIN SILICONE ROUND RADIO-OPAQUE HUBLESS 24 FRENCH WITH TROCAR DISPOSABLE STERILE
20341 | 4229545305000 | RESERVOIR FOR CLOSED WOUND DRAIN 400-500 ML WITH 2.4MM CONNECTOR WITHOUT TROCAR STERILE
20342 | 4229545305500 | DRAIN SILICONE ROUND RADIO-OPAQUE 3/4 FLUTED FLAT 10 FRENCH WITH TROCAR DISPOSABLE STERILE
20343 | 4229545305600 | DRAIN SILICONE ROUND RADIO-OPAQUE 3/4 FLUTED FLAT 19 FRENCH WITH TROCAR DISPOSABLE STERILE
20344 | 4229545305700 | DRAIN SILICONE ROUND RADIO-OPAQUE HUBLESS 24 FRENCH WITHOUT TROCAR DISPOSABLE STERILE
20345 | 4229545305800 | DRAIN JACKSON PRATT SILICONE FLAT SIZE 7 MM DISPOSABLE STERILE
20346 | 4229545305900 | DRAIN PENROSE LATEX RUBBER RADIOPAQUE 1/2 X 12 INCH DISPOSABLE STERILE
20347 | 4229545306000 | DRAIN PENROSE LATEX RUBBER RADIOPAQUE 1/4 X 18 INCH DISPOSABLE STERILE
20348 | 4229545306100 | DRAIN PENROSE LATEX RUBBER RADIOPAQUE 3/4 X 18 INCH DISPOSABLE STERILE
20349 | 4229545306200 | DRAIN PENROSE LATEX RUBBER RADIOPAQUE 1 X 12 INCH DISPOSABLE STERILE
20350 | 4229545306400 | DRAIN T - TUBE LATEX 14 FR (4.5 MM) DOUBLE PEEL DISPOSABLE STERILE
20351 | 4229545306500 | DRAIN T-TUBE LATEX/RUBBER 14 FR LENGTH 30 - 50 CM DISPOSABLE STERILE
20352 | 4229545306600 | DRAIN T-TUBE LATEX/RUBBER 10 FR LENGTH 30 - 50 CM DISPOSABLE STERILE
20353 | 4229545306700 | DRAINAGE BAG FOR BILIARY 350 CC DISPOSABLE STERILE
20354 | 4229545306800 | DRAINAGE RESERVOIR BULB SUCTION WOUND WITH ANTI REFLUX VALVE 100-150 ML DISPOSABLE STERILE
20355 | 4229545306900 | DRAINAGE CHEST WATER SEAL SYSTEM 100 - 200 CC CLOSED SYSTEM THREE CHAMBER DISPOSABLE STERILE
20356 | 4229545307000 | DRAINAGE CHEST WATER OR DRY SEAL SYSTEM 1000 - 2000 CC ( +/- 100 CC ) CLOSED SYSTEM FOUR CHAMBER WITH MANOMETER DISPOSABLE STERILE
20357 | 4229545307200 | SET DILATOR FASCIAL SIZE: 6 FR X 15-25 CM STERILE
20358 | 4229545307300 | SET DILATOR FASCIAL SIZE: 7.0 FRENCH X 20 CM
20359 | 4229545307400 | SET DILATOR FASCIAL SIZE: 10 FR X 15-25 CM STERILE
20360 | 4229545307500 | SET DILATOR FASCIAL SIZE: 8 FR X 15-25 CM STERILE
20361 | 4229545307600 | SET DILATOR FASCIAL SIZE: 9.0 FRENCH X 20 CM
20362 | 4229545307700 | SET EMBRYO TRANSFER CATHETER O.D PROXIMAL 2-2.2 MM AND THE O.D DISTAL 1.5-1.7 MM WITHOUT INTRODUCE WITH MEASURING MARKS
20363 | 4229545307800 | "DRESSING SECUREMENT FOR PICC INDIVIDUALLY PACKAGE DISPOSABLE STERILE"
20364 | 4229545307900 | SET CATHETER DRAINAGE ALL PURPOSE NEPHROSTOMY 8-8.5 FRENCH 25-30 CM LONG STERILE
20365 | 4229545308400 | DRAIN SILICONE ROUND RADIO-OPAQUE HUBLESS 19 FRENCH WITH TROCAR DISPOSABLE STERILE
20366 | 4229546000200 | CAP ETO CHANNEL PRESSURE VENTING FOR FLEXIBLE ENDOSCOPE ASSORTED SIZES
20367 | 4229546000300 | CAP SOAKING FOR SCANNER ELECTRICAL PORT OF FLEXIBLE ENDOSCOPE MANUAL CLEANING AND AUTOMATED ENDOSCOPE REPROCESSOR ASSORTED SIZES
20368 | 4229546000600 | CAP WATER RESISTANT FOR FLEXIBLE ENDOSCOPE
20369 | 4229546100300 | BIOLOGICAL GLUE KIT 5 ML CONTAINS: HUMAN THROMBIN CALCIUM CHLORIDE APROTININ (TO SLOW FIBRINOLYSIS OF CLOT) THROMBIN NEURO
20370 | 4229546100600 | SKIN ADHESIVE FOR SURGICAL AND NONSURGICAL INCISIONS CONTAINING NBCA + OCA MONOMERS INTENDED FOR ADULT AND PEDIATRIC 0.5 ML WITH DISPENSING TIP
20371 | 4229546101000 | SILICONE GLUE USE TO HELP THE ADHESIVE STICK BETTER. APPLY IT TO THE SKIN AND/OR TO THE ADHESIVE. BOTTLE WITH BRUSH CAP NON-STERILE. FOR MULTIPLE APPLICATION.
20372 | 4229546101100 | FIBRIN SEALANT PACKAGE INSERT FOR SEALING TWO AMPOULE 4 ML STERILE
20373 | 4229546101300 | "SURGICAL GLUE PROTEIN HYDROGEL PREFILLED 5ML SYRINGE DISPOSABLE STERILE"
20374 | 4229546101400 | SYNESTHETIC BIO OR HYDROGEL OCULAR WOUND SEALANT STERILE
20375 | 4229546101600 | SKIN ADHESIVE FOR SURGICAL AND NONSURGICAL INCISIONS CONTAINING NBCA + OCA MONOMERS INTENDED FOR ADULT AND PEDIATRIC 0.25 ML WITH DISPENSING TIP
20376 | 4229546101700 | SKIN ADHESIVE FOR SURGICAL AND NONSURGICAL INCISIONS CONTAINING NBCA + OCA MONOMERS INTENDED FOR ADULT AND PEDIATRIC 0.35 ML WITH DISPENSING TIP
20377 | 4229547100700 | BONE COLLECTOR/HARVESTING KIT 3 HARVESTING REAMERS WITH ASSORTED SIZE S DIAMETER RANGE FROM 2 - 8 MM ARRANGED IN PERFORATED STAINLESSSTEEL CASSE TTE
20378 | 4229547100800 | SET COMPLETE INSTRUMENTATION FOR REAMER IRRIGATION ASPIRATION SYSTEM WITH NECESSARY CASES
20379 | 4229547300000 | ADAPTER URETERAL CATHETER CONNECTING ADAPTER STERILE DISPOSABLE
20380 | 4229547900000 | ISOLATION BAG WITH DRAW STRING CLOSURE TO ISOLATE AND CONTAIN ORGANS AND BODY PARTS 50 CM X 50 CM ( +/- 2 CM ) STERILE
20381 | 4229547900100 | PERFUSION CIRCUIT (PACK) CONTAIN THE KIDNEY AND PERFUSATE UNDER ASEPTIC CONDITIONS DURING TRANSPORT USED FOR THE CONTINUOUS HYPOTHERMIC MACHINE PERFUSION OF KIDNEYS FOR THE PRESERVATION TRANSPORTATION AND EVENTUAL TRANSPLANTATION INTO A RECIPIENT DISPOSABLE
20382 | 4229547900300 | WARMER DISC-DRAPE FOR SLUSH ORGAN TRANSPLANT MACHINE TO MAKE VELVET SOFT SLUSH 168 CM X 132 CM.
20383 | 4229548002000 | PISTON FLUOROPLASTIC STAPES PROSTHESIS 0.6 DIAMETER SIZE 6 OR EQUIVALENT
20384 | 4229548017600 | PACK LUMBAR PUNCTURE NEEDLE 20 GAUGE X 3.5 INCH DISPOSABLE STERILE
20385 | 4229548017800 | PISTON STAINLESS STEEL STAPES PROSTHESIS SIZE 4.5 OR EQUIVALENT
20386 | 4229548018300 | PACK LUMBAR PUNCTURE PEDIATRIC/INFANT WITH MANOMETER 21G OR 22G DISPOSABLE STERILE
20387 | 4229548018800 | PACK SURGICAL PLAIN 1/2 INCH X 5 YD RADIOPAQUE STERILE (WOUND AND OSTOMY CARE)
20388 | 4229548018900 | PACK SURGICAL PLAIN 1 INCH X 5 YD RADIOPAQUE STERILE (WOUND AND OSTOMY CARE)
20389 | 4229548019100 | PACK THYROID GENERAL SURGERY 1 BACK TABLE COVER REINFORCED 140 X 190 CM 1 MAYO STAND COVER REINFORCED 75 X 145 CM 4 UTILITY DRAPES WITH ADHESIVE TAPE 75 X 50 CM 1 UTILITY BAG 1 WHOLE BODY DRAPE SPECIALIZED FOR THYROID AND NECK SURGERY REINFORCED 300 X 180 CM FENESTRATED WITH CONTROL FABRIC REINFORCEMENT 13 X 16 CM WITH TUBE HOLDER IN BOTH SIDES 2 ADHESIVE TAPE 10 X 50 CM 1 NEEDLE COUNTER 1 MEDICAL MARKER PEN DISPOSABLE SURGICAL GOWN XL SIZE . 1 SURGICAL GOWN L SIZE . 1 ABSORBENT TOWEL 2 X STERILE
20390 | 4229548019200 | PACK UNIVERSAL CONTAINS 1 BACK TABLE COVER REINFORCED 1 MAYO STAND COVER REINFORCED 1 ABSORBENT TOWELS 1 SUTURE BAG BOTTOM DRAPE 65 INCH X 76 INCH ISO - SEAL POSITIONING TAPE CONTROL PLUS FABRIC REINFORCEMENT TUBE HOLDERS 2 SIDE
20391 | 4229548019500 | SET PERITONEAL LAVAGE DIAGNOSTIC DISPOSABLE STERILE
20392 | 4229548019700 | CUSTOM PACK ENT EAR; 1 BNS SURGICAL GOWN UL SP L WITH HAND TOWELS 40 X 48 CM 1 CREPE PAPER 60 X 60 CM 1 REINFORCED TABLE COVER 150 X 190 WRAPPING 1 MAYO STAND COVER 79 X 145 CM 2 BNS SURGICAL GOWN XL WITH HAND TOWELS 40 X 48 CM 1 PAPER BAG 14 X 25 CM 3 CANNULA FRAZIER ROUND TIP 1 SKIN MARKER REGULAR 3 CANNULA FRAZIER ROUND TIP 2 MM 7 CM SS GREEN CONNECT 1 SYRINGE 20 ML L/L 3 PARTS CONC. 5 GAUZE LAP 20 X 30 CM 4P XRD 1 EAR BANDAGE ONE SIDED LARGE STERILE 1 NDLE CNTR 20-CNT FOAM BLCK/MAG BLD REM YELL 1 DIATH. PENCIL HAND BUTTONS BLADE 300 CM 1 SUCTION AND DIATHERMY BAG 40 X 35 CM 1 SKIN CLOSURE STRIP 12.0 X 100 MM 1 BLADESERVER STANDARD 5 COTTON WOOL BALL L 1 JUG 1000 ML 1 INSTRUMENT CLEANER 5 X 5 CM 2 ADHESIVE OP TOWEL 90 X 75 CM 1 OP-TAPE 9 X 49 CM 1 FLUID COLLECTION POUCH 40 X 35 CM 1 HEAD DRAPE 150 X 175 CM 2 BOWL 250 ML 1 SCALPEL N#11 1 SAFETY SCALPEL N#15 SS 1 MICROSCOPE COVER 117 X 267 CM 10 GAUZE SWAB 10 X 10 CM 16P XRD 1 SCALPEL N#10 1 SUCTION CON
20393 | 4229548019800 | CUSTOMIZED EFFICIENCY TRAY FOR CRANIOTOMY SURGERIES; 1 TABLE COVER 150 X 190 CM REINFORCED 1 NEEDLE HYPODERMIC 18 GAUGE 40 MM 1 NEEDLE HYPODERMIC 21 GAUGE 40 MM 1 SYRINGE 10 ML L/L 3 SYRINGE 20 ML L/L 1 SCALPEL BLADE N°10 1 SCALPEL BLADE N°15 1 GALLIPOT 120 ML 1 SCALPEL BLADE N°20 2 I.V. CANNULA 16 GAUGE 45 MM 1 SKIN STAPLER APPOSE ULC 1 PLASTIC BAG 25 X 46 CM 10 PATTI 25 X 25 MM XRD WITH STRING 2 SYRINGE 50/60 ML BULB CATHETER TIP CONC. 1 BONEWAX WHITE 2.5 G 1 HYPODERMIC NEEDLE 23 GAUGE 30 MM 1 DIATHERMY PENCIL 1 DIATH. HOLSTER HDPE WHITE 3 SUCTION TUBE 25 CH 5.0 M 2 OP-TAPE 9 X 49 CM 3 FLUID COLLECTION POUCH 40 X 35 CM 4 OP TOWEL 90 X 75 CM 1 SHARPS PAD 1 SPLIT SHEET 200 X 150 CM 1 BNS CRANIOTOMY DRAPE 230 X 300 CM INCLUDING 30 X 2 4 DRAPE 175 X 173 CM 1 DRAPE 148 X 240 CM 10 PATTI 13 X 13 MM XRD WITH STRING 10 PATTI 25 X 76 MM XRD WITH STRING 10 NEURO SWAB NON-WOVEN 13 X 76 MM STRING WHITE 10 GAUZE LAP 30 X 30 CM 12P XRD 40 GAUZE SWAB 10 X 10 CM 32P XR
20394 | 4229548019900 | CUSTOMIZED EFFICIENCY CLEFT PALATE AND LIP KIT 1 BNS SURGICAL GOWN UL SP L 2 HAND TOWEL WHITE 47 X 38 CM WHITE 1 CREPE PAPER 60 X 60 CM 1 TABLE COVER 150 X 190 CM REINFORCED 2 HAND TOWEL WHITE 47 X 38 CM WHITE 1 BNS SURGICAL GOWN UL SP XLL 2 HAND TOWEL WHITE 47 X 38 CM WHITE 1 BNS SURGICAL GOWN UL SP XLL 1 MAYO STAND COVER 58 X 137 CM 5 OP TOWEL 65 X 42 CM XRD 1 PAPER BAG 11 X 19 CM 1 SKIN MARKER FINE TIP 10 SA LABEL 1.0 X 4.0 CM WHITE BLANK 5 SCALPEL BLADE N# 15 1 SYRINGE 5 ML L/L 1 BOWL 250 ML 10 GAUZE SWAB 10 X 10 CM 16 P XRD 1 NDLE CNTR 40 - CNT FOAM BLCK/MAG BLD REM YELL 1 SYRINGE 10 ML L/L 2 HYPODERMIC NEEDLE 30 G 12 MM YELLOW 1 DIATHERMY CABLE BIPOLAR 1 SUCTION TUBE 24 CH 4.0 M 1 HEAD DRAPE 150 X 175 CM 1 NEEDLE DENTAL 25 GAUGE 40 MM 1 FLUID COLLECTION POUCH 40 X 35 CM 1 SUCTION AND DIATHERMY BAG 40 X 35 CM 2 OP - TAPE 9 X 49 CM 2 KIDNEY BOWL 800 ML 1 NEEDLE HYPODERMIC 20 GAUGE 25 MM 1 SYRINGE 3 ML L/L 2 SKIN CLOSURE STRIP 12.0 X 100 MM 4 OP TOWE
20395 | 4229548020000 | CUSTOMIZED EFFICIENCY CRANIOTOMY KIT (MAJOR NEURO) 1 BNS SURGICAL GOWN UL HP L 2 HAND TOWEL 47 X 38 CM WHITE 1 CREPE PAPER 60 X 60 CM 1 TABLE COVER 190 X 210 CM REINFORCED 2 BNS SURGICAL GOWN UL HP L 1 TABLE COVER 150 X 190 CM FOLDED 4 HAND TOWEL 47 X 38 CM WHITE 2 BNS SURGICAL GOWN UL HP XLL 2 MAYO STAND COVER REINFORCED 79 X 145 CM 15 OP TOWEL 65 X 42 CM XRD 3 SUCTION TUBE 18 CH 3.0 M 2 TUBE SILICONE 5.0 X 8.0 MM 1.0 M 2 SYRINGE 50/60 ML BULB CATHETER TIP CONC. 5 GAUZE LAP 20 X 30 CM 4 P XRD 20 GAUZE SWAB 10 X 10 CM 16 P XRD 1 NDLE CNTR 40 - CNT FOAM BLCK/MAG BLD REM YELL 10 PATTI 1.27 X 2.54 CM XRD WITH STRING 10 PATTI 25 X 25 MM XRD W/STRING 10 PATTI 13 X 13 MM XRD WITH STRING 1 DIATHERMY HOLSTER 1 DIATHERMY CABLE BIPOLAR 10 PATTI 25 X 76 MM XRD WITH STRING 2 BULB SYRINGE 65 ML BLUE 2 NON ADHERENT DRESSING 7.5 X 20 CM 1 DIATHERMY PENCIL 2 POLYSORB 2 - 075 CM 2 SUTURE SURGILON 4 - 0 CV - 221/213 MM 1 HYPODERMIC NEEDLE 22 G 40 MM 4 SA LABEL 3.8 X 6 CM WHI
20396 | 4229548020100 | CUSTOMIZED EFFICIENCY LIVER TRANSPLANT KIT 1 CREPE PAPER 60 X 60 CM 1 TABLE COVER 190 X 210 CM REINFORCED 4 SURGICAL GOWN ULTRA L - XL 1 TABLE COVER 190 X 210 CM REINF FOLDED 3 MAYO STAND COVER 79 X 145 CM 2 SURGICAL CLIP APPLIER 23 CM MEDIUM TT 30 CLIPS 1 BANDED BAG CIRCULAR 150 CM 20 GAUZE SWAB 10 X 10 CM 16 P XRD 10 OP TOWEL 65 X 42 CM XRD 1 CREPE PAPER 60 X 60 CM 2NDLE CNTR 40 - CNT FOAM BLCK/MAG BLD REM YELL 1 NON ADHERENT DRESSING 7.5 X 20 CM 2 MEPILEX BORDER POST - OP 9 X 15 CM PAD 4.5 X 10 CM 2 MEPILEX BORDER POST - OP 10 X 25 CM PAD 4.5 X 19.5 CM 2 MEPILEX BORDER POST - OP 6 X 8 CM PAD 3 X 5 CM 1 SKIN STAPLER APPOSE ULC 4 FLUID COLLECTION POUCH 40 X 35 CM 1 NYLON TAPE 3 MM 70 CM 1 SKIN MARKER REGULAR 2 SUTURE BOOTS MOSQUITO YELLOW 5 PR 10/1 1 SCALPEL BLADE N# 15 1 IV CANNULA 18 G 48 MM GREEN 1 SYRINGE 10 ML L/L 1 SYRINGE 20 ML L/L 1 SCALPEL BLADE N# 10 1 VESSEL LOOP MAXI 1 MM 40.6 CM SIL BLUE 1 PIECE 1 VESSEL LOOP MINI 0.83 MM 40.6 CM SIL RED 1 PC 4
20397 | 4229548020200 | CUSTOMIZED EFFICIENCY PEDIATRIC MAJOR KIT 1 CREPE PAPER 60 X 60 CM 1 TABLE COVER 150 X 190 CM REINFORCED 1 BNS SURGICAL GOWN UL HP LL 3 BNS SURGICAL GOWN UL HP XLL 1 DENTAL DRAPE 150 X 150 CM 4 OP TOWEL 75 X 73 CM 1 SUCTION CANNULA YANKAUER 18 CHANNEL 1 DIATHERMY NEEDLE 8 HAND TOWEL WHITE 47 X 38 CM WHITE 1 DIATHERMY PENCIL PTFE BLADE AND SMOKE EVAC 1 MAYO STAND COVER 58 X 137 CM 15 GAUZE LAP 20 X 30 CM 4 P XRD 10 GAUZE SWAB 10 X 10 CM 16 P XRD 1 NON ADHERENT DRESSING 7.5 X 20 CM 4 OP TOWEL 30 X 46 CM TRANSP. 5 OP TOWEL 65 X 42 CM XRD 1 SUCTION AND DIATHERMY BAG 40 X 35 CM 5 SA LABEL 3.8 X 6.0 CM WHITE 1 SYRINGE 10 ML L/L 1 DIATHERMY HOLSTER 5 SA LABEL 1.0 X 4.0 CM WHITE BLANK 2 POST OP DRESSING 6 X 7 CM 1 BOWL 250 ML 1 NEEDLE DENTAL 25 GAUGE 40 MM 1 BOWL 500 ML 1 HYPODERMIC NEEDLE 20 GAUGE 40 MM 2 SKIN CLOSURE STRIP 12.0 X 100 MM 1 BOWL 1000 ML 1 SKIN MARKER REGULAR 1 SCALPEL BLADE N# 15 1 BOWL 2000 ML 2 KIDNEY BOWL 800 ML 1 FLUID COLLECTION POUCH 40
20398 | 4229548020300 | CUSTOMIZED EFFICIENCY PEDIATRIC MINOR KIT 1 MAYO STAND COVER 58 X 137 CM 1 DIATHERMY NEEDLE 1 BOWL 2000 ML 1 CREPE PAPER 60 X 60 CM 3 HAND TOWEL 47 X 38 CM WHITE 2 FLUID COLLECTION POUCH 40 X 35 CM 1 INSTRUMENT CLEANER 5 X 5 CM 1 SYRINGE 10 ML L/L 1 SCALPEL BLADE N° 15 1 HYPODERMIC NEEDLE 20 GAUGE 40 MM 2 SKIN CLOSURE STRIP 12.0 X 100 MM 2 KIDNEY BOWL 800 ML 10 GAUZE SWAB 10 X 10 CM 16 P XRD 1 GREEN CODED INSERT CARD FOR PROCEDURE TRAY 1 DIATHERMY PENCIL 5 OP TOWEL 65 X 42 CM XRD 10 SA LABEL 3.8 X 6 CM WHITE 1 GREEN CODED SIDE/BOTTOM LABEL 191 X 39 MM FOR PROCEDUREPAK 1 GREEN CODED TRANSPORT BOX STICKER 1 TABLE COVER 150 X 240 CM REINFORCED 1 BOWL 250 ML 1 BOWL 500 ML 1 BOWL 1000 ML 1 NDLE CNTR 30 - CNT FOAM/MAG BLD REM YELLOW 4 ADHESIVE OP TOWEL 90 X 75 CM 1 DRAPE 150 X 175 CM 1 NEEDLE DENTAL 25 GAUGE 40 MM 1 OP SHEET 152 X 193 CM BLUE 1 SKIN MARKER DUAL TIP/ 1 DIATHERMY HOLSTER HDPE WHITE 3 SURGICAL GOWN UNIVERSAL L SP BNS
20399 | 4229548020400 | CUSTOMIZED EFFICIENCY PHACOEMULSIFICATION KIT; 1 BNS SURGICAL GOWN UL SP L 2 HAND TOWEL WHITE 47 X 38 CM WHITE 1 CREPE PAPER 60 X 60 CM 1 TABLE COVER 150 X 190 CM REINFORCED 1 MAYO STAND COVER 58 X 137 CM 2 HAND TOWEL WHITE 47 X 38 CM WHITE 10 GAUZE SWAB 10 X 10 CM 16P XRD 4 SA LABEL 3.8 X 6.0 CM WHITE 4 SA LABEL 1.0 X 4.0 CM WHITE BLANK 1 BOWL 250 ML 1 BOWL 500 ML 3 SYRINGE 3 ML L/L 1 SYRINGE 10 ML L/L 1 PAPER BAG 18 X 38 CM 1 SYRINGE 1ML L/S 2 EYE PAD 5 X 7 CM 1 IRRIGATING CYSTOTOME 25 GAUGE 16 MM 1 EYE SHIELD 1 NEEDLE COUNTER 1 KNIFE STAB 15° 1 INSTRUMENT WIPE 7.5 X 7.5 CM 1 UTILITY MARKER REGULAR TIP BLACK 1 OPHTHALMIC KNIFES 6 COTTON APPLICATOR L 15 CM 5 EYE SPEAR PVA 5PC 1 FLUID COLLECTION POUCH 40 X 35 CM 1 OPHTHALMIC DRAPE 150 X 300 CM 2 COTTON APPLICATOR S 15 CM 4 OP TOWEL 65 X 42 CM XRD 1 TUBE HOLDER 2.5 X 30 CM 2 HAND TOWEL WHITE 47 X 38 CM WHITE 1 BNS SURGICAL GOWN UL SP XLL
20400 | 4229548020500 | CUSTOMIZED EFFICIENCY TRANSSPHENOIDAL KIT 1 BNS SURGICAL GOWN UL SP L 2 HAND TOWEL 47 X 38 CM WHITE 1 CREPE PAPER 60 X 60 CM 1 TABLE COVER 190 X 210 CM REINFORCED 2 HAND TOWEL 47 X 38 CM WHITE 1 BNS SURGICAL GOWN UL SP L 4 HAND TOWEL 47 X 38 CM WHITE 2 BNS SURGICAL GOWN UL SP XL 3 MAYO STAND COVER REINFORCED 79 X 145 CM 2 HAND TOWEL 47 X 38 CM WHITE 1 NDLE CNTR 40 - CNT FOAM BLCK/MAG BLD REM YELL 3 POST OP DRESSING 6 X 7 CM 1 SKIN STAPLER APPOSE ULC 3 SPINAL NEEDLE QUINCKE 18 GAUGE 90 MM PINK 1 BONEWAX WHITE 2.5 GAUZE 10 PATTI 1.27 X 2.54 CM XRD WITH STRING 10 PATTIES 13 X 13 MM XRD WITH STRING 10 NEURO SWAB NON - WOVEN 1.3 X 76 MM STRING WHITE 8 GAUZE SWAB 5 X 5 CM 8 P 7 NEEDLE SPINAL QUINCKE 22 GAUGE 90 MM 1 DIATHERMY HOLSTER 2 IV CANNULA 18 GAUGE 48 MM GREEN 1 CONNECTOR STRAIGHT 7 - 11 X 7 - 11 MM BARB 3 SYRINGE 20 ML L/L 1 DIATHERMY PENCIL 4 SA LABEL 3.8 X 6 CM WHITE 1 SYRINGE 10 ML L/L 2 BOWL 250 ML 4 SA LABEL 13 MM X 40 MM WHITE BLANK 7 SYRINGE 1 ML
20401 | 4229548020600 | PEDIATRIC LAPAROSCOPY PACK 5 HAND TOWEL 47 X 38 CM WHITE 1 SURGICAL GOWN UNIVERSAL M HP BNS 1 TABLE COVER 150 X 210 CM REINFORCED 15 GAUZE SWAB 5 X 5 CM 12 P 1 FILM DRESSING 10 X 12 CM 1 NEEDLE HYPODERMIC 26 GAUGE 25 MM 6 FILM DRESSING 5 X 5.7 CM IV PEDIATRIC 1 ANTI FOG SOLUTION 1 BASIN LINER - SINGLE 5 GAUZE LAP 45 X 45 CM 4 P XRD 3 TROCAR CANNULA 5 MM 1 OPTICAL TROCAR 5 MM 1 LAPAROSCOPIC SUCTION/IRRIGATION SET OD 5 MM 33 CM 2 DRAINAGE BAG 1500 ML 2 SURGICAL GOWNS UNIVERSAL L HP BNS 2 SURGICAL GOWNS UNIVERSAL XL HP BNS 1 MAYO STAND COVER 79 X 145 CM 5 GAUZE LAP 20 X 30 CM 4 P XRD 1 OP - TOWEL 75 X 90 CM 2 - PLY 10 GAUZE SWAB 10 X 10 CM 16 P 1 COVER CAMERA 18 X 244 CM WITH CARD TRANSP 1 INSTRUMENT BAG 30 X 50 CM 1 DIATHERMY PENCIL 1 SKIN MARKER TAPER TIP RULER 1 NEEDLE COUNTER 1 SKIN CLOSURE STRIP 12.0 X 100 MM 1 DIATHERMY ELECTRODE NEEDLE 5.5 CM SLEEVE TUNGSTEN 1 SYRINGE 5 ML L/L 1 SYRINGE 10 ML L/L 1 SCALPEL BLADE N# 11 1 SCALPEL BLADE N# 15 1 V
20402 | 4229548020700 | PISTON STAINLESS STEEL STAPES PROSTHESIS SIZE 4 OR EQUIVALENT
20403 | 4229548021700 | "PERFUSION CUSTOM PACK FOR MINIMAL INVASIVE CARDIAC SURGERY FOR ADULTS DISPOSABLE STERILE CONSISTS OF: (TUBING SET CUSTOM DESIGN WITH ( (OXYGENATOR FOR ADULTS; COATED OXYGENATOR WITH INTEGRATED ARTERIAL FILTER HOLLOW FIBER HIGH PERFORMANCE WITH INTEGRATED HARD SHELL VENOUS RESERVOIR BLOOD FLOW RATE 1-7 LITER /MIN CARDIOTOMY FLOW RATE LESS THAN 5 LITERS/MIN) CARDIOPLEGIA DELIVER SET 4:1+ 2PCS OF CARDIOPLEGIA TABLE LINE IN SEPARATE STERILE BAGS) HEMOCONCENTRATOR AND MUF (DESIGN MUST BE APPLICABLE IN EVERY HOSPITAL) (6 PCS OF CONNECTORS) (TUBE ORGANIZER) VACUUM LINE (2PCS OF TUBING LINES PVC SIZE 1/4 AND 3/8 CUSTOM DESIGN) (ENOUGH HOLDERS AND TEMP. PROBES) DISPOSABLE STERILE"
20404 | 4229548021800 | "PERFUSION CUSTOM PACK FOR NEONATES COATED DISPOSABLE STERILE CONSISTS OF: (TUBING SET AND CUVETTE CUSTOM DESIGN WITH (CARDIOPLEGIA DELIVER SET 4:1 + 2PCS OF CARDIOPLEGIA TABLE LINE IN SEPARATE STERILE BAGS) HEMOCONCENTRATOR AND MUF (DESIGN MUST BE APPLICABLE IN EVERY HOSPITAL) (4 PCS OF CONNECTORS) (TUBE ORGANIZER) VACUUM LINE (2PCS OF TUBING LINES PVC SIZE 1/4 AND 3/8 CUSTOM DESIGN) (ENOUGH HOLDERS AND TEMP. PROBES) DISPOSABLE STERILE"
20405 | 4229548021900 | "PERFUSION CUSTOM PACK FOR NEONATES DISPOSABLE STERILE CONSISTS OF: (TUBING SET CUSTOM DESIGN WITH (CARDIOPLEGIA DELIVER SET 4:1 + 2PCS OF CARDIOPLEGIA TABLE LINE IN SEPARATE STERILE BAGS) HEMOCONCENTRATOR AND MUF (DESIGN MUST BE APPLICABLE IN EVERY HOSPITAL) (4 PCS OF CONNECTORS) (TUBE ORGANIZER) VACUUM LINE (2PCS OF TUBING LINES PVC SIZE 1/4 AND 3/8 CUSTOM DESIGN) (ENOUGH HOLDERS AND TEMP. PROBES) DISPOSABLE STERILE"
20406 | 4229548022000 | "PERFUSION CUSTOM PACK FOR ADULTS DISPOSABLE STERILE CONSISTS OF: (TUBING SET CUSTOM DESIGN WITH (CARDIOPLEGIA DELIVER SET 4:1 + 2PCS OF CARDIOPLEGIA TABLE LINE IN SEPARATE STERILE BAGS) HEMOCONCENTRATOR AND MUF (DESIGN MUST BE APPLICABLE IN EVERY HOSPITAL) (4 PCS OF CONNECTORS) (TUBE ORGANIZER) VACUUM LINE (2PCS OF TUBING LINES PVC SIZE 1/4 AND 3/8 CUSTOM DESIGN) (ENOUGH HOLDERS AND TEMP. PROBES) DISPOSABLE STERILE"
20407 | 4229548022100 | "PERFUSION CUSTOM PACK FOR INFANTS COATED DISPOSABLE STERILE CONSISTS OF: (TUBING SET AND CUVETTE CUSTOM DESIGN WITH (CARDIOPLEGIA DELIVER SET 4:1 + 2PCS OF CARDIOPLEGIA TABLE LINE IN SEPARATE STERILE BAGS) HEMOCONCENTRATOR AND MUF (DESIGN MUST BE APPLICABLE IN EVERY HOSPITAL) (4 PCS OF CONNECTORS) (TUBE ORGANIZER) VACUUM LINE (2PCS OF TUBING LINES PVC SIZE 1/4 AND 3/8 CUSTOM DESIGN) (ENOUGH HOLDERS AND TEMP. PROBES) DISPOSABLE STERILE"
20408 | 4229548022200 | "PERFUSION CUSTOM PACK FOR INFANTS DISPOSABLE STERILE CONSISTS OF: (TUBING SET CUSTOM DESIGN WITH (CARDIOPLEGIA DELIVER SET 4-1+ 2PCS OF CARDIOPLEGIA TABLE LINE IN SEPARATE STERILE BAGS) HEMOCONCENTRATOR AND MUF (DESIGN MUST BE APPLICABLE IN EVERY HOSPITAL) (4 PCS OF CONNECTORS) (TUBE ORGANIZER) VACUUM LINE (2PCS OF TUBING LINES PVC SIZE 1/4 AND 3/8 CUSTOM DESIGN) (ENOUGH HOLDERS AND TEMP. PROBES) DISPOSABLE STERILE"
20409 | 4229548022300 | "PERFUSION CUSTOM PACK FOR PEDIATRIC COATED DISPOSABLE STERILE CONSISTS OF: (TUBING SET AND CUVETTE CUSTOM DESIGN WITH (CARDIOPLEGIA DELIVER SET 4-1+ 2PCS OF CARDIOPLEGIA TABLE LINE IN SEPARATE STERILE BAGS) HEMOCONCENTRATOR AND MUF (DESIGN MUST BE APPLICABLE IN EVERY HOSPITAL) (4 PCS OF CONNECTORS) (TUBE ORGANIZER) VACUUM LINE (2PCS OF TUBING LINES PVC SIZE 1/4 AND 3/8 CUSTOM DESIGN) (ENOUGH HOLDERS AND TEMP. PROBES) DISPOSABLE STERILE"
20410 | 4229548022400 | "PERFUSION CUSTOM PACK FOR PEDIATRIC DISPOSABLE STERILE CONSISTS OF: (TUBING SET CUSTOM DESIGN WITH (CARDIOPLEGIA DELIVER SET 4-1+ 2PCS OF CARDIOPLEGIA TABLE LINE IN SEPARATE STERILE BAGS) HEMOCONCENTRATOR AND MUF (DESIGN MUST BE APPLICABLE IN EVERY HOSPITAL) (4 PCS OF CONNECTORS) (TUBE ORGANIZER) VACUUM LINE (2PCS OF TUBING LINES PVC SIZE 1/4 AND 3/8 CUSTOM DESIGN) (ENOUGH HOLDERS AND TEMP. PROBES) DISPOSABLE STERILE"
20411 | 4229548022500 | "PERFUSION CUSTOM PACK FOR SMALL ADULTS COATED DISPOSABLE STERILE CONSISTS OF: (TUBING SET AND CUVETTE CUSTOM DESIGN WITH (CARDIOPLEGIA DELIVER SET 4-1+ 2PCS OF CARDIOPLEGIA TABLE LINE IN SEPARATE STERILE BAGS) HEMOCONCENTRATOR AND MUF (DESIGN MUST BE APPLICABLE IN EVERY HOSPITAL) (4 PCS OF CONNECTORS) (TUBE ORGANIZER) VACUUM LINE (CONNECTOR EXTENSION 1/2X3/8IN STRAIGHT LUER LOCK ) (2PCS OF TUBING LINES PVC SIZE 1/4 AND 3/8 CUSTOM DESIGN) (ENOUGH HOLDERS AND TEMP. PROBES) DISPOSABLE STERILE"
20412 | 4229548022600 | "PERFUSION CUSTOM PACK FOR SMALL ADULTS DISPOSABLE STERILE CONSISTS OF: (TUBING SET CUSTOM DESIGN WITH (CARDIOPLEGIA DELIVER SET 4-1+ 2PCS OF CARDIOPLEGIA TABLE LINE IN SEPARATE STERILE BAGS) HEMOCONCENTRATOR AND MUF (DESIGN MUST BE APPLICABLE IN EVERY HOSPITAL) (4 PCS OF CONNECTORS) (TUBE ORGANIZER) VACUUM LINE (CONNECTOR EXTENSION 1/2X3/8IN STRAIGHT LUER LOCK ) (2PCS OF TUBING LINES PVC SIZE 1/4 AND 3/8 CUSTOM DESIGN) (ENOUGH HOLDERS AND TEMP. PROBES) DISPOSABLE STERILE"
20413 | 4229548400000 | SET URETERIC STONE DISLODGER WITH RETRACTABLE NITINOL FOUR WIRES BASKET WITHOUT TIP SIZE: 1.3-1.5 FRENCH LENGTH 115-120 CM DISPOSABLE STERILE
20414 | 4229548400100 | SET URETERIC STONE DISLODGER WITH RETRACTABLE NITINOL FOUR WIRES BASKET WITHOUT TIP SIZE: 2.2-2.4 FRENCH LENGTH 115-125 CM DISPOSABLE STERILE
20415 | 4229548600100 | DEVICE LAPAROTOMY ( OPEN ) FOR ATRAUMATIC HERNIA MESH FIXATION AND SEALANT APPLICATOR 30/60 DROPS STERILE
20416 | 4229550200000 | IMPLANT AHMED GLAUCOMA DRAINAGE VALVE FLEXIBLE PLATE ADULT STERILE
20417 | 4229550202400 | TENDON GRAFT ACHILLES FREEZE DRIED WITH BONE OR EQUIVALENT
20418 | 4229550202500 | BONE ALLOGRAFT ILIAC CREST WEDGE FREEZE DRIED 10-12MM OR EQUIVALENT
20419 | 4229550202600 | BONE ALLOGRAFT ILIAC CREST WEDGE FREEZE DRIED 15MM OR EQUIVALENT
20420 | 4229550203300 | TISSUE TRANSPLANT PERICARDIUM ALLOGENEIC NATURAL COLLAGEN MATRIX SIZE 1.5 X 1.5 CM STERILE
20421 | 4229550203400 | TISSUE TRANSPLANT PERICARDIUM ALLOGENEIC NATURAL COLLAGEN MATRIX SIZE 2.0 X 3.0 CM STERILE
20422 | 4229550203600 | AMNIOTIC MEMBRANE FOR TRANSPLANT DOUBLE LAYER WITH CONTACT LENS
20423 | 4229550204200 | AMNIOTIC MEMBRANE FOR TRANSPLANT SINGLE LAYER WITH CONTACT LENS
20424 | 4229550502600 | HANDLE FOR LONG TREPHINE BLADE UNIVERSAL STAINLESS STEEL REUSABLE
20425 | 4229550503200 | PLUG FOR LUER-LOCK IRRIGATION CONNECTOR REUSABLE
20426 | 4229550503900 | IMPLANT COLLAGEN MATRIX FOR TISSUE REPAIR ACCORDING TO SURGEON'S REQUEST STERILE
20427 | 4229550504000 | IMPLANT MEDPOR DRAIN SURGICAL SIZE 3.5 MM X 20 MM STERILE
20428 | 4229550504100 | IMPLANT SCLERAL BUCKLING VITREO RETINAL SILICONE BAND TYPE 240 2.5 X 0.6 MM STERILE
20429 | 4229550504200 | IMPLANT VITREO RETINAL CONCAVE SILICONE TIRE TYPE 277 2.5 X 9 X 7MM SCLERAL BUCKLING STERILE
20430 | 4229550504300 | IMPLANT SCLERAL BUCKLING VITREO RETINAL SILICONE BAND TYPE 40 2.0 X 0.75 X 120 MM STERILE
20431 | 4229550504400 | IRIS CAPSULAR IRIS RECONSTRUCTION IMPLANTS PROSTHESIS/50 F FOR CATARACT SURGERY
20432 | 4229550504500 | IRIS CAPSULAR IRIS RECONSTRUCTION IMPLANTS PROSTHESIS/94 G FOR CATARACT SURGERY
20433 | 4229550504600 | IRIS CAPSULAR IRIS RECONSTRUCTION IMPLANTS PROSTHESIS/96 F FOR CATARACT SURGERY
20434 | 4229550504700 | IRIS CAPSULAR IRIS RECONSTRUCTION IMPLANTS PROSTHESIS/50 C FOR CATARACT SURGERY
20435 | 4229550504800 | IRIS CAPSULAR IRIS RECONSTRUCTION IMPLANTS PROSTHESIS/96 G FOR CATARACT SURGERY
20436 | 4229550504900 | INTRACORNEAL RING SEGMENT FOR KERATOCONUS CORNEA MULTIPLE SIZE
20437 | 4229550505000 | KERATOPROSTHESIS KIT(ARTIFICIAL CORNEA) (MEGA CONTACT LENS WITH BACK PLATE SIZE 7MM TO 8.5MM BIOPSY PUNCH) DISPOSABLE AS PER REQUIRED
20438 | 4229550505100 | IMPLANT MEDPOR SURGICAL ULTRA THIN SHEET 38X50X0.85MM STERILE
20439 | 4229550505200 | COMPLETE CORNEAL RING FOR KERATOCONUS PATIENTS THICKNESS AS PER REQUIRED
20440 | 4229550505400 | IMPLANT HYDROXYAPATITE FOR ENUCLEATION OR EVISCERATION PROCEDURES ASSORTED SIZES AS PER HOSPITAL REQUEST STERILE
20441 | 4229550505500 | IMPLANT SCLERAL BUCKLING VITREO RETINAL SILICONE BAND TYPE 240 2.5 X 0.6 X 125MM STERILE
20442 | 4229550600600 | DENTAL IMPLANT BONE LEVEL STRAIGHT CHEMICALLY ENHANCED TITANIUM ROUGH SURFACE REGULAR DIAMETER 3.6-4.5MM LENGTH 15-16MM
20443 | 4229550600900 | DENTAL IMPLANT BONE LEVEL STRAIGHT CHEMICALLY ENHANCED TITANIUM ROUGH SURFACE NARROW DIAMETER 3.0-3.5MM LENGTH 13-14.5MM
20444 | 4229550602000 | DENTAL IMPLANT OVERDENTURE ABUTMENT GROUP DIAMETER 3.5-4.5MM LOCATOR OR EQUIVALENT DESIGN HEIGHT 1-2MM PROVIDED WITH ITS ACCESSO RIES (METAL HOUSING THREE RETENTIVE PLASTICS)
20445 | 4229550602700 | IMPLANT ANALOG GROUP DIAMETER 3.0-3.5 MM (EA=PCS)
20446 | 4229550602800 | IMPLANT ANALOG GROUP DIAMETER 3.6-4.5MM (EA=PCS)
20447 | 4229550602900 | IMPLANT ANALOG GROUP DIAMETER 4.6-6.0 MM (EA=PCS)
20448 | 4229550603700 | DENTAL IMPLANT OVERDENTURE ABUTMENT GROUP DIAMETER 3.0-3.5MM LOCATOR OR EQUIVALENT DESIGN HEIGHT 1MM PROVIDED WITH ITS ACCESSORIES (METAL HOUSING THREE RETENTIVE PLASTICS)
20449 | 4229550603800 | DENTAL IMPLANT OVERDENTURE ABUTMENT GROUP DIAMETER 3.0-3.5MM LOCATOR OR EQUIVALENT DESIGN HEIGHT 0.5-0.9MM PROVIDED WITH ITS ACCESSORIES (METAL HOUSING THREE RETENTIVE PLASTICS)
20450 | 4229550604200 | DENTAL IMPLANT COVER SCREW GROUP DIAMETER 4.6 - 6.0 MM TITANIUM OR TITANIUM ALLOY
20451 | 4229550630600 | DENTAL IMPLANT BONE LEVEL ROOT FORM TAPERED CHEMICALLY ENHANCED TITANIUM ROUGH SURFACE NARROW DIAMETER 3.0-3.5MM LENGTH 9-10. 5MM
20452 | 4229550630700 | DENTAL IMPLANT BONE LEVEL ROOT FORM TAPERED CHEMICALLY ENHANCED TITANIUM ROUGH SURFACE NARROW DIAMETER 3.0-3.5MM LENGTH 11-12 .5MM
20453 | 4229550630800 | DENTAL IMPLANT BONE LEVEL ROOT FORM TAPERED CHEMICALLY ENHANCED TITANIUM ROUGH SURFACE NARROW DIAMETER 3.0-3.5MM LENGTH 13-14 .5MM
20454 | 4229550630900 | DENTAL IMPLANT BONE LEVEL ROOT FORM TAPERED CHEMICALLY ENHANCED TITANIUM ROUGH SURFACE NARROW DIAMETER 3.0-3.5MM LENGTH 15-16 MM
20455 | 4229550631000 | DENTAL IMPLANT BONE LEVEL ROOT FORM TAPERED CHEMICALLY ENHANCED TITANIUM ROUGH SURFACE REGULAR DIAMETER 3.6-4.5MM LENGTH 7-8. 5MM
20456 | 4229550631100 | DENTAL IMPLANT BONE LEVEL ROOT FORM TAPERED CHEMICALLY ENHANCED TITANIUM ROUGH SURFACE REGULAR DIAMETER 3.6-4.5MM LENGTH 9-10 .5MM
20457 | 4229550631200 | DENTAL IMPLANT BONE LEVEL ROOT FORM TAPERED CHEMICALLY ENHANCED TITANIUM ROUGH SURFACE REGULAR DIAMETER 3.6-4.5MM LENGTH 11-1 2.5MM
20458 | 4229550631300 | DENTAL IMPLANT BONE LEVEL ROOT FORM TAPERED CHEMICALLY ENHANCED TITANIUM ROUGH SURFACE REGULAR DIAMETER 3.6-4.5MM LENGTH 13-1 4.5MM
20459 | 4229550631400 | DENTAL IMPLANT BONE LEVEL ROOT FORM TAPERED CHEMICALLY ENHANCED TITANIUM ROUGH SURFACE REGULAR DIAMETER 3.6-4.5MM LENGTH 15-1 6MM
20460 | 4229550631500 | DENTAL IMPLANT BONE LEVEL ROOT FORM TAPERED CHEMICALLY ENHANCED TITANIUM ROUGH SURFACE WIDE DIAMETER 4.6-6.0MM LENGTH 7-8.5MM
20461 | 4229550631600 | DENTAL IMPLANT BONE LEVEL ROOT FORM TAPERED CHEMICALLY ENHANCED TITANIUM ROUGH SURFACE WIDE DIAMETER 4.6-6.0MM LENGTH 9-10.5M M
20462 | 4229550631700 | DENTAL IMPLANT BONE LEVEL ROOT FORM TAPERED CHEMICALLY ENHANCED TITANIUM ROUGH SURFACE WIDE DIAMETER 4.6-6.0MM LENGTH 11-12.5 MM
20463 | 4229550631800 | DENTAL IMPLANT BONE LEVEL ROOT FORM TAPERED CHEMICALLY ENHANCED TITANIUM ROUGH SURFACE WIDE DIAMETER 4.6-6.0MM LENGTH 13-14.5 MM
20464 | 4229550631900 | DENTAL IMPLANT BONE LEVEL STRAIGHT CHEMICALLY ENHANCED TITANIUM ROUGH SURFACE NARROW DIAMETER 3.0-3.5MM LENGTH 15-16MM
20465 | 4229550632000 | DENTAL IMPLANT BONE LEVEL STRAIGHT CHEMICALLY ENHANCED TITANIUM ROUGH SURFACE REGULAR DIAMETER 3.6 -4.5MM LENGTH 11-12.5MM
20466 | 4229550632100 | DENTAL IMPLANT BONE LEVEL STRAIGHT CHEMICALLY ENHANCED TITANIUM ROUGH SURFACE WIDE DIAMETER 4.6-6.0MM LENGTH 11-12.5MM
20467 | 4229550632200 | DENTAL IMPLANT BONE LEVEL STRAIGHT CHEMICALLY ENHANCED TITANIUM ROUGH SURFACE WIDE DIAMETER 4.6-6.0MM LENGTH 13-14.5MM
20468 | 4229550632300 | DENTAL IMPLANT COVER SCREW GROUP DIAMETER 3.0 - 3.5 MM TITANIUM OR TITANIUM ALLOY
20469 | 4229550632400 | DENTAL IMPLANT COVER SCREW GROUP DIAMETER 3.6 - 4.5 MM TITANIUM OR TITANIUM ALLOY
20470 | 4229550632500 | DENTAL IMPLANT OVERDENTURE ABUTMENT GROUP DIAMETER 3.6-4.5MM LOCATOR OR EQUIVALENT DESIGN HEIGHT 0.5-0.9MM PROVIDED WITH ITS ACCESSORIES (METAL HOUSING THREE RETENTIVE PLASTICS)
20471 | 4229550632700 | DENTAL IMPLANT OVERDENTURE ABUTMENT GROUP DIAMETER 4.5-6.0MM LOCATOR OR EQUIVALENT DESIGN HEIGHT 0.5-0.9MM PROVIDED WITH ITS ACCESSORIES (METAL HOUSING THREE RETENTIVE PLASTICS)
20472 | 4229550632800 | DENTAL IMPLANT OVERDENTURE ABUTMENT GROUP DIAMETER 4.5-6.0MM LOCATOR OR EQUIVALENT DESIGN HEIGHT 1-2MM PROVIDED WITH ITS ACCESSORIES (METAL HOUSING THREE RETENTIVE PLASTICS)
20473 | 4229550632900 | DENTAL IMPLANT OVERDENTURE ABUTMENT GROUP DIAMETER 4.5-6.0MM LOCATOR OR EQUIVALENT DESIGN HEIGHT 3-4MM PROVIDED WITH ITS ACCESSORIES (METAL HOUSING THREE RETENTIVE PLASTICS)
20474 | 4229550633000 | ABUTMENT PROSTHESIS STRAIGHT/CAN BE CUSTOMIZED BY LABORATORY PROCEDURES TITANIUM DIA: 3.0-3.4MM PACKAGING: INCLUDING THE SCREW FOR CEMENTED OR SCREW RETAINED PROSTHESIS/DENTAL IMPLANT
20475 | 4229550633100 | ABUTMENT PROSTHESIS STRAIGHT/CAN BE CUSTOMIZED BY LABORATORY PROCEDURES TITANIUM DIA: 3.5-3.9MM PACKAGING: INCLUDING THE SCREW FOR CEMENTED OR SCREW RETAINED PROSTHESIS/DENTAL IMPLANT
20476 | 4229550633200 | ABUTMENT PROSTHESIS STRAIGHT/CAN BE CUSTOMIZED BY LABORATORY PROCEDURES TITANIUM DIA: 4.0-4.9MM PACKAGING: INCLUDING THE SCREW FOR CEMENTED OR SCREW RETAINED PROSTHESIS/DENTAL IMPLANT
20477 | 4229550633300 | ABUTMENT PROSTHESIS STRAIGHT/CAN BE CUSTOMIZED BY LABORATORY PROCEDURES TITANIUM DIA: 5.0-6.0MM PACKAGING: INCLUDING THE SCREW FOR CEMENTED OR SCREW RETAINED PROSTHESIS/DENTAL IMPLANT
20478 | 4229550633400 | ABUTMENT PROSTHESIS ANGLED 15-35 DEGREES/CAN BE CUSTOMIZED BY LABORATORY PROCEDURES TITANIUM DIA: 3.5-3.9MM PACKAGING: INCLUDING THE SCREW FOR CEMENTED OR SCREW RETAINED PROSTHESIS/DENTAL IMPLANT
20479 | 4229550633500 | ABUTMENT PROSTHESIS ANGLED 15-35 DEGREES/CAN BE CUSTOMIZED BY LABORATORY PROCEDURES TITANIUM DIA: 4.0-4.9MM PACKAGING: INCLUDING THE SCREW FOR CEMENTED OR SCREW RETAINED PROSTHESIS/DENTAL IMPLANT
20480 | 4229550633600 | ABUTMENT PROSTHESIS ANGLED 15-35 DEGREES/CAN BE CUSTOMIZED BY LABORATORY PROCEDURES TITANIUM DIA: 5.0-6.0MM PACKAGING: INCLUDING THE SCREW FOR CEMENTED OR SCREW RETAINED PROSTHESIS/DENTAL IMPLANT
20481 | 4229550633700 | SLA BONE LEVEL IMPLANT FIXTURE 4.1 MM REGULAR CROSSFIT 10 MM TITANIUM
20482 | 4229550633800 | SLACTIVE BONE LEVEL IMPLANT FIXTURE 4.1 MM REGULAR CROSSFIT 8 MM TITANIUM
20483 | 4229550633900 | SLACTIVE BONE LEVEL IMPLANT FIXTURE 4.1 MM REGULAR CROSSFIT 10 MM TITANIUM
20484 | 4229550634000 | SLACTIVE BONE LEVEL IMPLANT FIXTURE 4.1 MM REGULAR CROSSFIT 12 MM TITANIUM
20485 | 4229550634100 | STANDARD IMPLANT FIXTURE 4.1 MM REGULAR NECK 4.8 MM SLACTIVE 10 MM TITANIUM
20486 | 4229550634200 | STANDARD PLUS IMPLANT FIXTURE 4.1 MM REGULAR NECK 4.8 MM SLACTIVE 10 MM TITANIUM
20487 | 4229550634300 | SLACTIVE STANDARD PLUS IMPLANT FIXTURE 4.8 X 8 MM
20488 | 4229550634400 | SLACTIVE STANDARD PLUS IMPLANT FIXTURE 4.8 MM REGULAR NECK 4.8 MM SLACTIVE 10 MM
20489 | 4229550634500 | STANDARD PLUS IMPLANT FIXTURE 4.8 MM WIDE NECK 6.5 MM SLACTIVE 10 MM
20490 | 4229550634600 | FIXTURE STANDARD IMPLANT 4.8 MM WIDE NECK 6.5 MM SLACTIVE 10 MM
20491 | 4229550634700 | BONE PLATING TITANIUM MINI PLATE 2.0MM STANDARD KIT (MAIN BOX DRILL BITS MODELLING PLIERS SCREW DRIVERS PLATE HOLDER PLATE POSITIONER) SHOULD BE COMPATIBLE WITH THE DELIVERED SYSTEMS
20492 | 4229550634800 | SCREWDRIVER TITANIUM FOR 2.0MM SCREWS SHOULD BE COMPATIBLE WITH THE DELIVERED SYSTEMS
20493 | 4229550634900 | TITANIUM SCREW FOR MINI PLATE 2.0MM (4-13 MM) ACCORDING TO THE DELIVERED PLATES (75%7-10) (25% 4 11-13)
20494 | 4229550635000 | TWIST DRILL FOR MINI PLATES 2.0MM (5-13MM)
20495 | 4229550635100 | TITANIUM SCREW FOR MINI PLATE 1.3-1.5MM (4-10MM) ACCORDING TO THE DELIVERED PLATES (75%5-9) (25% 4 10)
20496 | 4229550635200 | SCREWDRIVER TITANIUM FOR MINI PLATE (1.3-1.5MM) SHOULD BE COMPATIBLE WITH THE DELIVERED SYSTEMS
20497 | 4229550635300 | BONE PLATING TITANIUM MINI PLATE 1.3-1.5MM STANDARD KIT (MAIN BOX DRILL BITS MODELLING PLIERS SCREW DRIVERS PLATE HOLDER PLAT E POSITIONER) SHOULD BE COMPATIBLE WITH THE DELIVERED SYSTEMS
20498 | 4229550635400 | DRILL BITS FOR MINI PLATES DIFFERENT LENGTH
20499 | 4229550635500 | TITANIUM MICRO BONE PLATE 0.8-1.0MM X Y-T-L (RIGHT AND LEFT) STRAIGHT (14-18 HOLES) ORBITAL (8-10 HOLES) AND SQUARE EQUALLY IN AMOUNT DISTRIBUTION
20500 | 4229550635600 | BONE PLATING TITANIUM FOR MICRO PLATE STANDARD KIT (0.8-1.0MM) (MAIN BOX DRILL BITS MOLDING PLIERS SCREW DRIVERS PLATE HOLDER PLATE POSITIONER) SHOULD BE COMPATIBLE WITH THE DELIVERED SYSTEMS
20501 | 4229550635700 | BONE PLATING TITANIUM FOR RECONSTRUCTION 2.3-2.7MM STANDARD KIT (INCLUDING THE MAIN BOX PLATE CUTTER PLATE BINDER TEMPLATE DRILL L BIT TAPPING AND THE SCREW DRIVER) SHOULD BE COMPATIBLE WITH THE DELIVERED SYSTEMS.
20502 | 4229550635900 | BONE PLATE TITANIUM MINI PLATE 1.5MM (ORBITAL 40% DIFFERENT LENGTH) 30% L-SHAPE (RIGHT AND LEFT) (4 HOLES AND 6 HOLES EQUALLY) 10 % Y-SHAPE 10% X-SHAPE 10% STRAIGHT (6 HOLES AND 8 HOLES IN EQUAL AMOUNT) (EA=KIT)
20503 | 4229550636100 | TITANIUM MICRO EMERGENCY SCREW CROSS DRIVE 1.8X5MM
20504 | 4229550636200 | TITANIUM MICRO EMERGENCY SCREW CROSS DRIVE 1.8X7MM
20505 | 4229550636300 | TITANIUM MICRO SCREW CROSS DRIVE 1.5X11MM
20506 | 4229550636400 | TITANIUM MICRO SCREW CROSS DRIVE 1.5X13MM
20507 | 4229550636500 | TITANIUM MICRO SCREW CROSS DRIVE 1.5X15MM
20508 | 4229550636600 | TITANIUM MICRO SCREW CROSS DRIVE 1.5X6MM
20509 | 4229550636700 | TITANIUM MICRO SCREW CROSS DRIVE 1.5X8MM
20510 | 4229550636800 | TITANIUM MICRO SCREW CROSS DRIVE 1.5X9MM
20511 | 4229550636900 | TITANIUM INTER MAXILLARY FIXATION (IMF) SCREWS SELF DRILLING SELF TAPPING 2.0MM / 8 MM LENGTH
20512 | 4229550637000 | MINI DRILL BIT 1.5X105MM WITH 5MM STOP
20513 | 4229550637100 | TITANIUM MINI PLATE 2.0MM 4 HOLES L-SHAPED LEFT STANDARD
20514 | 4229550637200 | TITANIUM MINI PLATE 2.0MM 4 HOLES L-SHAPED RIGHT STANDARD
20515 | 4229550637300 | TITANIUM MINI PLATE 2.0MM 4 HOLES STRAIGHT LONG STANDARD
20516 | 4229550637400 | TITANIUM MINI PLATE 2.0MM 4 HOLES STRAIGHT STANDARD
20517 | 4229550637500 | TITANIUM MINI SCREW CROSS DRIVE 2.0X11MM
20518 | 4229550637600 | TITANIUM MINI SCREW CROSS DRIVE 2.0X13MM
20519 | 4229550637700 | TITANIUM MINI SCREW CROSS DRIVE 2.0X15MM
20520 | 4229550637800 | TITANIUM MINI SCREW CROSS DRIVE 2.0X5MM
20521 | 4229550637900 | TITANIUM MINI SCREW CROSS DRIVE 2.0X7MM
20522 | 4229550638000 | TITANIUM MINI SCREW CROSS DRIVE 2.0X9MM
20523 | 4229550638100 | POLYDIOXANONE (P. D.S.) PLATE 0.25 MMX 30 MMX 40 MM FOR ORBITAL FLOOR REPAIR 3 PACKS/BOX
20524 | 4229550638200 | POLYDIOXANONE (P. D.S.) PLATE 0.5 MMX 30 MMX 40 MM FOR ORBITAL FLOOR REPAIR 3 PACKS/BOX
20525 | 4229550638300 | ORTHODONTIC SCREWS 1.5MM
20526 | 4229550638400 | DASK (DENTIUM ADVANCED SINUS KIT) 1. LATERAL WINDOW BUR K 2. SINUS EVALUATION INSTRUMENTS KIT
20527 | 4229550638500 | IMPLANT MAINTENANCE KIT METAL CASSETTE FOR O IMPLANT SCALER HANDLE O 204 S SCALER TIPS O H 6 /H 7 SCALER TIPS O COLUMBIA 4 R/ 4 L TIPSO LANGER 1/2 TIPS O BARNHART 5/6 O PLASTIC PROBE
20528 | 4229550638600 | COMPLETE SET FOR LATERAL WINDOW ELEVATION OF SINUS (NON AGGRESSIVE DIAMOND DRILLS)
20529 | 4229550638700 | DENTAL IMPLANT BONE LEVEL STRAIGHT CHEMICALLY ENHANCED TITANIUM ROUGH SURFACE WIDE DIAMETER 4.6-6.0MM LENGTH 7-8.5MM
20530 | 4229550638800 | ABUTMENT TEMPORARY STRAIGHT OR ANGLED/CAN BE CUSTOMIZED BY LABORATORY PROCEDURES PLASTIC OR ALUMINUM OR EQUIVALENT DIA: 5.0-6.0MM PACKAGING: INCLUDING THE SCREW FOR CEMENTED OR SCREW RETAINED PROSTHESIS/DENTAL IMPLANT
20531 | 4229550638900 | ABUTMENT TEMPORARY STRAIGHT OR ANGLED/CAN BE CUSTOMIZED BY LABORATORY PROCEDURES PLASTIC OR ALUMINUM OR EQUIVALENT DIA: 4.0-4.9MM PACKAGING: INCLUDING THE SCREW FOR CEMENTED OR SCREW RETAINED PROSTHESIS/DENTAL IMPLANT
20532 | 4229550639000 | ABUTMENT TEMPORARY STRAIGHT OR ANGLED/CAN BE CUSTOMIZED BY LABORATORY PROCEDURES PLASTIC OR ALUMINUM OR EQUIVALENT DIA: 3.0-3.4MM PACKAGING: INCLUDING THE SCREW FOR CEMENTED OR SCREW RETAINED PROSTHESIS/DENTAL IMPLANT
20533 | 4229550639100 | ORAL SCREW FOR ANKYLOSIS
20534 | 4229550639200 | ABUTMENT PROSTHESIS CASTABLE/CAN BE CUSTOMIZED BY LABORATORY PROCEDURES OR BY CAD/CAM MILLING PLASTIC DIA: 5.0-6.0MM PACKAGING: INCLUDING THE SCREW FOR CEMENTED OR SCREW RETAINED PROSTHESIS/DENTAL IMPLANT
20535 | 4229550639300 | ABUTMENT PROSTHESIS CASTABLE/CAN BE CUSTOMIZED BY LABORATORY PROCEDURES OR BY CAD/CAM MILLING PLASTIC DIA: 4.0-4.9MM PACKAGING: INCLUDING THE SCREW FOR CEMENTED OR SCREW RETAINED PROSTHESIS/DENTAL IMPLANT
20536 | 4229550639400 | ABUTMENT PROSTHESIS CASTABLE/CAN BE CUSTOMIZED BY LABORATORY PROCEDURES OR BY CAD/CAM MILLING PLASTIC DIA: 3.0-3.4MM PACKAGING: INCLUDING THE SCREW FOR CEMENTED OR SCREW RETAINED PROSTHESIS/DENTAL IMPLANT
20537 | 4229550639500 | DENTAL IMPLANT OVERDENTURE ABUTMENT GROUP DIAMETER 3.0-3.5MM LOCATOR OR EQUIVALENT DESIGN HEIGHT 3-4MM PROVIDED WITH ITS ACCESSORIES (METAL HOUSING THREE RETENTIVE PLASTICS)
20538 | 4229550639600 | DENTAL IMPLANT HEALING ABUTMENT GROUP DIAMETER 3.0 - 3.5 MM TITANIUM OR TITANIUM ALLOY WITH AVERAGE LENGTH 3 - 4 MM
20539 | 4229550639700 | ABUTMENT PROSTHESIS ANGLED 15-35 DEGREES/CAN BE CUSTOMIZED BY LABORATORY PROCEDURES OR BY CAD/CAM MILLING TITANIUM OR CASTABLE OR EQUIVALENT DIA: 3.0-3.4MM PACKAGING: INCLUDING THE SCREW FOR CEMENTED OR SCREW RETAINED PROSTHESIS/DENTAL IMPLANT
20540 | 4229550639800 | DENTAL IMPLANT OVERDENTURE ABUTMENT GROUP DIAMETER 3.6-4.5MM LOCATOR OR EQUIVALENT DESIGN HEIGHT 3-4MM PROVIDED WITH ITS ACCESSORIES (METAL HOUSING THREE RETENTIVE PLASTICS)
20541 | 4229550639900 | TITANIUM MICRO BONE PLATE ORTHOGNATHIC MAXILLARY OSTEOTOMY SORTED SIZE 0.6 - 1.7MM L SHAPE SHORT OR LONG LEFT SIDE
20542 | 4229550640000 | TITANIUM MICRO BONE PLATE ORTHOGNATHIC MAXILLARY OSTEOTOMY SORTED SIZE 0.6 - 1.7MM L SHAPE SHORT OR LONG RIGHT SIDE
20543 | 4229550640100 | TITANIUM MICRO BONE PLATE ORTHOGNATHIC MAXILLARY OSTEOTOMY SORTED SIZE 0.6 - 1.7MM Y SHAPE SHORT OR LONG
20544 | 4229550640200 | TITANIUM MICROPLATE FOR ORTHOGNATHIC SURGERY MAXILLARY OSTEOTOMY SORT OF SIZE 0.5 TO 1.7 MM
20545 | 4229550640300 | MICRO PLATE TITANIUM FOR GENIOPLASTY ADVANCEMENT 9MM
20546 | 4229550640400 | MICRO PLATE TITANIUM FOR GENIOPLASTY ADVANCEMENT 7MM
20547 | 4229550640500 | MICRO PLATE TITANIUM FOR GENIOPLASTY ADVANCEMENT 5MM
20548 | 4229550640600 | MICRO PLATE TITANIUM FOR GENIOPLASTY ADVANCEMENT 3MM
20549 | 4229550640700 | MICRO PLATE TITANIUM FOR GENIOPLASTY ADVANCEMENT 1MM
20550 | 4229550640800 | DENTAL IMPLANT BONE LEVEL STRAIGHT CHEMICALLY ENHANCED TITANIUM ROUGH SURFACE NARROW DIAMETER 3.0-3.5MM LENGTH 9-10.5MM
20551 | 4229550640900 | DENTAL IMPLANT BONE LEVEL STRAIGHT CHEMICALLY ENHANCED TITANIUM ROUGH SURFACE WIDE DIAMETER 4.6-6.0MM LENGTH 9-10.5MM
20552 | 4229550641000 | DENTAL IMPLANT BONE LEVEL STRAIGHT CHEMICALLY ENHANCED TITANIUM ROUGH SURFACE REGULAR DIAMETER 3.6-4.5MM LENGTH 9-10.5MM
20553 | 4229550641100 | DENTAL IMPLANT BONE LEVEL STRAIGHT CHEMICALLY ENHANCED TITANIUM ROUGH SURFACE REGULAR DIAMETER 3.6-4.5MM LENGTH 13-14.5MM
20554 | 4229550641200 | DENTAL IMPLANT BONE LEVEL STRAIGHT CHEMICALLY ENHANCED TITANIUM ROUGH SURFACE REGULAR DIAMETER 3.6-4.5MM LENGTH 7-8.5MM
20555 | 4229550641300 | DENTAL IMPLANT BONE LEVEL STRAIGHT CHEMICALLY ENHANCED TITANIUM ROUGH SURFACE NARROW DIAMETER 3.0-3.5MM LENGTH 11-12.5MM
20556 | 4229550658300 | CUSTOMIZED EFFICIENCY LAPAROSCOPY COLORECTAL KIT; 1 LAPAROSCOPY DRAPE 175/250 X 295 CM 3 SURGICAL GOWN ULTRA L-XL WITH HAND TOWELS 47 X 38 CM 1 SURGICAL GOWN ULTRA L-L WITH HAND TOWELS 47 X 38 CM 1 DIATHERMY PENCIL PTFE BLADE 1 CREPE PAPER 60 X 60 CM 1 TABLE COVER 190 X 150 CM REINFORCED UNDER-BUTTOCKS DRAPE 85X120CM WITH POUCH QUIVER FOR LAPAROSCOPIC INSTRUMENTS EXTENDABLE 15 GAUZE LAP 45 X 45 CM 6P XRD 1 NEEDLE HYPODERMIC 18 G 40 MM 1 SKIN MARKER REGULAR WITH RULER 1 HYPODERMIC NEEDLE 22 G 40 MM 1 SYRINGE 20 ML L/L 1 SYRINGE 10 ML L/L 1 SCALPEL BLADE N°10 1 SCALPEL BLADE N°11 2 KIDNEY BOWL 800 ML 6 OP TOWEL 75 X 50 CM XRD 1 MAYO STAND COVER 58 X 137 CM 1 SUCTION CANNULA YANKAUER 24 CH 1 SUCTION TUBE 18 CH 3.0 M 2 SYRINGE 50/60 ML BULB CATHETER TIP CONC. 1 BOWL 4000 ML 1 NDLE CNTR 40-CNT FOAM BLCK/MAG BLD REM YELL 2 FLUID COLLECTION POUCH 40 X 35 CM 10 GAUZE SWAB 10 X 10 CM 16 P XRD 2 BOWL 1000 ML POLYPROPYLENE BLUE 2 BOWL 250 ML POLYPROPYLENE BLUE
20557 | 4229550658400 | CUSTOMIZED EFFICIENCY CORE KIT 1 BNS SURGICAL GOWN UL HP L 2 HAND TOWEL 47 X 38 CM WHITE 1 CREPE PAPER 60 X 60 CM 1 TABLE COVER 150 X 190 CM REINFORCED 4 HAND TOWEL 47 X 38 CM WHITE 2 BNS SURGICAL GOWN UL HP XLL 1 MAYO STAND COVER 58 X 137 CM 1 DIATH. PENCIL BLADE SMOKE EVACUATION 300 CM 10 GAUZE LAP 45 X 45 CM 6 P XRD 6 OP TOWEL 65 X 42 CM XRD 1 NDLE CNTR 20 - CNT FOAM BLCK/MAG BLD REM YELL 1 SYRINGE 50/60 ML BULB CATHETER TIP CONC. 1 SKIN MARKER REGULAR 4 SA LABEL 3.8 X 6 CM WHITE BLANK 1 SCALPEL BLADE N° 15 4 SA LABEL 13 MM X 40 MM WHITE BLANK 1 SYRINGE 10 ML L/L 1 GALLIPOT 120 ML 1 SCALPEL BLADE N° 10 1 BOWL 250 ML 1 BOWL 500 ML 1 KIDNEY BOWL 800 ML 1 BOWL 1000 ML 1 NON ADHERENT DRESSING 7.5 X 20 CM 1 BOWL 2000 ML 10 GAUZE SWAB 10 X 10 CM 16 P XRD 1 SUCTION TUBE 18 CH 3.0 M 1 SUCTION CANNULA YANKAUER 24 CH 1 FLUID COLLECTION POUCH 40 X 35 CM 4 OP TOWEL 90 X 72.5 CM 1 MAGNETIC INSTRUMENT DRAPE 1 DRAPE 150 X 175 CM
20558 | 4229550658700 | LIP MAGNETS PROVIDE CONTROLLED PROSTHESIS STABILITY (LIP ADDITIONAL 0.6 MM HEIGHT) . SPLIT POLE DESIGN WITH AN AIRTIGHT CORROSION SEAL. NON STERILE. HEIGHT: 1.85MM DIAMETER: 4.5 MM BREAKAWAY FORCE: 3.8 N (PCS=EA)
20559 | 4229550658800 | LONG LIP MAGNET SILICONE RETENTIVE LONG LIP MAGNET PROSTHESIS MAGNET WITH A RETENTIVE RING SPLIT POLE DESIGN WITH AN AIRTIGHT CORROSION SEAL. NON-STERILE. HEIGHT 3.90 MM; DIAMETER 5.5 MM. BREAKAWAY FORCE OF 11.5 N (PCS=EA)
20560 | 4229550658900 | MAXI MAGNACAP ABUTMENT KEEPER THAT FITS DIRECTLY ONTO AN EXTRA-ORAL MAXILLOFACIAL IMPLANT ABUTMENTS ALL WITH AN EXTERNAL HEX. NON-STERILE. HEIGHT 2.1 MM DIAMETER 5.1 MM. (PCS=EACH)
20561 | 4229550659000 | MAXI MAGNACAP LAB ANALOGUE CAP FOR AN EXTRA-ORAL MAXILLOFACIAL IMPLANT ABUTMENT. A COLOR CODED MAGNACAP REPLICA FOR LABORATORY MODELS. NON-STERILE. HEIGHT: 2.1 MM DIAMETER: 5.1 MM (PCS=EACH)
20562 | 4229550659100 | MAXILLOFACIAL EXTRA-ORAL IMPLANT COVER SCREW. COMPATIBLE WITH EXTRA ORAL IMPLANT SYSTEMS
20563 | 4229550659200 | MAXILLOFACIAL EXTRAORAL IMPLANT FIXTURE SIZE 2.5 - 3.5 MM LENGTH AND DIAMETER 4 - 5.5 MM
20564 | 4229550659300 | MAXILLOFACIAL EXTRAORAL IMPLANT FIXTURE SIZE 3.6 - 4.5MM LENGTH AND DIAMETER 4 - 5.5 MM
20565 | 4229550659400 | MINI MAGNACAP ABUTMENT KEEPER THAT FITS DIRECTLY ONTO AN EXTRA-ORAL MAXILLOFACIAL IMPLANT ABUTMENT. ALL WITH AN EXTERNAL HEX. NON-STERILE. HEIGHT 2.1 MM DIAMETER 4.4 MM (PCS=EACH)
20566 | 4229550659500 | MINI MAGNACAP LAB ANALOGUE CAP FOR AN EXTRA-ORAL MAXILLOFACIAL IMPLANT ABUTMENT. A COLOR CODED MAGNACAP REPLICA FOR LABORATORY MODELS. NON-STERILE.HEIGHT: 2.1 MM DIAMETER: 4.4 MM (PCS=EA)
20567 | 4229550900400 | IMPLANT EYE SPHERE METHCRLT-PMMA SIZE AS PER REQUIRED STERILE
20568 | 4229550900500 | IMPLANT TISSUE EXPANDER ORBITAL-SPHERE SIZE AS PER REQUIRED STERILE
20569 | 4229551000000 | DURAL ADHESION PREVENTION MATERIAL 2 CC OR EQUIVALENT SPINAL
20570 | 4229551200800 | CAROTID BYPASS SHUNT D: 14F-8F L:13CM SOFT AND FLEXIBLE IN A SHORT AND TAPERED "T" DESIGN. THE "T" ARM CAN BE USED FOR ASPIRATION AND MONITORING PRESSURES.
20571 | 4229551202500 | IMPLANT GLAUCOMA SHUNT NON-VALVED MADE OF PERMANENT IMPLANTABLE GRADE SILICONE STERILE
20572 | 4229551300200 | MESH FOR UMBILICAL HERNIA COMPOSED OF PROLINE MESH AND ANTI ADHESION OXIDIZED CELLULOSE POLYDIOXANONE RING 6.4 X 6.4 CM ( +/- 0.5 CM ) DISPOSABLE STERILE
20573 | 4229551300300 | MESH LIGHTWEIGHT MACROPOROUS PARTIALLY ABSORBED FLAT SHEET FOR OPEN HERNIA REPAIR SURGERY SIZE 15 X 15 CM ( +/- 2 CM ) DISPOSABLE STERILE
20574 | 4229551300400 | SYSTEM FOR LAPAROSCOPIC MESH FIXATION ABSORBABLE 5 MM 12-15 TACKS DISPOSABLE STERILE
20575 | 4229551304400 | MESH LIGHTWEIGHT MACROPOROUS PARTIALLY ABSORBED FLAT SHEET FOR OPEN HERNIA REPAIR SURGERY SIZE 6 X 11 CM ( +/- 1 CM ) DISPOSABLE STERILE
20576 | 4229551305300 | TITANIUM MESH 0.8-1.0MM PLAIN 100MMX100MM
20577 | 4229551305400 | TITANIUM MESH 2.0MM PLAIN LOW PROFILE
20578 | 4229551305600 | MESH READY MADE 1.5MM ORBITAL FLOOR
20579 | 4229551305700 | MANDIBULAR MESH PLATE PREBENT 3D RECONSTRUCTION TRAY
20580 | 4229551305800 | MESH READY MADE 0.8-1.0MM ORBITAL FLOOR
20581 | 4229551306300 | SYSTEM FOR LAPAROSCOPIC MESH FIXATION TITANIUM 12 MM ARTICULATING TIP WITH 10-15 STAPLES DISPOSABLE STERILE
20582 | 4229551306400 | SYSTEM FOR LAPAROSCOPIC MESH FIXATION TITANIUM 12 MM WITH 10 STAPLES 4.8 MM DISPOSABLE STERILE
20583 | 4229551306500 | ELECTROSURGERY BIPOLAR FORCEPS HIGHLY POLISHED TIPS LIGHT CLOSING FORCE WELL BALANCED AND NYLON COATING RESIST ABRASION 0.4 - 1 MM TIP X8 - 11 CM (UNIVERSAL PLUG TO FIT ALL TYPES OF ELECTROSURGERY MACHINESMUS T BE PROVIDED FOC WHENEVER NECESSARY).
20584 | 4229551306600 | FORCEPS BIPOLAR LOW PROFILE 2 MM DISPOSABLE
20585 | 4229551307500 | MESH FULLY RESORBABLE SCAFFOLD FOR SOFT TISSUE RECONSTRUCTION WITH ABSORBABLE ANTI - ADHESION BARRIER SEPRA TECHNOLOGY 10 X 15 CM ( +/- 2 CM ) STERILE
20586 | 4229551307600 | MESH 10.2 X 15.2 CM (MESH FULLY RESORBABLE IMPLANT FOR SOFT TISSUE RECONSTRUCTION)
20587 | 4229551307700 | MESH FULLY RESORBABLE SCAFFOLD FOR SOFT TISSUE RECONSTRUCTION WITH ABSORBABLE ANTI - ADHESION BARRIER SEPRA TECHNOLOGY 15 X 20 CM ( +/- 2 CM ) STERILE
20588 | 4229551307800 | MESH 15.2 X 20.3 CM (MESH FULLY RESORBABLE IMPLANT FOR SOFT TISSUE RECONSTRUCTION)
20589 | 4229551307900 | MESH FULLY RESORBABLE SCAFFOLD FOR SOFT TISSUE RECONSTRUCTION WITH ABSORBABLE ANTI - ADHESION BARRIER SEPRA TECHNOLOGY 20 X 25 CM ( +/- 2 CM ) STERILE
20590 | 4229551308000 | MESH 20.3 X 25.4 CM (MESH FULLY RESORBABLE IMPLANT FOR SOFT TISSUE RECONSTRUCTION)
20591 | 4229551308100 | MESH FULLY RESORBABLE SCAFFOLD FOR SOFT TISSUE RECONSTRUCTION WITH ABSORBABLE ANTI - ADHESION BARRIER SEPRA TECHNOLOGY 25 X 30 CM ( +/- 2 CM ) STERILE
20592 | 4229551308400 | MESH BIFACE DOUBLE SIDED HERNIA PROSTHESIS SIZE: 15 X 20 CM (+/-2 CM) THE VISCERAL SIDE IS MADE OF NON ADHERENT MATERIAL THAT DOES NOT STICK TO THE VISCERA THE PARIETAL SIDE IS MADE OF SYNTHETIC ADHESIVE MATERIAL THAT ACCEPTS HOMOGENEITY WITH THE ABDOMINAL WALL TISSUES AND CONTRIBUTE TO REINFORCEMENT OF THE DEFECT AND CONSIST OF MULTIPLE HOLES THAT ALLOW FLUID DRAINAGE AND HELP BODY TO OVERCOME INFECTION STERILE
20593 | 4229551308500 | MESH BIFACE DOUBLE SIDED HERNIA PROSTHESIS SIZE: 15 X 15 CM (+/- 2 CM) THE VISCERAL SIDE IS MADE OF NON ADHERENT MATERIAL THAT DOES NOT STICK TO THE VISCERA. THE PARIETAL SIDE IS MADE OF SYNTHETIC ADHESIVE MATERIAL THAT ACCEPTS HOMOGENEITY WITH THE ABDOMINAL WALL TISSUES AND CONTRIBUTE TO REINFORCEMENT OF THE DEFECT AND CONSIST OF MULTIPLE HOLES THAT ALLOW FLUID DRAINAGE AND HELP BODY TO OVERCOME INFECTION STERILE
20594 | 4229551308600 | MESH BIFACE DOUBLE SIDED HERNIA PROSTHESIS SIZE: 20 X 20 CM (+/- 2 CM) THE VISCERAL SIDE IS MADE OF NON ADHERENT MATERIAL THAT DOES NOT STICK TO THE VISCERA. THE PARIETAL SIDE IS MADE OF SYNTHETIC ADHESIVE MATERIAL THAT ACCEPTS HOMOGENEITY WITH THE ABDOMINAL WALL TISSUES AND CONTRIBUTE TO REINFORCEMENT OF THE DEFECT AND CONSIST OF MULTIPLE HOLES THAT ALLOW FLUID DRAINAGE AND HELP BODY TO OVERCOME INFECTION STERILE
20595 | 4229551308700 | MESH BIFACE DOUBLE SIDED HERNIA PROSTHESIS SIZE: 20 X 30 CM (+/- 2 CM) THE VISCERAL SIDE IS MADE OF NON ADHERENT MATERIAL THAT DOES NOT STICK TO THE VISCERA. THE PARIETAL SIDE IS MADE OF SYNTHETIC ADHESIVE MATERIAL THAT ACCEPTS HOMOGENEITY WITH THE ABDOMINAL WALL TISSUES AND CONTRIBUTE TO REINFORCEMENT OF THE DEFECT AND CONSIST OF MULTIPLE HOLES THAT ALLOW FLUID DRAINAGE AND HELP BODY TO OVERCOME INFECTION STERILE
20596 | 4229551308800 | MESH BIFACE DOUBLE SIDED HERNIA PROSTHESIS SIZE: 30 X 30 CM (+/- 2 CM) THE VISCERAL SIDE IS MADE OF NON ADHERENT MATERIAL THAT DOES NOT STICK TO THE VISCERA. THE PARIETAL SIDE IS MADE OF SYNTHETIC ADHESIVE MATERIAL THAT ACCEPTS HOMOGENEITY WITH THE ABDOMINAL WALL TISSUES AND CONTRIBUTE TO REINFORCEMENT OF THE DEFECT AND CONSIST OF MULTIPLE HOLES THAT ALLOW FLUID DRAINAGE AND HELP BODY TO OVERCOME INFECTION STERILE
20597 | 4229551308900 | MESH COMPOSITE LARGE 20 X 30 CM (8 X 12 INCH) DISPOSABLE STERILE
20598 | 4229551309000 | MESH COMPOSITE 15 X 20 CM (+/- 1 CM ) DISPOSABLE STERILE
20599 | 4229551309100 | MESH COMPOSITE 10 X 15 CM (+/- 1 CM ) DISPOSABLE STERILE
20600 | 4229551309200 | MESH DUAL PTFE 1 MM X 15 CM X 20 CM ( +/- 1 CM ) DISPOSABLE STERILE
20601 | 4229551309300 | MESH DUAL PTFE 2 MM X 20 CM X 30 CM ( +/- 2 CM ) DISPOSABLE STERILE
20602 | 4229551309400 | MESH DUAL SIZE 10 X 15 CM ( +/- 1 CM ) LIGHTWEIGHT POLYPROPYLENE MONOFILAMENT WITH SEPRAFILM ANTI - ADHESION HYDROGEL ABSORBABLE BARRIER WITH SELF EXPANDING FLEXIBLE NITINOL RINGR EASY MESH DEPLOYMENT
20603 | 4229551309500 | MESH BIFACE DOUBLE SIDED HERNIA PROSTHESIS SIZE: 10 X 15 CM (+/- 2 CM) THE VISCERAL SIDE IS MADE OF NON ADHERENT MATERIAL THAT DOES NOT STICK TO THE VISCERA. THE PARIETAL SIDE IS MADE OF SYNTHETIC ADHESIVE MATERIAL THAT ACCEPTS HOMOGENEITY WITH THE ABDOMINAL WALL TISSUES AND CONTRIBUTE TO REINFORCEMENT OF THE DEFECT AND CONSIST OF MULTIPLE HOLES THAT ALLOW FLUID DRAINAGE AND HELP BODY TO OVERCOME INFECTION STERILE
20604 | 4229551309600 | MESH DUAL SIZE 15 X 20 CM ( +/- 1 CM ) LIGHTWEIGHT POLYPROPYLENE MONOFILAMENT WITH SEPRAFILM ANTI - ADHESION HYDROGEL ABSORBABLE BARRIER WITH SELF EXPANDING FLEXIBLE NITINOL RINGR EASY MESH DEPLOYMENT
20605 | 4229551309700 | MESH DUAL SIZE 15.2 X 20.3 CM LIGHTWEIGHT POLYPROPYLENE UNCOATED MONOFILAMENT WITH SEPRAFILM ANTI - ADHESION HYDROGEL ABSORBABLE BARRIER STERILE
20606 | 4229551309800 | MESH BIFACE DOUBLE SIDED HERNIA PROSTHESIS SIZE: 15 X 25 CM (+/- 2 CM) THE VISCERAL SIDE IS MADE OF NON ADHERENT MATERIAL THAT DOES NOT STICK TO THE VISCERA. THE PARIETAL SIDE IS MADE OF SYNTHETIC ADHESIVE MATERIAL THAT ACCEPTS HOMOGENEITY WITH THE ABDOMINAL WALL TISSUES AND CONTRIBUTE TO REINFORCEMENT OF THE DEFECT AND CONSIST OF MULTIPLE HOLES THAT ALLOW FLUID DRAINAGE AND HELP BODY TO OVERCOME INFECTION STERILE
20607 | 4229551309900 | MESH DUAL SIZE 20 X 25 CM ( +/- 2 CM ) LIGHTWEIGHT POLYPROPYLENE MONOFILAMENT WITH SEPRAFILM ANTI - ADHESION HYDROGEL ABSORBABLE BARRIER WITH SELF EXPANDING FLEXIBLE NITINOL RINGR EASY MESH DEPLOYMENT
20608 | 4229551310000 | MESH DUAL SIZE 20.3 X 25.4 CM LIGHTWEIGHT POLYPROPYLENE UNCOATED MONOFILAMENT WITH SEPRAFILM ANTI - ADHESION HYDROGEL ABSORBABLE BARRIER STERILE
20609 | 4229551310100 | MESH DUAL SIZE 25.4 X 33 CM LIGHTWEIGHT POLYPROPYLENE UNCOATED MONOFILAMENT WITH SEPRAFILM ANTI - ADHESION HYDROGEL ABSORBABLE BARRIER STERILE
20610 | 4229551310200 | MESH FULLY ABSORBABLE POLY - 4 - HYDROXYBUTYRATE SIZE: 20 X 25 CM DISPOSABLE STERILE
20611 | 4229551310300 | MESH SURGICAL LONG TERM FULLY ABSORBABLE MONOFILAMENT FOR HERNIA REPAIR MADE OF POLY-4-HYDROXYBUTYRATE 25X30 CM ( +/- 2 CM ) STERILE
20612 | 4229551310600 | MESH HERNIA PATCH CIRCLE 8 CM ( +/- 1 CM ) SELF EXPANDING POLYPROPYLENE AND EPTFE PATCH WITH STRAP DISPOSABLE STERILE
20613 | 4229551311000 | MESH HERNIA PATCH CIRCLE 4.3 CM ( +/- 0.3 CM ) SELF EXPANDING POLYPROPYLENE AND EPTFE PATCH WITH STRAP DISPOSABLE STERILE
20614 | 4229551311100 | MESH HERNIA PROSTHETIC IMPLANT 10 CM X 15 CM STOMA SURGERY DISPOSABLE STERILE
20615 | 4229551311200 | MESH HERNIA PROSTHETIC IMPLANT 15 CM X 20 CM STOMA SURGERY DISPOSABLE STERILE
20616 | 4229551311300 | MESH HYDROPHILIC ANATOMICAL LIGHTWEIGHT MACROPOROUS MESH LEFT ASSORTED SIZES DISPOSABLE STERILE
20617 | 4229551311400 | MESH HYDROPHILIC ANATOMICAL LIGHTWEIGHT MACROPOROUS MESH RIGHT ASSORTED SIZES DISPOSABLE STERILE
20618 | 4229551311500 | MESH LIGHT PLUG LIGHTWEIGHT MONOFILAMENT LARGE PORE PLUG AND PATCH FOR OPEN INGUINAL HERNIA REPAIR 3.8 CM X 5.0 CM ( +/- 0.3 CM ) STERILE
20619 | 4229551311600 | MESH LIGHT PLUG LIGHTWEIGHT MONOFILAMENT LARGE PORE PLUG AND PATCH FOR OPEN INGUINAL HERNIA REPAIR 4.1 CM X 4.8 CM ( +/- 0.3 CM ) STERILE
20620 | 4229551311700 | MESH SURGICAL LONG TERM FULLY ABSORBABLE MONOFILAMENT FOR HERNIA REPAIR MADE OF POLY-4-HYDROXYBUTYRATE WITH SEPRAFILM ASEPRAFILM ANTI - ADHESION HYDROGEL 30X45 CM ( +/- 2 CM ) STERILE
20621 | 4229551311800 | MESH PARTIALLY ABSORBABLE LIGHTWEIGHT SIZE: 30 CM X 35 CM DISPOSABLE STERILE
20622 | 4229551311900 | MESH PARTIALLY ABSORBABLE SIZE: 15.2 CM X 20.3 CM (+/- 2 CM) NON - BIOLOGICAL DISPOSABLE STERILE
20623 | 4229551312000 | MESH PARTIALLY ABSORBABLE TISSUE SEPARATION 15 X 15 CM (+/-1 CM) SQUARE FOR OPEN AND LAPAROSCOPIC SURGERY DISPOSABLE STERILE
20624 | 4229551312100 | MESH PARTIALLY ABSORBABLE TISSUE SEPARATION 20 # 25 CM (+/-2 CM) OVAL FOR OPEN AND LAPAROSCOPIC SURGERY DISPOSABLE STERILE
20625 | 4229551312500 | MESH POLYPROPYLENE LIGHTWEIGHT 6 X 11 CM DISPOSABLE STERILE
20626 | 4229551312600 | MESH LIGHTWEIGHT POLYPROPYLENE MONOFILAMENT WITH SEPRAFILM ANTI-ADHESION HYDROGEL ABSORBABLE BARRIER WITH SILICONE BALLOON FOR MESH DEPLOYMENT SIZE 15 X 20 CM ( +/- 2 CM )
20627 | 4229551312700 | MESH LIGHTWEIGHT POLYPROPYLENE MONOFILAMENT WITH SEPRAFILM ANTI-ADHESION HYDROGEL ABSORBABLE BARRIER WITH SILICONE BALLOON FOR MESH DEPLOYMENT SIZE 15 X 25 CM ( +/- 2 CM )
20628 | 4229551312800 | MESH LIGHTWEIGHT POLYPROPYLENE MONOFILAMENT WITH SEPRAFILM ANTI-ADHESION HYDROGEL ABSORBABLE BARRIER WITH SILICONE BALLOON FOR MESH DEPLOYMENT SIZE 17 X 22 CM ( +/- 1 CM )
20629 | 4229551312900 | MESH LIGHTWEIGHT POLYPROPYLENE MONOFILAMENT WITH SEPRAFILM ANTI-ADHESION HYDROGEL ABSORBABLE BARRIER WITH SILICONE BALLOON FOR MESH DEPLOYMENT SIZE 20 X 25 CM ( +/- 2 CM )
20630 | 4229551313000 | MESH PRE - CUT LIGHTWEIGHT POLYPROPYLENE LARGE PORE SELF - ADHERING NON TRAUMATIC HAS ADHESIVE GEL CONSIST FROM POLYVINYLPYRROLIDONE (PVP) ND POLYETHYLENE GLYCOL (PEG) 7.5 X 15.5 CM ( +/- 1 CM ) STERILE
20631 | 4229551313100 | MESH PRESHAPE LIGHTWEIGHT POLYPROPYLENE MONOFILAMENT LARGE PORES SIZE 6 X 13.5 CM ( +/- 1 CM ) STERILE
20632 | 4229551313300 | MESH PROSTHETIC ROUND IMPLANT STOMA SIZE: 12 (+/-1 CM) DISPOSABLE STERILE
20633 | 4229551313400 | MESH SELF EXPANDING POLYPROPYLENE PATCH SIZE 11.4 CM (+/-1 CM) CIRCLE DISPOSABLE STERILE
20634 | 4229551313500 | MESH SELF EXPANDING POLYPROPYLENE PATCH SIZE 13.8 X 17.8 CM (+/-1 CM) OVAL DISPOSABLE STERILE
20635 | 4229551313600 | MESH SELF EXPANDING POLYPROPYLENE PATCH SIZE 22.1 X 27.1 CM (+/-2 CM) OVAL DISPOSABLE STERILE
20636 | 4229551313700 | MESH SELF EXPANDING POLYPROPYLENE PATCH SIZE 8 X 12 CM (+/-1 CM) OVAL DISPOSABLE STERILE
20637 | 4229551313800 | MESH LIGHTWEIGHT POLYPROPYLENE MONOFILAMENT WITH SEPRAFILM ANTI - ADHESION HYDROGEL ABSORBABLE BARRIER WITH SILICONE BALLOON ECHO SYSTEM FOR MESH DEPLOYMENT CIRCLE SIZE 11.4 CM (+/-1CM)
20638 | 4229551313900 | MESH LIGHTWEIGHT POLYPROPYLENE MONOFILAMENT WITH SEPRAFILM ANTI - ADHESION HYDROGEL ABSORBABLE BARRIER WITH SILICONE BALLOON ECHO SYSTEM FOR MESH DEPLOYMENT CIRCLE SIZE 15.2 CM (+/-1CM)
20639 | 4229551314000 | MESH SIZE 20 X 25 CM LIGHTWEIGHT POLYPROPYLENE LARGE PORE SELF - ADHERING NON TRAUMATIC HAS ADHESIVE GEL CONSIST FROM POLYVINYLPYRRO = LIDONE (PVP) ND POLYETHYLENE GLYCOL (PEG) STERILE ASSORTED SIZE S
20640 | 4229551314100 | MESH SURGICAL LONG TERM FULLY ABSORBABLE MONOFILAMENT FOR HERNIA REPAIR MADE OF POLY-4-HYDROXYBUTYRATE 50 X 50 CM ( +/- 3 CM ) STERILE
20641 | 4229551314200 | MESH LIGHTWEIGHT POLYPROPYLENE MONOFILAMENT LARGE PORES SIZE 7.5 X 15 CM ( +/- 1 CM ) STERILE
20642 | 4229551314300 | MESH SOFT LIGHT LARGE PORE POLYPROPYLENE 15 X 15 CM (LARGE PORE MONOFILAMENT POLYPROPYLENE 15 X 15 CM) DISPOSABLE STERILE
20643 | 4229551314400 | MESH LIGHTWEIGHT POLYPROPYLENE MONOFILAMENT LARGE PORES SIZE 30 X 30 CM ( +/- 2 CM ) STERILE
20644 | 4229551314700 | MESH SURGICAL ELLIPSE OR EQUIVALENT 15.2 CM X 21 CM/6 INCH X 8 INCH FOR REPAIR DISPOSABLE STERILE
20645 | 4229551314800 | MESH BIFACE DOUBLE SIDED HERNIA PROSTHESIS SIZE: 17 X 22 CM (+/- 1 CM) THE VISCERAL SIDE IS MADE OF NON ADHERENT MATERIAL THAT DOES NOT STICK TO THE VISCERA. THE PARIETAL SIDE IS MADE OF SYNTHETIC ADHESIVE MATERIAL THAT ACCEPTS HOMOGENEITY WITH THE ABDOMINAL WALL TISSUES AND CONTRIBUTE TO REINFORCEMENT OF THE DEFECT AND CONSIST OF MULTIPLE HOLES THAT ALLOW FLUID DRAINAGE AND HELP BODY TO OVERCOME INFECTION STERILE
20646 | 4229551314900 | MESH SURGICAL ELLIPSE OR EQUIVALENT 25.4 CM X 33 CM/10 INCH X 13 INCH FOR HERNIA REPAIR DISPOSABLE STERILE
20647 | 4229551315000 | MESH LIGHTWEIGHT POLYPROPYLENE MONOFILAMENT WITH SEPRAFILM ANTI-ADHESION HYDROGEL ABSORBABLE BARRIER WITH SILICONE BALLOON FOR MESH DEPLOYMENT SIZE 10 X 15 CM ( +/- 2 CM )
20648 | 4229551315100 | SYSTEM FOR LAPAROSCOPIC MESH FIXATION ABSORBABLE CONTAINS 15-20 TACKERS WITH SMOOTH HOLLOW CORE ANGLED TIP DISPOSABLE STERILE
20649 | 4229551315200 | SYSTEM FOR LAPAROSCOPIC MESH FIXATION ABSORBABLE CONTAINS 15-20 TACKERS WITH ATRAUMATIC BLUNT TIP DISPOSABLE STERILE
20650 | 4229551315300 | SYSTEM FOR LAPAROSCOPIC MESH FIXATION PERMANENT CONTAINS 15-20 TACKERS MADE FROM STAINLESS STEEL COIL WITH SMOOTH PEEK HEADCOVER DISPOSABLE STERILE
20651 | 4229551315700 | SYSTEM TRANS ANAL IRRIGATION SYSTEM FOR MANAGING BOWEL DYSFUNCTION
20652 | 4229551315800 | SYSTEM POSITIONING WIDTH 41 INCH X DEPTH 51 INCH (+/- 2 INCH) INCLUDES 1 X MATTRESS COVER LOW FRICTION GLIDE SHEET WITH STRAPS MICROCLIMATE BODY PADS 30 DEGREE BODY WEDGES
20653 | 4229551315900 | PATCH FOR HERNIA LARGE CIRCLE WITH STRAP 3.2 INCH/8 CM DISPOSABLE STERILE
20654 | 4229551316000 | MESH HERNIA PATCH CIRCLE 6.4 CM ( +/- 0.5 CM ) WITH STRAP DISPOSABLE STERILE
20655 | 4229551316100 | MESH BIFACE DOUBLE SIDED HERNIA PROSTHESIS SIZE: 25 X 30 CM (+/- 2 CM) THE VISCERAL SIDE IS MADE OF NON ADHERENT MATERIAL THAT DOES NOT STICK TO THE VISCERA. THE PARIETAL SIDE IS MADE OF SYNTHETIC ADHESIVE MATERIAL THAT ACCEPTS HOMOGENEITY WITH THE ABDOMINAL WALL TISSUES AND CONTRIBUTE TO REINFORCEMENT OF THE DEFECT AND CONSIST OF MULTIPLE HOLES THAT ALLOW FLUID DRAINAGE AND HELP BODY TO OVERCOME INFECTION STERILE
20656 | 4229551316200 | MESH POLYPROPYLENE FIBER FOR TISSUE DEFECTS AND HERNIA REPAIR STRAIGHT AND DOES NOT REFLECT LIGHT SIZE: 15 X 15 CM (+/- 1) DISPOSABLE STERILE
20657 | 4229551320300 | FORCEPS CLAW 2 X 3 TEETH 10MM 360MM WITH DISENGAGEABLE METAL RATCHET WITH LARGER CONTACT AREA AT THE FINGER RING REUSABLE
20658 | 4229551320500 | MESH 8CMX12CM DUAL-SURFACE MATERIAL TEXTURED SURFACE ENCOURAGES HOST TISSUE INCORPORATION WHILE THE OTHER SURFACE IS SMOOTH TO MINIMIZE TISSUE ATTACHMENT VERSATILE APPLICATION: CONFORMABLE POLYTETRAFLUOROETHYLENE (EPTFE) MATERIAL TRIMS TO MATCH THE DEFECT MAKING IT SUITABLE FOR A WIDE RANGE OF APPLICATIONS STERILE
20659 | 4229551320600 | MESH TISSUE REINFORCEMENT WITH UNIQUE BIOSYNTHETIC WEB SCAFFOLD FOR INTRAPERITONEAL HIATUS HERNIA RECONSTRUCTION MADE OF 67% POLYGLYCOLIC ACID (PGA): 33% TRIMETHYLENECARBONATE (TMC) 1MM THICKNESS COLLAGEN REPLACEMENT RATIO 1:1 SIZE 7CM X 10 CM (+/-0.5CM) CUSTOMIZED SEMI CIRCULAR DESIGN STERILE DISPOSABLE
20660 | 4229551320700 | MESH 10CMX15CMX2.0MM DUAL-SURFACE MATERIAL TEXTURED SURFACE ENCOURAGES HOST TISSUE INCORPORATION WHILE THE OTHER SURFACE IS SMOOTH TO MINIMIZE TISSUE ATTACHMENT VERSATILE APPLICATION: CONFORMABLE POLYTETRAFLUOROETHYLENE (EPTFE) MATERIAL TRIMS TO MATCH THE DEFECT MAKING IT SUITABLE FOR A WIDE RANGE OF APPLICATIONS STERILE
20661 | 4229551320800 | DUAL MESH 7.5 CM X 10.0 CM X 1.0 MM
20662 | 4229551320900 | MESH DUAL PTFE 2 MM X 10 CM X 15 CM ( +/- 1 CM ) DISPOSABLE STERILE
20663 | 4229551400600 | SILICONE GEL SHEETS SELF-ADHESIVE THAT CAN BE USED MORE THAN 25 DAYS FOR SCAR MANAGEMENT FLEXIBLE MATERIAL WATERPROOF 15MM THICKNESS APPROXIMATELY SIZE 7 X 10 CM APPROXIMATELY
20664 | 4229551400700 | SILICONE GEL SHEETS SELF-ADHESIVE THAT CAN BE USED MORE THAN 25 DAYS FOR SCAR MANAGEMENT FLEXIBLE MATERIAL WATERPROOF 15MM THICKNESS APPROXIMATELY SIZE 12 X 15 CM APPROXIMATELY PACK OF 10
20665 | 4229551400900 | SILICONE GEL SHEETS SELF-ADHESIVE THAT CAN BE USED MORE THAN 10 DAYS FOR SCAR MANAGEMENT FLEXIBLE MATERIAL WATERPROOF SIZE 10 X 18 CM APPROXIMATELY
20666 | 4229551401600 | ADDING SILICONE FABRIC SMALL
20667 | 4229551401700 | SILICONE FABRIC (PER SQ. CM)
20668 | 4229551401800 | SHEET SILICONE FOR OTOLOGY ASSORTED THICKNESS AND SIZES
20669 | 4229551800000 | ENDOGLIDE-ULTRATHIN DSAEK SURGERY DESIGN ALLOWS THE DONOR GRAFT TO BE LOADED INTO THE DELIVERY CARTRIDGE STERILE
20670 | 4229551900000 | IMPLANT MALLEABLE PENILE PROSTHESIS HYDROPHILIC COATED 9.5MM STERILE
20671 | 4229551900100 | IMPLANT MALLEABLE PENILE PROSTHESIS HYDROPHILIC COATED 11MM STERILE
20672 | 4229552300000 | DEVICE TOT OBTURATOR HELICAL PASSERS ONE A TRAUMATIC WINGED GUIDE TRANS OBTURATOR TAPE
20673 | 4229552410300 | INTRAOCULAR LENS ANTERIOR CHAMBER DIOPTER RANGE AS PER PATIENTS REQUIRED
20674 | 4229552434900 | INTRAOCULAR LENS POSTERIOR CHAMBER PMMA FIXATION HOLES IN HAPTIC NON-PRELOADED DIOPTER RANGE AS PER PATIENTS REQUIRED
20675 | 4229552438000 | PHAKIC INTRAOCULAR LENS POSTERIOR CHAMBER COLLAMER CORRECTION OF MYOPIA AND ASTIGMATISM FOR REFRACTIVE SURGERY DIOPTER RANGE AS PER HOSPITAL REQUEST
20676 | 4229552438200 | LENS INTRAOCULAR VISION CORRECTION ANIRIDIA/MONOFOCAL/REFRACTIVE PMMA STERILE GAUGE: 67G/OR EQUIVALENT FOR CORRECT CONGENITAL AND TRAUMATIC ANIRIDIA ASSOCIATED WITH LENS ABNORMALITIES
20677 | 4229552438500 | INTRAOCULAR LENS (IOL) INJECTOR REUSABLE FOR ALCON INTRAOCULAR LENS (IOL) CARTRIDGE
20678 | 4229552442100 | INTRAOCULAR LENS ANTERIOR CHAMBER FOLDABLE FOR REFRACTIVE SURGERY WITH SPATULA AND ENCLAVATION NEEDLES DIOPTER RANGE AS PER HOSPITAL REQUEST
20679 | 4229552500200 | MEMBRANE DENTAL GUIDE TISSUE REGENERATION RESORBABLE/BOVINE COLLAGEN SIZE: LARGE
20680 | 4229552500300 | BONE FORMING BIOLOGIC SPINE IMPLANT WITH BIODEGRADABLE MESH FOR POSTEROLATERAL SPINE FUSION 1 CM - 10 CM SPINAL
20681 | 4229552500400 | MEMBRANE DENTAL GUIDE TISSUE REGENERATION RESORBABLE/BOVINE COLLAGEN SIZE: MEDIUM
20682 | 4229552500500 | BONE FORMING BIOLOGIC SPINE IMPLANT WITH BIODEGRADABLE MESH FOR POSTEROLATERAL SPINE FUSION 1 CM - 20 CM SPINAL
20683 | 4229552500600 | MEMBRANE DENTAL GUIDE TISSUE REGENERATION RESORBABLE/BOVINE COLLAGEN SIZE: SMALL
20684 | 4229552500700 | BONE FORMING BIOLOGIC SPINE IMPLANT WITH BIODEGRADABLE MESH FOR POSTEROLATERAL SPINE FUSION 1 CM - 5 CM SPINAL
20685 | 4229552501000 | DEHYDRATED AMNIOTIC MEMBRANE MULTI-LAYER NOT LESS THAN 3.5 CM STERILE
20686 | 4229552501600 | TACK MEMBRANE FIXATION STAINLESS STEEL LENGTH: 3.0MM FOR DENTAL
20687 | 4229552501700 | TACK MEMBRANE FIXATION STAINLESS STEEL LENGTH: 4.0MM FOR DENTAL
20688 | 4229552501800 | TACK MEMBRANE FIXATION STAINLESS STEEL LENGTH: 5.0MM FOR DENTAL
20689 | 4229552503100 | NATIVE COLLAGEN-ELASTIN MATRIX SINGLE STEP PROCEDURE FOR DERMAL REGENERATION NON CHEMICAL CROSS LINKED ROOM TEMPERATURE STORAGE THICKNESS NOT MORE THAN 1 MM SIZE 300 X 200 MM (+/- 20 MM)
20690 | 4229552503200 | NATIVE COLLAGEN-ELASTIN MATRIX TWO STEP PROCEDURE FOR DERMAL REGENERATION NON CHEMICAL CROSS LINKED ROOM TEMPERATURE STORAGE THICKNESS NO T MORE THAN 2 MM SIZE 300 X 200 MM (+/- 20 MM)
20691 | 4229552503400 | NATIVE COLLAGEN-ELASTIN MATRIX SINGLE STEP PROCEDURE FOR DERMAL REGENERATION NON CHEMICAL CROSS LINKED ROOM TEMPERATURE STORAGE THICKNESS NOT MORE THAN 1 MM SIZE 140X 100 MM (+/- 20 MM)
20692 | 4229552503800 | ALLOGRAFT BONE SUBSTITUTION SYNTHETIC/BLOCK FOR DENTAL
20693 | 4229552503900 | ALLOGRAFT BONE SUBSTITUTION OSTEOINDUCTIVE/OSTEOCONDUCTIVE/SYNTHETIC/PUTTY VOLUME: 0.5CC FOR DENTAL
20694 | 4229552504000 | ALLOGRAFT BONE SUBSTITUTION OSTEOINDUCTIVE/OSTEOCONDUCTIVE/SYNTHETIC/PUTTY VOLUME: 1.0CC FOR DENTAL
20695 | 4229552504100 | ALLOGRAFT BONE SUBSTITUTION OSTEOINDUCTIVE/OSTEOCONDUCTIVE/SYNTHETIC/PUTTY VOLUME: 2.0CC FOR DENTAL
20696 | 4229552504200 | ALLOGRAFT BONE SUBSTITUTION OSTEOINDUCTIVE/OSTEOCONDUCTIVE/SYNTHETIC/CORTICAL-CANCELLOUS OR MIX GRANULE SIZE: 0.25MM-1.0MM WEIGHT: 0.5MG FOR DENTAL
20697 | 4229552504300 | ALLOGRAFT BONE SUBSTITUTION OSTEOINDUCTIVE/OSTEOCONDUCTIVE/SYNTHETIC/CORTICAL-CANCELLOUS OR MIX GRANULE SIZE: 0.25MM-1.0MM WEIGHT: 1.0MG FOR DENTAL
20698 | 4229552504400 | ALLOGRAFT BONE SUBSTITUTION OSTEOINDUCTIVE/OSTEOCONDUCTIVE/SYNTHETIC/CORTICAL-CANCELLOUS OR MIX GRANULE SIZE: 0.25MM-1.0MM WEIGHT: 1.5MG FOR DENTAL
20699 | 4229552504500 | ALLOGRAFT BONE SUBSTITUTION OSTEOINDUCTIVE/OSTEOCONDUCTIVE/SYNTHETIC/CORTICAL-CANCELLOUS OR MIX GRANULE SIZE: 0.25MM-1.0MM WEIGHT: 2.0MG FOR DENTAL
20700 | 4229552504600 | ALLOGRAFT BONE SUBSTITUTION OSTEOINDUCTIVE/OSTEOCONDUCTIVE/SYNTHETIC/CORTICAL-CANCELLOUS OR MIX GRANULE SIZE: 0.5MM-1.25MM WEIGHT: 0.5MG FOR DENTAL
20701 | 4229552504700 | ALLOGRAFT BONE SUBSTITUTION OSTEOINDUCTIVE/OSTEOCONDUCTIVE/SYNTHETIC/CORTICAL-CANCELLOUS OR MIX GRANULE SIZE: 0.5MM-1.25MM WEIGHT: 1.0MG FOR DENTAL
20702 | 4229552504800 | ALLOGRAFT BONE SUBSTITUTION OSTEOINDUCTIVE/OSTEOCONDUCTIVE/SYNTHETIC/CORTICAL-CANCELLOUS OR MIX GRANULE SIZE: 0.5MM-1.25MM WEIGHT: 1.5MG FOR DENTAL
20703 | 4229552504900 | ALLOGRAFT BONE SUBSTITUTION OSTEOINDUCTIVE/OSTEOCONDUCTIVE/SYNTHETIC/CORTICAL-CANCELLOUS OR MIX GRANULE SIZE: 0.5MM-1.25MM WEIGHT: 2.0MG FOR DENTAL
20704 | 4229552505000 | ALLOGRAFT DERMAL SOFT TISSUE AUGMENTATION THICKNESS: THICK/1.0MM-1.5MM SIZE: 10.0MMX10.0MM FOR DENTAL
20705 | 4229552505100 | ALLOGRAFT DERMAL SOFT TISSUE AUGMENTATION THICKNESS: THIN/0.5MM-1.0MM SIZE: 10.0MMX10.0MM FOR DENTAL
20706 | 4229552505200 | ALLOGRAFT DERMAL SOFT TISSUE AUGMENTATION THICKNESS: THIN/0.5MM-1.0MM SIZE: 10.0MMX20.0MM FOR DENTAL
20707 | 4229552505300 | ALLOGRAFT DERMAL SOFT TISSUE AUGMENTATION THICKNESS: THICK/1.0MM-1.5MM SIZE: 10.0MMX20.0MM FOR DENTAL
20708 | 4229552505400 | ALLOGRAFT DERMAL SOFT TISSUE AUGMENTATION THICKNESS: THIN/0.5MM-1.0MM SIZE: 10.0MMX40.0MM FOR DENTAL
20709 | 4229552505500 | ALLOGRAFT DERMAL SOFT TISSUE AUGMENTATION THICKNESS: THICK/1.0MM-1.5MM SIZE: 10.0MMX40.0MM FOR DENTAL
20710 | 4229552505600 | ALLOGRAFT DERMAL SOFT TISSUE AUGMENTATION THICKNESS: THIN/0.5MM-1.0MM SIZE: 20.0MMX40.0MM FOR DENTAL
20711 | 4229552505700 | ALLOGRAFT DERMAL SOFT TISSUE AUGMENTATION THICKNESS: THICK/1.0MM-1.5MM SIZE: 20.0MMX40.0MM FOR DENTAL
20712 | 4229552505800 | ALLOPLASTIC BONE SUBSTITUTE MATERIAL OSTEOCONDUCTIVE SMALL GRANULES SIZE (100 - 200 M) (0.5 MG)
20713 | 4229552505900 | ALLOPLASTIC BONE SUBSTITUTE MATERIAL OSTEOCONDUCTIVE SMALL GRANULES SIZE (100 - 200 M) (1.0 MG)
20714 | 4229552506000 | ALLOPLASTIC BONE SUBSTITUTE MATERIAL OSTEOCONDUCTIVE SMALL GRANULES SIZE (100 - 200 M) (2.0 MG)
20715 | 4229552506100 | XENOGRAFT BONE SUBSTITUTION OSTEOCONDUCTIVE/BOVINE OR HORSE IN ORIGIN/GRANULES GRANULE SIZE: LARGE/1000.0-2000.0MICRON WEIGHT: 0.5MG FOR DENTAL
20716 | 4229552506200 | XENOGRAFT BONE SUBSTITUTION OSTEOCONDUCTIVE/BOVINE OR HORSE IN ORIGIN/GRANULES GRANULE SIZE: LARGE/1000.0-2000.0MICRON WEIGHT: 1.0MG FOR DENTAL
20717 | 4229552506300 | XENOGRAFT BONE SUBSTITUTION OSTEOCONDUCTIVE/BOVINE OR HORSE IN ORIGIN/GRANULES GRANULE SIZE: LARGE/1000.0-2000.0MICRON WEIGHT: 2.0MG FOR DENTAL
20718 | 4229552506400 | XENOGRAFT BONE SUBSTITUTION OSTEOCONDUCTIVE/BOVINE OR HORSE IN ORIGIN/GRANULES GRANULE SIZE: SMALL/500.0-1000.0MICRON WEIGHT: 0.5MG FOR DENTAL
20719 | 4229552506500 | XENOGRAFT BONE SUBSTITUTION OSTEOCONDUCTIVE/BOVINE OR HORSE IN ORIGIN/GRANULES GRANULE SIZE: SMALL/500.0-1000.0MICRON WEIGHT: 1.0MG FOR DENTAL
20720 | 4229552506600 | XENOGRAFT BONE SUBSTITUTION OSTEOCONDUCTIVE/BOVINE OR HORSE IN ORIGIN/GRANULES GRANULE SIZE: SMALL/500.0-1000.0MICRON WEIGHT: 2.0MG FOR DENTAL
20721 | 4229552506700 | MEMBRANE DENTAL GUIDE TISSUE REGENERATION RESORBABLE/SYNTHETIC COLLAGEN SIZE: 30.0MMX40.0MM
20722 | 4229552506800 | MEMBRANE DENTAL GUIDE TISSUE REGENERATION RESORBABLE/SYNTHETIC COLLAGEN SIZE: 10.0MMX10.0MM
20723 | 4229552506900 | MEMBRANE DENTAL GUIDE TISSUE REGENERATION RESORBABLE/SYNTHETIC COLLAGEN SIZE: 15.0MMX20.0MM
20724 | 4229552507900 | MESH / GRAFT BIOLOGICAL ACELLULAR NON - CROSS - LINKED WITH OPEN COLLAGEN STRUCTURE FOR HERNIA AND ABDOMINAL WALL SIZE 10 CM X 15 CM ( +/- 2 CM ) DISPOSABLE STERILE
20725 | 4229552508000 | MESH / GRAFT BIOLOGICAL ACELLULAR NON - CROSS - LINKED WITH OPEN COLLAGEN STRUCTURE FOR HERNIA AND ABDOMINAL WALL SIZE 10 CM X 20 CM ( +/- 2 CM ) DISPOSABLE STERILE
20726 | 4229552508100 | MESH / GRAFT BIOLOGICAL ACELLULAR NON - CROSS - LINKED WITH OPEN COLLAGEN STRUCTURE FOR HERNIA AND ABDOMINAL WALL SIZE 15 CM X 20 CM ( +/- 2 CM ) DISPOSABLE STERILE
20727 | 4229552508200 | MESH / GRAFT BIOLOGICAL ACELLULAR NON - CROSS - LINKED WITH OPEN COLLAGEN STRUCTURE FOR HERNIA AND ABDOMINAL WALL SIZE 15 CM X 25 CM ( +/- 2 CM ) DISPOSABLE STERILE
20728 | 4229552508300 | MESH / GRAFT BIOLOGICAL ACELLULAR NON - CROSS - LINKED WITH OPEN COLLAGEN STRUCTURE FOR HERNIA AND ABDOMINAL WALL SIZE 20 CM X 25 CM ( +/- 2 CM ) DISPOSABLE STERILE
20729 | 4229552508400 | GRAFT DEHYDRATED MULTIPLE LAYERS AMNION/CHORION MEMBRANE GRAFT NON - VIABLE CELLULAR AMNIOTIC SIZE 7 X 7 CM (+\ - 1 CM)
20730 | 4229552508500 | GRAFT DEHYDRATED MULTIPLE LAYERS AMNION/CHORION MEMBRANE GRAFT NON - VIABLE CELLULAR AMNIOTIC SIZE 4 X 4 CM (+\ - 1 CM)
20731 | 4229552508700 | NATIVE COLLAGEN-ELASTIN MATRIX SINGLE STEP PROCEDURE FOR DERMAL REGENERATION NON CHEMICAL CROSS LINKED ROOM TEMPERATURE STORAGE THICKNESS NOT MORE THAN 1 MM SIZE 70 X 50 MM (+/- 5 MM)
20732 | 4229552508800 | NATIVE COLLAGEN-ELASTIN MATRIX SINGLE STEP PROCEDURE FOR DERMAL REGENERATION NON CHEMICAL CROSS LINKED ROOM TEMPERATURE STORAGE THICKNESS NOT MORE THAN 2 MM SIZE 150 X 100 MM (+/- 20 MM)
20733 | 4229552508900 | DEHYDRATED AMNIOTIC MEMBRANE ALLOGRAFT LENGTH AND WIDTH NOT LESS THAN 3.5 CM STERILE
20734 | 4229552510000 | MESH FULLY RESORBABLE SCAFFOLD FOR SOFT TISSUE RECONSTRUCTION WITH ABSORBABLE ANTI - ADHESION BARRIER SEPRA TECHNOLOGY 20 X 30 CM ( +/- 2 CM ) STERILE
20735 | 4229552511200 | REGENERATIVE MATRIX TISSUE OR EQUIVALENT
20736 | 4229552511300 | GRAFT FASCIA USED FOR EAR AND SINUS SURGERIES
20737 | 4229552511500 | BONE GRAFT SYNTHETIC PUTTY 0.5CC OR EQUIVALENT WITH ANTIBIOTIC
20738 | 4229552511600 | BONE GRAFT SYNTHETIC PUTTY 1CC OR EQUIVALENT WITH ANTIBIOTIC
20739 | 4229552511700 | BONE GRAFT SYNTHETIC PUTTY 3CC OR EQUIVALENT WITH ANTIBIOTIC
20740 | 4229552511800 | GRAFT ALLOGENIC CARTILAGE 40 MM FOR NOSE
20741 | 4229552511900 | GRAFT ALLOGENIC CARTILAGE OSSICLES
20742 | 4229552512000 | GRAFT PERICARDIUM OR FASCIA LATA 14MM
20743 | 4229552512100 | GRAFT PERICARDIUM OR FASCIA LATA 20MMX30MM
20744 | 4229552512200 | GRAFT PERICARDIUM OR FASCIA LATA 30MMX40MM
20745 | 4229552512300 | GRAFT PERICARDIUM OR FASCIA LATA 40MMX50MM
20746 | 4229552512400 | GRAFT PERICARDIUM OR FASCIA LATA 40MMX70MM
20747 | 4229552512500 | GRAFT PERICARDIUM OR FASCIA LATA 60MMX120MM
20748 | 4229552800100 | KIT FOR MYRINGOTOMY PROCEDURES SINGLE USE
20749 | 4229553001200 | TUBE VENTILATION SHEPARD WITHOUT WIRE FLUOROPLASTIC SIZE 0.97 MM
20750 | 4229553001300 | TUBE VENTILATION SHAH WITHOUT WIRE SIZE 1.14 MM
20751 | 4229553001400 | REPLACEMENT TUBING FOR TYMPANOMETER COMPATIBLE WITH END USER EQUIPMENT
20752 | 4229553001500 | TUBE EXPANDER FOR HEARING AID
20753 | 4229553001600 | TUBE VENTILATION ARMSTRONG SILICONE
20754 | 4229553001700 | TUBE VENTILATION COLLAR BUTTON FLUOROPLASTIC ASSORTED SIZES
20755 | 4229553001800 | TUBE VENTILATION COLLAR BUTTON TITANIUM ASSORTED SIZES
20756 | 4229553300300 | DEVICE NASAL INTRANASAL MUCOSAL ATOMIZATION WITH 3 ML SYRINGE LATEX FREE DISPOSABLE
20757 | 4229553400600 | PROSTHESIS PARTIAL OSSICULAR REPLACEMENT HYDROXYLAPATITE HEAD WITH TRIMMABLE PLASTI-PORE OR FLUOROPLASTIC SHAFTS
20758 | 4229553401000 | CHARGING UNIT RELATED TO 12 CHANNEL ELECTRODE COCHLEAR IMPLANT ON EAR PROCESSOR
20759 | 4229553402900 | MICROPHONE COVER RELATED TO 12 CHANNEL ELECTRODE COCHLEAR IMPLANT OFF EAR PROCESSOR
20760 | 4229553405400 | COCHLEAR MAGNET - NUCLEUS 7 CP1000 BLACK 2M
20761 | 4229553405500 | DL COIL BASE PART RELATED TO 12 CHANNEL ELECTRODE COCHLEAR IMPLANT ON EAR PROCESSOR
20762 | 4229553405600 | DL COIL CABLE RELATED TO 12 CHANNEL ELECTRODE COCHLEAR IMPLANT ON EAR PROCESSOR
20763 | 4229553406200 | EARHOOK RELATED TO COCHLEAR IMPLANT 12 ELECTRODE ARRAY SIZES AT END USER REQUEST
20764 | 4229553406300 | CAPSULES DRYING FOR HEARING AID OR EQUIVALENT
20765 | 4229553407000 | BATTERY PACK FRAME RELATED TO 12 CHANNEL ELECTRODE COCHLEAR IMPLANT ON EAR PROCESSOR
20766 | 4229553407400 | KIT RECHARGEABLE BATTERY RELATED TO 16 CHANNEL ELECTRODE COCHLEAR IMPLANT ASSORTED SIZES BY END USER REQUEST
20767 | 4229553407800 | FM BATTERY PACK COVER: ENABLES CONNECTION TO 3-PIN FM SYSTEMS OR DIRECT AUDIO INPUT CABLES
20768 | 4229553407900 | PISTON PLATINUM/FLUOROPLASTIC STAPES PROSTHESIS SIZE 4.25 OR EQUIVALENT
20769 | 4229553408000 | PISTON PLATINUM/FLUOROPLASTIC STAPES PROSTHESIS SIZE 4.5 OR EQUIVALENT
20770 | 4229553408800 | PROSTHESIS PARTIAL OSSICULAR REPLACEMENT TITANIUM (READY MADE AS SINGLE UNIT) SIZE 3.25 OR EQUIVALENT
20771 | 4229553409100 | PISTON TITANIUM STAPES PROSTHESIS 0.4 DIAMETER SIZE 4.5 OR EQUIVALENT
20772 | 4229553409200 | PISTON TITANIUM STAPES PROSTHESIS 0.6 DIAMETER SIZE 4.5 OR EQUIVALENT
20773 | 4229553409300 | PISTON TITANIUM STAPES PROSTHESIS 0.6 DIAMETER SIZE 5 OR EQUIVALENT
20774 | 4229553409500 | PISTON TITANIUM STAPES PROSTHESIS 0.4 DIAMETER SIZE 5 OR EQUIVALENT
20775 | 4229553409600 | PISTON TITANIUM STAPES PROSTHESIS 0.6 DIAMETER SIZE 4 OR EQUIVALENT
20776 | 4229553409800 | PISTON TITANIUM STAPES PROSTHESIS 0.4 DIAMETER SIZE 4.75 OR EQUIVALENT
20777 | 4229553409900 | PISTON TITANIUM STAPES PROSTHESIS 0.4 DIAMETER SIZE 4 OR EQUIVALENT
20778 | 4229553410100 | ADAPTOR FOR RECHARGEABLE BATTERY RELATED TO 12 CHANNEL ELECTRODE COCHLEAR IMPLANT ON EAR PROCESSOR
20779 | 4229553410400 | FM SYSTEM WITH WIRELESS CONNECTIVITY WITH ALL HEARING AIDS COCHLEAR IMPLANT AND BONE ANCHORED DEVICES SPEECH PROCESSORS. USED FOR ALL AGES WITH MULTIPLE OPTIONS BY END USER REQUEST
20780 | 4229553410500 | IMPLANTABLE BONE CONDUCTION HEARING SYSTEM FOR CONDUCTIVE OR MIXED HEARING LOSS
20781 | 4229553410600 | PISTON STAINLESS STEEL/FLUOROPLASTIC STAPES PROSTHESIS 0.6 DIAMETER SIZE 7 OR EQUIVALENT
20782 | 4229553410700 | PISTON STAINLESS STEEL/FLUOROPLASTIC STAPES PROSTHESIS 0.4 DIAMETER SIZE 4.5 OR EQUIVALENT
20783 | 4229553410800 | PISTON TITANIUM STAPES PROSTHESIS 0.4 DIAMETER SIZE 9.25 OR EQUIVALENT
20784 | 4229553410900 | PISTON TITANIUM STAPES PROSTHESIS 0.4 DIAMETER SIZE 9 OR EQUIVALENT
20785 | 4229553411000 | PISTON TITANIUM STAPES PROSTHESIS 0.6 DIAMETER SIZE 7.75 OR EQUIVALENT
20786 | 4229553411100 | PISTON TITANIUM STAPES PROSTHESIS 0.6 DIAMETER SIZE 8 OR EQUIVALENT
20787 | 4229553411200 | PISTON TITANIUM STAPES PROSTHESIS 0.6 DIAMETER SIZE 8.25 OR EQUIVALENT
20788 | 4229553411300 | PROSTHESIS PARTIAL OSSICULAR REPLACEMENT TITANIUM WITH MALLEUS NOTCH (READY MADE AS SINGLE UNIT) SIZE 3.5 OR EQUIVALENT
20789 | 4229553411400 | PROSTHESIS PARTIAL OSSICULAR REPLACEMENT TITANIUM WITH MALLEUS NOTCH (READY MADE AS SINGLE UNIT) SIZE 1.75 OR EQUIVALENT
20790 | 4229553411500 | PROSTHESIS PARTIAL OSSICULAR REPLACEMENT TITANIUM ADJUSTABLE LENGTH WITH MALLEUS NOTCH WITH DISPOSABLE SIZER (READY MADE AS SINGLE UNIT) OR EQUIVALENT
20791 | 4229553411600 | PROSTHESIS PARTIAL OSSICULAR REPLACEMENT HYDROXYAPATITE WITH MALLEUS NOTCH (READY MADE AS SINGLE UNIT) SIZE 2 OR EQUIVALENT
20792 | 4229553411700 | PROSTHESIS PARTIAL OSSICULAR REPLACEMENT HYDROXYAPATITE WITH MALLEUS NOTCH (READY MADE AS SINGLE UNIT) SIZE 2.25 OR EQUIVALENT
20793 | 4229553411800 | PROSTHESIS PARTIAL OSSICULAR REPLACEMENT HYDROXYAPATITE WITH MALLEUS NOTCH (READY MADE AS SINGLE UNIT) SIZE 2.5 OR EQUIVALENT
20794 | 4229553411900 | PROSTHESIS PARTIAL OSSICULAR REPLACEMENT HYDROXYAPATITE WITH MALLEUS NOTCH (READY MADE AS SINGLE UNIT) SIZE 3.5 OR EQUIVALENT
20795 | 4229553412000 | PROSTHESIS PARTIAL OSSICULAR REPLACEMENT HYDROXYAPATITE WITH MALLEUS NOTCH (READY MADE AS SINGLE UNIT) SIZE 4.25 OR EQUIVALENT
20796 | 4229553412100 | PROSTHESIS PARTIAL OSSICULAR REPLACEMENT HYDROXYAPATITE WITH MALLEUS NOTCH (READY MADE AS SINGLE UNIT) SIZE 4 OR EQUIVALENT
20797 | 4229553412200 | PROSTHESIS PARTIAL OSSICULAR REPLACEMENT TITANIUM WITH MALLEUS NOTCH (READY MADE AS SINGLE UNIT) SIZE 4.5 OR EQUIVALENT
20798 | 4229553412300 | PROSTHESIS PARTIAL OSSICULAR REPLACEMENT HYDROXYAPATITE WITH MALLEUS NOTCH (READY MADE AS SINGLE UNIT) SIZE 3.75 OR EQUIVALENT
20799 | 4229553412400 | PROSTHESIS PARTIAL OSSICULAR REPLACEMENT TITANIUM WITH MALLEUS NOTCH (READY MADE AS SINGLE UNIT) SIZE 2.25 OR EQUIVALENT
20800 | 4229553412500 | PROSTHESIS PARTIAL OSSICULAR REPLACEMENT TITANIUM WITH MALLEUS NOTCH (READY MADE AS SINGLE UNIT) SIZE 2.75 OR EQUIVALENT
20801 | 4229553412600 | PROSTHESIS PARTIAL OSSICULAR REPLACEMENT TITANIUM WITH MALLEUS NOTCH (READY MADE AS SINGLE UNIT) SIZE 3.25 OR EQUIVALENT
20802 | 4229553412700 | PROSTHESIS PARTIAL OSSICULAR REPLACEMENT HYDROXYAPATITE WITH MALLEUS NOTCH (READY MADE AS SINGLE UNIT) SIZE 2.75 OR EQUIVALENT
20803 | 4229553412800 | PROSTHESIS PARTIAL OSSICULAR REPLACEMENT HYDROXYAPATITE WITH MALLEUS NOTCH (READY MADE AS SINGLE UNIT) SIZE 3 OR EQUIVALENT
20804 | 4229553412900 | PROSTHESIS PARTIAL OSSICULAR REPLACEMENT HYDROXYAPATITE WITH MALLEUS NOTCH (READY MADE AS SINGLE UNIT) SIZE 3.25 OR EQUIVALENT
20805 | 4229553413000 | PISTON TITANIUM STAPES PROSTHESIS 0.6 DIAMETER SIZE 9.25 OR EQUIVALENT
20806 | 4229553413100 | PISTON TITANIUM STAPES PROSTHESIS 0.4 DIAMETER SIZE 7.75 OR EQUIVALENT
20807 | 4229553413200 | PISTON TITANIUM STAPES PROSTHESIS 0.4 DIAMETER SIZE 8 OR EQUIVALENT
20808 | 4229553413300 | PISTON TITANIUM STAPES PROSTHESIS SELF CRIMPED 0.4 DIAMETER SIZE 4.75 OR EQUIVALENT
20809 | 4229553413400 | PISTON TITANIUM STAPES PROSTHESIS SELF CRIMPED 0.4 DIAMETER SIZE 5 OR EQUIVALENT
20810 | 4229553413500 | PISTON TITANIUM STAPES PROSTHESIS 0.6 DIAMETER SIZE 9.75 OR EQUIVALENT
20811 | 4229553413600 | PROSTHESIS PARTIAL OSSICULAR REPLACEMENT TITANIUM WITH FLEXIBLE NECK ADJUSTABLE LENGTH WITH DISPOSABLE SIZER (READY MADE AS SINGLE UNIT) OR EQUIVALENT
20812 | 4229553413700 | PISTON TITANIUM STAPES PROSTHESIS 0.6 DIAMETER SIZE 10 OR EQUIVALENT
20813 | 4229553413800 | PISTON TITANIUM STAPES PROSTHESIS SELF CRIMPED 0.4 DIAMETER SIZE 3.5 OR EQUIVALENT
20814 | 4229553413900 | PROSTHESIS PARTIAL OSSICULAR REPLACEMENT TITANIUM (READY MADE AS SINGLE UNIT) SIZE 1.75 OR EQUIVALENT
20815 | 4229553414000 | PROSTHESIS PARTIAL OSSICULAR REPLACEMENT TITANIUM (READY MADE AS SINGLE UNIT) SIZE 2 OR EQUIVALENT
20816 | 4229553414100 | PROSTHESIS PARTIAL OSSICULAR REPLACEMENT TITANIUM (READY MADE AS SINGLE UNIT) SIZE 2.25 OR EQUIVALENT
20817 | 4229553414200 | PROSTHESIS PARTIAL OSSICULAR REPLACEMENT HYDROXYAPATITE (READY MADE AS SINGLE UNIT) SIZE 3.25 OR EQUIVALENT
20818 | 4229553414300 | PROSTHESIS PARTIAL OSSICULAR REPLACEMENT HYDROXYAPATITE (READY MADE AS SINGLE UNIT) SIZE 3.5 OR EQUIVALENT
20819 | 4229553414400 | PROSTHESIS PARTIAL OSSICULAR REPLACEMENT HYDROXYAPATITE HEAD/ TITANIUM SHAFT SIZE 2 MM (READY MADE AS SINGLE UNIT) OR EQUIVALENT
20820 | 4229553414500 | PROSTHESIS PARTIAL OSSICULAR REPLACEMENT TITANIUM ADJUSTABLE LENGTH WITH DISPOSABLE SIZER (READY MADE AS SINGLE UNIT) OR EQUIVALENT
20821 | 4229553414600 | PISTON TITANIUM STAPES PROSTHESIS 0.4 DIAMETER SIZE 9.5 OR EQUIVALENT
20822 | 4229553414700 | PISTON TITANIUM STAPES PROSTHESIS 0.4 DIAMETER SIZE 10 OR EQUIVALENT
20823 | 4229553414800 | PISTON TITANIUM STAPES PROSTHESIS 0.6 DIAMETER SIZE 3.75 OR EQUIVALENT
20824 | 4229553414900 | PROSTHESIS TOTAL OSSICULAR REPLACEMENT HYDROXYAPATITE PROSTHESIS SIZE 4.75MM OR EQUIVALENT
20825 | 4229553415000 | PISTON PLATINUM/TITANIUM STAPES PROSTHESIS SIZE 4.25 OR EQUIVALENT
20826 | 4229553415100 | PISTON PLATINUM/TITANIUM STAPES PROSTHESIS SIZE 4.5 OR EQUIVALENT
20827 | 4229553415200 | PISTON TITANIUM STAPES PROSTHESIS 0.6 DIAMETER SIZE 6.25 OR EQUIVALENT
20828 | 4229553415300 | PISTON TITANIUM STAPES PROSTHESIS 0.6 DIAMETER SIZE 5.25 OR EQUIVALENT
20829 | 4229553415400 | PISTON TITANIUM STAPES PROSTHESIS SELF CRIMPED 0.4 DIAMETER SIZE 4 OR EQUIVALENT
20830 | 4229553415500 | PROSTHESIS STAPES FOOTPLATE TITANIUM SHOE
20831 | 4229553415600 | PISTON TITANIUM STAPES PROSTHESIS SELF CRIMPED 0.6 DIAMETER SIZE 3.75 OR EQUIVALENT
20832 | 4229553415700 | PISTON TITANIUM STAPES PROSTHESIS SELF CRIMPED 0.6 DIAMETER SIZE 4 OR EQUIVALENT
20833 | 4229553415800 | PISTON TITANIUM STAPES PROSTHESIS 0.4 DIAMETER SIZE 8.5 OR EQUIVALENT
20834 | 4229553415900 | PISTON TITANIUM STAPES PROSTHESIS 0.6 DIAMETER SIZE 7 OR EQUIVALENT
20835 | 4229553416000 | PISTON TITANIUM STAPES PROSTHESIS 0.6 DIAMETER SIZE 7.5 OR EQUIVALENT
20836 | 4229553416100 | PISTON TITANIUM STAPES PROSTHESIS 0.6 DIAMETER SIZE 9 OR EQUIVALENT
20837 | 4229553416200 | PISTON TITANIUM STAPES PROSTHESIS 0.6 DIAMETER SIZE 5.5 OR EQUIVALENT
20838 | 4229553416300 | PROSTHESIS PARTIAL OSSICULAR REPLACEMENT TITANIUM WITH MALLEUS NOTCH (READY MADE AS SINGLE UNIT) SIZE 3.75 OR EQUIVALENT
20839 | 4229553416400 | PROSTHESIS PARTIAL OSSICULAR REPLACEMENT TITANIUM WITH MALLEUS NOTCH (READY MADE AS SINGLE UNIT) SIZE 4.25 OR EQUIVALENT
20840 | 4229553416500 | PROSTHESIS PARTIAL OSSICULAR REPLACEMENT TITANIUM WITH MALLEUS NOTCH (READY MADE AS SINGLE UNIT) SIZE 4 OR EQUIVALENT
20841 | 4229553416600 | PROSTHESIS STAPES FOOTPLATE TITANIUM SHOE FITTED BETWEEN THE STAPES CRUS WITH TOTAL TITANIUM HEAD OSSICULAR REPLACEMENT ADJUSTABLE LENGTH (AS 2 SEPARATE UNITS) OR EQUIVALENT
20842 | 4229553416700 | PISTON TITANIUM STAPES PROSTHESIS 0.4 DIAMETER SIZE 8.25 OR EQUIVALENT
20843 | 4229553416800 | PISTON TITANIUM STAPES PROSTHESIS 0.6 DIAMETER SIZE 6.5 OR EQUIVALENT
20844 | 4229553416900 | PISTON TITANIUM STAPES PROSTHESIS 0.4 DIAMETER SIZE 7.5 OR EQUIVALENT
20845 | 4229553417000 | PISTON TITANIUM STAPES PROSTHESIS SELF CRIMPED 0.4 DIAMETER SIZE 5.25 OR EQUIVALENT
20846 | 4229553417100 | PISTON TITANIUM STAPES PROSTHESIS 0.6 DIAMETER SIZE 9.5 OR EQUIVALENT
20847 | 4229553417200 | PISTON TITANIUM STAPES PROSTHESIS 0.4 DIAMETER SIZE 9.75 OR EQUIVALENT
20848 | 4229553417300 | PISTON TITANIUM STAPES PROSTHESIS 0.6 DIAMETER SIZE 3.5 OR EQUIVALENT
20849 | 4229553417400 | PISTON TITANIUM STAPES PROSTHESIS SELF CRIMPED 0.4 DIAMETER SIZE 4.25 OR EQUIVALENT
20850 | 4229553417500 | PISTON TITANIUM STAPES PROSTHESIS 0.6 DIAMETER SIZE 6.75 OR EQUIVALENT
20851 | 4229553417600 | PISTON TITANIUM STAPES PROSTHESIS SELF CRIMPED 0.4 DIAMETER SIZE 3.75 OR EQUIVALENT
20852 | 4229553417700 | PISTON TITANIUM STAPES PROSTHESIS SELF CRIMPED 0.4 DIAMETER SIZE 5.5 OR EQUIVALENT
20853 | 4229553417800 | PISTON TITANIUM STAPES PROSTHESIS SELF CRIMPED 0.6 DIAMETER SIZE 3.5 OR EQUIVALENT
20854 | 4229553417900 | PISTON TITANIUM STAPES PROSTHESIS 0.6 DIAMETER SIZE 6 OR EQUIVALENT
20855 | 4229553418000 | PISTON FLUOROPLASTIC STAPES PROSTHESIS 0.4 DIAMETER TRIMMABLE SIZE 6 OR ABOVE OR EQUIVALENT
20856 | 4229553418100 | PISTON FLUOROPLASTIC STAPES PROSTHESIS 0.6 DIAMETER SIZE 4.25 OR EQUIVALENT
20857 | 4229553418200 | PISTON FLUOROPLASTIC STAPES PROSTHESIS 0.6 DIAMETER SIZE 4.5 OR EQUIVALENT
20858 | 4229553418300 | PISTON FLUOROPLASTIC STAPES PROSTHESIS 0.6 DIAMETER SIZE 4.75 OR EQUIVALENT
20859 | 4229553418400 | PISTON FLUOROPLASTIC STAPES PROSTHESIS 0.6 DIAMETER SIZE 5 OR EQUIVALENT
20860 | 4229553418500 | PISTON FLUOROPLASTIC STAPES PROSTHESIS 0.6 DIAMETER SIZE 5.25 OR EQUIVALENT
20861 | 4229553418600 | PISTON FLUOROPLASTIC STAPES PROSTHESIS 0.6 DIAMETER SIZE 5.5 OR EQUIVALENT
20862 | 4229553418700 | PISTON FLUOROPLASTIC STAPES PROSTHESIS 0.6 DIAMETER SIZE 5.75 OR EQUIVALENT
20863 | 4229553418800 | PISTON NITINOL/FLUOROPLASTIC STAPES PROSTHESIS 0.4 DIAMETER CAN BE CRIMPED BY HEAT SIZE 3.5MM OR EQUIVALENT
20864 | 4229553418900 | PISTON NITINOL/FLUOROPLASTIC STAPES PROSTHESIS 0.4 DIAMETER CAN BE CRIMPED BY HEAT SIZE 3.75 OR EQUIVALENT
20865 | 4229553419000 | PISTON NITINOL/FLUOROPLASTIC STAPES PROSTHESIS 0.4 DIAMETER CAN BE CRIMPED BY HEAT SIZE 4 OR EQUIVALENT
20866 | 4229553419100 | PISTON NITINOL/FLUOROPLASTIC STAPES PROSTHESIS 0.4 DIAMETER CAN BE CRIMPED BY HEAT SIZE 4.25 OR EQUIVALENT
20867 | 4229553419200 | PISTON NITINOL/FLUOROPLASTIC STAPES PROSTHESIS 0.4 DIAMETER CAN BE CRIMPED BY HEAT SIZE 4.5 OR EQUIVALENT
20868 | 4229553419300 | PISTON NITINOL/FLUOROPLASTIC STAPES PROSTHESIS 0.4 DIAMETER CAN BE CRIMPED BY HEAT SIZE 4.75 OR EQUIVALENT
20869 | 4229553419400 | PISTON NITINOL/FLUOROPLASTIC STAPES PROSTHESIS 0.4 DIAMETER CAN BE CRIMPED BY HEAT SIZE 5 OR EQUIVALENT
20870 | 4229553419500 | PISTON NITINOL/FLUOROPLASTIC STAPES PROSTHESIS 0.4 DIAMETER CAN BE CRIMPED BY HEAT SIZE 5.25 OR EQUIVALENT
20871 | 4229553419600 | PISTON NITINOL/FLUOROPLASTIC STAPES PROSTHESIS 0.5 DIAMETER CAN BE CRIMPED BY HEAT SIZE 4.25 OR EQUIVALENT
20872 | 4229553419700 | PISTON NITINOL/FLUOROPLASTIC STAPES PROSTHESIS 0.5 DIAMETER CAN BE CRIMPED BY HEAT SIZE 4.5 OR EQUIVALENT
20873 | 4229553419800 | PISTON NITINOL/FLUOROPLASTIC STAPES PROSTHESIS 0.5 DIAMETER CAN BE CRIMPED BY HEAT SIZE 4.75MM OR EQUIVALENT
20874 | 4229553419900 | PISTON NITINOL/FLUOROPLASTIC STAPES PROSTHESIS 0.6 DIAMETER CAN BE CRIMPED BY HEAT SIZE 4.25MM OR EQUIVALENT
20875 | 4229553420000 | PISTON NITINOL/FLUOROPLASTIC STAPES PROSTHESIS 0.6 DIAMETER CAN BE CRIMPED BY HEAT SIZE 4.5 OR EQUIVALENT
20876 | 4229553420100 | PISTON NITINOL/FLUOROPLASTIC STAPES PROSTHESIS 0.6 DIAMETER CAN BE CRIMPED BY HEAT SIZE 4.75 OR EQUIVALENT
20877 | 4229553420200 | PISTON NITINOL/FLUOROPLASTIC STAPES PROSTHESIS 0.8 DIAMETER CAN BE CRIMPED BY HEAT SIZE 4.25MM OR EQUIVALENT
20878 | 4229553420300 | PISTON NITINOL/FLUOROPLASTIC STAPES PROSTHESIS 0.8 DIAMETER CAN BE CRIMPED BY HEAT SIZE 4.5 OR EQUIVALENT
20879 | 4229553420400 | PISTON NITINOL/FLUOROPLASTIC STAPES PROSTHESIS 0.8 DIAMETER CAN BE CRIMPED BY HEAT SIZE 4.75 OR EQUIVALENT
20880 | 4229553420500 | PISTON PLATINUM/FLUOROPLASTIC STAPES PROSTHESIS SIZE 3.5 OR EQUIVALENT
20881 | 4229553420600 | PISTON PLATINUM/FLUOROPLASTIC STAPES PROSTHESIS 0.6 MM LENGTH 3.75 OR EQUIVALENT
20882 | 4229553420700 | PISTON PLATINUM/FLUOROPLASTIC STAPES PROSTHESIS 0.6 MM LENGTH 4 OR EQUIVALENT
20883 | 4229553420800 | PISTON PLATINUM/FLUOROPLASTIC STAPES PROSTHESIS SIZE 4.75 OR EQUIVALENT
20884 | 4229553420900 | PISTON PLATINUM/FLUOROPLASTIC STAPES PROSTHESIS SIZE 5 OR EQUIVALENT
20885 | 4229553421000 | PISTON PLATINUM/FLUOROPLASTIC STAPES PROSTHESIS SIZE 5.25 OR EQUIVALENT
20886 | 4229553421100 | PISTON PLATINUM/FLUOROPLASTIC STAPES PROSTHESIS SIZE 5.5 OR EQUIVALENT
20887 | 4229553421200 | PISTON PLATINUM/FLUOROPLASTIC STAPES PROSTHESIS SIZE 5.75 OR EQUIVALENT
20888 | 4229553421300 | PISTON PLATINUM/FLUOROPLASTIC STAPES PROSTHESIS SIZE 6 OR EQUIVALENT
20889 | 4229553421400 | PISTON PLATINUM/TITANIUM STAPES PROSTHESIS SIZE 5 OR EQUIVALENT
20890 | 4229553421500 | PISTON TITANIUM STAPES PROSTHESIS SELF CRIMPED 0.4 DIAMETER SIZE 4.5 OR EQUIVALENT
20891 | 4229553421600 | PISTON TITANIUM STAPES PROSTHESIS SELF CRIMPED 0.6 DIAMETER SIZE 4.75 OR EQUIVALENT
20892 | 4229553421700 | PISTON TITANIUM STAPES PROSTHESIS SELF CRIMPED 0.6 DIAMETER SIZE 5.25 OR EQUIVALENT
20893 | 4229553421800 | PISTON TITANIUM STAPES PROSTHESIS SELF CRIMPED 0.6 DIAMETER SIZE 5.5 OR EQUIVALENT
20894 | 4229553421900 | PISTON TITANIUM STAPES PROSTHESIS 0.4 DIAMETER SIZE 3.5 OR EQUIVALENT
20895 | 4229553422000 | PISTON TITANIUM STAPES PROSTHESIS 0.4 DIAMETER SIZE 3.75 OR EQUIVALENT
20896 | 4229553422100 | PISTON TITANIUM STAPES PROSTHESIS 0.4 DIAMETER SIZE 4.25 OR EQUIVALENT
20897 | 4229553422200 | PISTON TITANIUM STAPES PROSTHESIS 0.4 DIAMETER SIZE 5.25 OR EQUIVALENT
20898 | 4229553422300 | PISTON TITANIUM STAPES PROSTHESIS 0.4 DIAMETER SIZE 5.5 OR EQUIVALENT
20899 | 4229553422400 | PISTON TITANIUM STAPES PROSTHESIS 0.4 DIAMETER SIZE 5.75 OR EQUIVALENT
20900 | 4229553422500 | PISTON TITANIUM STAPES PROSTHESIS 0.4 DIAMETER SIZE 6 OR EQUIVALENT
20901 | 4229553422600 | PISTON TITANIUM STAPES PROSTHESIS 0.4 DIAMETER SIZE 6.25 OR EQUIVALENT
20902 | 4229553422700 | PISTON TITANIUM STAPES PROSTHESIS 0.4 DIAMETER SIZE 6.5 OR EQUIVALENT
20903 | 4229553422800 | PISTON TITANIUM STAPES PROSTHESIS 0.4 DIAMETER SIZE 6.75 OR EQUIVALENT
20904 | 4229553422900 | PISTON TITANIUM STAPES PROSTHESIS 0.4 DIAMETER SIZE 7 OR EQUIVALENT
20905 | 4229553423000 | PISTON TITANIUM STAPES PROSTHESIS 0.4 DIAMETER SIZE 7.25 OR EQUIVALENT
20906 | 4229553423100 | PISTON TITANIUM STAPES PROSTHESIS 0.4 DIAMETER SIZE 8.75 OR EQUIVALENT
20907 | 4229553423200 | PISTON TITANIUM STAPES PROSTHESIS 0.6 DIAMETER SIZE 4.25 OR EQUIVALENT
20908 | 4229553423300 | PISTON TITANIUM STAPES PROSTHESIS 0.6 DIAMETER SIZE 4.75 OR EQUIVALENT
20909 | 4229553423400 | PISTON TITANIUM STAPES PROSTHESIS 0.6 DIAMETER SIZE 5.75 OR EQUIVALENT
20910 | 4229553423500 | PISTON TITANIUM STAPES PROSTHESIS 0.6 DIAMETER SIZE 7.25 OR EQUIVALENT
20911 | 4229553423600 | PROSTHESIS PARTIAL OSSICULAR REPLACEMENT HYDROXYAPATITE HEAD ADJUSTABLE LENGTH OR TRIMMABLE SHAFT (READY MADE AS SINGLE UNIT) OR EQUIVALENT
20912 | 4229553423700 | PROSTHESIS PARTIAL OSSICULAR REPLACEMENT HYDROXYAPATITE (READY MADE AS SINGLE UNIT) SIZE 2 OR EQUIVALENT
20913 | 4229553423800 | PROSTHESIS PARTIAL OSSICULAR REPLACEMENT HYDROXYAPATITE (READY MADE AS SINGLE UNIT) SIZE 2.25 OR EQUIVALENT
20914 | 4229553423900 | PROSTHESIS PARTIAL OSSICULAR REPLACEMENT HYDROXYAPATITE (READY MADE AS SINGLE UNIT) SIZE 2.5 OR EQUIVALENT
20915 | 4229553424000 | PROSTHESIS PARTIAL OSSICULAR REPLACEMENT HYDROXYAPATITE (READY MADE AS SINGLE UNIT) SIZE 2.75 OR EQUIVALENT
20916 | 4229553424100 | PROSTHESIS PARTIAL OSSICULAR REPLACEMENT HYDROXYAPATITE (READY MADE AS SINGLE UNIT) SIZE 3 OR EQUIVALENT
20917 | 4229553424200 | PROSTHESIS PARTIAL OSSICULAR REPLACEMENT HYDROXYAPATITE ADJUSTABLE LENGTH WITH MALLEUS NOTCH WITH DISPOSABLE SIZER (READY MADE AS SINGLE UNIT) OR EQUIVALENT
20918 | 4229553424300 | PROSTHESIS PARTIAL OSSICULAR REPLACEMENT HYDROXYAPATITE WITH MALLEUS NOTCH (READY MADE AS SINGLE UNIT) SIZE 4.5 OR EQUIVALENT
20919 | 4229553424400 | PISTON TITANIUM STAPES PROSTHESIS 0.6 DIAMETER SIZE 8.5 OR EQUIVALENT
20920 | 4229553424500 | PISTON TITANIUM STAPES PROSTHESIS 0.6 DIAMETER SIZE 8.75 OR EQUIVALENT
20921 | 4229553424600 | PROSTHESIS PARTIAL OSSICULAR REPLACEMENT TITANIUM (READY MADE AS SINGLE UNIT) SIZE 2.5 OR EQUIVALENT
20922 | 4229553424700 | PROSTHESIS PARTIAL OSSICULAR REPLACEMENT TITANIUM (READY MADE AS SINGLE UNIT) SIZE 2.75 OR EQUIVALENT
20923 | 4229553424800 | PROSTHESIS PARTIAL OSSICULAR REPLACEMENT TITANIUM (READY MADE AS SINGLE UNIT) SIZE 3 OR EQUIVALENT
20924 | 4229553424900 | PROSTHESIS PARTIAL OSSICULAR REPLACEMENT TITANIUM (READY MADE AS SINGLE UNIT) SIZE 3.5 OR EQUIVALENT
20925 | 4229553425000 | PROSTHESIS PARTIAL OSSICULAR REPLACEMENT TITANIUM (READY MADE AS SINGLE UNIT) SIZE 3.75 OR EQUIVALENT
20926 | 4229553425100 | PROSTHESIS PARTIAL OSSICULAR REPLACEMENT TITANIUM (READY MADE AS SINGLE UNIT) SIZE 4 OR EQUIVALENT
20927 | 4229553425200 | PROSTHESIS PARTIAL OSSICULAR REPLACEMENT TITANIUM WITH MALLEUS NOTCH (READY MADE AS SINGLE UNIT) SIZE 2 OR EQUIVALENT
20928 | 4229553425300 | PROSTHESIS PARTIAL OSSICULAR REPLACEMENT TITANIUM WITH MALLEUS NOTCH (READY MADE AS SINGLE UNIT) SIZE 2.5 OR EQUIVALENT
20929 | 4229553425400 | PROSTHESIS TOTAL OSSICULAR REPLACEMENT HYDROXYAPATITE HEAD WITH TRIMMABLE PLASTI-PORE OR FLUOROPLASTIC SHAFTS
20930 | 4229553425500 | PROSTHESIS TOTAL OSSICULAR REPLACEMENT HYDROXYAPATITE PROSTHESIS SIZE 4.25MM OR EQUIVALENT
20931 | 4229553425600 | PROSTHESIS TOTAL OSSICULAR REPLACEMENT HYDROXYAPATITE PROSTHESIS SIZE 4.5MM OR EQUIVALENT
20932 | 4229553425700 | PROSTHESIS TOTAL OSSICULAR REPLACEMENT HYDROXYAPATITE PROSTHESIS SIZE 4MM OR EQUIVALENT
20933 | 4229553425800 | PROSTHESIS TOTAL OSSICULAR REPLACEMENT HYDROXYAPATITE PROSTHESIS SIZE 5.25MM OR EQUIVALENT
20934 | 4229553425900 | PROSTHESIS TOTAL OSSICULAR REPLACEMENT HYDROXYAPATITE PROSTHESIS SIZE 5.5MM OR EQUIVALENT
20935 | 4229553426000 | PROSTHESIS TOTAL OSSICULAR REPLACEMENT HYDROXYAPATITE PROSTHESIS SIZE 5.75MM OR EQUIVALENT
20936 | 4229553426100 | PROSTHESIS TOTAL OSSICULAR REPLACEMENT HYDROXYAPATITE PROSTHESIS SIZE 5MM OR EQUIVALENT
20937 | 4229553426200 | PROSTHESIS TOTAL OSSICULAR REPLACEMENT HYDROXYAPATITE PROSTHESIS SIZE 6.25MM OR EQUIVALENT
20938 | 4229553426300 | PROSTHESIS TOTAL OSSICULAR REPLACEMENT HYDROXYAPATITE PROSTHESIS SIZE 6.5MM OR EQUIVALENT
20939 | 4229553426400 | PROSTHESIS TOTAL OSSICULAR REPLACEMENT HYDROXYAPATITE PROSTHESIS SIZE 6.75MM OR EQUIVALENT
20940 | 4229553426500 | PROSTHESIS TOTAL OSSICULAR REPLACEMENT HYDROXYAPATITE PROSTHESIS SIZE 6MM OR EQUIVALENT
20941 | 4229553426600 | PROSTHESIS TOTAL OSSICULAR REPLACEMENT HYDROXYAPATITE PROSTHESIS SIZE 7MM OR EQUIVALENT
20942 | 4229553426700 | PROSTHESIS TOTAL OSSICULAR REPLACEMENT HYDROXYAPATITE WITH TRIMMABLE SHAFT PROSTHESIS OR EQUIVALENT
20943 | 4229553426800 | PROSTHESIS PARTIAL OSSICULAR REPLACEMENT TITANIUM WITH MALLEUS NOTCH (READY MADE AS SINGLE UNIT) SIZE 3 OR EQUIVALENT
20944 | 4229553426900 | PROSTHESIS TOTAL OSSICULAR REPLACEMENT HYDROXYAPATITE HEAD WITH TITANIUM SHAFT PROSTHESIS ADJUSTABLE LENGTH WITH DISPOSABLE SIZER OR EQUIVALENT
20945 | 4229553427000 | PROSTHESIS TOTAL OSSICULAR REPLACEMENT TITANIUM PROSTHESIS WITH/WITHOUT MALLEUS NOTCH ADJUSTABLE LENGTH WITH DISPOSABLE SIZER OR EQUIVALENT
20946 | 4229553427100 | PROSTHESIS TOTAL OSSICULAR REPLACEMENT TITANIUM SIZE 2.25 OR EQUIVALENT
20947 | 4229553427200 | PROSTHESIS TOTAL OSSICULAR REPLACEMENT TITANIUM SIZE 2.5 OR EQUIVALENT
20948 | 4229553427300 | PROSTHESIS TOTAL OSSICULAR REPLACEMENT TITANIUM SIZE 2.75 OR EQUIVALENT
20949 | 4229553427400 | PROSTHESIS TOTAL OSSICULAR REPLACEMENT TITANIUM SIZE 2MM OR EQUIVALENT
20950 | 4229553427500 | PROSTHESIS TOTAL OSSICULAR REPLACEMENT TITANIUM SIZE 3 OR EQUIVALENT
20951 | 4229553427600 | PROSTHESIS TOTAL OSSICULAR REPLACEMENT TITANIUM SIZE 3.25 OR EQUIVALENT
20952 | 4229553427700 | PROSTHESIS TOTAL OSSICULAR REPLACEMENT TITANIUM SIZE 3.5 OR EQUIVALENT
20953 | 4229553427800 | PROSTHESIS TOTAL OSSICULAR REPLACEMENT TITANIUM SIZE 3.75 OR EQUIVALENT
20954 | 4229553427900 | PROSTHESIS TOTAL OSSICULAR REPLACEMENT TITANIUM SIZE 4 OR EQUIVALENT
20955 | 4229553428000 | PROSTHESIS TOTAL OSSICULAR REPLACEMENT TITANIUM SIZE 4.25 OR EQUIVALENT
20956 | 4229553428100 | PROSTHESIS TOTAL OSSICULAR REPLACEMENT TITANIUM SIZE 4.5 OR EQUIVALENT
20957 | 4229553428200 | PROSTHESIS TOTAL OSSICULAR REPLACEMENT TITANIUM SIZE 4.75 OR EQUIVALENT
20958 | 4229553428300 | PROSTHESIS TOTAL OSSICULAR REPLACEMENT TITANIUM SIZE 5 OR EQUIVALENT
20959 | 4229553428400 | PROSTHESIS TOTAL OSSICULAR REPLACEMENT TITANIUM SIZE 5.25 OR EQUIVALENT
20960 | 4229553428500 | PROSTHESIS TOTAL OSSICULAR REPLACEMENT TITANIUM SIZE 5.5 OR EQUIVALENT
20961 | 4229553428600 | PROSTHESIS TOTAL OSSICULAR REPLACEMENT TITANIUM SIZE 5.75 OR EQUIVALENT
20962 | 4229553428700 | PROSTHESIS TOTAL OSSICULAR REPLACEMENT TITANIUM SIZE 6 OR EQUIVALENT
20963 | 4229553428800 | PROSTHESIS TOTAL OSSICULAR REPLACEMENT TITANIUM SIZE 6.25 OR EQUIVALENT
20964 | 4229553428900 | PROSTHESIS TOTAL OSSICULAR REPLACEMENT TITANIUM SIZE 6.5 OR EQUIVALENT
20965 | 4229553429000 | PROSTHESIS TOTAL OSSICULAR REPLACEMENT TITANIUM SIZE 6.75 OR EQUIVALENT
20966 | 4229553429100 | PROSTHESIS TOTAL OSSICULAR REPLACEMENT TITANIUM SIZE 7 OR EQUIVALENT
20967 | 4229553429200 | PISTON NITINOL/TITANIUM STAPES PROSTHESIS 0.4 DIAMETER CAN BE CRIMPED BY HEAT SIZE 3.5MM OR EQUIVALENT
20968 | 4229553429300 | PISTON NITINOL/TITANIUM STAPES PROSTHESIS 0.4 DIAMETER CAN BE CRIMPED BY HEAT SIZE 3.75 OR EQUIVALENT
20969 | 4229553429400 | PISTON NITINOL/TITANIUM STAPES PROSTHESIS 0.4 DIAMETER CAN BE CRIMPED BY HEAT SIZE 4 OR EQUIVALENT
20970 | 4229553429500 | PISTON NITINOL/TITANIUM STAPES PROSTHESIS 0.4 DIAMETER CAN BE CRIMPED BY HEAT SIZE 4.25 OR EQUIVALENT
20971 | 4229553429600 | PISTON NITINOL/TITANIUM STAPES PROSTHESIS 0.4 DIAMETER CAN BE CRIMPED BY HEAT SIZE 4.5 OR EQUIVALENT
20972 | 4229553429700 | PISTON NITINOL/TITANIUM STAPES PROSTHESIS 0.4 DIAMETER CAN BE CRIMPED BY HEAT SIZE 4.75 OR EQUIVALENT
20973 | 4229553429800 | PISTON NITINOL/TITANIUM STAPES PROSTHESIS 0.4 DIAMETER CAN BE CRIMPED BY HEAT SIZE 5 OR EQUIVALENT
20974 | 4229553429900 | PISTON NITINOL/TITANIUM STAPES PROSTHESIS 0.4 DIAMETER CAN BE CRIMPED BY HEAT SIZE 5.25 OR EQUIVALENT
20975 | 4229553430000 | PISTON NITINOL/TITANIUM STAPES PROSTHESIS 0.4 DIAMETER CAN BE CRIMPED BY HEAT SIZE 5.5 OR EQUIVALENT
20976 | 4229553430100 | PISTON NITINOL/TITANIUM STAPES PROSTHESIS 0.6 DIAMETER CAN BE CRIMPED BY HEAT SIZE 3.5MM OR EQUIVALENT
20977 | 4229553430200 | PISTON NITINOL/TITANIUM STAPES PROSTHESIS 0.6 DIAMETER CAN BE CRIMPED BY HEAT SIZE 3.75 OR EQUIVALENT
20978 | 4229553430300 | PISTON NITINOL/TITANIUM STAPES PROSTHESIS 0.6 DIAMETER CAN BE CRIMPED BY HEAT SIZE 4 OR EQUIVALENT
20979 | 4229553430400 | PISTON NITINOL/TITANIUM STAPES PROSTHESIS 0.6 DIAMETER CAN BE CRIMPED BY HEAT SIZE 4.25 OR EQUIVALENT
20980 | 4229553430500 | PISTON NITINOL/TITANIUM STAPES PROSTHESIS 0.6 DIAMETER CAN BE CRIMPED BY HEAT SIZE 4.5 OR EQUIVALENT
20981 | 4229553430600 | PISTON NITINOL/TITANIUM STAPES PROSTHESIS 0.6 DIAMETER CAN BE CRIMPED BY HEAT SIZE 4.75 OR EQUIVALENT
20982 | 4229553430700 | PISTON NITINOL/TITANIUM STAPES PROSTHESIS 0.6 DIAMETER CAN BE CRIMPED BY HEAT SIZE 5 OR EQUIVALENT
20983 | 4229553430800 | PISTON NITINOL/TITANIUM STAPES PROSTHESIS 0.6 DIAMETER CAN BE CRIMPED BY HEAT SIZE 5.25 OR EQUIVALENT
20984 | 4229553430900 | PISTON NITINOL/TITANIUM STAPES PROSTHESIS 0.6 DIAMETER CAN BE CRIMPED BY HEAT SIZE 5.5 OR EQUIVALENT
20985 | 4229553431000 | PISTON STAINLESS STEEL/FLUOROPLASTIC STAPES PROSTHESIS 0.4 DIAMETER SIZE 6 OR EQUIVALENT
20986 | 4229553431100 | PROSTHESIS INCUS JOINT REPLACEMENT CLIP TO HOLD THE JOINT OR EQUIVALENT
20987 | 4229553431200 | PISTON STAINLESS STEEL/FLUOROPLASTIC STAPES PROSTHESIS 0.4 DIAMETER SIZE 4.75 OR EQUIVALENT
20988 | 4229553431300 | PISTON STAINLESS STEEL STAPES PROSTHESIS SIZE 5 OR EQUIVALENT
20989 | 4229553431400 | PISTON STAINLESS STEEL/FLUOROPLASTIC STAPES PROSTHESIS 0.4 DIAMETER SIZE 5 OR EQUIVALENT
20990 | 4229553431500 | PISTON STAINLESS STEEL STAPES PROSTHESIS SIZE 4.25 OR EQUIVALENT
20991 | 4229553431600 | PISTON STAINLESS STEEL/FLUOROPLASTIC STAPES PROSTHESIS 0.4 DIAMETER SIZE 4.25 OR EQUIVALENT
20992 | 4229553431700 | PISTON FLUOROPLASTIC STAPES PROSTHESIS 0.6 DIAMETER SIZE 4 OR EQUIVALENT
20993 | 4229553431800 | PISTON STAINLESS STEEL/FLUOROPLASTIC STAPES PROSTHESIS 0.6 DIAMETER SIZE 4 OR EQUIVALENT
20994 | 4229553431900 | PISTON PLATINUM/TITANIUM STAPES PROSTHESIS SIZE 4 OR EQUIVALENT
20995 | 4229553432000 | PISTON STAINLESS STEEL/FLUOROPLASTIC STAPES PROSTHESIS 0.6 DIAMETER SIZE 4.5 OR EQUIVALENT
20996 | 4229553432100 | KIT BONE CONDUCTION HEARING FOR CONDUCTIVE HEARING LOSS AND SINGLE-SIDED DEAFNESS. WITHOUT THE USE OF A HEADBAND/SOFTBAND. ADHESIVE NON-SURGICAL SOLUTION.
20997 | 4229553432200 | IMPLANTABLE HEARING AID IMPLANTABLE BONE CONDUCTION HEARING SYSTEM FOR CONDUCTIVE OR MIXED HEARING LOSS COMPLETELY IMPLANTED INTERNAL PART WITH EXTERNAL VIBRATOR
20998 | 4229553432300 | COIL RELATED TO 16 CHANNEL ELECTRODE COCHLEAR IMPLANT 3D
20999 | 4229553432400 | COVER SCREW CONICAL FOR VISTAFIX IMPLANT OR EQUIVALENT
21000 | 4229553432500 | IMPLANTABLE HEARING AID IMPLANTED MIDDLE EAR SYSTEM WITH AND WITHOUT INTACT OSSICLES
21001 | 4229553432600 | PISTON STAINLESS STEEL/FLUOROPLASTIC STAPES PROSTHESIS 0.4 DIAMETER SIZE 3.25 OR EQUIVALENT
21002 | 4229553432700 | PISTON STAINLESS STEEL STAPES PROSTHESIS SIZE 3.25MM OR EQUIVALENT
21003 | 4229553432800 | PISTON STAINLESS STEEL STAPES PROSTHESIS SIZE 3.5 OR EQUIVALENT
21004 | 4229553432900 | PISTON STAINLESS STEEL STAPES PROSTHESIS SIZE 3.75 OR EQUIVALENT
21005 | 4229553433000 | PISTON STAINLESS STEEL STAPES PROSTHESIS SIZE 4.75 OR EQUIVALENT
21006 | 4229553433100 | PISTON STAINLESS STEEL/FLUOROPLASTIC STAPES PROSTHESIS 0.4 DIAMETER SIZE 3.5 OR EQUIVALENT
21007 | 4229553433200 | PISTON STAINLESS STEEL/FLUOROPLASTIC STAPES PROSTHESIS 0.4 DIAMETER SIZE 3.75 OR EQUIVALENT
21008 | 4229553433300 | PISTON STAINLESS STEEL/FLUOROPLASTIC STAPES PROSTHESIS 0.4 DIAMETER SIZE 4 OR EQUIVALENT
21009 | 4229553433400 | PISTON STAINLESS STEEL/FLUOROPLASTIC STAPES PROSTHESIS 0.4 DIAMETER SIZE 5.25 OR EQUIVALENT
21010 | 4229553433500 | PISTON STAINLESS STEEL/FLUOROPLASTIC STAPES PROSTHESIS 0.4 DIAMETER SIZE 5.5 OR EQUIVALENT
21011 | 4229553433600 | PISTON STAINLESS STEEL/FLUOROPLASTIC STAPES PROSTHESIS 0.4 DIAMETER SIZE 5.75 OR EQUIVALENT
21012 | 4229553433700 | PISTON STAINLESS STEEL/FLUOROPLASTIC STAPES PROSTHESIS 0.4 DIAMETER SIZE 6.25 OR EQUIVALENT
21013 | 4229553433800 | PISTON STAINLESS STEEL/FLUOROPLASTIC STAPES PROSTHESIS 0.4 DIAMETER SIZE 6.5 OR EQUIVALENT
21014 | 4229553433900 | PISTON STAINLESS STEEL/FLUOROPLASTIC STAPES PROSTHESIS 0.4 DIAMETER SIZE 6.75 OR EQUIVALENT
21015 | 4229553434000 | PISTON STAINLESS STEEL/FLUOROPLASTIC STAPES PROSTHESIS 0.4 DIAMETER SIZE 7 OR EQUIVALENT
21016 | 4229553434100 | PISTON STAINLESS STEEL/FLUOROPLASTIC STAPES PROSTHESIS 0.6 DIAMETER SIZE 3.25 OR EQUIVALENT
21017 | 4229553434200 | PISTON STAINLESS STEEL/FLUOROPLASTIC STAPES PROSTHESIS 0.6 DIAMETER SIZE 3.5 OR EQUIVALENT
21018 | 4229553434300 | PISTON STAINLESS STEEL/FLUOROPLASTIC STAPES PROSTHESIS 0.6 DIAMETER SIZE 3.75 OR EQUIVALENT
21019 | 4229553434400 | PISTON STAINLESS STEEL/FLUOROPLASTIC STAPES PROSTHESIS 0.6 DIAMETER SIZE 4.25 OR EQUIVALENT
21020 | 4229553434500 | PISTON STAINLESS STEEL/FLUOROPLASTIC STAPES PROSTHESIS 0.6 DIAMETER SIZE 4.75 OR EQUIVALENT
21021 | 4229553434600 | PISTON STAINLESS STEEL/FLUOROPLASTIC STAPES PROSTHESIS 0.6 DIAMETER SIZE 5 OR EQUIVALENT
21022 | 4229553434700 | PISTON STAINLESS STEEL/FLUOROPLASTIC STAPES PROSTHESIS 0.6 DIAMETER SIZE 5.25 OR EQUIVALENT
21023 | 4229553434800 | PISTON STAINLESS STEEL/FLUOROPLASTIC STAPES PROSTHESIS 0.6 DIAMETER SIZE 5.5 OR EQUIVALENT
21024 | 4229553434900 | PISTON STAINLESS STEEL/FLUOROPLASTIC STAPES PROSTHESIS 0.6 DIAMETER SIZE 5.75 OR EQUIVALENT
21025 | 4229553435000 | PISTON STAINLESS STEEL/FLUOROPLASTIC STAPES PROSTHESIS 0.6 DIAMETER SIZE 6 OR EQUIVALENT
21026 | 4229553435100 | PISTON STAINLESS STEEL/FLUOROPLASTIC STAPES PROSTHESIS 0.6 DIAMETER SIZE 6.25 OR EQUIVALENT
21027 | 4229553435200 | PISTON STAINLESS STEEL/FLUOROPLASTIC STAPES PROSTHESIS 0.6 DIAMETER SIZE 6.5 OR EQUIVALENT
21028 | 4229553435300 | PISTON STAINLESS STEEL/FLUOROPLASTIC STAPES PROSTHESIS 0.6 DIAMETER SIZE 6.75 OR EQUIVALENT
21029 | 4229553435400 | VISTAFIX ABUTMENT 3.5MM
21030 | 4229553435500 | VISTAFIX HEALING ABUTMENT OR EQUIVALENT
21031 | 4229553435600 | COCHLEAR IMPLANT SYSTEM:FOR PEDIATRICS AND ADULTS LATEST TECHNOLOGY ON AND/OR OFF EAR WEARING OPTIONS AND COLORS AT END USER REQUEST WITH ACCESSORIES AND PARTS NEEDED FOR AT LEAST SIX MONTHS FOR PATIENTS. WIRELESS CONNECTIVITY PROVIDED WITH 2 ULTRA POWER WIRELESS BEHIND-THE-EAR HEARING AIDS: AT LEAST 8 CHANNELS PEDIATRIC AND ADULT PLATFORMS IP68 OR HIGHER FREQUENCY RANGE OF 0.1-5.1 KHZ OR HIGHER BATTERY SIZE 675. ONE FREE COCHLEAR IMPLANT SYSTEM FOR EVERY 10 PURCHASED SYSTEMS
21032 | 4229553435800 | PISTON PLATINUM/FLUOROPLASTIC STAPES PROSTHESIS 0.4 MM LENGTH 3.75 OR EQUIVALENT
21033 | 4229553435900 | PISTON PLATINUM/FLUOROPLASTIC STAPES PROSTHESIS 0.4 MM LENGTH 4 OR EQUIVALENT
21034 | 4229553436000 | PISTON PLATINUM/FLUOROPLASTIC STAPES PROSTHESIS 0.5 MM LENGTH 3.75 OR EQUIVALENT
21035 | 4229553436100 | PISTON PLATINUM/FLUOROPLASTIC STAPES PROSTHESIS 0.5 MM LENGTH 4 OR EQUIVALENT
21036 | 4229553436200 | PISTON STAINLESS STEEL/FLUOROPLASTIC STAPES PROSTHESIS 0.5 DIAMETER LENGTH 6 OR EQUIVALENT
21037 | 4229553436300 | PROSTHESIS TOTAL OSSICULAR REPLACEMENT TITANIUM SHAFT WITH HYDROXYAPATITE HEAD WITH ADJUSTABLE LENGTH AND MALLEUS NOTCH AND SHOE SHAPE DISTAL END
21038 | 4229553436400 | PROSTHESIS TOTAL OSSICULAR REPLACEMENT TITANIUM SHAFT WITH HYDROXYAPATITE HEAD WITH ADJUSTABLE LENGTH SHOE SHAPE DISTAL END
21039 | 4229553436500 | PROSTHESIS TOTAL OSSICULAR REPLACEMENT TITANIUM WITH ADJUSTABLE LENGTH AND MALLEUS NOTCH AND SHOE SHAPE DISTAL END
21040 | 4229553436600 | PROSTHESIS TOTAL OSSICULAR REPLACEMENT TITANIUM WITH ADJUSTABLE LENGTH AND SHOE SHAPE DISTAL END
21041 | 4229553500300 | VOICE PROSTHESIS ANGLED VALVE 360° HOOD PROTECTS THE VALVE FLAP PRELOADED IN THE SMARTINSERTER XTRASEAL 22.5FR SIZE 10MM UPDATED CATALOGUE
21042 | 4229553500400 | VOICE PROSTHESIS ANGLED VALVE 360° HOOD PROTECTS THE VALVE FLAP PRELOADED IN THE SMARTINSERTER XTRASEAL 22.5FR SIZE 4MM UPDATED CATALOGUE
21043 | 4229553500500 | VOICE PROSTHESIS ANGLED VALVE 360° HOOD PROTECTS THE VALVE FLAP PRELOADED IN THE SMARTINSERTER XTRASEAL 22.5FR SIZE 6MM UPDATED CATALOGUE
21044 | 4229553502000 | VOICE PROSTHESIS INDWELLING 20 FR LARGE ESOPHAGEAL FLANGE 6MM OR EQUIVALENT
21045 | 4229553502100 | VOICE PROSTHESIS INDWELLING 20 FR LARGE ESOPHAGEAL FLANGE 8MM OR EQUIVALENT
21046 | 4229553502400 | INJECTABLE IMPLANT CALCIUM HYDROXYLAPATITE FOR VOCAL CORD MEDIALIZATION
21047 | 4229553502500 | KIT THYROPLASTY FEMALE MEASURING DEVICE
21048 | 4229553502600 | IMPLANT THYROPLASTY FEMALE ASSORTED SIZES
21049 | 4229553502700 | IMPLANT THYROPLASTY MALE ASSORTED SIZES
21050 | 4229553502800 | INJECTABLE IMPLANT HYALURONIC ACID FOR VOCAL CORD MEDIALIZATION
21051 | 4229553601200 | IMPLANT BREAST RESTERILIZABLE GEL SIZERS ROUND HIGH AND MODERATE PLUS PROFILE ASSORTED SIZES
21052 | 4229553602400 | EXPANDER TISSUE SMOOTH PLUS WITH SUTURE TABS ASSORTED SIZES
21053 | 4229553602700 | IMPLANT BREAST GEL SMOOTH ROUND HIGH AND MODERATE PLUS PROFILE XTRA ASSORTED SIZES
21054 | 4229553602800 | IMPLANT BREAST GEL SMOOTH ROUND HIGH AND MODERATE PLUS PROFILE ASSORTED SIZES
21055 | 4229553701500 | IMPLANT PENILE INFLATABLE ASSORTED SIZES (1) EACH = ONE (1) KIT
21056 | 4229553701600 | INCUBATOR ISOLETTE ENTRY PORT SLEEVES DISPOSABLE
21057 | 4229553701700 | INNER LINER FOR SUCTION CANISTER 1.0 LITER (IT SHOULD BE COMPATIBLE WITH EXISTING SUCTION SYSTEM) (ONE CANISTER DELIVERED FREE OF CHARGE WITH EVERY 20 PIECES)
21058 | 4229553701800 | INNER LINER FOR SUCTION CANISTER 1.5 LITER (IT SHOULD BE COMPATIBLE WITH EXISTING SUCTION SYSTEM) (ONE CANISTER DELIVERED FREE OF CHARGE WITH EVERY 20 PIECES)
21059 | 4229553701900 | INNER LINER FOR SUCTION CANISTER 3.0 LITER (IT SHOULD BE COMPATIBLE WITH EXISTING SUCTION SYSTEM) (ONE CANISTER DELIVERED FREE OF CHARGE WITH EVERY 20 PIECES)
21060 | 4229553702000 | BREAST SILICONE PROSTHESIS WITH COVER PROTECTION SIZE-12 (115 MM APPROXIMATELY) DELTA SHAPE WITH BRA OPEN TWO SIDES
21061 | 4229553702100 | SILICONE BREAST FORM DELTA SHAPE FULL CUP SOFT AND LIGHT NATURAL LOOKING DRAPE TEAR-PROOF SILICON ENCASED IN TEAR-PROOF FILM FIT IN POCKETED BRA SIZE 3 (LYMPHEDEMA)
21062 | 4229553702200 | SILICONE BREAST FORM DELTA SHAPE FULL CUP SOFT AND LIGHT NATURAL LOOKING DRAPE TEAR-PROOF SILICON ENCASED IN TEAR-PROOF FILM FIT IN POCKETED BRA SIZE 4 (LYMPHEDEMA)
21063 | 4229553900000 | "BALLOON INSIDE BALLOON CATHETER ASSORTED SIZES AS PER HOSPITAL REQUEST"""
21064 | 4229553900100 | FASTENER PUMP CARTRIDGE FOR TRANS ORAL INCISIONLESS FUNDOPLICATION.
21065 | 4229553900200 | ENDOLUMINAL VACUUM THERAPY
21066 | 4229554100000 | IMPLANTABLE PORT KIT RADIO TRANSLUCENT WITH ATTACHABLE POLYURETHANE CATHETER ASSORTED SIZES AS PER HOSPITAL REQUEST
21067 | 4229554400000 | PLEDGET FELT PTFE SOFT NON ABSORBABLE OVAL SHAPE SIZE 4.8 MM STERILE
21068 | 4229554400300 | FELTS SURGICAL TEFLON 15.2 X 15.2 DISPOSABLE STERILE
21069 | 4229554400800 | FELT TEFLON PTFE SQUARE NOT LESS THAN 10CM X 10CM.
21070 | 4229554402000 | PATCH GRAFTING FELT PTFE (POLYTETRAFLUOROETHYLENE (TEFLON) 1.65 MM THICK 10 CM X 10 CM (4 X 4 INCH) STERILE
21071 | 4229554404200 | PLEDGET POLYMER PTFE SOFT NON ABSORBABLE SIZE 3 X 3 MM PREPUNCHED DISPOSABLE STERILE
21072 | 4229554404300 | PLEDGET POLYMER PTFE SOFT NON ABSORBABLE SIZE 3 X 7 MM PREPUNCHED DISPOSABLE STERILE
21073 | 4229554404400 | PLEDGET POLYMER PTFE SOFT NON ABSORBABLE SIZE 4 X 9 MM DISPOSABLE STERILE
21074 | 4229554404500 | PLEDGET PTFE SOFT NON ABSORBABLE OVAL SIZE 4.8 MM DISPOSABLE STERILE
21075 | 4229554404600 | PLEDGET PTFE SOFT NON-ABSORBABLE RECTANGULAR SHPAE SIZE 4.8 X 6 MM DISPOSABLE STERILE
21076 | 4229554404700 | PLEDGET POLYMER PTFE SOFT NON ABSORBABLE SIZE 16 X 7 MM STERILE
21077 | 4229554500000 | TENDON GRAFT BTB BONE TENDON BONE FROZEN OR EQUIVALENT
21078 | 4229554501400 | BONE GRAFT SYNTHETIC INJECTABLE BONE GRAFT SUBSTITUTE 20CC OR EQUIVALENT
21079 | 4229554501500 | BONE ALLOGRAFT DEMINERALIZED BONE MATRIX PUTTY 10CC OR EQUIVALENT ORTHOPEDIC
21080 | 4229554501600 | BONE ALLOGRAFT INJECTABLE DEMINERALIZED BONE MATRIX PUTTY 3CC EQUIVALENT ORTHOPEDIC
21081 | 4229554501700 | BONE ALLOGRAFT INJECTABLE DEMINERALIZED BONE MATRIX PUTTY 5CC OR EQUIVALENT ORTHOPEDIC
21082 | 4229554501800 | BONE ALLOGRAFT INJECTABLE DEMINERALIZED BONE MATRIX PUTTY 1CC OR EQUIVALENT ORTHOPEDIC
21083 | 4229554501900 | BONE GRAFT INJECTABLE SYNTHETIC MATERIAL 10CC OR EQUIVALENT
21084 | 4229554502400 | BONE ALLOGRAFT DEMINERALIZED BONE MATRIX PUTTY 3CC EQUIVALENT ORTHOPEDIC
21085 | 4229554502600 | BONE MORPHOGENETIC PROTEIN GRANULE 10 CC SPINAL
21086 | 4229554502700 | BONE MORPHOGENETIC PROTEIN GRANULE 15 CC SPINAL
21087 | 4229554502800 | BONE MORPHOGENETIC PROTEIN GRANULE 5 CC SPINAL
21088 | 4229554502900 | BONE GRAFT SYNTHETIC PUTTY 10CC OR EQUIVALENT
21089 | 4229554503000 | BONE MORPHOGENETIC PROTEIN PUTTY 15 CC SPINAL
21090 | 4229554503200 | BONE MORPHOGENETIC PROTEIN PUTTY 5 CC SPINAL
21091 | 4229554503300 | INJECTABLE HIGH CRYSTALLINE BETA TRICALCIUM PHOSPHATE BONE GEL FOR FILLING BONE DEFECT WITH INJECTION TUBE SOLIDIFY AFTER 20 MIN 10 ML OR EQUIVALENT SPINAL
21092 | 4229554503400 | INJECTABLE HIGH CRYSTALLINE BETA TRICALCIUM PHOSPHATE BONE GEL FOR FILLING BONE DEFECT WITH INJECTION TUBE SOLIDIFY AFTER 20 MIN 2.5 ML OR EQUIVALENT SPINAL
21093 | 4229554503500 | INJECTABLE HIGH CRYSTALLINE BETA TRICALCIUM PHOSPHATE BONE GEL FOR FILLING BONE DEFECT WITH INJECTION TUBE SOLIDIFY AFTER 20 MIN 5 ML OR EQUIVALENT SPINAL
21094 | 4229554503600 | BONE ALLOGRAFT CANCELLOUS BLOCK FREEZE DRIED SIZE 15 MM-20 MM-10 MM
21095 | 4229554503700 | BONE ALLOGRAFT CANCELLOUS BLOCK FREEZE DRIED SIZE 30 MM-15 MM-15 MM
21096 | 4229554503800 | BONE ALLOGRAFT CANCELLOUS CHIPS FREEZE DRIED 30 CC OR EQUIVALENT
21097 | 4229554503900 | BONE ALLOGRAFT CANCELLOUS CHIPS FREEZE DRIED 5 CC OR EQUIVALENT
21098 | 4229554504000 | BONE ALLOGRAFT CORTICAL/CANCELLOUS CHIPS FREEZE DRIED 5 CC OR EQUIVALENT
21099 | 4229554504100 | BONE ALLOGRAFT CANCELLOUS CRUSHED CHIPS FREEZE DRIED 15 CC 0.1 MM TO 4 MM OR EQUIVALENT
21100 | 4229554504200 | BONE ALLOGRAFT CANCELLOUS CRUSHED CHIPS FREEZE DRIED 30 CC 0.1 MM TO 4 MM OR EQUIVALENT
21101 | 4229554504400 | BONE ALLOGRAFT DEMINERALIZED POWDER FREEZE DRIED 10CC VOLUME ORTHOPEDIC
21102 | 4229554504900 | BONE GRAFT DOWEL ASSORTED SIZES OR EQUIVALENT AS REQUESTED BY END USER
21103 | 4229554505000 | BONE MORPHOGENETIC PROTEIN GRANULE 20 CC SPINAL
21104 | 4229554505400 | MEDULLARY CEMENT PLUG ORTHOPEDIC
21105 | 4229554510700 | BIOCOMPATIBLE POROUS SPONGIOUS BONE MINERAL BONE SUBSTITUTE GRANULES 0.25MM-1MM/0.25-0.5CC
21106 | 4229554513500 | BONE GRAFT PLAIN SYNTHETIC FOR MINIMAL INVASIVE SURGERY ASSORTED SIZES OR EQUIVALENTS AS REQUESTED BY END USER
21107 | 4229554513700 | BONE ALLOGRAFT STRUCTURAL STRUT (DISTAL FEMUR) ASSORTED SIZES
21108 | 4229554514200 | BONE GRAFT SYNTHETIC INJECTABLE BONE GRAFT SUBSTITUTE WITH ANTIBIOTIC 5CC OR EQUIVALENT
21109 | 4229554514300 | BONE ALLOGRAFT POWDER DEMINERALIZED FREEZE DRIED 20CC OR EQUIVALENTS
21110 | 4229554514400 | BONE GRAFT SYNTHETIC INJECTABLE BONE GRAFT SUBSTITUTE WITH ANTIBIOTIC 10CC OR EQUIVALENT
21111 | 4229554514500 | BONE GRAFT SYNTHETIC INJECTABLE BONE GRAFT SUBSTITUTE WITH ANTIBIOTIC 20CC OR EQUIVALENT
21112 | 4229554514700 | BONE ALLOGRAFT DEMINERALIZED BONE MATRIX PUTTY 5CC OR EQUIVALENTS
21113 | 4229554515100 | BONE GRAFT MINI BEAD KIT RESORBABLE STANDARD CURE 5CC OR EQUIVALENTS
21114 | 4229554515200 | BONE ALLOGRAFT DEMINERALIZED BONE MATRIX STRIPS 10CM OR EQUIVALENT
21115 | 4229554515300 | BONE GRAFT INJECTABLE CORE DECOMPRESSION KIT 15CC OR EQUIVALENTS
21116 | 4229554515400 | BONE GRAFT MINI BEAD KIT RESORBABLE FAST CURE 5CC OR EQUIVALENTS
21117 | 4229554515600 | BONE GRAFT INJECTABLE SYNTHETIC MATERIAL 20CC OR EQUIVALENT
21118 | 4229554515800 | BONE GRAFT BEAD KIT RESORBABLE STANDARD CURE 25CC OR EQUIVALENTS
21119 | 4229554515900 | BONE GRAFT BEAD KIT RESORBABLE FAST CURE 25CC OR EQUIVALENTS
21120 | 4229554516300 | BONE AUGMENT INJECTABLE 1.5CC OR EQUIVALENT
21121 | 4229554516600 | BONE GRAFT SYNTHETIC INJECTABLE BONE GRAFT SUBSTITUTE 5CC OR EQUIVALENT
21122 | 4229554517100 | BONE GRAFT SYNTHETIC PUTTY 5CC OR EQUIVALENT
21123 | 4229554517200 | BONE GRAFT SYNTHETIC PUTTY 1CC OR EQUIVALENT
21124 | 4229554517300 | BONE GRAFT SYNTHETIC PUTTY 3CC OR EQUIVALENT
21125 | 4229554517400 | BONE GRAFT SYNTHETIC STRIPS 5CM OR EQUIVALENT
21126 | 4229554517500 | BONE ALLOGRAFT STRUCTURAL FIBULA ASSORTED SIZES
21127 | 4229554517600 | BONE GRAFT SYNTHETIC PUTTY 0.5CC OR EQUIVALENT
21128 | 4229554517700 | BONE GRAFT SYNTHETIC STRIPS 10CM OR EQUIVALENT
21129 | 4229554517800 | BONE GRAFT SYNTHETIC STRIPS 15CM OR EQUIVALENT
21130 | 4229554517900 | BONE GRAFT SYNTHETIC STRIPS 20CM OR EQUIVALENT
21131 | 4229554518000 | BONE ALLOGRAFT FEMORAL HEAD FROZEN
21132 | 4229554518100 | BONE ALLOGRAFT CORTICAL/CANCELLOUS CHIPS FREEZE DRIED 30 CC OR EQUIVALENT
21133 | 4229554518200 | BONE ALLOGRAFT DEMINERALIZED BONE MATRIX STRIPS 5CM OR EQUIVALENT
21134 | 4229554518300 | BONE ALLOGRAFT STRUCTURAL HEMI CONDYLAR ASSORTED SIZES
21135 | 4229554518400 | BONE ALLOGRAFT CANCELLOUS CHIPS FREEZE DRIED 15CC OR EQUIVALENT
21136 | 4229554518500 | BONE ALLOGRAFT CANCELLOUS BLOCK FREEZE DRIED SIZE 30 MM-20 MM-20 MM OR EQUIVALENT
21137 | 4229554518600 | BONE ALLOGRAFT CANCELLOUS BLOCK FREEZE DRIED SIZE 30 MM-25 MM-25 MM OR EQUIVALENT
21138 | 4229554518700 | BONE ALLOGRAFT CORTICAL CANCELLOUS GRANULES 15CC OR EQUIVALENT DIFFERENT VOLUMES
21139 | 4229554518800 | BONE ALLOGRAFT CORTICAL CANCELLOUS GRANULES 30CC OR EQUIVALENT DIFFERENT VOLUMES
21140 | 4229554518900 | BONE ALLOGRAFT CORTICAL CANCELLOUS GRANULES 60CC OR EQUIVALENT DIFFERENT VOLUMES
21141 | 4229554519000 | BONE ALLOGRAFT CORTICAL/CANCELLOUS BLOCK FREEZE DRIED SIZE 15 MM-20 MM-10 MM OR EQUIVALENT
21142 | 4229554519100 | BONE ALLOGRAFT CORTICAL/CANCELLOUS BLOCK FREEZE DRIED SIZE 30 MM-15 MM-15 MM OR EQUIVALENT
21143 | 4229554519200 | BONE ALLOGRAFT CORTICAL/CANCELLOUS BLOCK FREEZE DRIED SIZE 30 MM-20 MM-20 MM OR EQUIVALENT
21144 | 4229554519300 | BONE ALLOGRAFT CORTICAL/CANCELLOUS BLOCK FREEZE DRIED SIZE 30 MM-25 MM-25 MM OR EQUIVALENT
21145 | 4229554519400 | BONE ALLOGRAFT CORTICAL/CANCELLOUS CHIPS FREEZE DRIED 15 CC OR EQUIVALENT
21146 | 4229554519500 | BONE ALLOGRAFT CORTICAL/CANCELLOUS CHIPS FREEZE DRIED 45 CC OR EQUIVALENT
21147 | 4229554519600 | BONE ALLOGRAFT DEMINERALIZED BONE MATRIX STRIPS 15CM OR EQUIVALENT
21148 | 4229554519700 | BONE ALLOGRAFT DEMINERALIZED BONE MATRIX STRIPS 20CM OR EQUIVALENT
21149 | 4229554519800 | BONE ALLOGRAFT FEMORAL HEAD FREEZE DRIED
21150 | 4229554519900 | BONE ALLOGRAFT STRUCTURAL STRUT (DISTAL TIBIA) ASSORTED SIZES
21151 | 4229554520000 | BONE ALLOGRAFT STRUCTURAL STRUT (PROXIMAL FEMUR) ASSORTED SIZES
21152 | 4229554520100 | BONE ALLOGRAFT STRUCTURAL STRUT (PROXIMAL TIBIA) ASSORTED SIZES
21153 | 4229554520200 | BONE ALLOGRAFT STRUCTURAL STRUT (WHOLE FEMUR) ASSORTED SIZES
21154 | 4229554520300 | BONE ALLOGRAFT STRUCTURAL STRUT (WHOLE TIBIA) ASSORTED SIZES
21155 | 4229554520400 | BONE GRAFT SYNTHETIC WITH ANTIBIOTIC FOR MINIMAL INVASIVE SURGERY ASSORTED SIZES OR EQUIVALENTS AS REQUESTED BY END USER
21156 | 4229554520500 | BONE ALLOGRAFT INJECTABLE DEMINERALIZED BONE MATRIX PUTTY 10CC OR EQUIVALENT ORTHOPEDIC
21157 | 4229554600300 | MESH LIGHTWEIGHT MACROPOROUS PARTIALLY ABSORBED FLAT SHEET FOR OPEN HERNIA REPAIR SURGERY SIZE 30 X 30 CM ( +/- 2 CM ) DISPOSABLE STERILE
21158 | 4229554601000 | RIGID SCOPE PROTECTOR MADE OF POLYMER TO PROTECT THE RIGID SCOPE LENS FROM DAMAGE AUTOCLAVABLE FIT UO TO 5 MM DIAMETER SCOPE.
21159 | 4229554900800 | BLACK IRIS DISC FOR PROSTHETIC EYES SIZE 10 MM OR 10.5 MM (PCS=EACH)
21160 | 4229554900900 | BLACK IRIS DISC FOR PROSTHETIC EYES SIZE 11.5 MM (PCS=EACH)
21161 | 4229554901000 | BLACK IRIS DISC FOR PROSTHETIC EYES SIZE 12 MM (PCS=EACH)
21162 | 4229554901100 | BLACK IRIS DISC FOR PROSTHETIC EYES SIZE 12.5 MM (PCS=EACH)
21163 | 4229554901200 | BLACK IRIS DISC FOR PROSTHETIC EYES SIZE 13 MM (PCS=EACH)
21164 | 4229554901300 | BLACK IRIS DISC FOR PROSTHETIC EYES SIZE 13.5 MM (PCS=EACH)
21165 | 4229554901400 | BROWN IRIS DISC FOR PROSTHETIC EYES SIZE 10 MM OR 10.5 MM (PCS=EACH)
21166 | 4229554901500 | BROWN IRIS DISC FOR PROSTHETIC EYES SIZE 11.5MM (PCS=EACH)
21167 | 4229554901600 | BROWN IRIS DISC FOR PROSTHETIC EYES SIZE 12 MM (PCS=EACH)
21168 | 4229554901700 | BROWN IRIS DISC FOR PROSTHETIC EYES SIZE 12.5 MM (PCS=EACH)
21169 | 4229554901800 | BROWN IRIS DISC FOR PROSTHETIC EYES SIZE 13 MM (PCS=EACH)
21170 | 4229554901900 | BROWN IRIS DISC FOR PROSTHETIC EYES SIZE 13.5 MM (PCS=EACH)
21171 | 4229554902000 | CORNEAL UNITS FLAT (DIAMETER: 10 MM OR 10.5 PUPIL SIZE: 2 OR 3MM) (PCS=EACH)
21172 | 4229554902100 | CORNEAL UNITS FLAT (DIAMETER: 11 MM PUPIL SIZE: 2 OR 3MM) (PCS=EACH)
21173 | 4229555200300 | "VENT FOR LEFT VENTRICLE ADULT ASSORTED SIZES ACCORDING TO HOSPITAL REQUEST DISPOSABLE STERILE"
21174 | 4229555200400 | "VENT FOR LEFT VENTRICLE PEDIATRIC ASSORTED SIZES ACCORDING TO HOSPITAL REQUEST DISPOSABLE STERILE"
21175 | 4229555300000 | TISSUE TRANSPLANT HUMAN FASCIA LATA SOFT TISSUE MATRIX EYELID PTOSIS SURGERY STERILE
21176 | 4229560107100 | SET EXTERNAL DRAINAGE CEREBROSPINAL FLUID SYSTEM CODMAN OR EQUIVALENT
21177 | 4229560107800 | ELECTRODES BIPOLAR COAGULATION WITH NEEDLE STERILE DISPOSABLE
21178 | 4229560108100 | DRESSING SECUREMENT FOR ADULT ARTERIAL CATHETER INDIVIDUALLY PACKAGE DISPOSABLE STERILE
21179 | 4229560108200 | DRESSING SECUREMENT FOR DIALYSIS FISTULA NEEDLE INDIVIDUALLY PACKAGE DISPOSABLE STERILE
21180 | 4229560108300 | DRESSING FOR SECURING PRODUCT FOR EXTRA SMALL HYDROCOLLOID SECUREMENT INDIVIDUALLY PACKAGE DISPOSABLE STERILE
21181 | 4229560108400 | DRESSING SECUREMENT FOR ADULT FOLEY CATHETER INDIVIDUALLY PACKAGE DISPOSABLE STERILE
21182 | 4229560108500 | DRESSING SECUREMENT FOR LARGE NASAL GASTRIC HYDROCOLLOID INDIVIDUALLY PACKAGE DISPOSABLE STERILE
21183 | 4229560108600 | SIZER FOR REFLUX MANAGEMENT SYSTEM FOR LAPAROSCOPIC DISPOSABLE STERILE
21184 | 4229560300500 | KIT FOR LUMBAR PUNCTURE WITHOUT MANOMETER PEDIATRIC/INFANT WITH 22 G X 1.5 INCH (3.8 CM) NEEDLE STERILE
21185 | 4229560300600 | KIT FOR LUMBAR PUNCTURE 22G X 1.5 TRAY FOR NEONATE FREE OF DEHP AND LATEX CONTENTS: (1) 22 GA X 1.5 INCH SPINAL NEEDLE (4) NUMBERED SPECIME N TUBES W/ SCREW CAP (1) 4-PLY POLY DRAPE TOWEL (2) POINT-LOK SHARPS CONTAINERS (1) 3 PK IODOPHOR SWABSTICKS (1) SPOTADHESIVE BANDAGE (1) NEO CATH DRAPE 12 INCH X 20 INCH (4) 2 INCH X2 INCH GAUZE
21186 | 4229560300700 | TRAY FOR LUMBER PUNCTURE ADULT CONTAINS: 25 G X 5/8 INCH NEEDLE PRE ATTACHED TO 3 ML PLASTIC LUER SLIP SYRINGE NEEDLE 18 G X 3.5 INCH NEED LE 20 G X 3.5 INCH NEEDLE 22 G X 3.5 INCH 4 WAYS STOPCOCK MANOMETER 5 INCH EXTENSION TUBING 5 ML LIDOCAINE 1% SPECIMEN VIALS WITH LABELS NEEDLE STICK PAD ADHESIVE BANDAGE SPONGE APPLICATORS TOWELS AND FENESTRATED DRAPE IODINE SOLUTION DISPOSABLE STERILE
21187 | 4229580200000 | TUBING MANIFOLD 23 KHZ SHOULD BE COMPATIBLE WITH HOSPITAL MACHINE
21188 | 4229580200400 | ABLATION TISSUE PROSTATE THERAPY SYSTEM WITH STERILE CABLE AND TUBING STERILE SYRINGE STERILE SPIKE ADAPTOR AND 50ML STERILE WATER VIAL
21189 | 4229580301600 | CATHETER FOCAL ABLATION BY FREEZING SHORT 7F - 4 X TIP W/CABLES
21190 | 4229580301700 | CATHETER FOCAL ABLATION BY FREEZING LARGE 9F - 8 X TIP W/CABLES
21191 | 4229580500000 | CATHETER UTERINE BALLOON FOR ENDOMETRIAL THERMAL ABLATION AVERAGE 4 TO 6 MM SILICONE FOR CLOSED AUTOMATED ENDOMETRIAL THERMAL ABLATION SYS TEM (GENERATOR/SYSTEM TO BE PROVIDED WITH AN ORDER OF 30 BALLOONS FREE OF CHARGE) DISPOSABLE STERILE
21192 | 4229580902600 | CANNULA RADIOFREQUENCY PAIN MANAGEMENT CONVENTIONAL/RADIOPAQUE/STRAIGHT/ACTIVE TIP GAUGE: 22G DIA: 5.0MM LENGTH: 100.0MM
21193 | 4229580903000 | TIP CURVED EXTENDED MICROTIP 36 KHZ SHOULD BE COMPATIBLE WITH HOSPITAL MACHINE
21194 | 4229580903100 | TIP CURVED EXTENDED STANDARD TIP 36 KHZ SHOULD BE COMPATIBLE WITH HOSPITAL MACHINE
21195 | 4229580903200 | TIP STRAIGHT EXTENDED MICROTIP 36 KHZ SHOULD BE COMPATIBLE WITH HOSPITAL MACHINE
21196 | 4229580903300 | "RADIOFREQUENCY MICRO ABLATION CATHETER FOR CARDIAC ELECTROPHYSIOLOGY IRRIGATED TIP ASSORTED SIZES AS PER HOSPITAL REQUEST"
21197 | 4229580903400 | 3D MAPPING MICROELECTRODE IRRIGATED ABLATION EP CATHETER
21198 | 4229580903500 | 3D MAPPING NAVIGATION ENABLED ABLATION EP CATHETER
21199 | 4229580903600 | 3D MAPPING NAVIGATION ENABLED MICROELECTRODE ABLATION EP CATHETER
21200 | 4229580903700 | "RADIOFREQUENCY ABLATION CATHETER FOR CARDIAC ELECTROPHYSIOLOGY IRRIGATED TIP WITH CONTACT FORCE ASSORTED SIZES AS PER HOSPITAL REQUEST"
21201 | 4229580903800 | ELECTRODE EDGE COATED BLADE EXTENDED INSULATED TOTAL LENGTH 16.51CM ACTIVE LENGTH 5.1 CM.
21202 | 4229581000600 | NEEDLE RADIOFREQUENCY ABLATION STRAIGHT/ACTIVE TIP/DISPOSABLE GAUGE: 22G LENGTH: 5.0CM TIP LENGTH: 5.0MM
21203 | 4229581000800 | NEEDLE RADIOFREQUENCY ABLATION STRAIGHT/ACTIVE TIP/DISPOSABLE GAUGE: 22G LENGTH: 10.0CM TIP LENGTH: 10.0MM
21204 | 4229581001000 | NEEDLE RADIOFREQUENCY ABLATION STRAIGHT/ACTIVE TIP/DISPOSABLE GAUGE: 20G LENGTH: 15.0CM TIP LENGTH: 10.0MM
21205 | 4229581001100 | NEEDLE RADIOFREQUENCY ABLATION CURVED/ACTIVE TIP/DISPOSABLE GAUGE: 22G LENGTH: 5.4CM TIP LENGTH: 10.0MM
21206 | 4229581001200 | NEEDLE RADIOFREQUENCY ABLATION CURVED/ACTIVE TIP/DISPOSABLE GAUGE: 22G LENGTH: 10.0CM TIP LENGTH: 10.0MM
21207 | 4229581001300 | NEEDLE RADIOFREQUENCY ABLATION CURVED/ACTIVE TIP/DISPOSABLE GAUGE: 20G LENGTH: 15.0CM TIP LENGTH: 10.0MM
21208 | 4229581001400 | NEEDLE RADIOFREQUENCY ABLATION CURVED/ACTIVE TIP/DISPOSABLE GAUGE: 18G LENGTH: 15.0CM TIP LENGTH: 10.0MM
21209 | 4229581001500 | NEEDLE RADIOFREQUENCY ABLATION CURVED/ACTIVE TIP/DISPOSABLE GAUGE: 18G LENGTH: 10.0CM TIP LENGTH: 10.0MM
21210 | 4229581002100 | "SURGICAL ABLATION CRYO PROBE WITH ACTIVE THAW FEATURE ALLOWING FOR QUICK REMOVAL FROM FROZEN TISSUE WITHOUT THE NEED FOR EXTERNAL IRRIGATION MACHINE PROVIDED FOC TO THE REQUESTING HOSPITAL DISPOSABLE STERILE"
21211 | 4229590100300 | LUMEN APPOSING METAL STENT FOR PSEUDOCYST DRAINAGE WITHOUT ELECTROCAUTERY ASSORTED SIZES AND DIAMETER
21212 | 4229590100600 | PANCREATIC SINGLE PIGTAIL PLASTIC STENT WITHOUT INTERNAL FLAP (STENT WITHOUT PUSHER) ASSORTED SIZES
21213 | 4229590205200 | MONTGOMERY SAFE T-TUBE OR EQUIVALENT ASSORTED SIZES
21214 | 4229590301100 | STENT BALLOON UTERINE 4 CM DIAMETER 4 CM LENGTH 9 FRENCH INFLATION LINE 10 ML SYRINGE STERILE
21215 | 4229590301300 | STENT URETHRAL POST HYPOSPADIAS 8 FRENCH X 10-12 CM STERILE
21216 | 4229590302500 | SET STENT INDWELLING POLYURETHANE DOUBLE URETERAL PIGTAIL STENT OPEN ENDED TAPERED TIP WITH HOLES IN THE BODY WITH COMPATIBLE GUIDEWIRE AND LOCKABLE PUSHER RADIO-OPAQUE SIZE: CH 4.7 - 5.0 20 CM DISPOSABLE STERILE
21217 | 4229590302700 | SET STENT INDWELLING POLYURETHANE DOUBLE URETERAL PIGTAIL STENT OPEN ENDED TAPERED TIP WITH HOLES IN THE BODY WITHOUT GUIDEWIRE AND WITH LOCKABLE PUSHER RADIO-OPAQUE SIZE: CH 6 28 CM DISPOSABLE STERILE
21218 | 4229590302800 | SET STENT SILICONE COATED DOUBLE URETERAL OPEN ENDED TAPERED TIP WITH HOLES IN THE BODY WITHOUT GUIDEWIRE AND WITH LOCKABLE PUSHER RADIO-OPAQUE SIZE: CH 6.0 20 CM DISPOSABLE STERILE
21219 | 4229590302900 | SET STENT SILICONE COATED DOUBLE URETERAL OPEN ENDED TAPERED TIP WITH HOLES IN THE BODY WITHOUT GUIDEWIRE AND WITH LOCKABLE PUSHER RADIO-OPAQUE SIZE: CH 6.0 22 CM DISPOSABLE STERILE
21220 | 4229590303000 | SET STENT SILICONE COATED DOUBLE URETERAL OPEN ENDED TAPERED TIP WITH HOLES IN THE BODY WITHOUT GUIDEWIRE AND WITH LOCKABLE PUSHER RADIO-OPAQUE SIZE: CH 6.0 24 CM DISPOSABLE STERILE
21221 | 4229590303100 | SET STENT MULTIPURPOSE FOR POST PYELOPLASTY RADIOPAQUE WITH GUIDEWIRE SIZE: 4.7 FRENCH 10-22 CM STERILE
21222 | 4229590315600 | STENT URETHRAL POST HYPOSPADIAS 10 FRENCH X 10-12 CM STERILE
21223 | 4229590316100 | STENT URETERAL MULTI-LENGTH 4 FRENCH 22-32 CM WITH NITINOL COATING SET WITH PTFE COATED GUIDEWIRE 0.038 INCH STERILE
21224 | 4229590316200 | STENT URETERAL SINGLE LOOP SIZE 6 FR LENGTH 70-90 CM STERILE
21225 | 4229590316300 | STENT URETERAL SINGLE LOOP SIZE 7 FR LENGTH 70-90 CM STERILE
21226 | 4229590316400 | STONE RETRIEVAL COIL NITINOL SIZE 3 FR LENGTH 70 - 80 CM STERILE
21227 | 4229590502100 | FULLY COVERED SELF EXPANDING PYLORIC/DUODENAL METALLIC STENT ASSORTED SIZES AND DIAMETERS
21228 | 4229590502200 | PARTIALLY COVERED SELF EXPANDING PYLORIC/DUODENAL METALLIC STENT ASSORTED SIZES AND DIAMETERS
21229 | 4229590502300 | PANCREATIC PLASTIC STENT STRAIGHT WITHOUT INTERNAL FLAP SET (STENT WITH PUSHER) LONG WIRE SYSTEM ASSORTED SIZES
21230 | 4229590502400 | PANCREATIC PLASTIC STENT STRAIGHT WITHOUT INTERNAL FLAP SET (STENT WITH PUSHER) SHORT WIRE SYSTEM ASSORTED SIZES
21231 | 4229590502500 | PANCREATIC PLASTIC STENT STRAIGHT WITH INTERNAL FLAP (STENT WITHOUT PUSHER) ASSORTED SIZES
21232 | 4229590502600 | PANCREATIC PLASTIC STENT STRAIGHT WITH INTERNAL FLAP SET (STENT WITH PUSHER) LONG WIRE SYSTEM ASSORTED SIZES
21233 | 4229590502700 | PANCREATIC PLASTIC STENT STRAIGHT WITH INTERNAL FLAP SET (STENT WITH PUSHER) SHORT WIRE SYSTEM ASSORTED SIZES
21234 | 4229590502800 | PANCREATIC SINGLE PIGTAIL PLASTIC STENT WITHOUT INTERNAL FLAP SET (STENT WITH PUSHER) LONG WIRE SYSTEM ASSORTED SIZES
21235 | 4229590502900 | PANCREATIC SINGLE PIGTAIL PLASTIC STENT WITHOUT INTERNAL FLAP SET (STENT WITH PUSHER) SHORT WIRE SYSTEM ASSORTED SIZES
21236 | 4229590503000 | PANCREATIC SINGLE PIGTAIL PLASTIC STENT WITH INTERNAL FLAP (STENT WITHOUT PUSHER) ASSORTED SIZES
21237 | 4229590503100 | PANCREATIC SINGLE PIGTAIL PLASTIC STENT WITH INTERNAL FLAP SET (STENT WITH PUSHER) LONG WIRE SYSTEM ASSORTED SIZES
21238 | 4229590503200 | PANCREATIC SINGLE PIGTAIL PLASTIC STENT WITH INTERNAL FLAP SET (STENT WITH PUSHER) SHORT WIRE SYSTEM ASSORTED SIZES
21239 | 4229590503300 | BILIARY PRELOADED PLASTIC STENT WITH ASSORTED TYPES (FLAP NUMBER AND SHAPE) SET (WITH DELIVERY SYSTEM AND PUSHER) SHORT WIRE SYSTEM ASSORTED SIZES
21240 | 4229590503400 | BILIARY FULLY COVERED METALLIC STENT LONG WIRE SYSTEM 4CM
21241 | 4229590503500 | BILIARY FULLY COVERED METALLIC STENT SHORT WIRE SYSTEM 4CM
21242 | 4229590503600 | BILIARY PARTIALLY COVERED METALLIC STENT LONG WIRE SYSTEM 4CM
21243 | 4229590503700 | BILIARY PARTIALLY COVERED METALLIC STENT LONG WIRE SYSTEM ASSORTED LENGTH ASSORTED DIAMETER
21244 | 4229590503800 | BILIARY PARTIALLY COVERED METALLIC STENT SHORT WIRE SYSTEM 4CM
21245 | 4229590503900 | BILIARY UNCOVERED METALLIC STENT LONG WIRE SYSTEM 4CM
21246 | 4229590504000 | BILIARY UNCOVERED METALLIC STENT SHORT WIRE SYSTEM 4CM
21247 | 4229590504100 | PANCREATIC PLASTIC STENT SOFT MULTIPLE DRAINAGE HOLES WITHOUT FLAP (STENT WITH PUSHER) ASSORTED SIZES
21248 | 4229590600700 | FULLY COVERED SELF EXPANDING ESOPHAGEAL METALLIC STENT ASSORTED SIZES AND DIAMETERS
21249 | 4229590600800 | PARTIALLY COVERED SELF EXPANDING ESOPHAGEAL METALLIC STENT (UNCOVERED FLANGES WITH COVERED STENT BODY) ASSORTED SIZES AND DIAMETERS
21250 | 4229590608500 | STENT ESOPHAGEAL COVERED SELF-EXPANDABLE LOW PROFILE ASSORTED SIZES STENT DIAMETER AND LENGTH AS PER HOSPITAL REQUEST
21251 | 4229590900000 | KEEL MONTGOMERY LARYNGEAL ASSORTED SIZES
21252 | 4229590900100 | STENT LARYNGEAL ANTERIOR COMMISSURE
21253 | 4229590900200 | STENT MONTGOMERY LARYNGEAL ASSORTED SIZES
21254 | 4229590900300 | STENT RUTTER SUPRA STOMAL ASSORTED SIZES
21255 | 4229591001800 | BILIARY UNCOVERED SELF METALLIC STENT LONG WIRE SYSTEM ASSORTED LENGTH ASSORTED DIAMETER
21256 | 4229591002100 | BILIARY PLASTIC STENT WITH ASSORTED TYPES (FLAP NUMBER AND SHAPE) (WITHOUT DELIVERY SYSTEM AND PUSHER) ASSORTED SIZES
21257 | 4229591107500 | STENT PERIPHERAL SELF-EXPANDABLE ASSORTED SIZES STENT DIAMETER AND LENGTH AS PER HOSPITAL REQUEST
21258 | 4229591115900 | STENT PERIPHERAL BALLOON-EXPANDABLE ASSORTED SIZES STENT DIAMETER AND LENGTH AS PER HOSPITAL REQUEST
21259 | 4229591116000 | STENT PERIPHERAL COVERED SELF-EXPANDABLE LOW PROFILE 5-10FR DELIVERY SYSTEM ASSORTED SIZES STENT DIAMETER AND LENGTH AS PER HOSPITAL REQUEST
21260 | 4229591116100 | STENT PERIPHERAL COVERED BALLOON-EXPANDABLE ASSORTED SIZES STENT DIAMETER AND LENGTH AS PER HOSPITAL REQUEST
21261 | 4229591200100 | STENT PRE-MOUNTED FOR AORTIC COARCTATION ASSORTED BARE/COVERED AS PER HOSPITAL REQUEST
21262 | 4229591214900 | STENT VENOUS SELF-EXPANDABLE OBLIQUE END ASSORTED SIZES AS PER HOSPITAL REQUEST
21263 | 4229591304900 | LOW PROFILE INTRALUMINAL FLOW DIVERTER STENT OVER 0.017INCH DELIVERY SYSTEM FOR TREATMENT OF INTRACRANIAL ANEURYSM ALL DIAMETER 2.25 - 3.25X ALL LENGTH 10 - 25 X
21264 | 4229600110900 | VALVE AORTIC HEART WITH CONFORM SEWING RING ASSORTED SIZES ACCORDING TO HOSPITAL REQUEST
21265 | 4229600306900 | "RING MITRAL VALVE FULLY-RIGID ASSORTED SIZES AS PER HOSPITAL REQUEST STERILE"
21266 | 4229600307000 | "TISSUE VALVE IMPLANT MITRAL MOUNTED ASSORTED SIZES AS PER HOSPITAL REQUEST"
21267 | 4229600500700 | PERCUTANEOUS MITRAL ANNULOPLASTY CS DEVICE COMPLETE SET ASSORTED SIZES ACCORDING TO HOSPITAL REQUEST
21268 | 4229600506500 | "RING MITRAL VALVE HYBRID ASSORTED SIZES AS PER HOSPITAL REQUEST STERILE"
21269 | 4229600601800 | "VASCULAR GRAFT EARLY ACCESS 6 MM X 40-50 CM STERILE"
21270 | 4229600602300 | "VASCULAR GRAFT PTFE ANTI-THROMBOTIC AGENT COATED SIZE 4 -7 MM X 45 - 50 CM STERILE"
21271 | 4229600605600 | CARDIOVASCULAR PATCH EPTFE CVP 2.0 CM X 9.0 CM X 0.4 MM
21272 | 4229600606200 | VASCULAR GRAFT REINFORCED EXPANDED TAPERED POLYTETRA FLUORO ETHYLENE (PTFE) FOR ANGIOACCESS INTERNAL DIAMETER 4-5MM WALL THICKNESS 0.64MM 40CM LONG IMPREGNATED WITH SIROLIMUS
21273 | 4229600606500 | VASCULAR GRAFT REINFORCED EXPANDED RINGED POLYTETRA FLUORO ETHYLENE (PTFE) FOR ANGIOACCESS INTERNAL DIAMETER 6 MM WALL THICKNESS 0.60 MM 40 CM LONG WITH 5 CM RING SECTION IMPREGNATED WITH SIROLIMUS
21274 | 4229600606600 | VASCULAR GRAFT REINFORCED EXPANDED RINGED POLYTETRA FLURO ETHYLENE (PTFE) FOR ANGIOACCESS INTERNAL DIAMETER 6 MM WALL THICKNESS 0.60 MM 40 CM LONG WITH 5 CM RING SECTION
21275 | 4229600606700 | VASCULAR GRAFT REINFORCED EXPANDED STRAIGHT POLYTETRA FLUORO ETHYLENE (PTFE) FOR ANGIOACCESS INTERNAL DIAMETER 6 MM WALL THICKNESS 0.64 MM 40 CM LONG
21276 | 4229600607200 | "PATCH PET KNITTED DOUBLE VELOUR SIZE 1 CM X 7.5 CM (+/- 0.5 CM) THICKNESS 0.4 MM STERILE"
21277 | 4229600618300 | ALLOGENEIC NATURAL COLLAGEN MATRIX USED FOR GRAFTING AND REINFORCEMENT
21278 | 4229600618400 | VASCULAR GRAFT REINFORCED EXPANDED STRAIGHT POLYTETRA FLUORO ETHYLENE (PTFE) FOR ANGIOACCESS INTERNAL DIAMETER 6 MM WALL THICKNESS 0.64 MM 40 CM LONG IMPREGNATED WITH SIROLIMUS
21279 | 4229600618500 | VASCULAR GRAFT REINFORCED EXPANDED TAPERED POLYTETRA FLUORO ETHYLENE (PTFE) FOR ANGIOACCESS INTERNAL DIAMETER 4 - 5 MM WALL THICKNESS 0.64 MM 40 CM LONG.
21280 | 4229600641000 | OCCLUSION BALLOON FOR ABDOMINAL/THORACIC AORTA POST STENT DILATATION ASSORTED SIZES AS PER HOSPITAL REQUEST
21281 | 4229600645100 | "GRAFT EARLY ACCESS EPTFE TAPERED HEPARIN-BONDED SIZE 4-7 MM X 45-50 CM STERILE"
21282 | 4229600645200 | "GRAFT TAPERED HEPARIN-BONDED SIZE 4-7 MM X 45-50 CM STERILE"
21283 | 4229600645300 | GRAFT VALVE HEART CONDUIT W/ ABLATION DIATHERMY PEN ASCENDING AORTIC PROSTHESIS ASSORTED SIZE ACCORDING TO HOSPITAL REQUEST
21284 | 4229600645400 | "GRAFT VASCULAR EPTFE HEPARIN-BONDED SIZE 4 -7 MM X 45 - 50 CM STERILE"
21285 | 4229600645500 | WOVEN AORTIC ARCH SINGLE BRANCH LENGTH 50CM ASSORTED SIZES ACCORDING TO HOSPITAL REQUEST
21286 | 4229600645600 | GRAFT VASCULAR HEPARIN END POINT COVALENT BONDED EPTFE (EXPANDED POLYTETRAFLUOROETHYLENE) COVERED STENT GRAFT IN VARIOUS DIAMETERS AND LENGTHS (DIAMETER 5-11 MM LENGTH 19-79 MM)
21287 | 4229600645700 | "GRAFT VASCULAR HEPARIN-BONDED EPTFE THIN WALLED 6 MM X 40 CM STERILE"
21288 | 4229600645800 | "GRAFT VASCULAR HEPARIN-BONDED EPTFE THIN WALLED 8 MM X 40 CM STERILE"
21289 | 4229600645900 | "GRAFT VASCULAR HEPARIN-BONDED EPTFE THIN WALLED REMOVABLE RINGS 8 MM X 80 CM STERILE"
21290 | 4229600646000 | "GRAFT VASCULAR EPTFE HEPARIN-BONDED THIN WALLED REMOVABLE RINGS 6MM X 80 CM STERILE"
21291 | 4229600646100 | WOVEN VASCULAR PRODUCTS HEMASHIELD PLATINUM WOVEN DOUBLE VELOUR VASCULAR GRAFTS LENGTH 15 CM ASSORTED SIZES ACCORDING TO HOSPITAL REQUEST
21292 | 4229600646200 | WOVEN VASCULAR PRODUCTS HEMASHIELD PLATINUM WOVEN DOUBLE VELOUR VASCULAR GRAFTS LENGTH 30 CM ASSORTED SIZES ACCORDING TO HOSPITAL REQUEST
21293 | 4229600646300 | "GRAFT AORTIC WOVEN MULTIBRANCHED IMPREGNATED ASSORTED SIZES AS PER HOSPITAL REQUEST STERILE"
21294 | 4229601104600 | EMBOLIZATION COIL DETACHABLE NON-FIBERED COIL MRI COMPATIBLE MECHANICAL DETACHMENT MECHANISM PRE- LOADED COIL/DELIVERY SYSTEM 0.035IN DELIVERY SYSTEM ASSORTED CONFIGURATIONS-DIAMETER-LENGTH AS PER HOSPITAL REQUEST STERILE DETACHMENT DEVICE MUST BE PROVIDED FREE OF CHARGE WITH EVERY THREE COILS PURCHASED
21295 | 4229601104700 | EMBOLIZATION COIL DETACHABLE NON-FIBERED COIL MRI COMPATIBLE MECHANICAL DETACHMENT MECHANISM PRE- LOADED COIL/DELIVERY SYSTEM 0.018IN DELIVERY SYSTEM ASSORTED CONFIGURATIONS-DIAMETER-LENGTH AS PER HOSPITAL REQUEST STERILE DETACHMENT DEVICE MUST BE PROVIDED FREE OF CHARGE WITH EVERY THREE COILS PURCHASED
21296 | 4229610007200 | TUBING MANIFOLD 36 KHZ SHOULD BE COMPATIBLE WITH HOSPITAL MACHINE
21297 | 4229610008300 | "BALLOON GUIDE CATHETER FOR NEURO INTERVENTION ASSORTED SIZES AS PER HOSPITAL REQUEST"
21298 | 4229610011800 | COIL DETACHMENT CONTROLLER IT SHOULD BE COMPATIBLE WITH THE COIL MANUFACTURER NEURO
21299 | 4229610014000 | MICROCATHETER 90 DEGREE ANGLED TIP TWO DISTAL MARKERS CATHETER LENGTH: 155 CM DISTAL LENGTH: 15 CM OUTER DIAMETER 2.3 F INNER DIAMETER 1.9FR 0.014 IN-0.018IN GUIDEWIRE INCLUDED DISPOSABLE STERILE
21300 | 4229610019100 | CAROTID ARTERY STENT 0.014 INCH STENT DIAMETER 5 - 8 X STENT LENGTH 30 - 40 X COMPONENT IS A DUAL - LAYER BRAIDED CLOSED CELL DESIGN COMPOSED OF A NICKEL TITANIUM (NITINOL) MATERIAL. THE STENT THE DELIVERY SYSTEM IS 143 CM LENGTH NEURO
21301 | 4229610023700 | FULLY COVERED SELF EXPANDING ESOPHAGEAL METALLIC STENT FOR POST BARIATRIC SURGERY LEAK OR FISTULA ASSORTED SIZES AND DIAMETERS
21302 | 4229610023800 | FULLY COVERED SELF EXPANDING ESOPHAGEAL METALLIC STENT FOR POST BARIATRIC SURGERY LEAK OR FISTULA WITH ANTIMIGRATORY DESIGN ASSORTED SIZES AND DIAMETERS
21303 | 4229610024400 | FULLY COVERED SELF EXPANDING COLONIC METALLIC STENT ASSORTED SIZES AND DIAMETERS
21304 | 4229610024500 | STENT FULLY COVERED TRACHEOBRONCHIAL POLYURETHANE ASSORTED SIZE S STERILE DISPOSABLE
21305 | 4229610024900 | BILIARY FULLY COVERED METALLIC STENT LONG WIRE SYSTEM ASSORTED LENGTH ASSORTED DIAMETER
21306 | 4229610026200 | UNCOVERED SELF EXPANDING COLONIC METALLIC STENT ASSORTED SIZES AND DIAMETERS
21307 | 4229610026300 | UNCOVERED SELF EXPANDING ESOPHAGEAL METALLIC STENT ASSORTED SIZES AND DIAMETERS
21308 | 4229610026500 | UNCOVERED SELF EXPANDING PYLORIC/DUODENAL METALLIC STENT ASSORTED SIZES AND DIAMETERS
21309 | 4229610026700 | CONNECTOR STAND ALONE NEEDLELESS SPLIT - SEPTUM TRANSPARENT DEVICE SHOWING THE FLOW OF FLUID LOW PROFILE MINIMUM FLOW RATE OF 470 ML/MIN EASY AND SIMPLE TO USE AND DISINFECT COMPATIBLE WITH LUER SPLIT OR LUER LOCK CONNECTIONS LOW WEIGHT MAKE FIXATION BETTER PRIMING VOLUME 0.1 ML TRI - EXTENSION ARE MICRO AND MACRO BORE DISPOSABLE STERILE
21310 | 4229610026800 | CONNECTOR STAND ALONE NEEDLELESS SPLIT - SEPTUM TRANSPARENT DEVICE SHOWING THE FLOW OF FLUID LOW PROFILE MINIMUM FLOW RATE OF 470 ML/MIN EASY AND SIMPLE TO USE AND DISINFECT COMPATIBLE WITH LUER SPLIT OR LUER LOCK CONNECTIONS LOW WEIGHT MAKE FIXATION BETTER BI - EXTENSION MACROBORE PRIMING VOLUME 0.1 ML DISPOSABLE STERILE
21311 | 4229610027000 | CONNECTOR SYRINGE WITH LUER FITTING AND T - BAR NEEDLE DISPOSABLE STERILE
21312 | 4229610027100 | EXTENSION TUBING CONNECTOR PLASTIC 1 SIDE NEEDLE FREE 15-20 CM STRAIGHT
21313 | 4229610300100 | DURAL ADHESION PREVENTION MATERIAL 1 CC OR EQUIVALENT SPINAL
21314 | 4229610300200 | DURAL ADHESION PREVENTION MATERIAL 3 CC OR EQUIVALENT SPINAL
21315 | 4229610300300 | DURAL GLUE VOLUME 2 CC OR EQUIVALENT SPINAL
21316 | 4229610300400 | DURAL GLUE VOLUME 5 CC OR EQUIVALENT SPINAL
21317 | 4229610300900 | ELECTRODE BALL IT SHOULD BE COMPATIBLE WITH THE DEVICE MANUFACTURER UNIPOLAR DISPOSABLE
21318 | 4229610301000 | ELECTRODE BALL 3 MM X 10 - 14 CM LENGTH FOR CAUTERY UNIPOLAR STERILE
21319 | 4229610302800 | ELECTRODE BALL 3 MM X 10 - 14 CM LENGTH FOR CAUTERY BIPOLAR STERILE
21320 | 4229610302900 | ELECTRODE BALL 5 MM X 10 - 14 CM LENGTH FOR CAUTERY UNIPOLAR STERILE
21321 | 4229610303200 | ELECTRODE BIPOLAR VAPORIZATION SEMIRIGID 5 FR NEEDLE ELECTRODE ANGLED 90 DEGREE LENGTH 42 CM
21322 | 4229610303300 | INSTRUMENT SEALER BIPOLAR USING RADIO FREQUENCY ENERGY AND SALINE
21323 | 4229610303400 | HEMOSTASIS SOFT PLIABLE SPONGE ABSORBABLE MICROFIBRILLAR 100 % COLLAGEN 8 CM X 6.25 CM X 1 CM DISPOSABLE STERILE
21324 | 4229610403500 | DRILL BIT 3.6MM TO 4MM ASSORTED LENGTHS
21325 | 4229610501800 | ANATOMICALLY PRE-CONTOURED TITANIUM MESH FOR CRANIAL REGION. EACH IMPLANT TO BE DELIVERED WITH DETACHABLE IDENTIFICATION TAG TO AID IN ORIENTATION . EACH IMPLANT TO BE CODED FOR ANTERIOR PARASAGITTAL SEGMENT
21326 | 4229610501900 | ANATOMICALLY PRE-CONTOURED TITANIUM MESH FOR CRANIAL REGION. EACH IMPLANT TO BE DELIVERED WITH DETACHABLE IDENTIFICATION TAG TO AID IN ORIENTATION . EACH IMPLANT TO BE CODED FOR BIFRONTAL SEGMENT
21327 | 4229610502000 | ANATOMICALLY PRE-CONTOURED TITANIUM MESH FOR CRANIAL REGION. EACH IMPLANT TO BE DELIVERED WITH DETACHABLE IDENTIFICATION TAG TO AID IN ORIENTATION . EACH IMPLANT TO BE CODED FOR FRONTOTEMPORAL PARASAGITTAL SEGMENT RIGHT
21328 | 4229610502100 | MESH ANATOMICALLY PRE-CONTOURED TITANIUM MESH FOR CRANIAL REGION. EACH IMPLANT TO BE DELIVERED WITH DETACHABLE IDENTIFICATION TAG T O AID IN ORIENTATION . EACH IMPLANT TO BE CODED FOR PARIETAL SEGMENT LEFT
21329 | 4229610502200 | ANATOMICALLY PRE-CONTOURED TITANIUM MESH FOR CRANIAL REGION. EACH IMPLANT TO BE DELIVERED WITH DETACHABLE IDENTIFICATION TAG TO AID IN ORIENTATION . EACH IMPLANT TO BE CODED FOR PARIETAL SEGMENT RIGHT
21330 | 4229610502300 | ANATOMICALLY PRE-CONTOURED TITANIUM MESH FOR CRANIAL REGION. EACH IMPLANT TO BE DELIVERED WITH DETACHABLE IDENTIFICATION TAG TO AID IN ORIENTATION . EACH IMPLANT TO BE CODED FOR POSTERIOR PARASAGITTAL SEGMENT
21331 | 4229610502400 | ANATOMICALLY PRE-CONTOURED TITANIUM MESH FOR CRANIAL REGION. EACH IMPLANT TO BE DELIVERED WITH DETACHABLE IDENTIFICATION TAG TO AID IN ORIENTATION. EACH IMPLANT TO BE CODED FRONTOTEMPORAL PARASAGITTAL SEGMENT LEFT
21332 | 4229620600000 | LARYNGEAL SUTURE KNOT PUSHER LENGTH 26CM
21333 | 4229620601000 | KNOT PUSHER THORACOSCOPIC CHITWOOD (5 MM) (TRAP MODEL) JACOBSON SPRING STYLE ROUND HANDLE FOR 2-0 AND SMALLER SUTURE 6-1/8/ 15 CM WORKING LENGTH 12-1/2/ 32 CM (OR EQUIVALENT) REUSABLE
21334 | 4229620900100 | BONE SCALPEL 12CM CLAW
21335 | 4229620900200 | BONE SCALPEL 11CM KNIFE
21336 | 4229620900300 | BONE SCALPEL 12CM 120 CLAW
21337 | 4229620900400 | BONE SCALPEL 12CM APEX 360
21338 | 4229620900500 | BONE SCALPEL 20CM APEX 360
21339 | 4229620900600 | BONE SCALPEL 11CM APEX KNIFE
21340 | 4229620900700 | BONE SCALPEL 12CM MICRO CLAW
21341 | 4229620900800 | BONE SCALPEL 18CM MICRO CLAW
21342 | 4229620900900 | BONE SCALPEL 18CM APEX MICRO CLAW
21343 | 4229621100600 | CORD MONOPOLAR HIGH FREQUENCY 3M LENGTH W/ 4 MM SINGLE PRONG PLUG REUSABLE
21344 | 4229621100700 | ENERGY ACTIVATION CABLE ETHICON GEN 11 COMPATIBLE WITH DA VINCI XI
21345 | 4229621100800 | FORCE BIPOLAR WITH DOUBLE GRIP COMPATIBLE WITH DA VINCI XI
21346 | 4229621100900 | FORCEP LONG TIP COMPATIBLE WITH DA VINCI XI
21347 | 4229621101000 | STAPLER SUREFORM 45 CURVED-TIP STERILE COMPATIBLE WITH DA VINCI XI
21348 | 4229621101100 | TRAY DAVINCI XI PROCEDURE 6 INSTRUMENTS COMPATIBLE WITH DA VINCI XI
21349 | 4229621101200 | TRAY DAVINCI XI SINGLE STAPLER AND ACCESSORY COMPATIBLE WITH DA VINCI XI
21350 | 4229621101400 | CADIERE FORCEPS COMPATIBLE WITH DA VINCI SI
21351 | 4229621101500 | COBRA GRASPER COMPATIBLE WITH DA VINCI SI
21352 | 4229621101700 | DEBAKEY FORCEPS MONOPOLAR COMPATIBLE WITH DA VINCI SI
21353 | 4229621101800 | DOUBLE FENESTRATED GRASPER COMPATIBLE WITH DA VINCI SI
21354 | 4229621101900 | FENESTRATED BIPOLAR FORCEPS COMPATIBLE WITH DA VINCI SI
21355 | 4229621102000 | HARMONIC ACE CURVED SHEARS INSERT COMPATIBLE WITH DA VINCI SI
21356 | 4229621102100 | HARMONIC ACE CURVED SHEARS COMPATIBLE WITH DA VINCI SI
21357 | 4229621102200 | LARGE NEEDLE DRIVER COMPATIBLE WITH DA VINCI SI
21358 | 4229621102300 | MARYLAND BIPOLAR FORCEPS COMPATIBLE WITH DA VINCI SI
21359 | 4229621102400 | MONOPOLAR CURVED SCISSOR (HOT SHEARS) COMPATIBLE WITH DA VINCI SI REQUIRES TIP COVER ACCESSORY
21360 | 4229621102500 | PERMANENT CAUTERY HOOK COMPATIBLE WITH DA VINCI SI
21361 | 4229621102600 | PROGRASP FORCEPS COMPATIBLE WITH DA VINCI SI
21362 | 4229621102800 | TENACULUM FORCEPS COMPATIBLE WITH DA VINCI SI
21363 | 4229621102900 | LARGE CLIP APPLIER COMPATIBLE WITH DA VINCI SI
21364 | 4229621103000 | MEDIUM-LARGE CLIP APPLIER COMPATIBLE WITH DA VINCI SI
21365 | 4229621103100 | SMALL CLIP APPLIER COMPATIBLE WITH DA VINCI SI
21366 | 4229621103200 | 8 MM BLADELESS OBTURATOR (DISPOSABLE) COMPATIBLE WITH DA VINCI SI
21367 | 4229621103300 | 8 MM BLADELESS OBTURATOR LONG (DISPOSABLE) COMPATIBLE WITH DA VINCI SI
21368 | 4229621103400 | 8 MM BLUNT OBTURATOR COMPATIBLE WITH DA VINCI SI
21369 | 4229621103500 | 8 MM BLUNT OBTURATOR LONG COMPATIBLE WITH DA VINCI SI
21370 | 4229621103600 | 8 MM CANNULA SEAL (10/12 MM CANNULA SEAL) COMPATIBLE WITH DA VINCI SI
21371 | 4229621103700 | 8 MM CANNULA WITH OUTLET COMPATIBLE WITH DA VINCI SI
21372 | 4229621103800 | 8 MM CANNULA WITH OUTLET LONG COMPATIBLE WITH DA VINCI SI
21373 | 4229621103900 | 8 MM INSTRUMENT CANNULA COMPATIBLE WITH DA VINCI SI
21374 | 4229621104000 | 8 MM INSTRUMENT CANNULA LONG COMPATIBLE WITH DA VINCI SI
21375 | 4229621104100 | CAMERA ARM DRAPE COMPATIBLE WITH DA VINCI SI
21376 | 4229621104200 | CAMERA HEAD DRAPE COMPATIBLE WITH DA VINCI SI
21377 | 4229621104500 | INSTRUMENT ARM DRAPE COMPATIBLE WITH DA VINCI SI
21378 | 4229621104600 | TIP COVER ACCESSORY USED WITH MONOPOLAR CURVED SCISSORS COMPATIBLE WITH DA VINCI
21379 | 4229621104700 | ENERGY ACTIVATION CABLE FORCE TRIAD COMPATIBLE WITH DA VINCI
21380 | 4229621605300 | TUBING SET FOR ROBOTIC
21381 | 4229621605400 | FLAT MARKER FOR ROBOTIC
21382 | 4229621605500 | 6 MM CYLINDRICAL BUR FOR ROBOTIC
21383 | 4229621605600 | BALL BUR 6MM BALL BURR TIP 110 MM LENGTH 75MM WORKING LENGTH APPROX FOR ROBOTIC
21384 | 4229621605700 | FIXED FLUTED PIN 3.2X80MM STERILE FOR ROBOTIC
21385 | 4229621605800 | FIXED FLUTED PIN 3.2X150MM STERILE FOR ROBOTIC
21386 | 4229621605900 | HIP PROCEDURE TRACKING KIT FOR ROBOTIC
21387 | 4229621606000 | CORTICAL SCREW STERILE STANDARD FOR ROBOTIC
21388 | 4229621606100 | KNEE PROCEDURE TRACKING KIT FOR ROBOTIC
21389 | 4229621606200 | LEG POSITIONER WRAP STERILE FOR ROBOTIC
21390 | 4229621606300 | IRRIGATION CLIP STERILE STANDARD FOR ROBOTIC
21391 | 4229621606400 | SAGITTAL BLADE NARROW SMALL SIZE 2MM THICKNESS 16MM CUTTING EDGE 110MM LENGTH 75 MM WORKING LENGTH APPROX FOR ROBOTIC
21392 | 4229621606500 | SILICON RETRACTOR CORD 61MM LENGTH 10 MM DIAMETER APPROX FOR ROBOTIC
21393 | 4229621801800 | OPTIC TRACKER - KNEE
21394 | 4229621801900 | CHECKPOINT VERIFICATION PINS FOR ROBOTIC
21395 | 4229630001400 | VIDEO CAPSULE ENDOSCOPY FOR SMALL BOWEL IMAGING
21396 | 4229630001500 | WIRELESS CAPSULE PH MONITORING
21397 | 4229630501300 | BRONCHOSCOPE DOESEL-HUZLY 18.5 CM SIZE 2.5 OR EQUIVALENT
21398 | 4229630501400 | BRONCHOSCOPE C-HUZLY 18.5 CM SIZE 3 OR EQUIVALENT
21399 | 4229630501500 | BRONCHOSCOPE DOESEL-HUZLY 18.5 CM SIZE 3.5 OR EQUIVALENT
21400 | 4229630501600 | BRONCHOSCOPE DOESEL-HUZLY 30 CM SIZE 3 OR EQUIVALENT
21401 | 4229630501700 | BRONCHOSCOPE DOESEL-HUZLY 30 CM SIZE 3.5 OR EQUIVALENT
21402 | 4229630501800 | BRONCHOSCOPE DOESEL-HUZLY 30 CM SIZE 3.7 OR EQUIVALENT
21403 | 4229630501900 | BRONCHOSCOPE DOESEL-HUZLY 30 CM SIZE 4 OR EQUIVALENT
21404 | 4229630502000 | BRONCHOSCOPE DOESEL-HUZLY 30 CM SIZE 4.5 OR EQUIVALENT
21405 | 4229630502100 | BRONCHOSCOPE DOESEL-HUZLY 40 CM SIZE 5 OR EQUIVALENT
21406 | 4229630502200 | BRONCHOSCOPE DOESEL-HUZLY 40 CM SIZE 6 OR EQUIVALENT
21407 | 4229630801200 | SUBMUCOSAL LIFTING GEL CONTAINING SYRINGE
21408 | 4229630801300 | DISTAL ATTACHMENT RING TO ENHANCE STABILITY AND VISIBILITY DURING ENDOTHERAPY ASSORTED TYPES ASSORTED SHAPES AND ASSORTED SIZES AND LENGTH
21409 | 4229631100500 | CYSTOSCOPE-URETHROSCOPE SHEATH 8 FR. WITH 4 FR. WORKING CHANNEL WORKING LENGTH 16 CM (OR EQUIVALENT) COLOR CODE: BLUE CONSISTING OF: CYSTOSCOPE-URETHROSCOPE SHEATH OBTURATOR AND 2 LUER-LOCK CONES REUSABLE
21410 | 4229631100600 | CYSTOSCOPE-URETHROSCOPE SHEATH 9 FR. WITH 5 FR. WORKING CHANNEL WORKING LENGTH 16 CM (OR EQUIVALENT) COLOR CODE: RED CONSISTING OF: CYSTOSCOPE-URETHROSCOPE SHEATH OBTURATOR AND 2 LUER-LOCK CONES REUSABLE
21411 | 4229631100700 | CYSTOSCOPE-URETHROSCOPE SHEATH 8 FR. WITH 4 FR. WORKING CHANNEL FOR REFLUX NEEDLES WORKING LENGTH 16 CM (OR EQUIVALENT) COLOR CODE: WHITE CONSISTING OF: CYSTOSCOPE-URETHROSCOPE SHEATH OBTURATOR WITH 2 LUER-LOCK CONES REUSABLE
21412 | 4229631300200 | SINGLE USE FLEXIBLE DUODENOSCOPE (DISPOSABLE ERCP SCOPE)
21413 | 4229631300300 | SINGLE USE AIR/WATER AND SUCTION VALVES SET TO BE USED WITH THE SINGLE USE FLEXIBLE DUODENOSCOPE
21414 | 4229631300400 | IRRIGATION TUBES TO BE USED WITH THE SINGLE USE FLEXIBLE DUODENOSCOPE
21415 | 4229631300500 | CHANNEL PLUG TO BLOCK AIR/WATER/BIOPSY CHANNELS PORTS OF GASTROSCOPE AND COLONOSCOPE AND DUODENOSCOPE REUSABLE
21416 | 4229631300600 | SUCTION VALVE AIR WATER VALVE AND BIOPSY VALVE SET FOR GASTROSCOPE AND COLONOSCOPE AND DUODENOSCOPE SINGLE USE
21417 | 4229631300700 | DISTAL CAP FOR DIAGNOSTIC DUODENOSCOPE ASSORTED SIZES REUSABLE
21418 | 4229631300800 | DISTAL CAP FOR THERAPEUTIC DUODENOSCOPE ASSORTED SIZES REUSABLE
21419 | 4229631300900 | DISTAL CAP FOR DIAGNOSTIC DUODENOSCOPE ASSORTED SIZES SINGLE USE
21420 | 4229631301000 | DISTAL CAP WITH ELEVATOR CAP FOR DIAGNOSTIC DUODENOSCOPE SINGLE USE
21421 | 4229631301100 | DISTAL CAP WITH ELEVATOR CAP FOR THERAPEUTIC DUODENOSCOPE SINGLE USE
21422 | 4229631301200 | WATER TANK FOR (FOR WATER JET/PUMP) GASTROSCOPE COLONOSCOPE AND DUODENOSCOPE
21423 | 4229631301300 | CLEANING BRUSH FOR ELEVATOR OF DUODENOSCOPE (ERCP SCOPE) SINGLE USE
21424 | 4229631500100 | AIR/WATER VALVE FOR DOUBLE BALLOON ENTEROSCOPE REUSABLE
21425 | 4229631500200 | AIR/WATER VALVE FOR DOUBLE BALLOON ENTEROSCOPE SINGLE USE
21426 | 4229631500300 | CONNECTION TUBE KIT FOR DOUBLE BALLOON ENTEROSCOPE
21427 | 4229631500400 | WATER TANK WITH CONNECTION TO CO2 INSUFFLATOR FOR DOUBLE BALLOON ENTEROSCOPE COMPATIBLE WITH HOSPITAL MACHINE
21428 | 4229631500700 | OUTER BALLOON FOR DOUBLE BALLOON ENTEROSCOPE ASSORTED SIZES
21429 | 4229631500800 | SINGLE USE HOT BIOPSY FORCEPS FOR ENTEROSCOPE ASSORTED SIZES OF WORKING CHANNEL AND ASSORTED SIZES OF LENGTH ( ≥300 CM FOR ENTE = ROSCOPE)
21430 | 4229631500900 | ARGON PLASMA COAGULATION (APC) PROBE (STRAIGHT FIRE) WITH INTEGRATED FILTER FOR ENTEROSCOPY ASSORTED SIZES OF DIAMETER AND WORKING LENGTH (>300 CM WORKING LENGTH)
21431 | 4229631501000 | BIOPSY FORCEPS FOR ENTEROSCOPE LENGTH ≥300 CM ASSORTED SIZES
21432 | 4229631501100 | AIR/WATER/SUCTION CLEANING ADAPTOR FOR DOUBLE BALLOON ENTEROSCOPE REUSABLE
21433 | 4229631501200 | AIR/WATER/SUCTION CLEANING ADAPTOR FOR DOUBLE BALLOON ENTEROSCOPE SINGLE USE
21434 | 4229631501300 | AIR/WATER/SUCTION CLEANING ADAPTOR FOR SINGLE BALLOON ENTEROSCOPE REUSABLE
21435 | 4229631501400 | AIR/WATER/SUCTION CLEANING ADAPTOR FOR SINGLE BALLOON ENTEROSCOPE SINGLE USE
21436 | 4229631501500 | SUCTION VALVE FOR DOUBLE BALLOON ENTEROSCOPE SINGLE USE
21437 | 4229631501600 | OVERTUBE (SILICONE) FOR SINGLE BALLOON ENTEROSCOPE ASSORTED SIZES
21438 | 4229631501700 | RUBBER AND ATTACHMENT TOOL FOR DOUBLE BALLOON ENTEROSCOPE
21439 | 4229631501800 | ONE-TOUCH CONNECTOR SET (2 TUBES) FOR DOUBLE BALLOON ENTEROSCOPE
21440 | 4229631700300 | AIR/WATER VALVE FOR GASTROSCOPE AND COLONOSCOPE AND DUODENOSCOPE SINGLE USE
21441 | 4229631700400 | BIOPSY FORCEPS FOR DIRECT VISUALIZATION SYSTEM OF COLONOSCOPE OUTER DIAMETER 1MM WORKING CHANNEL 1.2MM 286 CM LENGTH
21442 | 4229631700500 | BIOPSY VALVE FOR GASTROSCOPE AND COLONOSCOPE AND DUODENOSCOPE DOUBLE BALLOON ENTEROSCOPE REUSABLE
21443 | 4229631700600 | BIOPSY VALVE FOR GASTROSCOPE AND COLONOSCOPE AND DUODENOSCOPE DOUBLE BALLOON ENTEROSCOPE SINGLE USE
21444 | 4229631700700 | BIOPSY VALVE FOR THERAPEUTIC GASTROSCOPE REUSABLE
21445 | 4229631700800 | BIOPSY VALVE FOR THERAPEUTIC GASTROSCOPE COMPATIBLE WITH HOSPITAL MACHINE SINGLE USE
21446 | 4229631700900 | BIOPSY VALVE WITH IRRIGATION TUBE FOR GASTROSCOPE AND COLONOSCOPE AND DUODENOSCOPE SINGLE USE
21447 | 4229631701000 | BIPOLAR ADAPTER CABLE FOR RFA CATHETER OF ERCP AND EUS SCOPES FOR BILIARY AND SOLID MALIGNANCY (REUSABLE)
21448 | 4229631701100 | DISTAL ATTACHMENT SOFT STRAIGHT SINGLE USE FOR COLONOSCOPE 13.2MM
21449 | 4229631701200 | DISTAL ATTACHMENT SOFT STRAIGHT SINGLE USE FOR GASTROSCOPE 10.2MM
21450 | 4229631701300 | GASTROSTOMY PERCUTANEOUS PEG- J GASTRO- JEJUNAL FEEDING TUBE 12 INCH SINGLE USE
21451 | 4229631701400 | LASER FIBER FOR DIRECT VISUALIZATION SYSTEM OF CHOLANGIOSCOPE REUSABLE
21452 | 4229631701500 | LASER FIBER STRIP FOR DIRECT VISUALIZATION SYSTEM OF CHOLANGIOSCOPE REUSABLE
21453 | 4229631701600 | RETRIEVAL BASKET FOR DIRECT VISUALIZATION SYSTEM OF CHOLANGIOSCOPE WORKING CHANNEL 1.2MM 286 CM LENGTH
21454 | 4229631701700 | RETRIEVAL SNARE FOR DIRECT VISUALIZATION SYSTEM OF CHOLANGIOSCOPE WORKING CHANNEL 1.2MM 286 CM LENGTH
21455 | 4229631701800 | SUCTION VALVE FOR GASTROSCOPE AND COLONOSCOPE AND DUODENOSCOPE SINGLE USE
21456 | 4229631701900 | OVER THE SCOPE CLIP (OTSC) TWIN GRASPER ASSORTED SIZES AND ASSORTED WORKING LENGTH
21457 | 4229631702000 | WATER TANK FOR WATER JET/PUMP GASTROSCOPE COLONOSCOPE AND DUODENOSCOPE COMPATIBLE WITH HOSPITAL MACHINE
21458 | 4229631702100 | WIRE GUIDED REUSABLE GRADUATED ESOPHAGEAL MECHANICAL DILATORS SET ASSORTED SIZES FROM 5MM TO 20MM
21459 | 4229631800000 | ESOPHAGOSCOPE RIGID ADULT ASSORTED LENGTHS AND SIZES
21460 | 4229631800100 | ESOPHAGOSCOPE RIGID PEDIATRIC ASSORTED LENGTHS AND SIZES
21461 | 4229631800200 | ROBERTS-JESBERG ESOPHAGOSCOPE ASSORTED SIZES LENGTHS WITH NECESSARY ACCESSORIES
21462 | 4229632100600 | SET OFFICE FOR HYSTEROSCOPE: 1- ALPH SCOPE EXPANDABLE SHEATH WITH DIAMETER 3.5 MM 2- TWIZZLE BY BIPOLAR ELECTRODE FOR OFFICE HYSTEROSCOPE THE COMPANY SHOULD PROVIDE FOR FREE THE FOLLOWING : 1- ALPH SCOPE LIGHT CABLE TRY BIPOLAR MACHINE FOOTSWITCH AND CONNECTOR CABLE FOR 200 TWIZZLE ELECTRODE AND 300 SHEATH DISPOSABLE STERILE
21463 | 4229632100800 | HYSTEROSCOPE SEAL SET
21464 | 4229632100900 | HYSTEROSCOPE SPECIMEN COLLECTION SET
21465 | 4229632301100 | LARYNGOSCOPE HOLDER AND CHEST SUPPORT GOTTINGEN MODEL WITH ADJUSTMENT WHEEL INCLUDING SUPPORT ROD MOVABLE WITH METAL RING DIAMETER 9 CM LENGTH 34 CM
21466 | 4229632301800 | TELESCOPE HOPKINS STRAIGHT FORWARD 0 DEGREE DIAMETER 2.7MM LENGTH 18 CM OR EQUIVALENT
21467 | 4229632301900 | TELESCOPE HOPKINS STRAIGHT FORWARD TELESCOPE 0 DEGREE DIAMETER 2.1 MM LENGTH 18CM OR EQUIVALENT
21468 | 4229632302000 | TELESCOPE HOPKINS STRAIGHT FORWARD TELESCOPE 0 DEGREE DIAMETER 2.9 MM LENGTH 30CM OR EQUIVALENT
21469 | 4229632302100 | TELESCOPE HOPKINS STRAIGHT FORWARD TELESCOPE 0 DEGREE DIAMETER 2.9 MM LENGTH 36CM OR EQUIVALENT
21470 | 4229632302200 | BENJAMIN LINDHOLM OPERATION LARYNGOSCOPE MEDIUM 11 5CM FOR CHILDREN
21471 | 4229632302300 | KLEINSASSER OPERATION LARYNGOSCOPE FIG. 1 130MM FOR INFANT SMALL
21472 | 4229632302400 | LARYNGOSCOPE LINDHOLM OPERATING LARYNGOSCOPE FOR CHILDREN 11 CM
21473 | 4229632302500 | LARYNGOSCOPE RUDDET ANTERIOR COMMISSURE TRIANGULAR SPATULA SHAPED ASSORTED SIZES MEDIUM
21474 | 4229632302600 | LARYNGOSCOPE STEINER ASSORTED SIZES AND LENGTHS 18 CM
21475 | 4229632302700 | TELESCOPES WIRE TRAY FOR STERILIZATION (W 290 MM X D 60 MM X H 52 MM) REUSABLE
21476 | 4229632305700 | TELESCOPE HOLDER DIAMETER 15 MM OR EQUIVALENT FOR USE WITH TROCAR ATTACHMENT SPINAL
21477 | 4229632305800 | TELESCOPE HOLDER DIAMETER 19 MM OR EQUIVALENT FOR USE WITH TROCAR ATTACHMENT SPINAL
21478 | 4229632305900 | TELESCOPE HOLDER DIAMETER 23 MM OR EQUIVALENT FOR USE WITH TROCAR ATTACHMENT SPINAL
21479 | 4229632306000 | TELESCOPE HOPKINS STRAIGHT FORWARD 15 DEGREE OR EQUIVALENT AUTOCLAVABLE
21480 | 4229632306100 | DEFOGGING LAPAROSCOPIC MULTIFUNCTIONAL SYSTEM ADAPT FROM 5MM TO 12 MM STERILE
21481 | 4229632306200 | DEVICE LAPAROSCOPIC FOR ATRAUMATIC HERNIA MESH FIXATION AND SEALANT APPLICATOR 30/60 DROPS STERILE
21482 | 4229632306300 | SYSTEM FOR LAPAROSCOPIC MESH FIXATION PERMANENT CONTAINS 25-30 TACKERS MADE FROM STAINLESS STEEL COIL WITH SMOOTH PEEK HEADCOVER DISPOSABLE STERILE
21483 | 4229632306400 | HOOK L-SHAPE TIP FOR LAPAROSCOPIC 5MM SIZE 42-45 CM LENGTH TO BE PROVIDED WITH ITS HANDLE CABLE AND GENERATOR ADAPTOR DISPOSABLE STERILE
21484 | 4229632306500 | INSTRUMENT ELECTROSURGICAL FOR LAPAROSCOPIC SEALER/DIVIDED DOLPHIN-NOSE TIP PERMANENTLY FUSES VESSELS UP TO AND INCLUDING 7 MM IN DIAMETER AND TISSUE BUNDLES WITHOUT DISSECTION OR ISOLATION SIZE 5MM LENGTH 35-37 CM DISPOSABLE STERILE
21485 | 4229632306600 | LAPAROSCOPIC CURVED SPATULA FITS 5 MM CANNULA STAINLESS STEEL INSULATED WORKING LENGTH TOTAL LENGTH 36 TO 45 CM TO BE PROVIDED WITH HANDLE CABLE AND UNIVERSAL GENERATOR ADAPTOR
21486 | 4229632306700 | LAPAROSCOPIC NON BLADED OPTICAL TROCAR WITH DUAL SEAL 3 WAY STOPCOCK THREAD WITH MAXIMUM STABILITY CANNULA HOLE FOR INSULATION DURING TIP BLOCKAGE SIZE: 5X(50 -70) MM DISPOSABLE STERILE.
21487 | 4229632306800 | LAPAROSCOPIC STRAIGHT SPATULA FITS 5 MM CANNULA STAINLESS STEEL INSULATED WORKING LENGTH TOTAL LENGTH 36 TO 45 CM TO BE PROVIDED WITH HANDLE CABLE AND UNIVERSAL GENERATOR ADAPTOR
21488 | 4229632306900 | LAPAROSCOPIC L-WIRE ELECTRODE SIZE 5MM WITH E-Z CLEAN PTFE COATING TO ELIMINATE STICKING 33-35 CM DISPOSABLE STERILE
21489 | 4229633200000 | FLEXIBLE URETHROCYSTOSCOPY BUILT IN LED LIGHT SOURCE ARTICULATION TIP DEFLECTION ( 180 DEGREE OR MORE ) IN BOTH DIRECTION FOR USE WITH LAPTOP/TABLE AND MONITOR DISPOSABLE STERILE (ONE SCREEN FREE OF CHARGE WITH EVERY 150 PC)
21490 | 4229633400000 | PROCTOSCOPE LARGE WITH LIGHT DISPOSABLE NON-STERILE.
21491 | 4229633400200 | PROTECTOR/RETRACTOR ALEXIS WOUND SMALL 2.5 CM - 6 CM INCISIONS
21492 | 4229633400300 | PROTECTOR/RETRACTOR FOR LAPAROSCOPIC SYSTEM FEATURING A LAPAROSCOPIC CAP AND TROCAR TO FACILITATE SPECIMEN EXTRACTION SIZE: MEDIUM 5 - 9 CM DISPOSABLE STERILE
21493 | 4229633600100 | SCOPE FLEXIBLE PORTABLE DISPOSABLE RHINOLARYNGOSCOPY
21494 | 4229633600300 | RHINOLARYNGOSCOPE FLEXIBLE OD 3MM TO 3.5MM SINGLE USE
21495 | 4229633600400 | RHINOLARYNGOSCOPE FLEXIBLE OD 5MM TO 5.5MM SINGLE USE
21496 | 4229633900100 | TUBE SINGLE MC CORTNEY WITH 5 MM AND 10 MM VALVES 35 MM AND 45 MM DIAMETER FOR COLPOTOMY AND VAULT SUTURING WITH LAPAROSCOPIC HYSTERECTOMY STERILE
21497 | 4229633900200 | TROCAR THORACOSCOPIC WITH SHREDDED SLEEVES AND BLUNT OBTURATOR SIZE: 11 - 12 MM DISPOSABLE STERILE
21498 | 4229633900300 | TROCAR THORACOSCOPIC WITH SHREDDED SLEEVES AND BLUNT OBTURATOR SIZE: 5.5 - 7 MM DISPOSABLE STERILE
21499 | 4229633900500 | STENT PRELOADED BILIARY DUODENAL PROXIMAL BEND OD 7 FR LENGTH 15CM WIRE GUIDE DIAMETER .035 INCH
21500 | 4229633900600 | STENT PRELOADED BILIARY DUODENAL PROXIMAL BEND OD 10 FR LENGTH 9CM WIRE GUIDE DIAMETER 0.035 INCH
21501 | 4229633900700 | STENT PRELOADED BILIARY DUODENAL BEND OD 10 FR LENGTH 10CM WIRE GUIDE DIAMETER .035 INCH
21502 | 4229633900800 | BIOPSY NEEDLE ENDOBRONCHIAL HIGH DEFINITION ULTRASOUND ASSORTED SIZE
21503 | 4229633900900 | BALLOON FOR ENDOBRONCHIAL US (EBUS) SCOPE ASSORTED SIZES
21504 | 4229633901000 | CATHETER BALLOON FOR RADIAL ULTRASONIC ENDOSCOPE PACK/20
21505 | 4229633901100 | CATHETER BALLOON FOR SLIM ULTRASONIC ENDOSCOPE PACK/20
21506 | 4229633901200 | AIR/WATER VALVE FOR ENDOSCOPIC ULTRASOUND SCOPE (EUS) SINGLE USE
21507 | 4229633901300 | AIR/WATER VALVE FOR ENDOSCOPIC ULTRASOUND SCOPE EUS COMPATIBLE WITH HOSPITAL MACHINE SINGLE USE
21508 | 4229633901400 | ANCHOR GRASPER FORCEPS TO BE USED WITH CLIP OTSC 165 CM FOR GASTROSCOPE 220 CM FOR COLONOSCOPE
21509 | 4229633901500 | BILIARY DOUBLE PIGTAIL 10FX5CM 0.035 GUIDEWIRE
21510 | 4229633901600 | BILIARY DOUBLE PIGTAIL 10FX10CM 0.035 GUIDEWIRE
21511 | 4229633901700 | BILIARY DOUBLE PIGTAIL 7FX10CM 0.035 GUIDEWIRE
21512 | 4229633901800 | BILIARY ISOLATED-TIP NEEDLE-KNIFE PAPILLOTOME WITH SEMI OVAL TIP FOR PRECUT PAPILLOTOMY AND ZENKER'S DIVERTICULUM DISSECTION 10MM CUTTING WIRE
21513 | 4229633901900 | BIOPSY VALVE FOR ENDOSCOPIC ULTRASOUND SCOPE (EUS) LINEAR AND RADIAL SCOPE REUSABLE
21514 | 4229633902000 | BIOPSY VALVE FOR ENDOSCOPIC ULTRASOUND SCOPE (EUS) LINEAR AND RADIAL SCOPE SINGLE USE
21515 | 4229633902100 | BRONCHOSCOPY SUCTION SWIVEL ADAPTER
21516 | 4229633902200 | CAP ENDOSCOPIC CLEANING FITS THE DISTAL END LARGE
21517 | 4229633902300 | CAP ENDOSCOPIC CLEANING FITS THE DISTAL END MEDIUM
21518 | 4229633902400 | CATHETER AND ACCESSORY KIT FOR GASTRO-ESOPHAGEAL REFLUX DISEASE GERD
21519 | 4229633902500 | CATHETER BALLOON DILATATION FOR TRACHEOBRONCHIAL ASSORTED SIZE AND LENGTH
21520 | 4229633902600 | CATHETER BALLOON FOR LINEAR ULTRASONIC ENDOSCOPE LINEAR OF-A67
21521 | 4229633902700 | CATHETER BALLOON LATEX TRANSDUCER COVER FOR B-K MACHINE OR EQUIVALENT ENDORECTAL ULTRASOUND PROCOVERS
21522 | 4229633902800 | CATHETER HEMOSTATIC NOZZLE SYSTEM TYPE-E 2200MM WITHOUT NEEDLE
21523 | 4229633902900 | CATHETER DILATOR FOR BILIARY 18 FRENCH BALLOON INFLATED 4MM STERILE DISPOSABLE
21524 | 4229633903000 | CERAMIC SCISSOR FOR LASER FIBER OF DIRECT VISUALIZATION SYSTEM OF CHOLANGIOSCOPE REUSABLE
21525 | 4229633903100 | SINGLE USE COAGULATION GRASPER FOR ESD/POEM ASSORTED SIZES OF WORKING CHANNEL AND ASSORTED WORKING LENGTH
21526 | 4229633903200 | CONNECTOR COLDER ELBOWED BARBED CONNECTS FROM THE AER BASIN FEMALE THREADED CONNECTOR TO THE FLEXIBLE ENDOSCOPE COMPATIBLE WITH HOSPITAL SCOPE
21527 | 4229633903300 | ENDOSCOPIC MUCOSAL RESECTION KITS FOR LOWER GI
21528 | 4229633903400 | ENDOSCOPIC MUCOSAL RESECTION (EMR) KIT (INCLUDES INJECTION NEEDLE SNARE SPRAY CATHETER AND DISTAL CAP) ASSORTED TYPES SIZES AND WORKING LENGTH
21529 | 4229633903500 | ESOPHAGEAL POTENTIAL HYDROGEN (PH) MONITORING CATHETER SINGLE CHANNEL PH SENSOR ASSORTED SIZES FOR ADULT AND PEDIATRIC SINGLE USE
21530 | 4229633903600 | TISSUE ADHESIVE AGENT (GLUE) FOR GASTRIC VARICES INJECTION ASSORTED TYPES
21531 | 4229633903700 | REUSABLE HIGH RESOLUTION ESOPHAGEAL MANOMETRY WITHOUT IMPEDANCE CATHETER ASSORTED SIZES FOR ADULT AND PEDIATRIC
21532 | 4229633903800 | HIGH RESOLUTION ESOPHAGEAL MANOMETRY WITHOUT IMPEDANCE CATHETER SMALL DIAMETER REUSABLE
21533 | 4229633903900 | REMOVABLE AND SELF EXPANDABLE ESOPHAGEAL VARICEAL BLEEDING STENT ASSORTED SIZES AND DIAMETERS
21534 | 4229633904000 | INJECTION TUBE FOR LINEAR ULTRASOUND ENDOSCOPE
21535 | 4229633904100 | IRRIGATION TUBE SET FOR DIRECT VISUALIZATION SYSTEM OF CHOLANGIOSCOPE
21536 | 4229633904200 | SUBMUCOSAL LIFTING GEL SYRINGE KIT (INCLUDES INJECTION NEEDLE AND GEL)
21537 | 4229633904300 | LIGATOR SET HARM ONLY
21538 | 4229633904400 | LUMEN APPOSING METAL STENT WITH ELECTROCAUTERY ENHANCED DELIVERY SYSTEM(HOT) FOR PSEUDOCYST DRAINAGE ASSORTED SIZES AND DIAMETER
21539 | 4229633904500 | LUMEN APPOSING METAL STENT WITH ELECTROCAUTERY ENHANCED DELIVERY SYSTEM HOT FOR PSEUDOCYST DRAINAGE 2 CM AND 15-16MM DIAMETER
21540 | 4229633904600 | LUMEN APPOSING METAL STENT WITH ELECTROCAUTERY ENHANCED DELIVERY SYSTEM HOT FOR PSEUDOCYST DRAINAGE 2 CM AND 6MM DIAMETER
21541 | 4229633904700 | LUMEN APPOSING METAL STENT WITH ELECTROCAUTERY ENHANCED DELIVERY SYSTEM HOT FOR PSEUDOCYST DRAINAGE 2 CM AND 8MM DIAMETER
21542 | 4229633904800 | MECHANICAL LITHOTRIPSY SYSTEM INCLUDES EXTRACTION BASKET WITH ASSORTED NUMBER OF WIRES EXTRACTION BASKET ASSORTED SIZES CONNECTED TO LITHOTRIPSY HANDLE COMPLETE SET SINGLE USE
21543 | 4229633904900 | MECHANICAL LITHOTRIPTER HANDLE FOR CRUSHING STONES INSIDE THE SCOPE REUSABLE
21544 | 4229633905000 | OLYMPUS DUAL KNIFE ELECTROSURGICAL KNIFE CHANNEL DIAMETER 2.8MM WORKING LENGTH 230CM CUTTING KNIFE LENGTH 2.0MM/1.5MM TIP THICKNESS 0.3MM
21545 | 4229633905100 | PEPTIDE-BASED HEMOSTAT GEL SELF ASSEMBLING PREFILLED SYRINGE ASSORTED SIZE
21546 | 4229633905200 | RADIOFREQUENCY ABLATION (RFA) CATHETER THROUGH EUS SCOPE (THROUGH FNA NEEDLE 19 G) FOR SOLID MALIGNANCY (PANCREATIC) ASSORTED SIZES OF ACTIVE TIP LENGTH
21547 | 4229633905300 | RADIOFREQUENCY ABLATION (RFA) CATHETER THROUGH ERCP SCOPE FOR BILIARY STRICTURE ASSORTED SIZES OF EXPOSURE LENGTH
21548 | 4229633905400 | RECTAL TUBE 24 FR/CH 8MMX20INCH
21549 | 4229633905500 | ALLIGATOR GRASPING FORCEPS ASSORTED SIZES OF WORKING CHANNEL AND WORKING LENGTH REUSABLE
21550 | 4229633905600 | REMOVING FORCEPS LENGTH 230CM DIAMETER 2.3MM ALLIGATOR/COCODRILO REUSABLE
21551 | 4229633905700 | RETRIEVER STENT 10FR
21552 | 4229633905800 | RETRIEVER STENT 7FR
21553 | 4229633905900 | ROTH NET 1.8MM CHANNEL ASSORTED LENGTH
21554 | 4229633906000 | ROTH NET 2.5MM CHANNEL ASSORTED LENGTH
21555 | 4229633906100 | RUBBER TIPPED GRASPING FORCEPS ASSORTED SIZES OF WORKING CHANNEL AND WORKING LENGTH REUSABLE
21556 | 4229633906200 | SNARE CHANNEL 2.8MM LENGTH 2300MM REUSABLE
21557 | 4229633906300 | SNARE CHANNEL 2.8MM LENGTH 3000MM FOR USE WITH MH-264 SET CONTAINS 2 WIRES AND 1 SHEATHS REUSABLE
21558 | 4229633906400 | BILIARY DOUBLE PIGTAIL PLASTIC STENT SET WITH POSITION MARKER SET (WITH DELIVERY SYSTEM AND PUSHER) LONG WIRE SYSTEM ASSORTED SIZES
21559 | 4229633906500 | BILIARY DOUBLE PIGTAIL PLASTIC STENT SET WITH POSITION MARKER SET (WITH DELIVERY SYSTEM AND PUSHER) SHORT WIRE SYSTEM ASSORTED SIZES
21560 | 4229633906600 | STENT PSEUDOCYST DOUBLE PIGTAIL SETS 10FR 5CM
21561 | 4229633906700 | STENT PSEUDOCYST DOUBLE PIGTAIL SETS 8.5 FR 3CM
21562 | 4229633906800 | STENT PSEUDOCYST DOUBLE PIGTAIL SETS 8.5 FR 5CM
21563 | 4229633906900 | STENT PSEUDOCYST DOUBLE PIGTAIL SETS 8.5 FR 7CM
21564 | 4229633907000 | STERILE LINER SET 3 PART PROCESS FOR CLEAN AND CONTAMINATED EQUIPMENT
21565 | 4229633907100 | SUCTION VALVE FOR DOUBLE BALLOON ENTEROSCOPE REUSABLE
21566 | 4229633907200 | SUCTION VALVE FOR DOUBLE BALLOON ENTEROSCOPE COMPATIBLE WITH HOSPITAL MACHINE SINGLE USE
21567 | 4229633907300 | VALVE SUCTION ENDOSCOPE FOR ULTRASOUND PENTAX SCOPES
21568 | 4229633907400 | VALVES AIR/WATER FOR PENTAXGI ENDOSCOPES 90K 90I SERIES PURPLE
21569 | 4229633907500 | VALVES SUCTION FOR PENTAX GI ENDOSCOPES OF V W 30 K 40 K KP 90K 90I SERIES RED
21570 | 4229633907600 | VALVES SUCTION FOR PENTAXVNL-70 K EB-70 K ENDOSCOPES RED
21571 | 4229633907700 | WASHING TUBE AUXILIARY CHANNEL ENDOSCOPIC COMPATIBLE WITH HOSPITAL MACHINE
21572 | 4229633907800 | WIRE GUIDED REUSABLE GRADUATED MECHANICAL BILIARY DILATATOR FOR BILIARY AND PANCREATIC STRICTURE 10F
21573 | 4229633907900 | WIRE GUIDED REUSABLE GRADUATED MECHANICAL BILIARY DILATATOR FOR BILIARY AND PANCREATIC STRICTURE 7F
21574 | 4229633908000 | WIRE GUIDED REUSABLE GRADUATED MECHANICAL BILIARY DILATATOR FOR BILIARY AND PANCREATIC STRICTURE 8.5F
21575 | 4229633908100 | BALLOON APPLICATOR FOR RADIAL EUS SCOPE REUSABLE
21576 | 4229633908200 | BALLOON APPLICATOR FOR LINEAR EUS SCOPE REUSABLE
21577 | 4229633908300 | INTRODUCER FOR PANCREATIC STENT (PUSHER) SIZE 3 F
21578 | 4229633908400 | INTRODUCER FOR PANCREATIC STENT(PUSHER) SIZE 5 F
21579 | 4229633908500 | GAS TUBE COMPATIBLE WITH CO2 INSUFFLATOR FOR DOUBLE BALLOON ENTEROSCOPE
21580 | 4229633908600 | BIOPSY NEEDLE ENDOBRONCHIAL HIGH DEFINITION ULTRASOUND (EBUS) FOR FNA FNB ASSORTED SIZE AND LENGTH
21581 | 4229633908700 | GUIDE WIRE DISPOSABLE FOR GRADUATED ESOPHAGEAL MECHANICAL DILATORS
21582 | 4229633908800 | WIRE GUIDED REUSABLE GRADUATED ESOPHAGEAL MECHANICAL DILATORS SET (ASSORTED SIZES FROM 5 MM TO 15 MM)
21583 | 4229633908900 | WORKING ELEMENT BIPOLAR MOTION BY MEANS OF A FINGER GRIP. IN REST POSITION THE ELECTRODE IS OUTSIDE THE SHEATH COMPATIBLE WITH 30 DEGREE TELESCOPE REUSABLE
21584 | 4229633909000 | WORKING ELEMENT MOTION BY MEANS OF A FINGER GRIP. IN REST POSITION THE ELECTRODE IS OUTSIDE THE SHEATH COMPATIBLE WITH 30 DEGREE TELESCOPE FOR MONOPOLAR RESECTOSCOPE REUSABLE
21585 | 4229633909100 | WORKING ELEMENT MOTION BY MEANS OF A SPRING. THE THUMB SUPPORT IS MOVABLE. IN REST POSITION THE ELECTRODE IS INSIDE THE SHEATH COMPATIBLE WITH 1.9/2.1 MM TELESCOPE REUSABLE
21586 | 4229633909200 | WORKING ELEMENT MOTION BY MEANS OF A SPRING THE THUMB SUPPORT IS MOVABLE IN REST POSITION THE ELECTRODE IS INSIDE THE SHEATH ALSO FOR USE WITH OPTICAL URETHROTOME REUSABLE
21587 | 4229633910700 | LED BATTERY LIGHT SOURCE RECHARGEABLE FOR ENDOSCOPE WITH CHARGING UNIT
21588 | 4229640200200 | WATER JET SYSTEM FOR ARTHROPLASTY OR EQUIVALENT
21589 | 4229640200400 | FLUID SEAL ADAPTER ASSORTED SIZES ORTHOPEDIC
21590 | 4229640200500 | FLUID SEAL WITH OUTFLOW VALVE ADAPTER ASSORTED SIZES
21591 | 4229640200900 | FLUID MANAGEMENT SYSTEM CANISTER HI-FLOW
21592 | 4229640201100 | FLUID MANAGEMENT SYSTEM OUTFLOW TUBE SET
21593 | 4229640800100 | COMPLETE SET AND NECESSARY ACCESSORIES FOR ENDOSCOPIC THORACIC DISCECTOMY AND FUSION (INCLUDES HD CAMERA HD SCREEN COLD LIGHT SOURCE DIGITA L RECORDING DIATHERMY TOWER) SPINAL
21594 | 4229640800200 | LASER PROBE FIBER LASER PROBE 230ΜM X 3M LONG REUSABLE STERILE SHOULD BE COMPATIBLE WITH CALCULASE II
21595 | 4229660300100 | SET COMPLETE INSTRUMENTATION FOR ANTIBIOTIC HIP SPACER WITH NECESSARY CASES
21596 | 4229660300200 | SET COMPLETE INSTRUMENTATION FOR AC JOINT IMPLANT FIXATION WITH NECESSARY CASE
21597 | 4229660300300 | SET COMPLETE INSTRUMENTATION TRAUMA SHOULDER ARTHROPLASTY AS REQUESTED BY END USER WITH NECESSARY CASE AND IMPLANT TRAY
21598 | 4229660300400 | SET COMPLETE INSTRUMENTATION FOR ANTIBIOTIC KNEE SPACER WITH NECESSARY CASES
21599 | 4229660300500 | SET COMPLETE INSTRUMENTATION FOR PLATE FOR EPIPHYSIODESIS WITH NECESSARY CASES AND IMPLANT TRAY
21600 | 4229660300600 | SET COMPLETE INSTRUMENTATION FOR TITANIUM SUPERIOR ANTERIOR CLAVICLE PLATING WITH NECESSARY CASE AND IMPLANT TRAY
21601 | 4229660300700 | SET COMPLETE INSTRUMENTATION FOR TITANIUM ANTERIOR MEDIAL CLAVICLE PLATING WITH NECESSARY CASE AND IMPLANT TRAY
21602 | 4229660300800 | SET COMPLETE INSTRUMENTATION FOR SLIPPED CAPITAL FEMORAL EPIPHYSIS SCREW OR EQUIVALENT WITH NECESSARY CASE AND IMPLANT TRAY
21603 | 4229660300900 | SET COMPLETE INSTRUMENTATION FOR STAINLESS STEEL DISTAL FEMUR PLATING WITH NECESSARY CASE AND IMPLANT TRAY
21604 | 4229660301000 | SET BROKEN SCREW LARGE FRAGMENT UNIVERSAL INSTRUMENTATION
21605 | 4229660301100 | SET BROKEN SCREW SMALL FRAGMENT UNIVERSAL INSTRUMENTATION
21606 | 4229660301200 | SET COMPLETE INSTRUMENTATION FOR 3.5MM OR EQUIVALENT CALCANEAL PLATING
21607 | 4229660301300 | SET COMPLETE INSTRUMENTATION FOR 4.5MM ANATOMIC PROXIMAL TIBIA TITANIUM PLATING WITH NECESSARY CASE AND IMPLANT TRAY
21608 | 4229660301400 | SET COMPLETE INSTRUMENTATION FOR HOOK STAINLESS STEEL CLAVICLE PLATING WITH NECESSARY CASE AND IMPLANT TRAY
21609 | 4229660301500 | SET COMPLETE INSTRUMENTATION FOR PEDIATRIC LOCKED VARIABLE ANGLE HIP PLATE WITH NECESSARY CASE AND IMPLANT TRAY
21610 | 4229660301600 | SET COMPLETE INSTRUMENTATION FOR PROXIMAL RADIUS PLATING WITH NECESSARY CASE AND IMPLANT TRAY
21611 | 4229660301700 | SET COMPLETE INSTRUMENTATION FOR STAINLESS STEEL LATERAL DISTAL FIBULA WITH NECESSARY CASE AND IMPLANT TRAY
21612 | 4229660301800 | SET COMPLETE INSTRUMENTATION FOR TITANIUM DISTAL FEMUR PLATING WITH NECESSARY CASE AND IMPLANT TRAY
21613 | 4229660301900 | SET COMPLETE INSTRUMENTATION FOR UNCEMENTED MODULAR TOTAL HIP ARTHROPLASTY WITH NECESSARY CASE AND IMPLANT TRAY
21614 | 4229660302000 | SET COMPLETE INSTRUMENTATION FOR 3.5MM ANATOMIC PROXIMAL TIBIA TITANIUM PLATING WITH NECESSARY CASE AND IMPLANT TRAY
21615 | 4229660302100 | SET COMPLETE INSTRUMENTATION FOR FEMORAL NECK SYSTEM WITH NECESSARY CASE
21616 | 4229660302200 | SET COMPLETE INSTRUMENTATION FOR HOOK TITANIUM CLAVICLE PLATING WITH NECESSARY CASE AND IMPLANT TRAY
21617 | 4229660302300 | SET COMPLETE INSTRUMENTATION FOR MEGAPROSTHESIS OF HUMERUS ONCOLOGY WITH NECESSARY CASE AND IMPLANT TRAYS
21618 | 4229660302400 | SET COMPLETE INSTRUMENTATION FOR MINI FRAGMENT TITANIUM PLATING
21619 | 4229660302500 | SET COMPLETE INSTRUMENTATION FOR STAINLESS STEEL DISTAL HUMERAL PLATING WITH NECESSARY CASE AND IMPLANT TRAY
21620 | 4229660302600 | SET COMPLETE INSTRUMENTATION FOR TITANIUM ANTERIOR CLAVICLE PLATING WITH NECESSARY CASE AND IMPLANT TRAY
21621 | 4229660302700 | SET COMPLETE INSTRUMENTATION FOR TITANIUM LATERAL DISTAL FIBULA WITH NECESSARY CASE AND IMPLANT TRAY
21622 | 4229660302800 | SET COMPLETE INSTRUMENTATION FOR TITANIUM SUPERIOR CLAVICLE PLATING WITH NECESSARY CASE AND IMPLANT TRAY
21623 | 4229660302900 | SET COMPLETE INSTRUMENTATION FOR VARIABLE ANGLE TITANIUM DISTAL FEMUR PLATING WITH NECESSARY CASE AND IMPLANT TRAY
21624 | 4229660303000 | SET INSTRUMENTATION FOR PEDIATRIC BLADE PLATE OSTEOTOMY
21625 | 4229660303100 | SCREW COMPRESSION FOR PEDIATRIC STAINLESS STEEL DYNAMIC HIP SCREW
21626 | 4229660303200 | SCREW COMPRESSION FOR PEDIATRIC TITANIUM DYNAMIC HIP SCREW
21627 | 4229660303300 | SCREW COMPRESSION FOR TITANIUM DYNAMIC CONDYLAR AND HIP SCREW
21628 | 4229660303400 | SET COMPLETE INSTRUMENTATION FOR ANATOMIC PROXIMAL FEMUR TITANIUM PLATING
21629 | 4229660303500 | SET COMPLETE INSTRUMENTATION FOR ANATOMIC PROXIMAL HUMERUS TITANIUM PLATING WITH NECESSARY CASE AND IMPLANT TRAY
21630 | 4229660303600 | SET COMPLETE INSTRUMENTATION FOR DISTAL HUMERAL VARIABLE ANGLE PLATING WITH NECESSARY CASE AND IMPLANT TRAY
21631 | 4229660303700 | SET COMPLETE INSTRUMENTATION FOR EXTRACTING ACETABULAR CUPS
21632 | 4229660303800 | SET COMPLETE INSTRUMENTATION FOR LCP DISTAL HUMERAL EXTRA ARTICULAR PLATING WITH NECESSARY CASE AND IMPLANT TRAY
21633 | 4229660303900 | SET COMPLETE INSTRUMENTATION FOR MODULAR CONVERTER SHOULDER ARTHROPLASTY WITH NECESSARY CASE AND IMPLANT TRAY
21634 | 4229660304000 | SET COMPLETE INSTRUMENTATION FOR PEDIATRIC STAINLESS STEEL FEMUR DYNAMIC HIP SCREW
21635 | 4229660304100 | SET COMPLETE INSTRUMENTATION FOR STAINLESS STEEL ANTERIOR CLAVICLE PLATING WITH NECESSARY CASE AND IMPLANT TRAY
21636 | 4229660304200 | SET COMPLETE INSTRUMENTATION FOR STAINLESS STEEL ANTERIOR MEDIAL CLAVICLE PLATING WITH NECESSARY CASE AND IMPLANT TRAY
21637 | 4229660304300 | SET COMPLETE INSTRUMENTATION FOR STAINLESS STEEL SUPERIOR ANTERIOR CLAVICLE PLATING WITH NECESSARY CASE AND IMPLANT TRAY
21638 | 4229660304400 | SET COMPLETE INSTRUMENTATION FOR STAINLESS STEEL SUPERIOR CLAVICLE PLATING WITH NECESSARY CASE AND IMPLANT TRAY
21639 | 4229660304500 | SET COMPLETE INSTRUMENTATION FOR TITANIUM FOREFOOT AND MIDFOOT PLATING WITH NECESSARY CASE AND IMPLANT TRAY
21640 | 4229660304600 | SET COMPLETE INSTRUMENTATION FOR VARIABLE ANGLE 2.7MM OR EQUIVALENT CALCANEAL PLATING
21641 | 4229660304700 | SET COMPLETE INSTRUMENTATION FOR VARIABLE ANGLE LATERAL DISTAL FIBULA WITH NECESSARY CASE AND IMPLANT TRAY
21642 | 4229660304800 | SET COMPLETE INSTRUMENTATION FOR VARIABLE ANGLE STAINLESS STEEL DISTAL FEMUR PLATING WITH NECESSARY CASE AND IMPLANT TRAY
21643 | 4229660304900 | SET COMPLETE INSTRUMENTATION FOR VOLAR DISTAL RADIAL STAINLESS STEEL PLATING
21644 | 4229660305000 | SET COMPLETE INSTRUMENTATION FOR VOLAR DISTAL RADIAL TITANIUM PLATING
21645 | 4229660305100 | COMPLETE INSTRUMENTATION AND IMPLANT SET LORDOTIC FOR POSTERIOR LUMBAR INTERBODY FUSION (PLIF) FOR TITANIUM SPINAL
21646 | 4229660305200 | SET COMPLETE INSTRUMENTATION FOR STAINLESS STEEL 1.5 MM TO 2 MM HEADLESS CANNULATED SCREW WITH NECESSARY CASE AND RELATED DRILL BITS AND TAPS
21647 | 4229660305300 | SET COMPLETE INSTRUMENTATION FOR STAINLESS STEEL 2.4 MM TO 3 MM HEADLESS CANNULATED SCREW WITH NECESSARY CASE AND RELATED DRILL BITS AND TAPS
21648 | 4229660305400 | SET COMPLETE INSTRUMENTATION FOR STAINLESS STEEL 3.5 MM TO 4 MM HEADLESS CANNULATED SCREW WITH NECESSARY CASE AND RELATED DRILL BITS AND TAPS
21649 | 4229660305500 | SCREW COMPRESSION (SET SCREW) FOR CEPHALOMEDULLARY INTRAMEDULLARY NAILING
21650 | 4229660305600 | SCREW COMPRESSION (SET SCREW) FOR TIBIAL INTRAMEDULLARY NAILING
21651 | 4229660305700 | SET COMPLETE INSTRUMENTATION FOR TITANIUM 1.5 MM TO 2 MM HEADLESS CANNULATED SCREW WITH NECESSARY CASE AND RELATED DRILL BITS AND TAPS
21652 | 4229660305800 | SET COMPLETE INSTRUMENTATION FOR TITANIUM 2.4 MM TO 3 MM HEADLESS CANNULATED SCREW WITH NECESSARY CASE AND RELATED DRILL BITS AND TAPS
21653 | 4229660305900 | SET COMPLETE INSTRUMENTATION FOR TITANIUM 3.5 MM TO 4 MM HEADLESS CANNULATED SCREW WITH NECESSARY CASE AND RELATED DRILL BITS AND TAPS
21654 | 4229660306000 | SET COMPLETE INSTRUMENTATION FOR TITANIUM SUPERIOR ANTERIOR CLAVICLE WITH LATERAL EXTENSION PLATING WITH NECESSARY CASE AND IMPLANT TRAY
21655 | 4229660306100 | SET COMPLETE INSTRUMENTATION FOR DORSAL DISTAL RADIAL STAINLESS STEEL PLATING WITH NECESSARY CASE
21656 | 4229660306200 | SET COMPLETE INSTRUMENTATION FOR 3.5MM ANATOMIC PROXIMAL TIBIA STAINLESS STEEL PLATING WITH NECESSARY CASE AND IMPLANT TRAY
21657 | 4229660306300 | SET COMPLETE INSTRUMENTATION FOR DORSAL VARIABLE ANGLE DISTAL RADIAL STAINLESS STEEL PLATING
21658 | 4229660306400 | SET COMPLETE INSTRUMENTATION FOR DORSAL VARIABLE ANGLE DISTAL RADIAL TITANIUM PLATING
21659 | 4229660306500 | SET COMPLETE INSTRUMENTATION FOR HINGED KNEE ARTHROPLASTY WITH NECESSARY CASES AND IMPLANT TRAY
21660 | 4229660306600 | SET COMPLETE INSTRUMENTATION FOR STAINLESS STEEL 4.5 MM TO 6.5 MM HEADLESS CANNULATED SCREW WITH NECESSARY CASE AND RELATED DRILL BITS AND TAPS
21661 | 4229660306700 | SET COMPLETE INSTRUMENTATION FOR TITANIUM 4.5 MM TO 6.5 MM HEADLESS CANNULATED SCREW WITH NECESSARY CASE AND RELATED DRILL BITS AND TAPS
21662 | 4229660306800 | SET COMPLETE INSTRUMENTATION FOR TITANIUM LOW PROFILE 2.7MM OR EQUIVALENT SMALL FRAGMENT FIXATION
21663 | 4229660306900 | SET COMPLETE INSTRUMENTATION FOR MINI FRAGMENT STAINLESS STEEL PLATING WITH NECESSARY CASES AND IMPLANT TRAY
21664 | 4229660307000 | SET COMPLETE INSTRUMENTATION FOR 3.5MM VARIABLE ANGLE ANATOMIC PROXIMAL TIBIA PLATING WITH NECESSARY CASE AND IMPLANT TRAY
21665 | 4229660307100 | SET COMPLETE INSTRUMENTATION FOR LCP METAPHYSEAL MEDIAL DISTAL TIBIA PLATING WITH NECESSARY CASE AND IMPLANT TRAY
21666 | 4229660307200 | SET COMPLETE INSTRUMENTATION FOR ACETABULOPLASTY REVISION HIP WITH NECESSARY CASE
21667 | 4229660307300 | SET COMPLETE INSTRUMENTATION FOR TITANIUM MAGNETIC EXPANDABLE NAIL WITH NECESSARY CASES
21668 | 4229660307400 | SET COMPLETE INSTRUMENTATION FOR CEMENTED/UNCEMENTED CALCAR TOTAL HIP ARTHROPLASTY WITH NECESSARY CASE AND IMPLANT TRAY
21669 | 4229660307500 | SET COMPLETE INSTRUMENTATION FOR SILVER COATED OR EQUIVALENT INTERCALARY PROSTHESIS WITH NECESSARY CASES AND IMPLANT TRAY
21670 | 4229660307600 | SET COMPLETE INSTRUMENTATION FOR INTERCALARY PROSTHESIS WITH NECESSARY CASES AND IMPLANT TRAY
21671 | 4229660307700 | SET COMPLETE INSTRUMENTATION FOR NON ABSORBABLE AND ABSORBABLE TENODESIS SCREW WITH NECESSARY CASE
21672 | 4229660307800 | SET COMPLETE INSTRUMENTATION FOR STAINLESS STEEL SUPERIOR CLAVICLE WITH LATERAL EXTENSION PLATING WITH NECESSARY CASE AND IMPLANT TRAY
21673 | 4229660307900 | SET COMPLETE INSTRUMENTATION FOR TITANIUM BASIC LARGE FRAGMENT FIXATION WITH NECESSARY CASES
21674 | 4229660308000 | SET COMPLETE INSTRUMENTATION FOR ANATOMIC DISTAL TITANIUM ANTEROLATERAL TIBIAL FIXATION
21675 | 4229660308100 | SET COMPLETE INSTRUMENTATION FOR DORSAL DISTAL RADIAL TITANIUM PLATING AND NECESSARY CASES
21676 | 4229660308200 | SET COMPLETE INSTRUMENTATION FOR INTRAMEDULLARY RETROGRADE DEFORMITY NAIL WITH NECESSARY CASES AND IMPLANT TRAY
21677 | 4229660308300 | SET COMPLETE INSTRUMENTATION FOR STAINLESS STEEL SUPERIOR ANTERIOR CLAVICLE WITH LATERAL EXTENSION PLATING WITH NECESSARY CASE AND IMPLANT TRAY
21678 | 4229660308400 | SET COMPLETE INSTRUMENTATION FOR MINIMAL INVASIVE CURVED HEAD SCREW FOR FOOT SURGERY FIXATION WITH NECESSARY CASES
21679 | 4229660308500 | SET COMPLETE INSTRUMENTATION FOR TITANIUM 6.6MM TO 7.5MM HEADLESS SCREW FIXATION WITH NECESSARY CASES AND IMPLANT TRAY
21680 | 4229660308600 | SET COMPLETE INSTRUMENTATION FOR LARGE EXTERNAL FIXATOR WITH NECESSARY CASES
21681 | 4229660308700 | SET COMPLETE INSTRUMENTATION FOR PRIMARY CEMENTED TOTAL ANKLE ARTHROPLASTY (FIXED BEARING) WITH NECESSARY CASES AND IMPLANT TRAY
21682 | 4229660308800 | SET COMPLETE INSTRUMENTATION FOR PRIMARY CEMENTED TOTAL ANKLE ARTHROPLASTY (MOBILE BEARING) WITH NECESSARY CASES AND IMPLANT TRAY
21683 | 4229660308900 | SET COMPLETE INSTRUMENTATION FOR PRIMARY CEMENTLESS TOTAL ANKLE ARTHROPLASTY (FIXED BEARING) WITH NECESSARY CASES AND IMPLANT TRAY
21684 | 4229660309000 | SET COMPLETE INSTRUMENTATION FOR PRIMARY CEMENTLESS TOTAL ANKLE ARTHROPLASTY (MOBILE BEARING) WITH NECESSARY CASES AND IMPLANT TRAY
21685 | 4229660309100 | SET COMPLETE INSTRUMENTATION FOR COMPLEX PRIMARY CEMENTED TOTAL ANKLE ARTHROPLASTY (FIXED BEARING) WITH NECESSARY CASES AND IMPLANT TRAY
21686 | 4229660309200 | SET COMPLETE INSTRUMENTATION FOR TITANIUM STAPLES WITH NECESSARY INSTRUMENT AND IMPLANTS GRAPHIC CASE AND BOX ORTHOPEDIC
21687 | 4229660309300 | SET COMPLETE INSTRUMENTATION FOR OXIDIZED ZIRCONIUM UNCEMENTED TOTAL HIP ARTHROPLASTY INCLUDING (ACETABULAR FEMORAL AND SCREW FIXATION) WITH NECESSARY CASE AND IMPLANT TRAY
21688 | 4229660309400 | SET COMPLETE INSTRUMENTATION FOR COLLINEAR REDUCTION CLAMP (OR EQUIVALENT) WITH COMPLETE ATTACHMENTS AND NECESSARY STERILIZATION CASE
21689 | 4229660309500 | SET COMPLETE INSTRUMENTATION FOR OXIDIZED ZIRCONIUM TOTAL KNEE CRUCIATE RETAINING AND POSTERIOR STABILIZER ARTHROPLASTY (FEMORAL TIBIAL AND PATELLAR) WITH NECESSARY CASE AND IMPLANT TRAY
21690 | 4229660309600 | SET COMPLETE INSTRUMENTATION FOR MODULAR TUMOR MEGAPROSTHESIS FOR DISTAL FEMUR AND PROXIMAL TIBIA WITH NECESSARY ACCESSORIES AND CASES AND IMPLANT TRAY SILVER COATED OR EQUIVALENT ONCOLOGY
21691 | 4229660309700 | SET COMPLETE INSTRUMENTATION FOR TITANIUM SUPERIOR CLAVICLE WITH LATERAL EXTENSION PLATING WITH NECESSARY CASE AND IMPLANT TRAY
21692 | 4229660309800 | SET COMPLETE INSTRUMENTATION FOR UNCEMENTED TOTAL KNEE CRUCIATE RETAINING AND POSTERIOR STABILIZER ARTHROPLASTY (FEMORAL TIBIAL AND PATELLAR) WITH NECESSARY CASE AND IMPLANT TRAY
21693 | 4229660309900 | SET COMPLETE INSTRUMENTATION FOR VARIABLE ANGLE ANATOMIC DISTAL TIBIAL FIXATION WITH NECESSARY CASE AND IMPLANT TRAY
21694 | 4229660310000 | SET COMPLETE INSTRUMENTATION FOR VARIABLE ANGLE FOR FOREFOOT AND MIDFOOT PLATING WITH NECESSARY CASE AND IMPLANT TRAY
21695 | 4229660310100 | SET COMPLETE INSTRUMENTATION FOR VOLAR VARIABLE ANGLE DISTAL RADIAL STAINLESS STEEL PLATING
21696 | 4229660310200 | SET COMPLETE INSTRUMENTATION FOR VOLAR VARIABLE ANGLE DISTAL RADIAL TITANIUM PLATING
21697 | 4229660310300 | SET COMPLETE INSTRUMENTATION STAINLESS STEEL SCREW CANNULATED FULL THREADED 2MM TO 3 MM WITH NECESSARY CASE AND RELATED DRILL BITS AND TAPS
21698 | 4229660310400 | SET COMPLETE INSTRUMENTATION STAINLESS STEEL SCREW CANNULATED FULL THREADED 3.5MM TO 6MM WITH NECESSARY CASE AND RELATED DRILL BITS AND TAPS
21699 | 4229660310500 | SET COMPLETE INSTRUMENTATION STAINLESS STEEL SCREW CANNULATED FULL THREADED 5MM WITH NECESSARY CASE AND RELATED DRILL BITS AND TAPS
21700 | 4229660310600 | SET COMPLETE INSTRUMENTATION STAINLESS STEEL SCREW CANNULATED FULL THREADED 6.5MM TO 7.5MM WITH NECESSARY CASE AND RELATED DRILL BITS AND TAPS
21701 | 4229660310700 | SET COMPLETE INSTRUMENTATION STAINLESS STEEL SCREW CANNULATED FULL THREADED 8MM WITH NECESSARY CASE AND RELATED DRILL BITS AND TAPS
21702 | 4229660310800 | SET COMPLETE INSTRUMENTATION STAINLESS STEEL SCREW CANNULATED PARTIAL THREADED 2MM TO 3 MM WITH NECESSARY CASE AND RELATED DRILL BITS AND TAPS
21703 | 4229660310900 | SET COMPLETE INSTRUMENTATION STAINLESS STEEL SCREW CANNULATED PARTIAL THREADED 3.5MM TO 6MM WITH NECESSARY CASE AND RELATED DRILL BITS AND TAPS
21704 | 4229660311000 | SET COMPLETE INSTRUMENTATION STAINLESS STEEL SCREW CANNULATED PARTIAL THREADED 5MM WITH NECESSARY CASE AND RELATED DRILL BITS AND TAPS
21705 | 4229660311100 | SET COMPLETE INSTRUMENTATION STAINLESS STEEL SCREW CANNULATED PARTIAL THREADED 8MM WITH NECESSARY CASE AND RELATED DRILL BITS AND TAPS
21706 | 4229660311200 | SET COMPLETE INSTRUMENTATION TITANIUM SCREW CANNULATED FULL THREADED 2MM TO 3 MM WITH NECESSARY CASE AND RELATED DRILL BITS AND TAPS
21707 | 4229660311300 | SET COMPLETE INSTRUMENTATION TITANIUM SCREW CANNULATED FULL THREADED 3.5MM TO 6MM WITH NECESSARY CASE AND RELATED DRILL BITS AND TAPS
21708 | 4229660311400 | SET COMPLETE INSTRUMENTATION TITANIUM SCREW CANNULATED FULL THREADED 5MM WITH NECESSARY CASE AND RELATED DRILL BITS AND TAPS
21709 | 4229660311500 | SET COMPLETE INSTRUMENTATION TITANIUM SCREW CANNULATED FULL THREADED 6.5MM TO 7.5MM WITH NECESSARY CASE AND RELATED DRILL BITS AND TAPS
21710 | 4229660311600 | SET COMPLETE INSTRUMENTATION TITANIUM SCREW CANNULATED FULL THREADED 8MM WITH NECESSARY CASE AND RELATED DRILL BITS AND TAPS
21711 | 4229660311700 | SET COMPLETE INSTRUMENTATION TITANIUM SCREW CANNULATED PARTIAL THREADED 2MM TO 3 MM WITH NECESSARY CASE AND RELATED DRILL BITS AND TAPS
21712 | 4229660311800 | SET COMPLETE INSTRUMENTATION TITANIUM SCREW CANNULATED PARTIAL THREADED 3.5MM TO 6MM WITH NECESSARY CASE AND RELATED DRILL BITS AND TAPS
21713 | 4229660311900 | SET COMPLETE INSTRUMENTATION TITANIUM SCREW CANNULATED PARTIAL THREADED 5MM WITH NECESSARY CASE AND RELATED DRILL BITS AND TAPS
21714 | 4229660312000 | SET COMPLETE INSTRUMENTATION TITANIUM SCREW CANNULATED PARTIAL THREADED 8MM WITH NECESSARY CASE AND RELATED DRILL BITS AND TAPS
21715 | 4229660312100 | SET COMPLETE INSTRUMENTATION FEMUR DYNAMIC AND CONDYLAR TITANIUM HIP SCREW
21716 | 4229660312200 | TROCHANTERIC STAINLESS STEEL STABILIZER PLATE FOR DYNAMIC HIP COMPRESSION PLATE
21717 | 4229670200000 | KIT CEMENT VACUUM MIXING SYSTEM WITH CANAL PRESSURIZER ORTHOPEDIC
21718 | 4229670300100 | CEMENT SYRINGE GUN (REUSABLE) WITH STERILIZATION TRAY ORTHOPEDIC
21719 | 4229670300200 | DISPOSABLE CEMENT INJECTOR WITH CEMENT SPINAL
21720 | 4229670400000 | MEDULLARY CEMENT PLUG APPLICATOR ORTHOPEDIC
21721 | 4229670400600 | CEMENT SINGLE SYRINGE FOR NEGATIVE VACUUM CONNECTION AND LONG AND SHORT NOZZLE WITH PRESSURIZING PIECE ORTHOPEDIC
21722 | 4229670500000 | BONE CEMENT WITH ANTIBIOTICS HIGH VISCOSITY ORTHOPEDIC
21723 | 4229670500100 | BONE CEMENT WITH ANTIBIOTICS LOW VISCOSITY ORTHOPEDIC
21724 | 4229670500600 | BONE CEMENT PLAIN HIGH VISCOSITY ORTHOPEDIC
21725 | 4229670500700 | BONE CEMENT PLAIN LOW VISCOSITY ORTHOPEDIC
21726 | 4229670510100 | BONE CEMENT WITH ANTIBIOTIC MEDIUM VISCOSITY OR EQUIVALENT
21727 | 4229670510200 | BONE CEMENT PLAIN MEDIUM VISCOSITY OR EQUIVALENT
21728 | 4229670510300 | POWDER CALCIUM SULFATE HEMIHYDRATE FOR SURGICAL BONE SUBSTITUTE PACKING SIZE 25 KG
21729 | 4229670510400 | CEMENT ANTIBIOTICS BEADS ORTHOPEDIC
21730 | 4229670600200 | KIT BONE CEMENT CANAL PREPARATION OR EQUIVALENTS
21731 | 4229670700000 | CEMENT MIXING BOWL AND SPATULA WITH VACUUM ORTHOPEDIC
21732 | 4229680000000 | SPATULA ABDOMINAL MALLEABLE OBTAIN EXPOSURE TO THE SURGICAL FIELD HABERER WIDTH= 16.0MM-25.0MM LENGTH = 20.0CM REUSABLE
21733 | 4229680000100 | SPATULA ABDOMINAL MALLEABLE OBTAIN EXPOSURE TO THE SURGICAL FIELD MALLEABLE WIDTH= 30.0MM LENGTH = 33.0CM REUSABLE
21734 | 4229680000200 | SPATULA ABDOMINAL MALLEABLE OBTAIN EXPOSURE TO THE SURGICAL FIELD MALLEABLE WIDTH= 50.0MM LENGTH = 33.0CM REUSABLE
21735 | 4229680000300 | RETRACTOR ABDOMINAL GOSSET STAINLESS STEEL LENGTH = 12.5CM REUSABLE
21736 | 4229680000400 | SPREADER RIB BURFORD ALUMINUM LENGTH = 260.0MM REUSABLE
21737 | 4229680000500 | SPREADER RIB COOLEY ALUMINUM LENGTH = 150.0MM REUSABLE
21738 | 4229680000600 | SPREADER RIB COOLEY STAINLESS STEEL LENGTH = 95.0MM REUSABLE
21739 | 4229680000700 | FORCEPS ANASTOMOSIS COOLEY-DERRA STAINLESS STEEL LENGTH = 16.5CM REUSABLE
21740 | 4229680000800 | FORCEPS ANASTOMOSIS COOLEY-DERRA STAINLESS STEEL LENGTH = 17.0CM REUSABLE
21741 | 4229680000900 | FORCEPS ANASTOMOSIS COOLEY-DERRA STAINLESS STEEL LENGTH = 17.5CM REUSABLE
21742 | 4229680001000 | FORCEPS ANASTOMOSIS DERRA/NO.1 STAINLESS STEEL LENGTH = 16.5CM REUSABLE
21743 | 4229680001100 | FORCEPS ANASTOMOSIS DERRA/NO.2 STAINLESS STEEL LENGTH = 17.0CM REUSABLE
21744 | 4229680001200 | RETRACTOR AORTA ROSS/FLEXIBLE SHAFT STAINLESS STEEL TIP 1 LENGTH = 26.5CM REUSABLE
21745 | 4229680001300 | RETRACTOR AORTA ROSS/FLEXIBLE SHAFT STAINLESS STEEL TIP 2 LENGTH = 27.0CM REUSABLE
21746 | 4229680001400 | RETRACTOR AORTA ROSS/FLEXIBLE SHAFT STAINLESS STEEL TIP 3 LENGTH = 27.0CM REUSABLE
21747 | 4229680001500 | RETRACTOR AORTA ROSS/FLEXIBLE SHAFT STAINLESS STEEL TIP 4 LENGTH = 27.5CM REUSABLE
21748 | 4229680001600 | RETRACTOR AORTA ROSS/FLEXIBLE SHAFT STAINLESS STEEL TIP 5 LENGTH = 27.5CM REUSABLE
21749 | 4229680001700 | RETRACTOR AORTA ROSS/FLEXIBLE SHAFT STAINLESS STEEL TIP 6 LENGTH = 27.5CM REUSABLE
21750 | 4229680001800 | FORCEPS AORTIC CORE/TRANSTHORACIC STAINLESS STEEL LENGTH = 15.0CM REUSABLE
21751 | 4229680001900 | PUNCH AORTIC CUTTING DIAMETER = 4.0MM LENGTH = 15.0CM REUSABLE
21752 | 4229680002000 | PUNCH AORTIC CUTTING DIAMETER = 5.0MM LENGTH = 15.0CM REUSABLE
21753 | 4229680002100 | PUNCH AORTIC CUTTING DIAMETER = 6.0MM LENGTH = 15.0CM REUSABLE
21754 | 4229680002200 | FORCEPS APPLICATION ATRIAL RETRACTOR LENGTH = 30.0CM REUSABLE
21755 | 4229680002300 | FORCEPS CLIP APPLYING MINI CLIPS STAINLESS STEEL LENGTH = 14.5CM REUSABLE
21756 | 4229680002400 | SYSTEM MARTIN ARM WOUND SPREADER '98 REUSABLE
21757 | 4229680002500 | FORCEPS ANASTOMOSIS LAMBERT KAY STAINLESS STEEL LENGTH = 22.5CM REUSABLE
21758 | 4229680002600 | FORCEPS ANASTOMOSIS DEBAKEY STAINLESS STEEL LENGTH = 16.5CM REUSABLE
21759 | 4229680002700 | FORCEPS ANEURYSM ATRAUMATIC/DEBAKEY STAINLESS STEEL LENGTH = 26.0CM REUSABLE
21760 | 4229680002800 | FORCEPS ANEURYSM ATRAUMATIC/DEBAKEY STAINLESS STEEL LENGTH = 27.0CM REUSABLE
21761 | 4229680002900 | FORCEPS AORTIC BAHNSON/CURVED STAINLESS STEEL LENGTH = 24.5CM REUSABLE
21762 | 4229680003000 | CLAMP BULLDOG ATRAUMATIC/ANGLED STAINLESS STEEL TIP WIDTH= 10.0MM REUSABLE
21763 | 4229680003100 | CLAMP BULLDOG ATRAUMATIC/ANGLED STAINLESS STEEL TIP WIDTH= 14.0MM REUSABLE
21764 | 4229680003200 | CLAMP BULLDOG ATRAUMATIC/ANGLED STAINLESS STEEL TIP WIDTH= 20.0MM REUSABLE
21765 | 4229680003300 | CLAMP BULLDOG ATRAUMATIC/STRAIGHT STAINLESS STEEL TIP WIDTH= 10.0MM REUSABLE
21766 | 4229680003400 | CLAMP BULLDOG ATRAUMATIC/STRAIGHT STAINLESS STEEL TIP WIDTH= 20.0MM REUSABLE
21767 | 4229680003500 | FORCEPS BLOOD VESSEL ATRAUMATIC/POTTS/CURVED STAINLESS STEEL LENGTH = 21.5CM TIP WIDTH= 55.0MM REUSABLE
21768 | 4229680003600 | FORCEPS ATRAUMATIC/BAINBRIDGE/CURVED STAINLESS STEEL LENGTH = 18.5CM REUSABLE
21769 | 4229680003700 | FORCEPS VASCULAR ATRAUMATIC/BECK/DOUBLE CURVED STAINLESS STEEL LENGTH = 17.0CM REUSABLE
21770 | 4229680003800 | FORCEPS TISSUE ATRAUMATIC/COOLEY/ANGLED STAINLESS STEEL LENGTH = 17.0CM REUSABLE
21771 | 4229680003900 | FORCEPS VASCULAR ATRAUMATIC/COOLEY/ANGLED STAINLESS STEEL LENGTH = 14.5CM REUSABLE
21772 | 4229680004000 | FORCEPS VASCULAR ATRAUMATIC/COOLEY/CURVED STAINLESS STEEL LENGTH = 17.0CM REUSABLE
21773 | 4229680004100 | FORCEPS VASCULAR ATRAUMATIC/COOLEY/DOUBLE CURVED STAINLESS STEEL LENGTH = 14.0CM REUSABLE
21774 | 4229680004200 | FORCEPS VASCULAR ATRAUMATIC/COOLEY/MEDIUM ANGLED STAINLESS STEEL LENGTH = 16.0CM REUSABLE
21775 | 4229680004300 | FORCEPS VASCULAR ATRAUMATIC/COOLEY/SLIGHT ANGLED STAINLESS STEEL LENGTH = 16.5CM REUSABLE
21776 | 4229680004400 | FORCEPS VASCULAR ATRAUMATIC/SPOON-SHAPE STAINLESS STEEL LENGTH = 14.5CM REUSABLE
21777 | 4229680004500 | FORCEPS CARDIOVASCULAR ATRAUMATIC/COOLEY/SPOON-SHAPE STAINLESS STEEL LENGTH = 17.5CM REUSABLE
21778 | 4229680004600 | FORCEPS VASCULAR ATRAUMATIC/COOLEY/STRAIGHT/ANGLED STAINLESS STEEL LENGTH = 14.5CM REUSABLE
21779 | 4229680004700 | FORCEPS CARDIOVASCULAR ATRAUMATIC/COOLEY/STRAIGHT/CURVED STAINLESS STEEL LENGTH = 16.5CM REUSABLE
21780 | 4229680004800 | FORCEPS VASCULAR ATRAUMATIC/COOLEY/STRAIGHT STAINLESS STEEL LENGTH = 14.5CM REUSABLE
21781 | 4229680004900 | FORCEPS VASCULAR ATRAUMATIC/COOLEY/STRAIGHT STAINLESS STEEL LENGTH = 17.0CM REUSABLE
21782 | 4229680005000 | FORCEPS VASCULAR ATRAUMATIC/COOLEY-BECK/ANGLED STAINLESS STEEL LENGTH = 17.0CM REUSABLE
21783 | 4229680005100 | FORCEPS VASCULAR ATRAUMATIC/DEBAKEY STAINLESS STEEL LENGTH = 16.0CM REUSABLE
21784 | 4229680005200 | FORCEPS VASCULAR ATRAUMATIC/DEBAKEY STAINLESS STEEL LENGTH = 20.0CM TIP WIDTH= 2.7MM REUSABLE
21785 | 4229680005300 | FORCEPS VASCULAR ATRAUMATIC/DEBAKEY STAINLESS STEEL LENGTH = 25.0CM TIP WIDTH= 2.7MM REUSABLE
21786 | 4229680005400 | FORCEPS VASCULAR ATRAUMATIC/DEBAKEY STAINLESS STEEL LENGTH = 30.0CM TIP WIDTH= 2.7MM REUSABLE
21787 | 4229680005500 | FORCEPS VASCULAR ATRAUMATIC/DEBAKEY STAINLESS STEEL LENGTH = 23.0CM REUSABLE
21788 | 4229680005600 | FORCEPS VASCULAR ATRAUMATIC/DEBAKEY STAINLESS STEEL LENGTH = 20.0CM TIP WIDTH= 3.5MM REUSABLE
21789 | 4229680005700 | FORCEPS VASCULAR ATRAUMATIC/DEBAKEY/ANGLED STAINLESS STEEL LENGTH = 12.5CM REUSABLE
21790 | 4229680005800 | FORCEPS VASCULAR ATRAUMATIC/DEBAKEY/ANGLED STAINLESS STEEL LENGTH = 16.5CM REUSABLE
21791 | 4229680005900 | FORCEPS VASCULAR ATRAUMATIC/DEBAKEY/ANGLED STAINLESS STEEL LENGTH = 31.5CM REUSABLE
21792 | 4229680006000 | FORCEPS VASCULAR ATRAUMATIC/DEBAKEY/CURVED STAINLESS STEEL LENGTH = 13.0CM REUSABLE
21793 | 4229680006100 | FORCEPS VASCULAR ATRAUMATIC/DEBAKEY/ANGLED/MEDIUM STAINLESS STEEL LENGTH = 16.0CM REUSABLE
21794 | 4229680006200 | FORCEPS VASCULAR ATRAUMATIC/S-SHAPE STAINLESS STEEL LENGTH = 19.0CM REUSABLE
21795 | 4229680006300 | FORCEPS VASCULAR ATRAUMATIC/DEBAKEY/STRAIGHT/ANGLED STAINLESS STEEL LENGTH = 15.0CM REUSABLE
21796 | 4229680006400 | FORCEPS VASCULAR ATRAUMATIC/DEBAKEY/STRAIGHT STAINLESS STEEL LENGTH = 13.0CM REUSABLE
21797 | 4229680006500 | FORCEPS VASCULAR ATRAUMATIC/LELAND/ANGLED STAINLESS STEEL LENGTH = 20.0CM REUSABLE
21798 | 4229680006600 | FORCEPS HEMOSTATIC ATRAUMATIC/MOSQUITO/STRAIGHT STAINLESS STEEL LENGTH = 12.5CM REUSABLE
21799 | 4229680006700 | FORCEPS HEMOSTATIC ATRAUMATIC/PEDIATRIC/DOUBLE-ENDED/CURVED STAINLESS STEEL LENGTH = 15.5CM REUSABLE
21800 | 4229680006800 | FORCEPS VASCULAR ATRAUMATIC/PEDIATRIC STAINLESS STEEL LENGTH = 14.0CM REUSABLE
21801 | 4229680006900 | FORCEPS VASCULAR ATRAUMATIC/PEDIATRIC/STRAIGHT/CURVED STAINLESS STEEL LENGTH = 14.0CM REUSABLE
21802 | 4229680007000 | FORCEPS VASCULAR ATRAUMATIC/PEDIATRIC/STRAIGHT STAINLESS STEEL LENGTH = 14.0CM REUSABLE
21803 | 4229680007100 | FORCEPS CARDIOVASCULAR ATRAUMATIC/POTTS/CURVED STAINLESS STEEL LENGTH = 22.0CM TIP WIDTH= 55.0MM REUSABLE
21804 | 4229680007200 | FORCEPS DISSECTING ATRAUMATIC/LIGATURE/DEBAKEY STAINLESS STEEL LENGTH = 19.0CM REUSABLE
21805 | 4229680007300 | FORCEPS MICRO ATRAUMATIC/STRAIGHT STAINLESS STEEL LENGTH = 21.0CM TIP WIDTH= 1.2MM REUSABLE
21806 | 4229680007400 | FORCEPS VASCULAR ATRAUMATIC/NEONATAL/30DEG ANGLED STAINLESS STEEL LENGTH = 12.5CM REUSABLE
21807 | 4229680007500 | FORCEPS VASCULAR NEONATAL/45 DEGREE ANGLED STAINLESS STEEL LENGTH = 12.0CM REUSABLE
21808 | 4229680007600 | FORCEPS VASCULAR ATRAUMATIC/NEONATAL/CURVED STAINLESS STEEL LENGTH = 12.0CM REUSABLE
21809 | 4229680007700 | FORCEPS TISSUE ATRAUMATIC DUVAL/ORGAN SEIZING/SCHEIBE STAINLESS STEEL LENGTH = 20.5CM REUSABLE
21810 | 4229680007800 | FORCEPS VASCULAR ATRAUMATIC/SUBRAMANIAN/135 DEGREE ANGLED STAINLESS STEEL LENGTH = 16.0CM REUSABLE
21811 | 4229680007900 | FORCEPS VASCULAR ATRAUMATIC/SUBRAMANIAN/LEFT STAINLESS STEEL LENGTH = 16.0CM REUSABLE
21812 | 4229680008000 | FORCEPS VASCULAR ATRAUMATIC/SUBRAMANIAN/RIGHT STAINLESS STEEL LENGTH = 16.0CM REUSABLE
21813 | 4229680008100 | FORCEPS TISSUE BABCOCK/ATRAUMATIC STAINLESS STEEL LENGTH = 21.0CM REUSABLE
21814 | 4229680008200 | RETRACTOR ATRIUM RIGHT STAINLESS STEEL TIP SIZE: 48.0MM X 48.0MM LENGTH = 25.0CM REUSABLE
21815 | 4229680008300 | RETRACTOR ATRIUM SERRATED STAINLESS STEEL TIP SIZE: 48.0MM X 48.0MM LENGTH = 25.0CM REUSABLE
21816 | 4229680008400 | DILATOR BILE DUCT BAKES LENGTH = 32.0CM TIP DIAMETER = 11.0MM REUSABLE
21817 | 4229680008500 | DILATOR BILE DUCT BAKES LENGTH = 32.0CM TIP DIAMETER = 13.0MM REUSABLE
21818 | 4229680008600 | BLADE ATRIAL RETRACTOR MITRAL SIZE: 30.0 MM X 35.0 MM REUSABLE
21819 | 4229680008700 | BLADE ATRIAL RETRACTOR MITRAL SIZE: 40.0 MM X 35.0 MM REUSABLE
21820 | 4229680008800 | BLADE ATRIAL RETRACTOR MITRAL SIZE: 50.0 MM X 35.0 MM REUSABLE
21821 | 4229680008900 | BLADE ATRIAL RETRACTOR MITRAL SIZE: 50.0 MM X 45.0 MM REUSABLE
21822 | 4229680009000 | BLADE ATRIAL RETRACTOR MITRAL SIZE: 60.0 MM X 45.0 MM REUSABLE
21823 | 4229680009100 | BLADE ATRIAL RETRACTOR MITRAL SIZE: 70.0 MM X 45.0 MM REUSABLE
21824 | 4229680009200 | CURETTE BONE SAMPLE COLLECTION VOLKMANN/NO.4 SILICONE LENGTH = 17.0CM CUTTING AND EXCISING BONE TISSUE REUSABLE
21825 | 4229680009300 | CURETTE BONE SAMPLE COLLECTION VOLKMANN/NO.3 SILICONE LENGTH = 27.0CM CUTTING AND EXCISING BONE TISSUE REUSABLE
21826 | 4229680009400 | FORCEPS BONE CUTTING STILLE-LIST STAINLESS STEEL LENGTH = 23.5CM REUSABLE
21827 | 4229680009500 | FORCEPS BONE CUTTING STILLE-LISTON STAINLESS STEEL LENGTH = 28.0CM REUSABLE
21828 | 4229680009600 | BOWL METAL DIAMETER = 116.0MM HEIGHT: 50.0MM CAPACITY: 0.25L REUSABLE
21829 | 4229680009700 | FORCEPS BRONCHUS PRICE-THOMAS/NO.1 STAINLESS STEEL REUSABLE
21830 | 4229680009800 | FORCEPS BRONCHUS PRICE-THOMAS/NO.2 STAINLESS STEEL REUSABLE
21831 | 4229680009900 | CLAMP BULLDOG GREGORY-STYLE/CORE/LEFT STAINLESS STEEL LENGTH = 9.5CM REUSABLE
21832 | 4229680010000 | CLAMP BULLDOG GREGORY-STYLE/CORE/RIGHT STAINLESS STEEL LENGTH = 9.5CM REUSABLE
21833 | 4229680010100 | CLAMP BULLDOG DEBAKEY/CURVED TITANIUM LENGTH = 10.0CM REUSABLE
21834 | 4229680010200 | CLAMP BULLDOG DEBAKEY/CURVED STAINLESS STEEL LENGTH = 11.5CM REUSABLE
21835 | 4229680010300 | CLAMP BULLDOG DEBAKEY/CURVED STAINLESS STEEL LENGTH = 8.0CM REUSABLE
21836 | 4229680010400 | CLAMP BULLDOG DEBAKEY/STRAIGHT STAINLESS STEEL LENGTH = 12.5CM REUSABLE
21837 | 4229680010500 | CLAMP BULLDOG DEBAKEY/SATINSKY STAINLESS STEEL LENGTH = 10.0CM REUSABLE
21838 | 4229680010600 | CLAMP BULLDOG DIETHRICH/CURVED STAINLESS STEEL TIP WIDTH= 12.0MM REUSABLE
21839 | 4229680010700 | CLAMP BULLDOG DIETHRICH/CURVED STAINLESS STEEL TIP WIDTH= 20.0MM REUSABLE
21840 | 4229680010800 | CLAMP BULLDOG DIETHRICH/CURVED STAINLESS STEEL TIP WIDTH= 8.0MM REUSABLE
21841 | 4229680010900 | CLAMP BULLDOG DIETHRICH/STRAIGHT STAINLESS STEEL TIP WIDTH= 12.0MM REUSABLE
21842 | 4229680011000 | CLAMP BULLDOG DIETHRICH/STRAIGHT STAINLESS STEEL TIP WIDTH= 8.0MM REUSABLE
21843 | 4229680011100 | CLAMP BULLDOG GLOVER/ANGLED STAINLESS STEEL LENGTH = 6.5CM REUSABLE
21844 | 4229680011200 | CLAMP BULLDOG GLOVER/CURVED STAINLESS STEEL LENGTH = 10.5CM REUSABLE
21845 | 4229680011300 | CLAMP BULLDOG GLOVER/CURVED STAINLESS STEEL LENGTH = 7.5CM REUSABLE
21846 | 4229680011400 | CLAMP BULLDOG GLOVER/CURVED STAINLESS STEEL LENGTH = 9.0CM REUSABLE
21847 | 4229680011500 | CLAMP BULLDOG GLOVER/STRAIGHT STAINLESS STEEL LENGTH = 11.0CM REUSABLE
21848 | 4229680011600 | CLAMP BULLDOG GLOVER/STRAIGHT STAINLESS STEEL LENGTH = 8.0CM REUSABLE
21849 | 4229680011700 | PROBE SURGICAL TISSUE MANIPULATION STAINLESS STEEL BUTTON/JACOBSON/ANGLED DOWNWARDS LENGTH = 18.5CM REUSABLE
21850 | 4229680011800 | FITTING CATHETER CONICAL DIAMETER = 3.0MM LENGTH = 9.0MM REUSABLE
21851 | 4229680011900 | SIZER CARDIOVASCULAR SURGERY CHORDAE TENDINEAE/MARCORE LENGTH = 41.0CM REUSABLE
21852 | 4229680012200 | CONTAINER STERILIZATION SIZE: 30.0CM X 30.0CM X 10.0CM REUSABLE
21853 | 4229680012300 | CONTAINER STERILIZATION WITH 2 TRAYS AND SECURE LID SIZE: 30.0CM X 30.0CM X 15.0CM REUSABLE
21854 | 4229680012700 | CONTAINER INSTRUMENT TRANSPORTATION WITH SECURE LID/MINISET STAINLESS STEEL SIZE: 310.0MM X 189.0.0MM X 70.0MM TRANSPORTATION OF CLEAN INSTRUMENT REUSABLE
21855 | 4229680012800 | CONTAINER INSTRUMENT TRANSPORTATION WITH SECURE LID STAINLESS STEEL SIZE: 300.0MM X 300.0.0MM X 110.0MM TRANSPORTATION OF CLEAN INSTRUMENT REUSABLE
21856 | 4229680012900 | CONTAINER INSTRUMENT TRANSPORTATION WITH SECURE LID STAINLESS STEEL SIZE: 300.0MM X 300.0.0MM X 160.0MM TRANSPORTATION OF CLEAN INSTRUMENT REUSABLE
21857 | 4229680013000 | CONTAINER INSTRUMENT TRANSPORTATION WITH SECURE LID STAINLESS STEEL SIZE: 600.0MM X 300.0.0MM X 110.0MM TRANSPORTATION OF CLEAN INSTRUMENT REUSABLE
21858 | 4229680013100 | CONTAINER INSTRUMENT TRANSPORTATION WITH SECURE LID STAINLESS STEEL COLOR: GREY SIZE: 300.0MM X 300.0.0MM X 140.0MM TRANSPORTATION OF CLEAN INSTRUMENT REUSABLE
21859 | 4229680013200 | CONTAINER INSTRUMENT TRANSPORTATION WITH SECURE LID STAINLESS STEEL COLOR: GREY SIZE: 300.0MM X 300.0.0MM X 160.0MM TRANSPORTATION OF CLEAN INSTRUMENT REUSABLE
21860 | 4229680013300 | CONTAINER INSTRUMENT TRANSPORTATION WITH SECURE LID STAINLESS STEEL COLOR: GREY SIZE: 600.0MM X 300.0.0MM X 160.0MM TRANSPORTATION OF CLEAN INSTRUMENT REUSABLE
21861 | 4229680013400 | SCISSORS MICRO CORONARY/ANGLED 125 DEGREE STAINLESS STEEL LENGTH = 18.0CM TIP WIDTH= 10.0MM REUSABLE
21862 | 4229680013500 | SCISSORS MICRO CORONARY/ANGLED 45 DEGREE RIGHT HANDLE STAINLESS STEEL LENGTH = 18.0CM TIP WIDTH= 10.0MM REUSABLE
21863 | 4229680013600 | SCISSORS MICRO CORONARY/ANGLED 45 DEGREE/ROUND HANDLE STAINLESS STEEL LENGTH = 18.0CM TIP WIDTH= 10.0MM REUSABLE
21864 | 4229680013700 | SPREADER CORONARY STANDARD STAINLESS STEEL LENGTH = 25.0CM TEETH: 1X0 REUSABLE
21865 | 4229680013800 | SPREADER CORONARY STANDARD STAINLESS STEEL LENGTH = 40.0CM TEETH: 3X2 REUSABLE
21866 | 4229680013900 | SPREADER CORONARY STANDARD STAINLESS STEEL LENGTH = 50.0CM TEETH: 3X2 REUSABLE
21867 | 4229680014000 | SCISSORS VASCULAR DIETRICH/ANGLED 125 DEGREE/WITH GUIDE STAINLESS STEEL LENGTH = 17.5CM REUSABLE
21868 | 4229680014100 | DILATOR VASCULAR DEBAKEY LENGTH = 14.0CM TIP DIAMETER = 0.5MM REUSABLE
21869 | 4229680014200 | DILATOR VASCULAR DEBAKEY LENGTH = 14.0CM TIP DIAMETER = 1.0MM REUSABLE
21870 | 4229680014300 | DILATOR VASCULAR DEBAKEY NITINOL LENGTH = 19.0CM TIP DIAMETER = 1.0MM REUSABLE
21871 | 4229680014400 | DILATOR VASCULAR DEBAKEY LENGTH = 14.0CM TIP DIAMETER = 1.5MM REUSABLE
21872 | 4229680014500 | DILATOR VASCULAR DEBAKEY NITINOL LENGTH = 19.0CM TIP DIAMETER = 1.5MM REUSABLE
21873 | 4229680014600 | DILATOR VASCULAR DEBAKEY LENGTH = 14.0CM TIP DIAMETER = 2.0MM REUSABLE
21874 | 4229680014700 | DILATOR VASCULAR DEBAKEY NITINOL LENGTH = 19.0CM TIP DIAMETER = 2.0MM REUSABLE
21875 | 4229680014800 | DILATOR VASCULAR DEBAKEY LENGTH = 14.0CM TIP DIAMETER = 2.5MM REUSABLE
21876 | 4229680014900 | DILATOR VASCULAR DEBAKEY LENGTH = 14.0CM TIP DIAMETER = 3.0MM REUSABLE
21877 | 4229680015000 | DILATOR VASCULAR DEBAKEY LENGTH = 14.0CM TIP DIAMETER = 3.5MM REUSABLE
21878 | 4229680015100 | DILATOR VASCULAR DEBAKEY LENGTH = 14.0CM TIP DIAMETER = 4.0MM REUSABLE
21879 | 4229680015200 | DILATOR VASCULAR DEBAKEY LENGTH = 14.0CM TIP DIAMETER = 4.5MM REUSABLE
21880 | 4229680015300 | DILATOR VASCULAR DEBAKEY LENGTH = 14.0CM TIP DIAMETER = 5.0MM REUSABLE
21881 | 4229680015400 | DILATOR AORTA TUBBS DIAMETER = SPREADING/8.0MM-42.0MM REUSABLE
21882 | 4229680015500 | FORCEPS DISSECTING GEMINI/STRAIGHT/CURVED STAINLESS STEEL LENGTH = 13.0CM REUSABLE
21883 | 4229680015600 | FORCEPS DISSECTING GEMINI/STRAIGHT/CURVED STAINLESS STEEL LENGTH = 18.0CM REUSABLE
21884 | 4229680015700 | FORCEPS DISSECTING GEMINI/STRAIGHT/CURVED STAINLESS STEEL LENGTH = 21.0CM REUSABLE
21885 | 4229680015800 | FORCEPS DISSECTING GEMINI/STRAIGHT/CURVED STAINLESS STEEL LENGTH = 23.0CM REUSABLE
21886 | 4229680015900 | FORCEPS DISSECTING GEMINI/STRAIGHT/CURVED STAINLESS STEEL LENGTH = 28.0CM REUSABLE
21887 | 4229680016000 | FORCEPS DISSECTING HEISS/STRAIGHT STAINLESS STEEL LENGTH = 21.0CM REUSABLE
21888 | 4229680016100 | FORCEPS DISSECTING KELLY/SLIGHT CURVED STAINLESS STEEL LENGTH = 19.0CM REUSABLE
21889 | 4229680016200 | FORCEPS DISSECTING KELLY/SLIGHT CURVED STAINLESS STEEL LENGTH = 23.0CM REUSABLE
21890 | 4229680016300 | FORCEPS DISSECTING OVERHOLT/S STAINLESS STEEL LENGTH = 18.5CM REUSABLE
21891 | 4229680016400 | FORCEPS DISSECTING OVERHOLT/S STAINLESS STEEL LENGTH = 20.5CM REUSABLE
21892 | 4229680016500 | FORCEPS DISSECTING OVERHOLT/S STAINLESS STEEL LENGTH = 21.0CM REUSABLE
21893 | 4229680016600 | FORCEPS DISSECTING OVERHOLT/S STAINLESS STEEL LENGTH = 21.5CM REUSABLE
21894 | 4229680016700 | FORCEPS DISSECTING OVERHOLT/S STAINLESS STEEL LENGTH = 24.5CM REUSABLE
21895 | 4229680016800 | FORCEPS DISSECTING OVERHOLT-MIXTER STAINLESS STEEL LENGTH = 22.0CM REUSABLE
21896 | 4229680016900 | FORCEPS DISSECTING OVERHOLT/CURVED STAINLESS STEEL LENGTH = 13.5CM REUSABLE
21897 | 4229680017000 | FORCEPS DISSECTING OVERHOLT/NO.2 STAINLESS STEEL LENGTH = 26.5CM REUSABLE
21898 | 4229680017100 | FORCEPS DISSECTING OVERHOLT/NO.6 STAINLESS STEEL LENGTH = 28.0CM REUSABLE
21899 | 4229680017200 | FORCEPS DISSECTING OVERHOLT/NO.7 STAINLESS STEEL LENGTH = 22.0CM REUSABLE
21900 | 4229680017300 | FORCEPS DISSECTING SEMKEN STAINLESS STEEL LENGTH = 15.0CM TEETH: 1X1 REUSABLE
21901 | 4229680017400 | SCISSORS DISSECTING FINE/CURVED STAINLESS STEEL LENGTH = 23.0CM REUSABLE
21902 | 4229680017500 | SCISSORS DISSECTING METZENBUM FINE/STRAIGHT STAINLESS STEEL LENGTH = 23.0CM REUSABLE
21903 | 4229680017600 | SCISSORS DISSECTING IRIS SHARP-SHARP/CURVED STAINLESS STEEL LENGTH = 15.5CM REUSABLE
21904 | 4229680017700 | SCISSORS DISSECTING THOREK/CURVED STAINLESS STEEL LENGTH = 18.5CM REUSABLE
21905 | 4229680017800 | FORCEPS DISSECTING RUMEL/NO.5 STAINLESS STEEL LENGTH = 24.0CM REUSABLE
21906 | 4229680017900 | SCISSORS DISSECTING CURVED STAINLESS STEEL LENGTH = 31.0CM REUSABLE
21907 | 4229680018000 | DISSECTOR SEPARATION ROBB/DOUBLE STAINLESS STEEL SIZE: 1 LENGTH = 24.0CM REUSABLE
21908 | 4229680018100 | DISSECTOR SEPARATION ROBB/DOUBLE STAINLESS STEEL SIZE: 2 LENGTH = 24.0CM REUSABLE
21909 | 4229680018200 | DISSECTOR SEPARATION ROBB/DOUBLE STAINLESS STEEL SIZE: 3 LENGTH = 24.0CM REUSABLE
21910 | 4229680018300 | DISSECTOR SEPARATION ROBB/DOUBLE STAINLESS STEEL SIZE: 4 LENGTH = 24.0CM REUSABLE
21911 | 4229680018400 | FORCEPS DRESSING ADSON/SERRATED STAINLESS STEEL LENGTH = 12.0CM REUSABLE
21912 | 4229680018500 | FORCEPS DRESSING CUSHING/STRAIGHT STAINLESS STEEL LENGTH = 17.5CM REUSABLE
21913 | 4229680018600 | FORCEPS DRESSING GERALD/STRAIGHT STAINLESS STEEL LENGTH = 17.5CM REUSABLE
21914 | 4229680018700 | FORCEPS DRESSING MCINDOE STAINLESS STEEL LENGTH = 15.0CM REUSABLE
21915 | 4229680018800 | FORCEPS DRESSING MEDIUM WIDE/SERRATED STAINLESS STEEL LENGTH = 16.0CM REUSABLE
21916 | 4229680018900 | FORCEPS DRESSING POTTS-SMITH STAINLESS STEEL LENGTH = 18.0CM REUSABLE
21917 | 4229680019000 | FORCEPS DRESSING SEMKEN STAINLESS STEEL LENGTH = 15.0CM REUSABLE
21918 | 4229680019100 | FORCEPS DRESSING WITH SCRAPER STAINLESS STEEL LENGTH = 17.5CM REUSABLE
21919 | 4229680019200 | DISSECTOR SEPARATION PENFIELD/DURA STAINLESS STEEL SIZE: 5 LENGTH = 18.5CM REUSABLE
21920 | 4229680019300 | HOOKLET DURA FIXATION/TRACTION ADSON/BLUNT/ANGULATED LENGTH = 20.0CM REUSABLE
21921 | 4229680019400 | DISSECTOR SEPARATION OLIVECRONA/DURA/DOUBLE STAINLESS STEEL LENGTH = 20.0CM REUSABLE
21922 | 4229680019500 | DISSECTOR SEPARATION OLIVECRONA/DURA/DOUBLE STAINLESS STEEL LENGTH = 24.0CM REUSABLE
21923 | 4229680019600 | DISSECTOR SEPARATION TOENNIS/DURA/DOUBLE STAINLESS STEEL LENGTH = 24.0CM REUSABLE
21924 | 4229680019700 | ELEVATOR SURGICAL FREER/POINTED/BLUNT/WITHOUT PIN STAINLESS STEEL LENGTH = 18.0CM REUSABLE
21925 | 4229680019800 | FORCEPS HEMOSTATIC KOCHER-NIPPON/STRAIGHT STAINLESS STEEL LENGTH = 16.5CM TEETH: 1X1 REUSABLE
21926 | 4229680019900 | HOLDER INSTRUMENT 6 FOLD DIAMETER = 4.0MM-6.0MM TRAY REUSABLE
21927 | 4229680020000 | HOLDER INSTRUMENT 6 FOLD DIAMETER = 6.0MM-8.0MM TRAY REUSABLE
21928 | 4229680020100 | TRAY ELEMENT FIXATION NUBBED/6 UNITS REUSABLE
21929 | 4229680020200 | ELEMENT FIXATION NEUROSURGERY UNIVERSAL DIAMETER = 6.0MM REUSABLE
21930 | 4229680020300 | FORCEPS BLADE CHANGING STAINLESS STEEL CASPAR RETRACTOR BLADES REUSABLE
21931 | 4229680020400 | FORCEPS HEMOSTATIC MICRO-MOSQUITO/CURVED STAINLESS STEEL LENGTH = 10.0CM REUSABLE
21932 | 4229680020500 | FORCEPS TISSUE ADSON BROWN STAINLESS STEEL LENGTH = 12.0CM TEETH: 7X6 REUSABLE
21933 | 4229680020600 | FORCEPS GRASPING COLLIN/OVAL JAW STAINLESS STEEL LENGTH = 17.0CM REUSABLE
21934 | 4229680020700 | FORCEPS CORE DEBAKEY/SLIM STAINLESS STEEL SIZE: MEDIUM REUSABLE
21935 | 4229680020800 | FORCEPS CORE DEBAKEY/WIDE STAINLESS STEEL SIZE: MEDIUM REUSABLE
21936 | 4229680020900 | FORCEPS CORE RESANO/SINGLE ACTION STAINLESS STEEL SIZE: MEDIUM REUSABLE
21937 | 4229680021000 | FORCEPS HEMOSTATIC CRAFOORD/CURVED STAINLESS STEEL LENGTH = 24.5CM REUSABLE
21938 | 4229680021100 | FORCEPS SPONGE HOLDING FOERSTER/SERRATED/STRAIGHT STAINLESS STEEL LENGTH = 20.5CM REUSABLE
21939 | 4229680021200 | FORCEPS HEMOSTATIC MARTIN-FUCHSIG/CURVED STAINLESS STEEL LENGTH = 20.5CM REUSABLE
21940 | 4229680021300 | FORCEPS TISSUE GERALD/STRAIGHT STAINLESS STEEL LENGTH = 17.5CM 1X1 REUSABLE
21941 | 4229680021400 | FORCEPS MICRO JEWELER/CURVED/NO.7 STAINLESS STEEL LENGTH = 12.0CM REUSABLE
21942 | 4229680021500 | FORCEPS MICRO JEWELER/STRAIGHT/NO.3 STAINLESS STEEL LENGTH = 12.0CM REUSABLE
21943 | 4229680021600 | FORCEPS HEMOSTATIC KOCHER/CURVED STAINLESS STEEL LENGTH = 14.0CM TEETH: 1X1 REUSABLE
21944 | 4229680021700 | FORCEPS HEMOSTATIC KOCHER/CURVED STAINLESS STEEL LENGTH = 24.0CM TEETH: 1X1 REUSABLE
21945 | 4229680021800 | FORCEPS HEMOSTATIC KOCHER STAINLESS STEEL LENGTH = 16.5CM TEETH: 1X1 REUSABLE
21946 | 4229680021900 | FORCEPS HEMOSTATIC KOCHER/STRAIGHT STAINLESS STEEL LENGTH = 22.5CM TEETH: 1X1 REUSABLE
21947 | 4229680022000 | FORCEPS HEMOSTATIC LERICHE/CURVED STAINLESS STEEL LENGTH = 15.0CM TEETH: 1X1 REUSABLE
21948 | 4229680022100 | FORCEPS HEMOSTATIC MOSQUITO/CURVED STAINLESS STEEL LENGTH = 18.0CM TEETH: 1X1 REUSABLE
21949 | 4229680022200 | FORCEPS DISSECTING OVERHOLT-MINI STAINLESS STEEL LENGTH = 20.0CM REUSABLE
21950 | 4229680022300 | FORCEPS HEMOSTATIC OVERHOLT-MINI/S-SHAPE STAINLESS STEEL LENGTH = 15.0CM REUSABLE
21951 | 4229680022400 | FORCEPS TISSUE POTTS-SMITH STAINLESS STEEL LENGTH = 25.0CM REUSABLE
21952 | 4229680022500 | FORCEPS HEMOSTATIC ROCHESTER-CARMALT/STRAIGHT STAINLESS STEEL LENGTH = 17.0CM REUSABLE
21953 | 4229680022600 | FORCEPS HEMOSTATIC SAROT/CURVED STAINLESS STEEL LENGTH = 24.5CM REUSABLE
21954 | 4229680022700 | FORCEPS HEMOSTATIC SPENCER-WELLS/CURVED STAINLESS STEEL LENGTH = 18.0CM REUSABLE
21955 | 4229680022800 | FORCEPS HEMOSTATIC SPENCER-WELLS/STRAIGHT STAINLESS STEEL LENGTH = 20.0CM REUSABLE
21956 | 4229680022900 | GUIDE NEEDLE ANGLED/KNIFE SHAPE STAINLESS STEEL SIZE: 14.0 CATHETER REUSABLE
21957 | 4229680023000 | GUIDE NEEDLE ANGLED/KNIFE SHAPE STAINLESS STEEL SIZE: 16.0 CATHETER REUSABLE
21958 | 4229680023100 | FORCEPS HEMOSTATIC ADSON/CURVED STAINLESS STEEL LENGTH = 18.5CM REUSABLE
21959 | 4229680023200 | FORCEPS HEMOSTATIC KELLY/STRAIGHT STAINLESS STEEL LENGTH = 14.5CM REUSABLE
21960 | 4229680023300 | FORCEPS HEMOSTATIC KELLY-RANKIN/STRAIGHT STAINLESS STEEL LENGTH = 16.0CM REUSABLE
21961 | 4229680023400 | FORCEPS HEMOSTATIC MOSQUITO/CURVED STAINLESS STEEL LENGTH = 20.5CM REUSABLE
21962 | 4229680023500 | FORCEPS HEMOSTATIC CRILE/CURVED STAINLESS STEEL LENGTH = 14.5CM REUSABLE
21963 | 4229680023600 | FORCEPS HEMOSTATIC CRILE/STRAIGHT STAINLESS STEEL LENGTH = 14.5CM REUSABLE
21964 | 4229680023700 | FORCEPS HEMOSTATIC POTTS/CURVED STAINLESS STEEL LENGTH = 18.5CM REUSABLE
21965 | 4229680023800 | FORCEPS HEMOSTATIC PEAN/CURVED STAINLESS STEEL LENGTH = 22.0CM REUSABLE
21966 | 4229680023900 | FORCEPS HEMOSTATIC PEAN/CURVED STAINLESS STEEL LENGTH = 14.0CM REUSABLE
21967 | 4229680024000 | FORCEPS HEMOSTATIC PEAN/CURVED STAINLESS STEEL LENGTH = 16.5CM REUSABLE
21968 | 4229680024100 | FORCEPS HEMOSTATIC PEAN/STRAIGHT STAINLESS STEEL LENGTH = 16.5CM REUSABLE
21969 | 4229680024200 | FORCEPS HEMOSTATIC POTTS/STRAIGHT STAINLESS STEEL LENGTH = 22.5CM REUSABLE
21970 | 4229680024300 | NEEDLE SURGICAL HEPARIN/MOCK/BUTTON END LENGTH = 6.5CM REUSABLE
21971 | 4229680024400 | HANDLE GIGLI HOOK FOR WIRE SAWS REUSABLE
21972 | 4229680024500 | HOOK BLADE WOUND SPREADING KIRSCHNER SIZE: 85.0MM X 90.0MM REUSABLE
21973 | 4229680024600 | HOOK SKIN RETRACTION MARCORE LENGTH = 36.0CM TIP LENGTH = 10.0MM REUSABLE
21974 | 4229680024700 | HOOK RETRACTION CORE/WITH BUTTON LENGTH = 36.0CM TIP LENGTH = 5.0MM REUSABLE
21975 | 4229680024800 | HOOKLET WOUND FIXATION/TRACTION CUSHING VEIN RETRACTOR TIP SIZE: 10.0MM LENGTH = 24.0CM REUSABLE
21976 | 4229680024900 | HOOKLET WOUND FIXATION/TRACTION CUSHING VEIN RETRACTOR TIP SIZE: 12.0MM LENGTH = 20.5CM REUSABLE
21977 | 4229680025000 | HOOKLET WOUND FIXATION/TRACTION CUSHING VEIN RETRACTOR TIP SIZE: 16.0MM LENGTH = 20.5CM REUSABLE
21978 | 4229680025100 | HOOKLET WOUND FIXATION/TRACTION CUSHING VEIN RETRACTOR TIP SIZE: 16.0MM LENGTH = 24.0CM REUSABLE
21979 | 4229680025200 | HOOKLET WOUND FIXATION/TRACTION CUSHING VEIN RETRACTOR TIP SIZE: 18.0MM LENGTH = 24.0CM REUSABLE
21980 | 4229680025300 | HOOKLET WOUND FIXATION/TRACTION CUSHING VEIN RETRACTOR TIP SIZE: 8.0MM LENGTH = 20.5CM REUSABLE
21981 | 4229680025400 | HOOKLET WOUND FIXATION/TRACTION DELICATE/4 PRONGS LENGTH = 16.5CM REUSABLE
21982 | 4229680025500 | HOOKLET WOUND FIXATION/TRACTION MALLEABLE SHAFT TIP SIZE: 8.0MM LENGTH = 24.0CM REUSABLE
21983 | 4229680025600 | HOOKLET WOUND FIXATION/TRACTION MINI LANGENBECK TIP SIZE: 12.0MM X 6.0MM LENGTH = 16.0CM REUSABLE
21984 | 4229680025700 | RETRACTOR WOUND FIXATION/TRACTION SENN MUELLER/BLUNT LENGTH = 16.0CM REUSABLE
21985 | 4229680025900 | PUSHER KNOT TIGHTENING MARCORE/MEDIUM LENGTH = 24.0CM REUSABLE
21986 | 4229680026000 | LIGATURE CATCHER SUTURE HOLDING MARCORE (OR EQUIVALENT) LENGTH = 36.0CM REUSABLE
21987 | 4229680026100 | SPATULA LUNG OBTAIN EXPOSURE TO THE SURGICAL FIELD EXTRA WIDE LENGTH = 29.5CM REUSABLE
21988 | 4229680026200 | BLADE RETRACTION MALLEABLE SIZE: 76.0MM X 25.0MM REUSABLE
21989 | 4229680026300 | MALLET HAMMERING PLASTIC INSERTS WEIGHT: 345.0GM LENGTH = 24.0CM REUSABLE
21990 | 4229680026400 | MALLET HAMMERING WILLIGER WEIGHT: 320.0GM LENGTH = 24.0CM REUSABLE
21991 | 4229680026500 | CURETTE MICRO YASARGIL/SHARP STAINLESS STEEL LENGTH = 18.5CM TUMOR DISSECTIONS AND/OR ACOUSTIC NEUROMAS REUSABLE
21992 | 4229680026600 | DISSECTOR MICRO CUTTING CASPAR/CURVED LENGTH = 20.0CM TIP WIDTH= 1.0MM REUSABLE
21993 | 4229680026700 | FORCEPS MICRO STRAIGHT STAINLESS STEEL LENGTH = 18.0CM TIP WIDTH= 0.4MM TEETH: 1X1 REUSABLE
21994 | 4229680026800 | FORCEPS MICRO STRAIGHT STAINLESS STEEL LENGTH = 15.0CM TIP WIDTH= 0.7MM TEETH: 1X1 REUSABLE
21995 | 4229680026900 | FORCEPS MICRO STRAIGHT TITANIUM LENGTH = 18.0CM TIP WIDTH= 0.4MM TEETH: 1X1 REUSABLE
21996 | 4229680027000 | FORCEPS MICRO CURVED STAINLESS STEEL LENGTH = 15.0CM TIP SIZE: 6.0MM X 0.4MM REUSABLE
21997 | 4229680027100 | FORCEPS MICRO PIERSE TIP/STRAIGHT STAINLESS STEEL LENGTH = 13.5CM REUSABLE
21998 | 4229680027200 | FORCEPS MICRO STRAIGHT STAINLESS STEEL LENGTH = 15.0CM TIP SIZE: 6.0MM X 0.7MM REUSABLE
21999 | 4229680027300 | FORCEPS MICRO STRAIGHT STAINLESS STEEL LENGTH = 18.0CM TIP SIZE: 6.0MM X 0.7MM REUSABLE
22000 | 4229680027400 | FORCEPS MICRO STRAIGHT TITANIUM LENGTH = 23.0CM TIP SIZE: 6.0MM X 0.7MM TEETH: 1X1 REUSABLE
22001 | 4229680027500 | FORCEPS MICRO TRIANGLE TIP STAINLESS STEEL LENGTH = 11.0CM REUSABLE
22002 | 4229680027600 | HOOKLET NEUROSURGERY FIXATION/TRACTION MICRO/SHARP LENGTH = 23.0CM REUSABLE
22003 | 4229680027700 | NEEDLE HOLDER MICRO/STRAIGHT/WITH LOCK LENGTH = 15.0CM REUSABLE
22004 | 4229680027800 | NEEDLE HOLDER MICRO/WITH ROUND HANDLE STAINLESS STEEL REUSABLE
22005 | 4229680027900 | NEEDLE HOLDER MICRO/CURVED/WITHOUT LOCK STAINLESS STEEL LENGTH = 15.0CM REUSABLE
22006 | 4229680028000 | NEEDLE HOLDER MICRO/STRAIGHT/WITHOUT LOCK STAINLESS STEEL LENGTH = 15.0CM REUSABLE
22007 | 4229680028100 | NEEDLE HOLDER MICRO/STRAIGHT/WITHOUT LOCK STAINLESS STEEL LENGTH = 18.0CM REUSABLE
22008 | 4229680028200 | NEEDLE HOLDER MICRO/STRAIGHT/WITH LOCK STAINLESS STEEL LENGTH = 21.0CM REUSABLE
22009 | 4229680028300 | RASPATORY MICRO SCRAPING YASARGIL/CURVED LENGTH = 18.5CM REUSABLE
22010 | 4229680028400 | SCISSORS MICRO BLUNT-BLUNT/CURVED STAINLESS STEEL LENGTH = 18.0CM REUSABLE
22011 | 4229680028500 | SCISSORS MICRO SHARP-SHARP/CURVED STAINLESS STEEL LENGTH = 15.0CM REUSABLE
22012 | 4229680028600 | SCISSORS MICRO SHARP-SHARP/CURVED STAINLESS STEEL LENGTH = 18.0CM REUSABLE
22013 | 4229680028700 | SCISSORS MICRO SHARP-SHARP/STRAIGHT STAINLESS STEEL LENGTH = 18.0CM REUSABLE
22014 | 4229680028800 | SCISSORS MICRO VEIN BIEMER/STRAIGHT STAINLESS STEEL LENGTH = 12.0CM REUSABLE
22015 | 4229680028900 | DISSECTOR MICRO CUTTING VARADY LENGTH = 17.0CM REUSABLE
22016 | 4229680029000 | NEEDLE HOLDER MICRO/HEAVY DUTY TIP DIAMETER = 10.0MM LENGTH = 23.0CM REUSABLE
22017 | 4229680029100 | EXTRACTOR PHLEB EXTRACTION VARADY/MINI LENGTH = 17.0CM REUSABLE
22018 | 4229680029200 | RETRACTOR THORACOTOMY MINI/ADJUSTABLE/JOINTED ARMS/DETACHABLE CROSS BAR/2 PAIR OF BLADE STAINLESS STEEL REUSABLE
22019 | 4229680029300 | CLIP VASCULAR MINI STAINLESS STEEL JAW SIZE: 4.0MM X 0.75MM REUSABLE
22020 | 4229680029400 | CLIP VASCULAR MINI STAINLESS STEEL JAW SIZE: 6.0MM X 1.0MM REUSABLE
22021 | 4229680029500 | CLIP VASCULAR MINI STAINLESS STEEL JAW SIZE: 8.0MM X 2.0MM REUSABLE
22022 | 4229680029600 | FORCEPS NASAL CUTTING WEIL-BLAKES STAINLESS STEEL JAW WIDTH= 5.5CM REUSABLE
22023 | 4229680029700 | CASE NEEDLE PERFORATED SIZE: 150.0MM X 95.0MM X 13.0MM REUSABLE
22024 | 4229680029800 | NEEDLE HOLDER MAYO-HEGAR STAINLESS STEEL LENGTH = 14.5CM REUSABLE
22025 | 4229680029900 | NEEDLE HOLDER MAYO-HEGAR STAINLESS STEEL LENGTH = 16.0CM REUSABLE
22026 | 4229680030000 | NEEDLE HOLDER MAYO-HEGAR/SLIM STAINLESS STEEL LENGTH = 20.5CM REUSABLE
22027 | 4229680030100 | NEEDLE HOLDER WANGENSTEEN STAINLESS STEEL LENGTH = 26.5CM REUSABLE
22028 | 4229680030200 | HOOK NERVE MANIPULATION KRAYENBUEHL/NO.1 LENGTH = 19.0CM REUSABLE
22029 | 4229680030300 | HOOK NERVE NEUROSURGERY KRAYENBUEHL/NO.2 LENGTH = 19.0CM REUSABLE
22030 | 4229680030400 | DISSECTOR NERVE NEUROSURGERY MILLIGAN/DOUBLE ENDED LENGTH = 21.5CM REUSABLE
22031 | 4229680030500 | SCISSORS OPERATING BLUNT-BLUNT/CURVED STAINLESS STEEL LENGTH = 14.5CM REUSABLE
22032 | 4229680030700 | TRAY SEPARATOR SIZE: 123.0MM X 9.0MM X 22.0MM WITH CLIP REUSABLE
22033 | 4229680030800 | FORCEPS SURGICAL PERITONEAL/MIKULICZ STAINLESS STEEL LENGTH = 18.5CM REUSABLE
22034 | 4229680030900 | FORCEPS SURGICAL PERITONEAL/MIKULICZ STAINLESS STEEL LENGTH = 20.0CM REUSABLE
22035 | 4229680031000 | PROBE SURGICAL TISSUE MANIPULATION STAINLESS STEEL WITH EYE DIAMETER = 2.0MM LENGTH = 14.5CM REUSABLE
22036 | 4229680031100 | PROBE SURGICAL TISSUE MANIPULATION STAINLESS STEEL WITH EYE DIAMETER = 2.0MM LENGTH = 16.0CM REUSABLE
22037 | 4229680031200 | PROBE SURGICAL TISSUE MANIPULATION STAINLESS STEEL BUTTON END DIAMETER = 2.0MM LENGTH = 18.0CM REUSABLE
22038 | 4229680031300 | PROBE SURGICAL TISSUE MANIPULATION STAINLESS STEEL DOUBLE/BUTTON END/JACOBSON LENGTH = 18.5CM REUSABLE
22039 | 4229680031400 | ROD PULL ATRIAL RETRACTOR LENGTH = 23.0CM REUSABLE
22040 | 4229680031500 | RASPATORY SCRAPING ALEXANDER/DOUBLE LENGTH = 21.0CM REUSABLE
22041 | 4229680031600 | RASPATORY SCRAPING MARTIN CUSHING BLADE SIZE: 7.0MM LENGTH = 19.5CM REUSABLE
22042 | 4229680031700 | RASPATORY SCRAPING FARABEUF/CURVED LENGTH = 15.5CM REUSABLE
22043 | 4229680031800 | RASPATORY SCRAPING SEMB/NO.3 BLADE SIZE: 13.0MM LENGTH = 19.0CM REUSABLE
22044 | 4229680031900 | RETRACTOR SURGICAL BRUNNER/STRAIGHT STAINLESS STEEL TIP SIZE: 160.0MM X 30.0MM LENGTH = 25.5CM REUSABLE
22045 | 4229680032000 | RETRACTOR WOUND ISRAEL/BLUNT TIP SIZE: 40.0MM X 40.0MM LENGTH = 24.5CM REUSABLE
22046 | 4229680032100 | RETRACTOR WOUND KOCHER LANG STAINLESS STEEL TIP SIZE: 25.0MM X 6.0MM LENGTH = 21.5CM REUSABLE
22047 | 4229680032200 | RETRACTOR WOUND KOCHER LANG STAINLESS STEEL TIP SIZE: 35.0MM X 11.0MM LENGTH = 21.5CM REUSABLE
22048 | 4229680032300 | RETRACTOR WOUND KOCHER LANG STAINLESS STEEL TIP SIZE: 35.0MM X 8.0MM LENGTH = 21.5CM REUSABLE
22049 | 4229680032400 | RETRACTOR WOUND KOCHER LANG STAINLESS STEEL TIP SIZE: 40.0MM X 11.0MM LENGTH = 21.5CM REUSABLE
22050 | 4229680032500 | RETRACTOR WOUND CORYLLOS STAINLESS STEEL TIP SIZE: 119.0MM X 65.0MM LENGTH = 24.0CM REUSABLE
22051 | 4229680032600 | RETRACTOR WOUND DEAVER STAINLESS STEEL TIP SIZE: 19.0MM/WIDE LENGTH = 18.0CM REUSABLE
22052 | 4229680032700 | RETRACTOR WOUND DEAVER STAINLESS STEEL TIP SIZE: 22.0MM/WIDE LENGTH = 21.5CM REUSABLE
22053 | 4229680032800 | RETRACTOR WOUND DEAVER STAINLESS STEEL TIP SIZE: 25.0MM/WIDE LENGTH = 30.5CM REUSABLE
22054 | 4229680032900 | RETRACTOR WOUND DEAVER STAINLESS STEEL TIP SIZE: 50.0MM/WIDE LENGTH = 31.5CM REUSABLE
22055 | 4229680033000 | RETRACTOR WOUND DEAVER STAINLESS STEEL TIP SIZE: 75.0MM/WIDE LENGTH = 31.5CM REUSABLE
22056 | 4229680033100 | RETRACTOR WOUND DOUBLE/BABY ROUX STAINLESS STEEL LENGTH = 12.5CM REUSABLE
22057 | 4229680033200 | RETRACTOR WOUND FRITSCH STAINLESS STEEL TIP SIZE: 53.0MM X 85.0MM LENGTH = 25.5CM REUSABLE
22058 | 4229680033300 | RETRACTOR WOUND HARRINGTON STAINLESS STEEL TIP SIZE: 137.0MM X 44.0MM LENGTH = 32.5CM REUSABLE
22059 | 4229680033400 | RETRACTOR WOUND MIKULICZ STAINLESS STEEL TIP SIZE: 205.0MM X 38.0MM LENGTH = 27.5CM REUSABLE
22060 | 4229680033500 | RETRACTOR WOUND KOCHER STAINLESS STEEL TIP SIZE: 20.0MM X 12.0MM LENGTH = 21.5CM REUSABLE
22061 | 4229680033600 | RETRACTOR WOUND KOCHER STAINLESS STEEL TIP SIZE: 23.0MM X 14.0MM LENGTH = 21.5CM REUSABLE
22062 | 4229680033700 | RETRACTOR WOUND KOCHER STAINLESS STEEL TIP SIZE: 40.0MM X 20.0MM LENGTH = 23.0CM REUSABLE
22063 | 4229680033800 | RETRACTOR WOUND KOCHER STAINLESS STEEL TIP SIZE: 41.0MM X 18.0MM LENGTH = 23.0CM REUSABLE
22064 | 4229680033900 | RETRACTOR WOUND KOCHER/BLUNT/4 PRONGS STAINLESS STEEL LENGTH = 22.5CM REUSABLE
22065 | 4229680034000 | RETRACTOR WOUND LITTLE STAINLESS STEEL TIP SIZE: 13.0MM X 15.0MM LENGTH = 20.5CM REUSABLE
22066 | 4229680034100 | RETRACTOR WOUND MIDDELDORPF STAINLESS STEEL TIP SIZE: 15.0MM X 17.0MM LENGTH = 22.0CM REUSABLE
22067 | 4229680034200 | SET WOUND RETRACTOR PARKER/SMALL STAINLESS STEEL LENGTH = 14.0CM (PAIR) REUSABLE
22068 | 4229680034300 | SET WOUND RETRACTOR PARKER LANGENBECK STAINLESS STEEL LENGTH = 21.5CM (PAIR) REUSABLE
22069 | 4229680034400 | RETRACTOR WOUND RICHARDSON STAINLESS STEEL TIP SIZE: 25.0MM X 21.0MM LENGTH = 23.5CM REUSABLE
22070 | 4229680034500 | RETRACTOR WOUND RICHARDSON STAINLESS STEEL TIP SIZE: 30.0MM X 29.0MM LENGTH = 24.0CM REUSABLE
22071 | 4229680034600 | RETRACTOR WOUND RICHARDSON STAINLESS STEEL TIP SIZE: 38.0MM X 40.0MM LENGTH = 24.0CM REUSABLE
22072 | 4229680034700 | RETRACTOR WOUND RICHARDSON STAINLESS STEEL TIP SIZE: 48.0MM X 22.0MM LENGTH = 24.0CM REUSABLE
22073 | 4229680034800 | RETRACTOR WOUND SAUERBRUCH STAINLESS STEEL TIP SIZE: 60.0MM X 23.0MM LENGTH = 22.5CM REUSABLE
22074 | 4229680034900 | RETRACTOR WOUND SAUERBRUCH STAINLESS STEEL TIP SIZE: 72.0MM X 20.0MM LENGTH = 22.5CM REUSABLE
22075 | 4229680035000 | RETRACTOR SURGICAL VOLKMANN/BLUNT/3 PRONGS STAINLESS STEEL LENGTH = 22.5CM REUSABLE
22076 | 4229680035100 | RETRACTOR SURGICAL VOLKMANN/BLUNT/4 PRONGS STAINLESS STEEL LENGTH = 22.5CM REUSABLE
22077 | 4229680035200 | RETRACTOR SURGICAL VOLKMANN/BLUNT/6 PRONGS STAINLESS STEEL LENGTH = 22.5CM REUSABLE
22078 | 4229680035300 | RETRIEVER MAGNETIC MARCORE/MALLEABLE LENGTH = 36.0CM REUSABLE
22079 | 4229680035400 | SHEARS RIB CUTTING CURVED LENGTH = 23.0CM REUSABLE
22080 | 4229680035500 | SPREADER RIB DEBAKEY/LARGE/COMPLETE STAINLESS STEEL REUSABLE
22081 | 4229680035600 | SPREADER RIB FINOCHIETTO-BABY STAINLESS STEEL SIZE: 15.0MM X 20.0MM X 75.0MM REUSABLE
22082 | 4229680035700 | SPREADER RIB FINOCHIETTO ALUMINUM SIZE: 40.0MM X 45.0MM X 150.0MM REUSABLE
22083 | 4229680035800 | SPREADER RIB FINOCHIETTO STAINLESS STEEL SIZE: 45.0MM X 65.0MM X 165.0MM REUSABLE
22084 | 4229680035900 | SPREADER RIB HAIGHT STAINLESS STEEL SIZE: 30.0MM X 30.0MM X 120.0MM REUSABLE
22085 | 4229680036000 | SPREADER RIB TUFFIER STAINLESS STEEL SIZE: 45.0MM X 45.0MM X 170.0MM REUSABLE
22086 | 4229680036100 | SPREADER RIB COOLEY LENGTH = 195.0MM REUSABLE
22087 | 4229680036200 | FORCEPS RING STRAIGHT/PLATEAU STAINLESS STEEL LENGTH = 18.0CM TIP SIZE: 1.0MM X 0.5MM REUSABLE
22088 | 4229680036300 | FORCEPS RING STRAIGHT STAINLESS STEEL LENGTH = 18.0CM TIP SIZE: 1.0X0.5MM REUSABLE
22089 | 4229680036400 | FORCEPS RING STRAIGHT TITANIUM LENGTH = 18.0CM TIP SIZE: 2.0MM X 1.0MM REUSABLE
22090 | 4229680036500 | RONGEUR LAMINA GOUGING OUT CASPAR/STRAIGHT STAINLESS STEEL TIP SIZE: 4.0MM LENGTH = 15.0CM REUSABLE
22091 | 4229680036600 | RONGEUR LAMINA GOUGING OUT CASPAR/STRAIGHT STAINLESS STEEL TIP SIZE: 4.0MM LENGTH = 18.0CM REUSABLE
22092 | 4229680036700 | RONGEUR LAMINA GOUGING OUT CASPAR/UPWARD STAINLESS STEEL TIP SIZE: 4.0MM LENGTH = 15.0CM REUSABLE
22093 | 4229680036800 | RONGEUR LAMINA GOUGING OUT CASPAR/UPWARD STAINLESS STEEL TIP SIZE: 4.0MM LENGTH = 18.0CM REUSABLE
22094 | 4229680036900 | RONGEUR BONE GOUGING OUT WAGNER/UPWARD STAINLESS STEEL TIP SIZE: 4.0MM LENGTH = 30.0CM REUSABLE
22095 | 4229680037000 | RULER MEASUREMENT MM/INCH LENGTH = 30.0CM REUSABLE
22096 | 4229680037100 | HANDLE SCALPEL CASPAR/ROUND LENGTH = 18.0CM REUSABLE
22097 | 4229680037200 | HANDLE SCALPEL CORE/MICROBLADE LENGTH = 34.0CM REUSABLE
22098 | 4229680037300 | SCISSORS VASCULAR DEBAKEY ANGLED 25 DEGREE STAINLESS STEEL LENGTH = 19.0CM REUSABLE
22099 | 4229680037400 | SCISSORS MINIMALLY INVASIVE SURGICAL CORE/ANGLED 30 DEGREE/MEDIUM STAINLESS STEEL LENGTH = 24.0CM (OR EQUIVALENT) REUSABLE
22100 | 4229680037500 | SCISSORS MINIMALLY INVASIVE SURGICAL CORE/ANGLED 70 DEGREE/MEDIUM STAINLESS STEEL LENGTH = 24.0CM (OR EQUIVALENT) REUSABLE
22101 | 4229680037600 | SCISSORS MINIMALLY INVASIVE SURGICAL CORE POTTS-DIETRICH/ANGLED 45 DEGREE/MEDIUM STAINLESS STEEL LENGTH = 24.0CM (OR EQUIVALENT) REUSABLE
22102 | 4229680037700 | SCISSORS SURGICAL DELICATE/BLUNT-BLUNT/STRAIGHT STAINLESS STEEL LENGTH = 11.5CM REUSABLE
22103 | 4229680037800 | SCISSORS VASCULAR DIETRICH-POTTS/ANGLED 125 DEGREE STAINLESS STEEL LENGTH = 18.0CM TIP WIDTH= 10.0MM REUSABLE
22104 | 4229680037900 | SCISSORS VASCULAR DIETRICH-POTTS/ANGLED 25 DEGREE STAINLESS STEEL LENGTH = 18.0CM TIP WIDTH= 10.0MM REUSABLE
22105 | 4229680038000 | SCISSORS VASCULAR DIETRICH-POTTS/ANGLED 45 DEGREE STAINLESS STEEL LENGTH = 18.0CM TIP WIDTH= 10.0MM REUSABLE
22106 | 4229680038100 | SCISSORS VASCULAR DIETRICH-POTTS/ANGLED 60 DEGREE STAINLESS STEEL LENGTH = 18.0CM TIP WIDTH= 10.0MM REUSABLE
22107 | 4229680038200 | SCISSORS VASCULAR DIETRICH-POTTS/ANGLED 90 DEGREE STAINLESS STEEL LENGTH = 18.0CM TIP WIDTH= 10.0MM REUSABLE
22108 | 4229680038300 | SCISSORS OPERATING DOYEN/BLUNT-BLUNT/CURVED STAINLESS STEEL LENGTH = 18.5CM REUSABLE
22109 | 4229680038400 | SCISSORS OPERATING DOYEN/BLUNT-BLUNT/STRAIGHT STAINLESS STEEL LENGTH = 18.5CM REUSABLE
22110 | 4229680038500 | SCISSORS OPERATING JOSEPH/SHARP-SHARP/STRAIGHT STAINLESS STEEL LENGTH = 14.5CM REUSABLE
22111 | 4229680038600 | SCISSORS OPERATING KELLY/CURVED STAINLESS STEEL LENGTH = 16.0CM REUSABLE
22112 | 4229680038700 | SCISSORS OPERATING LOCKLIN/ANGLED/SERRATED STAINLESS STEEL LENGTH = 16.0CM REUSABLE
22113 | 4229680038800 | SCISSORS DISSECTING MAYO-STILLE/CURVED STAINLESS STEEL LENGTH = 17.0CM REUSABLE
22114 | 4229680038900 | SCISSORS OPERATING SIMS/BLUNT-BLUNT/STRAIGHT STAINLESS STEEL LENGTH = 20.0CM REUSABLE
22115 | 4229680039000 | SCISSORS DISSECTING TOENNIS-ADSON/CURVED STAINLESS STEEL LENGTH = 17.5CM REUSABLE
22116 | 4229680039100 | SCISSORS VASCULAR SUPERCUT/DEBAKEY/ANGLED 45 DEGREE STAINLESS STEEL LENGTH = 16.5CM REUSABLE
22117 | 4229680039200 | SCISSORS VASCULAR SCHERE/DIETRICH-POTTS/ANGLED 45 DEGREE STAINLESS STEEL LENGTH = 18.0CM TIP WIDTH= 10.0MM REUSABLE
22118 | 4229680039300 | HOOK SKIN FIXATION/TRACTION GILLIES/NO.2 LENGTH = 18.0CM REUSABLE
22119 | 4229680039400 | SPATULA ABDOMINAL MALLEABLE OBTAIN EXPOSURE TO THE SURGICAL FIELD MALLEABLE WIDTH= 13.0MM LENGTH = 20.0CM REUSABLE
22120 | 4229680039500 | SPATULA ABDOMINAL MALLEABLE OBTAIN EXPOSURE TO THE SURGICAL FIELD MALLEABLE WIDTH= 16.0MM LENGTH = 20.0CM REUSABLE
22121 | 4229680039600 | SPATULA ABDOMINAL MALLEABLE OBTAIN EXPOSURE TO THE SURGICAL FIELD MALLEABLE WIDTH= 25.0MM LENGTH = 20.0CM REUSABLE
22122 | 4229680039700 | SPATULA ABDOMINAL MALLEABLE OBTAIN EXPOSURE TO THE SURGICAL FIELD MALLEABLE WIDTH= 6.5MM LENGTH = 20.0CM REUSABLE
22123 | 4229680039800 | FORCEPS SPONGE HOLDING BOZEMANN/S-SHAPE STAINLESS STEEL LENGTH = 26.0CM REUSABLE
22124 | 4229680039900 | SPREADER RETRACTOR ADSON/BLUNT STAINLESS STEEL LENGTH = 26.0CM TEETH: 3X3 REUSABLE
22125 | 4229680040100 | SPREADER RETRACTOR ADSON/BLUNT STAINLESS STEEL LENGTH = 29.0CM TEETH: 6X5 REUSABLE
22126 | 4229680040200 | SPREADER RETRACTOR ADSON/SHARP STAINLESS STEEL LENGTH = 24.5CM TEETH: 3X3 REUSABLE
22127 | 4229680040300 | SPREADER RETRACTOR ADSON/SHARP STAINLESS STEEL LENGTH = 29.0CM TEETH: 6X5 REUSABLE
22128 | 4229680040400 | SPREADER RETRACTOR HENLEY/BLUNT STAINLESS STEEL LENGTH = 16.5CM TEETH: 3X2 REUSABLE
22129 | 4229680040500 | SPREADER RETRACTOR JANSEN/BLUNT STAINLESS STEEL LENGTH = 10.0CM TEETH: 3X2 REUSABLE
22130 | 4229680040600 | SPREADER VASCULAR BIEMER STAINLESS STEEL LENGTH = 16.0CM REUSABLE
22131 | 4229680040800 | TUBE SUCTION COOLEY/CURVED DIAMETER = 7.0MM LENGTH = 31.0CM REUSABLE
22132 | 4229680040900 | TUBE SUCTION COOLEY/CURVED DIAMETER = 8.0MM LENGTH = 36.0CM REUSABLE
22133 | 4229680041000 | TUBE SUCTION MARCORE/WITH CUTOFF DIAMETER = 6.0MM LENGTH = 39.0CM REUSABLE
22134 | 4229680041100 | TUBE SUCTION FRAZIER DIAMETER = 2.7MM 12 FR REUSABLE
22135 | 4229680041200 | TUBE SUCTION FRAZIER DIAMETER = 3.3MM 12 FR REUSABLE
22136 | 4229680041300 | TUBE SUCTION POOLE/ANGLED DIAMETER = 8.0MM LENGTH = 25.0CM REUSABLE
22137 | 4229680041400 | SET SUCTION TUBE INCLUDES: 4 TUBES LENGTH = 31CM REUSABLE
22138 | 4229680041500 | HOOK SUTURE NEUROSURGERY DIAMETER = 2.5MM LENGTH = 26.0CM REUSABLE
22139 | 4229680041600 | FORCEPS TAMPON ULRICH/CURVED STAINLESS STEEL LENGTH = 26.5CM REUSABLE
22140 | 4229680041700 | SCISSORS DISSECTING METZENBAUM FINE/CURVED TUNGSTEN CARBIDE LENGTH = 23.0CM REUSABLE
22141 | 4229680041800 | SCISSORS DISSECTING LAHEY/CURVED TUNGSTEN CARBIDE LENGTH = 14.5CM REUSABLE
22142 | 4229680041900 | SCISSORS DISSECTING DEBAKEY TUNGSTEN CARBIDE LENGTH = 17.5CM REUSABLE
22143 | 4229680042000 | SCISSORS DISSECTING STRAIGHT TUNGSTEN CARBIDE LENGTH = 28.5CM REUSABLE
22144 | 4229680042100 | FORCEPS DRESSING POTTS-SMITH TUNGSTEN CARBIDE LENGTH = 18.5CM REUSABLE
22145 | 4229680042200 | FORCEPS DRESSING POTTS-SMITH TUNGSTEN CARBIDE LENGTH = 25.0CM REUSABLE
22146 | 4229680042300 | FORCEPS DRESSING CUSHING TUNGSTEN CARBIDE LENGTH = 17.5CM REUSABLE
22147 | 4229680042400 | SCISSORS LIGATURE CURVED/SERRATED TUNGSTEN CARBIDE LENGTH = 25.0CM REUSABLE
22148 | 4229680042500 | NEEDLE HOLDER TC/MICRO/STRAIGHT/WITH LOCK LENGTH = 18.0CM REUSABLE
22149 | 4229680042600 | NEEDLE HOLDER TC/MICRO/STRAIGHT/WITH LOCK LENGTH = 14.5CM REUSABLE
22150 | 4229680042700 | NEEDLE HOLDER MARTINI/SMOOTH TUNGSTEN CARBIDE LENGTH = 17.5CM REUSABLE
22151 | 4229680042800 | NEEDLE HOLDER CORE/CURVED/WITH LOCK/MEDIUM TUNGSTEN CARBIDE REUSABLE
22152 | 4229680042900 | NEEDLE HOLDER CORE/RYDER-STYLE/MEDIUM TUNGSTEN CARBIDE REUSABLE
22153 | 4229680043000 | NEEDLE HOLDER CORE/STRAIGHT/WITH LOCK/MEDIUM TUNGSTEN CARBIDE REUSABLE
22154 | 4229680043100 | NEEDLE HOLDER DEBAKEY TUNGSTEN CARBIDE LENGTH = 20.5CM REUSABLE
22155 | 4229680043300 | NEEDLE HOLDER RYDER-MARTIN TUNGSTEN CARBIDE LENGTH = 12.5CM REUSABLE
22156 | 4229680043400 | NEEDLE HOLDER RYDER-MARTIN TUNGSTEN CARBIDE LENGTH = 18.0CM REUSABLE
22157 | 4229680043500 | NEEDLE HOLDER RYDER-VASCULAR TUNGSTEN CARBIDE LENGTH = 15.5CM REUSABLE
22158 | 4229680043600 | NEEDLE HOLDER RYDER-VASCULAR TUNGSTEN CARBIDE LENGTH = 17.5CM REUSABLE
22159 | 4229680043700 | NEEDLE HOLDER RYDER-VASCULAR TUNGSTEN CARBIDE LENGTH = 20.0CM REUSABLE
22160 | 4229680043800 | NEEDLE HOLDER SAROT/SWEDISH-TYPE TUNGSTEN CARBIDE LENGTH = 15.0CM REUSABLE
22161 | 4229680043900 | NEEDLE HOLDER SAROT/SWEDISH-TYPE TUNGSTEN CARBIDE LENGTH = 17.0CM REUSABLE
22162 | 4229680044000 | NEEDLE HOLDER WANGENSTEEN TUNGSTEN CARBIDE LENGTH = 27.0CM REUSABLE
22163 | 4229680044100 | SCISSORS VASCULAR DEBAKEY/ANGLED 25 DEGREE TUNGSTEN CARBIDE LENGTH = 19.0CM REUSABLE
22164 | 4229680044200 | SCISSORS VASCULAR DEBAKEY/ANGLED 25 DEGREE STAINLESS STEEL LENGTH = 18.0CM REUSABLE
22165 | 4229680044300 | SCISSORS OPERATING MAYO/CURVED TUNGSTEN CARBIDE LENGTH = 17.0CM REUSABLE
22166 | 4229680044400 | SCISSORS DISSECTING MAYO/STRAIGHT TUNGSTEN CARBIDE LENGTH = 17.0CM REUSABLE
22167 | 4229680044500 | SCISSORS DISSECTING MAYO-STILLE/STRAIGHT TUNGSTEN CARBIDE LENGTH = 14.5CM REUSABLE
22168 | 4229680044600 | SCISSORS MICRO SHARP/BLUNT/STRAIGHT TUNGSTEN CARBIDE LENGTH = 14.5CM REUSABLE
22169 | 4229680044700 | NIPPER SIDE CUTTING TUNGSTEN CARBIDE LENGTH = 13.0CM REUSABLE
22170 | 4229680044800 | FORCEPS TISSUE ADSON TUNGSTEN CARBIDE LENGTH = 12.0CM TEETH: 1X1 REUSABLE
22171 | 4229680044900 | SCISSORS WIRE UNIVERSAL/ANGLED TUNGSTEN CARBIDE LENGTH = 12.5CM REUSABLE
22172 | 4229680045000 | FORCEPS WIRE TWISTING STANDARD TUNGSTEN CARBIDE LENGTH = 18.0CM REUSABLE
22173 | 4229680045100 | FORCEPS WIRE TWISTING WIDE TUNGSTEN CARBIDE LENGTH = 19.0CM REUSABLE
22174 | 4229680045200 | SCISSORS DISSECTING METZENBAUM/FINE/BLUNT-BLUNT/CURVED STAINLESS STEEL LENGTH = 18.0CM REUSABLE
22175 | 4229680045300 | FORCEPS MICRO ATRAUMATIC/STRAIGHT TITANIUM LENGTH = 21.0CM TIP WIDTH= 1.2MM REUSABLE
22176 | 4229680045400 | FORCEPS TISSUE ATRAUMATIC TITANIUM LENGTH = 16.0CM TIP WIDTH= 1.5MM REUSABLE
22177 | 4229680045500 | FORCEPS ATRAUMATIC TITANIUM LENGTH = 24.5CM TIP WIDTH= 1.8MM REUSABLE
22178 | 4229680045600 | CLAMP BULLDOG ARTERIES/CURVED TITANIUM TIP WIDTH= 50.0MM REUSABLE
22179 | 4229680045700 | CLAMP BULLDOG ARTERIES/STRAIGHT TITANIUM TIP WIDTH= 50.0MM REUSABLE
22180 | 4229680045800 | CLAMP BULLDOG VEINS/CURVED STAINLESS STEEL TIP WIDTH= 35.0MM REUSABLE
22181 | 4229680045900 | CLAMP BULLDOG VEINS/CURVED STAINLESS STEEL TIP WIDTH= 50.0MM REUSABLE
22182 | 4229680046000 | CLAMP BULLDOG VEINS/STRAIGHT STAINLESS STEEL TIP WIDTH= 35.0MM REUSABLE
22183 | 4229680046100 | CLAMP BULLDOG VEINS/STRAIGHT STAINLESS STEEL TIP WIDTH= 50.0MM REUSABLE
22184 | 4229680046200 | FORCEPS MICRO CURVED TITANIUM LENGTH = 18.0CM TIP SIZE: 6.0MM X 0.4MM REUSABLE
22185 | 4229680046300 | FORCEPS MICRO STRAIGHT TITANIUM LENGTH = 18.0CM TIP SIZE: 6.0MM X 0.4MM REUSABLE
22186 | 4229680046400 | NEEDLE HOLDER TI/MICRO/STRAIGHT/WITH LOCK LENGTH = 18.0CM REUSABLE
22187 | 4229680046500 | NEEDLE HOLDER TI/MICRO/STRAIGHT/WITH LOCK LENGTH = 21.0CM REUSABLE
22188 | 4229680046600 | FORCEPS RING STRAIGHT/PLATEAU TITANIUM LENGTH = 18.0CM TIP SIZE: 1.0MM X 0.5MM REUSABLE
22189 | 4229680046700 | FORCEPS RING STRAIGHT/PLATEAU TITANIUM LENGTH = 21.0CM TIP SIZE: 2.0MM X 1.0MM REUSABLE
22190 | 4229680046800 | FORCEPS TISSUE ALLIS-BABY STAINLESS STEEL LENGTH = 13.0CM TEETH: 4X4 REUSABLE
22191 | 4229680046900 | FORCEPS TISSUE STANDARD STAINLESS STEEL LENGTH = 16.0CM TEETH: 1X1 REUSABLE
22192 | 4229680047000 | FORCEPS TISSUE STANDARD STAINLESS STEEL LENGTH = 18.0CM TEETH: 1X1 REUSABLE
22193 | 4229680047100 | FORCEPS TISSUE STANDARD STAINLESS STEEL LENGTH = 25.0CM TEETH: 1X1 REUSABLE
22194 | 4229680047200 | FORCEPS TISSUE STANDARD STAINLESS STEEL LENGTH = 30.5CM TEETH: 1X1 REUSABLE
22195 | 4229680047300 | FORCEPS TISSUE SLIM STAINLESS STEEL LENGTH = 13.0CM TEETH: 1X1 REUSABLE
22196 | 4229680047400 | FORCEPS TISSUE SLIM STAINLESS STEEL LENGTH = 16.0CM TEETH: 1X1 REUSABLE
22197 | 4229680047500 | FORCEPS TISSUE ADSON STAINLESS STEEL LENGTH = 12.0CM TEETH: 1X1 REUSABLE
22198 | 4229680047600 | FORCEPS TISSUE ALLIS STAINLESS STEEL LENGTH = 16.0CM TEETH: 11X11 REUSABLE
22199 | 4229680047700 | FORCEPS TISSUE ALLIS STAINLESS STEEL LENGTH = 15.5CM TEETH: 4X4 REUSABLE
22200 | 4229680047800 | FORCEPS TISSUE BOYS-ALLIS STAINLESS STEEL LENGTH = 15.5CM TEETH: 5X5 REUSABLE
22201 | 4229680047900 | FORCEPS TISSUE SLIM/DUVAL STAINLESS STEEL LENGTH = 18.0CM REUSABLE
22202 | 4229680048000 | FORCEPS TISSUE WIDE/DUVAL STAINLESS STEEL LENGTH = 20.5CM REUSABLE
22203 | 4229680048100 | FORCEPS TISSUE RUSSIAN STAINLESS STEEL LENGTH = 15.0CM REUSABLE
22204 | 4229680048200 | FORCEPS TISSUE RUSSIAN STAINLESS STEEL LENGTH = 20.0CM REUSABLE
22205 | 4229680048300 | DEPRESSOR TONGUE DISTANCING WIEDER BLADE SIZE: 43.0MM LENGTH = 15.0CM REUSABLE
22206 | 4229680048400 | FORCEPS TOWEL LORNA/FINE SERRATED STAINLESS STEEL LENGTH = 13.0CM REUSABLE
22207 | 4229680048500 | FORCEPS TOWEL PEERS-BERTRAM STAINLESS STEEL LENGTH = 14.5CM REUSABLE
22208 | 4229680048600 | TRAY STERILIZATION WITH LID STAINLESS STEEL SIZE: 532.0MM X 251.0MM X 44.0MM REUSABLE
22209 | 4229680048700 | TRAY STERILIZATION WITH LID STAINLESS STEEL SIZE: 240.0MM X 251.0MM X 25.0MM REUSABLE
22210 | 4229680048800 | TRAY STERILIZATION WITH LID STAINLESS STEEL SIZE: 240.0MM X 251.0MM X 44.0MM REUSABLE
22211 | 4229680048900 | TRAY STERILIZATION WITH LID STAINLESS STEEL SIZE: 277.0MM X 172.0MM X 29.0MM REUSABLE
22212 | 4229680049000 | CLAMP TUBE SMOOTH JAW STAINLESS STEEL LENGTH = 16.5CM REUSABLE
22213 | 4229680049100 | CLAMP TUBE STANDARD STAINLESS STEEL LENGTH = 19.0CM REUSABLE
22214 | 4229680049200 | CLAMP TUBE WITH PROTECTION CLIP STAINLESS STEEL LENGTH = 20.5CM REUSABLE
22215 | 4229680049400 | FIXATOR MARTIN ARM UNIVERSAL REUSABLE
22216 | 4229680049500 | SCOOP UTERINE SIMON SIZE: 2 LENGTH = 23.5CM REUSABLE
22217 | 4229680049600 | SCOOP UTERINE SIMON SIZE: 4 LENGTH = 24.0CM REUSABLE
22218 | 4229680049700 | EXTRACTOR PHLEB EXTRACTION VARADY LENGTH = 20CM REUSABLE
22219 | 4229680049800 | DILATOR VASCULAR DEBAKEY LENGTH = 19.0CM TIP DIAMETER = 0.5MM REUSABLE
22220 | 4229680049900 | DILATOR VASCULAR DEBAKEY LENGTH = 19.0CM TIP DIAMETER = 1.0MM REUSABLE
22221 | 4229680050000 | DILATOR VASCULAR DEBAKEY LENGTH = 19.0CM TIP DIAMETER = 1.5MM REUSABLE
22222 | 4229680050100 | DILATOR VASCULAR DEBAKEY LENGTH = 19.0CM TIP DIAMETER = 2.0MM REUSABLE
22223 | 4229680050200 | DILATOR VASCULAR DEBAKEY LENGTH = 19.0CM TIP DIAMETER = 2.5MM REUSABLE
22224 | 4229680050300 | DILATOR VASCULAR DEBAKEY LENGTH = 19.0CM TIP DIAMETER = 3.0MM REUSABLE
22225 | 4229680050400 | DILATOR VASCULAR DEBAKEY LENGTH = 19.0CM TIP DIAMETER = 3.5MM REUSABLE
22226 | 4229680050500 | DILATOR VASCULAR DEBAKEY LENGTH = 19.0CM TIP DIAMETER = 4.0MM REUSABLE
22227 | 4229680050600 | DILATOR VASCULAR DEBAKEY LENGTH = 19.0CM TIP DIAMETER = 4.5MM REUSABLE
22228 | 4229680050700 | DILATOR VASCULAR DEBAKEY LENGTH = 19.0CM TIP DIAMETER = 5.0MM REUSABLE
22229 | 4229680050800 | DILATOR VASCULAR DEBAKEY LENGTH = 19.0CM TIP DIAMETER = 7.0MM REUSABLE
22230 | 4229680050900 | DILATOR VASCULAR DEBAKEY LENGTH = 19.0CM TIP DIAMETER = 9.0MM REUSABLE
22231 | 4229680051000 | SCISSORS VASCULAR FINE/SHARP-SHARP/STRAIGHT STAINLESS STEEL LENGTH = 20.0CM REUSABLE
22232 | 4229680051100 | SCISSORS VASCULAR SATINSKY/S-SHAPE STAINLESS STEEL LENGTH = 25.5CM REUSABLE
22233 | 4229680051200 | CALIPER VASCULAR STAINLESS STEEL LENGTH = 18.0CM REUSABLE
22234 | 4229680051300 | SCISSORS VASCULAR ANGLED 60 DEGREE STAINLESS STEEL LENGTH = 16.0CM REUSABLE
22235 | 4229680051400 | CANNULA VESSEL IRRIGATION MALLEABLE DIAMETER = 5.0MM LENGTH = 15.0CM REUSABLE
22236 | 4229680051500 | CANNULA VESSEL IRRIGATION MALLEABLE DIAMETER = 6.0MM LENGTH = 15.0CM REUSABLE
22237 | 4229680051600 | CANNULA VESSEL IRRIGATION DIAMETER = 1.5MM LENGTH = 6.0CM REUSABLE
22238 | 4229680051700 | CANNULA VESSEL IRRIGATION DIAMETER = 2.0MM LENGTH = 6.0CM REUSABLE
22239 | 4229680051800 | CANNULA VESSEL IRRIGATION DIAMETER = 2.5MM LENGTH = 6.0CM REUSABLE
22240 | 4229680051900 | CANNULA VESSEL IRRIGATION DIAMETER = 3.0MM LENGTH = 6.0CM REUSABLE
22241 | 4229680052000 | CANNULA VESSEL IRRIGATION DIAMETER = 4.0MM LENGTH = 6.0CM REUSABLE
22242 | 4229680052100 | SAW WIRE CUTTING BONE GIGLI/FOURFOLD LENGTH = 40.0CM REUSABLE
22243 | 4229680052200 | VALVE HAND HELD: NEUROSURGERY COOLEY SIZE: LARGE/50.0MM X 36.0MM REUSABLE
22244 | 4229680052300 | VALVE HAND HELD: NEUROSURGERY COOLEY SIZE: MEDIUM/40.0MM X 36.0MM REUSABLE
22245 | 4229680052400 | VALVE HAND HELD: NEUROSURGERY COOLEY SIZE: SMALL/35.0MM X 25.0MM REUSABLE
22246 | 4229680052500 | SPREADER WOUND ALM/BLUNT/4X4TEETH LENGTH = 7.0CM REUSABLE
22247 | 4229680052600 | SPREADER WOUND BLUNT/2X3TEETH LENGTH = 11.0CM REUSABLE
22248 | 4229680052700 | SPREADER WOUND GELPI/1X1TEETH LENGTH = 18.0CM REUSABLE
22249 | 4229680052800 | SPREADER WOUND SHARP/3X4TEETH LENGTH = 16.0CM REUSABLE
22250 | 4229680052900 | SPREADER WOUND SHARP/3X4TEETH LENGTH = 20.0CM REUSABLE
22251 | 4229680053900 | SCISSORS DRESSING BANDAGE/LISTER STAINLESS STEEL LENGTH = 14.5CM REUSABLE
22252 | 4229680054300 | CHISEL CLEANING BLACK-ENAMEL/FIG. 79/79 REUSABLE
22253 | 4229680054600 | CURETTE BONE EXTRACTION DR. IGLHAUT STAINLESS STEEL SCALERS/PERIODONTOLOGY REUSABLE
22254 | 4229680054700 | CURETTE BONE SAMPLE COLLECTION MOLT/DOUBLE STAINLESS STEEL LENGTH = 19.0CM SCRAPE TISSUE OR DEBRIS FOR BIOPSY / CLEANING / REMOVAL / EXCISION OF LESIONS REUSABLE
22255 | 4229680054800 | CURETTE BONE EXTRACTION NO.1/1/OVAL STAINLESS STEEL LENGTH = 16.5CM ORTHOPEDIC AND NEUROSURGERY SPECIALISTS CAN USE FOR DEBULKING DISEASED / FIBROUS / BONY TISSUE / CLEAN THE BONE OR TO OBTAIN SAMPLES FOR BIOPSIES REUSABLE
22256 | 4229680054900 | BONE FILE SMOOTH OUT ACROMIAL RESECTION NO.1 LENGTH = 18.0CM REUSABLE
22257 | 4229680055100 | FORCEPS TOWEL BULLDOG/JONES STAINLESS STEEL LENGTH = 8.5CM REUSABLE
22258 | 4229680055200 | FORCEPS TOWEL BULLDOG/SCHAEDEL STAINLESS STEEL LENGTH = 9.0CM REUSABLE
22259 | 4229680056200 | CURETTE BONE SAMPLE COLLECTION COLUMBIA/FIG.13/14 STAINLESS STEEL COLOR: BLUE ORTHOPEDIC SURGEONS USE TO SCRAPE AND DEBULK BONE GROWTHS AND FIBROUS TISSUES REUSABLE
22260 | 4229680056300 | CURETTE BONE SAMPLE COLLECTION COLUMBIA/FIG.4R/4L STAINLESS STEEL COLOR: BLUE ORTHOPEDIC TOOL/SCRAPING BONE TISSUE OR FOR REMOVING DEBRIS/FIBROUS AND DISEASED TISSUE FROM BONE STRUCTURES REUSABLE
22261 | 4229680058500 | FORCEPS DRESSING ADSON/SERRATED STAINLESS STEEL LENGTH = 15.0CM REUSABLE
22262 | 4229680063700 | PROBE SURGICAL TISSUE MANIPULATION STAINLESS STEEL GOLDMAN FOX DIAMETER = 0.9MM LENGTH = 17.5CM PERIODONTAL REUSABLE
22263 | 4229680065400 | SCISSORS OPERATING GUM/S-SHAPE TUNGSTEN CARBIDE LENGTH = 11.5CM REUSABLE
22264 | 4229680067000 | HOOKLET WOUND FIXATION/TRACTION MINI LANGENBECK TIP SIZE: 20.0MM X 6.0MM LENGTH = 16.0CM REUSABLE
22265 | 4229680067800 | SCISSORS SURGICAL IRIS/SHARP-SHARP/ANGLED STAINLESS STEEL LENGTH = 11.5CM REUSABLE
22266 | 4229680068300 | FRAME LOGISTIC COLOR: BLUE CONTAINER REUSABLE
22267 | 4229680068500 | FRAME LOGISTIC COLOR: WHITE CONTAINER REUSABLE
22268 | 4229680068600 | FRAME LOGISTIC COLOR: YELLOW CONTAINER REUSABLE
22269 | 4229680068700 | CURETTE BONE SAMPLE COLLECTION LUCAS/FIG.0/0 STAINLESS STEEL ORTHOPEDIC TOOL/SCRAPING BONE TISSUE OR FOR REMOVING DEBRIS/FIBROUS AND DISEASED TISSUE FROM BONE STRUCTURES REUSABLE
22270 | 4229680068800 | CURETTE BONE SAMPLE COLLECTION LUCAS/FIG.2/2 STAINLESS STEEL ORTHOPEDIC TOOL/SCRAPING BONE TISSUE OR FOR REMOVING DEBRIS/FIBROUS AND DISEASED TISSUE FROM BONE STRUCTURES REUSABLE
22271 | 4229680069000 | FORCEPS MICRO CURVED STAINLESS STEEL LENGTH = 18.0CM TIP WIDTH= 0.7 TEETH: 1X1 REUSABLE
22272 | 4229680069100 | FORCEPS MICRO STRAIGHT STAINLESS STEEL LENGTH = 18.0CM TIP WIDTH= 0.7 TEETH: 1X1 REUSABLE
22273 | 4229680069200 | FORCEPS HOLDING MILLER/FOR ARTIC PAPER STAINLESS STEEL REUSABLE
22274 | 4229680069300 | CURETTE BONE EXTRACTION MILLER-COLBURN/FIG.1 STAINLESS STEEL ORTHOPEDIC TOOL/SCRAPING BONE TISSUE OR FOR REMOVING DEBRIS/FIBROUS AND DISEASED TISSUE FROM BONE STRUCTURES REUSABLE
22275 | 4229680069500 | GAG MOUTH PREVENT MOUTH CLOSING MOLT SIZE: CHILDREN LENGTH = 11.0CM REUSABLE
22276 | 4229680069600 | HANDLE MOUTH RETRACTION/EXAMINATION WITH SIMP THREA REUSABLE
22277 | 4229680069700 | PROP MOUTH KEEPING MOUTH OPEN MCKESSON/LARGE SIZE: ADULT REUSABLE
22278 | 4229680069800 | PROP MOUTH KEEPING MOUTH OPEN MCKESSON/EXTRA LARGE SIZE: ADULT REUSABLE
22279 | 4229680069900 | MIRROR MOUTH RHODIUM/PLANE DIAMETER = 5/24.0MM REUSABLE
22280 | 4229680070000 | PROBE SURGICAL TISSUE MANIPULATION STAINLESS STEEL NABERS/ROUND HANDLE DIAMETER = 0.5MM LENGTH = 17.5CM PERIODONTAL REUSABLE
22281 | 4229680070100 | SPECULUM NASAL DILATION HARTMANN HALLE STAINLESS STEEL SIZE: 3 REUSABLE
22282 | 4229680070200 | NEEDLE HOLDER MAYO-HEGAR/SLIM STAINLESS STEEL LENGTH = 16.0CM REUSABLE
22283 | 4229680070300 | NEEDLE HOLDER OLSEN-HEGARR/STRAIGHT STAINLESS STEEL LENGTH = 14.0CM REUSABLE
22284 | 4229680072000 | PROBE PERIODONTAL IGLHAUT REUSABLE
22285 | 4229680072100 | PROBE SURGICAL TISSUE MANIPULATION STAINLESS STEEL PERIODONTAL/ROUND HANDLE DIAMETER = 0.5MM LENGTH = 16.0CM PERIODONTAL REUSABLE
22286 | 4229680072200 | ELEVATOR PERIOSTEAL DR IGLHAUT STAINLESS STEEL LENGTH = 18.0CM REUSABLE
22287 | 4229680072300 | ELEVATOR PERIOSTEAL ALLEN STAINLESS STEEL DIAMETER = 2.0MM LENGTH = 18.0CM REUSABLE
22288 | 4229680072400 | ELEVATOR PERIOSTEAL ALLEN STAINLESS STEEL DIAMETER = 3.0MM REUSABLE
22289 | 4229680072500 | BOWL PLASTER SOFT RUBBER SIZE: STANDARD REUSABLE
22290 | 4229680072700 | ELEVATOR PERIOSTEAL PRICHARD STAINLESS STEEL LENGTH = 17.0CM REUSABLE
22291 | 4229680073200 | HANDLE SCALPEL ROUND/ANGULATED/NO.3 LENGTH = 14.0CM REUSABLE
22292 | 4229680073300 | HANDLE SCALPEL NO.3 LENGTH = 16.0CM REUSABLE
22293 | 4229680073500 | SCISSORS SURGICAL DEAN/SERRATED/ANGLED UPWARDS STAINLESS STEEL LENGTH = 17.5CM REUSABLE
22294 | 4229680073600 | SCISSORS SURGICAL GOLDMAN-FOX/CURVED/SERRATED STAINLESS STEEL LENGTH = 13.0CM REUSABLE
22295 | 4229680073700 | SCISSORS SURGICAL GOLDMAN-FOX/STRAIGHT/SERRATED STAINLESS STEEL LENGTH = 13.0CM REUSABLE
22296 | 4229680073800 | SCISSORS SURGICAL LOCKLIN/CURVED/SERRATED STAINLESS STEEL LENGTH = 16.0CM REUSABLE
22297 | 4229680073900 | RASPATORY SCRAPING SELDIN REUSABLE
22298 | 4229680074400 | FORCEPS LISTER SINUS/STRAIGHT STAINLESS STEEL LENGTH = 16.0CM REUSABLE
22299 | 4229680074600 | HOOK SKIN FIXATION/TRACTION KILNER/GRACILE LENGTH = 14.5CM REUSABLE
22300 | 4229680077400 | FORCEPS DRESSING ADSON/SERRATED STAINLESS STEEL LENGTH = 12.0CM TIP: 1.5MM REUSABLE
22301 | 4229680077600 | FORCEPS DRESSING ADSON/SERRATED STAINLESS STEEL LENGTH = 12.0CM TIP: 0.5MM REUSABLE
22302 | 4229680077800 | FORCEPS TISSUE ADSON/EXTRA FINE STAINLESS STEEL LENGTH = 12.0CM TIPS WIDTH= 0.5MM TEETH: 1X1 REUSABLE
22303 | 4229680077900 | FORCEPS TISSUE ADSON/WITH SUTURE TYING PLATFORM TUNGSTEN CARBIDE LENGTH = 9.5CM TIP: 1.5MM TEETH: 1X1 REUSABLE
22304 | 4229680078300 | FORCEPS BACKHAUS TOWEL LENGTH 8 CM
22305 | 4229680078700 | FORCEPS TISSUE BISHOP-HARMON/FENESTRATED HANDLE STAINLESS STEEL LENGTH = 8.55CM TIP: 0.8MM TEETH: 1X1 REUSABLE
22306 | 4229680079600 | CLAMP CHALAZION SMALL STAINLESS STEEL LENGTH = 9.0CM TIP SIZE: 11.0MM X 17.0MM GRASPING EARLOBES/LIPS/EYE LIDS REUSABLE
22307 | 4229680080100 | EXPRESSOR CYST STAINLESS STEEL LENGTH = 4-1/2.0INCH TIPS LENGTH = 17.0MM/11.0MM REUSABLE
22308 | 4229680080300 | SCISSORS OPERATING DEAVER/SHARP-SHARP/CURVED STAINLESS STEEL LENGTH = 14.0CM REUSABLE
22309 | 4229680080400 | SCISSORS OPERATING DEAVER/BLUNT-BLUNT/CURVED STAINLESS STEEL LENGTH = 14.0CM REUSABLE
22310 | 4229680080500 | SCISSORS OPERATING DEAVER/SHARP-SHARP TIPS/STRAIGHT STAINLESS STEEL LENGTH = 14.0CM REUSABLE
22311 | 4229680080600 | SCISSORS OPERATING DEAVER/BLUNT-BLUNT/STRAIGHT STAINLESS STEEL LENGTH = 14.0CM REUSABLE
22312 | 4229680081400 | CURETTE DERMAL EXCAVATOR MARTINI/MILTEX/DOUBLE-ENDED/ROUND CUPS STAINLESS STEEL TIP SIZES: 2.0MM LENGTH = 14.0CM SCRAPING AND REMOVING FOREIGN TISSUE MATTER FROM A CAVITY REUSABLE
22313 | 4229680081700 | RETRACTOR LID DESMARRES STAINLESS STEEL TIP DIAMETER = 1/12.0MM LENGTH = 14.0CM REUSABLE
22314 | 4229680081800 | NIPPER NAIL DUAL ACTION/DELICATE STRAIGHT JAWS/DOUBLE SPRING STAINLESS STEEL LENGTH = 6.0INCH REUSABLE
22315 | 4229680081900 | NIPPER NAIL DUAL ACTION/SHARP/CONCAVE JAWS/BARREL SPRING STAINLESS STEEL LENGTH = 6.0INCH REUSABLE
22316 | 4229680083200 | HOOK SKIN RETRACTION FRAZIER/BLUNT LENGTH = 5.0INCH REUSABLE
22317 | 4229680083300 | HOOK SKIN RETRACTION FRAZIER/SHARP LENGTH = 5.0INCH REUSABLE
22318 | 4229680083500 | FORCEPS HEMOSTATIC HALSTED MOSQUITO/CURVED/SERRATED STAINLESS STEEL REUSABLE
22319 | 4229680083600 | HEMOSTAT HALSTED/MOSQUITO/STRAIGHT/SERRATED SIZE: 5.0INCH REUSABLE
22320 | 4229680083800 | SCISSORS SURGICAL INGROWN NAIL SPLITTING/SERRATED STAINLESS STEEL LENGTH = 15.2CM REUSABLE
22321 | 4229680083900 | SCISSORS SURGICAL DELICATE STRAIGHT/SHARP-SHARP/24.0MM BLADE STAINLESS STEEL LENGTH = 11.5CM REUSABLE
22322 | 4229680084000 | SCISSORS SURGICAL IRIS CURVED/ONE BLADE SERRATED/SHARP-SHARP/24.0MM BLADE STAINLESS STEEL LENGTH = 11.5CM REUSABLE
22323 | 4229680084900 | ELEVATOR SURGICAL LOCKE/SMALL BLADE STAINLESS STEEL DIAMETER = 3.0MM X 15.0MM LENGTH = 4.5INCH REUSABLE
22324 | 4229680085000 | ELEVATOR SURGICAL LOCKE/LARGE BLADE STAINLESS STEEL DIAMETER = 5.0MM X 20.0MM LENGTH = 5.0INCH REUSABLE
22325 | 4229680085100 | CURETTE BONE EXTRACTION ROUND/NON-FENESTRATED CUPS /MILTEX STAINLESS STEEL TIP SIZES: 4.0MM/5.0MM LENGTH = 12.5CM ORTHOPEDIC TOOL/SCRAPING BONE TISSUE OR FOR REMOVING DEBRIS/FIBROUS AND DISEASED TISSUE FROM BONE STRUCTURES REUSABLE
22326 | 4229680085300 | SCISSORS DISSECTING METZENBAUM FINE/BLUNT-BLUNTS/STRAIGHT STAINLESS STEEL LENGTH = 18.0CM REUSABLE
22327 | 4229680085400 | NIPPER NAIL CONCAVE JAWS/BARREL SPRING STAINLESS STEEL LENGTH = 5-1/2INCH REUSABLE
22328 | 4229680085700 | NIPPER NAIL STRAIGHT JAWS/DOUBLE SPRING STAINLESS STEEL LENGTH = 6.0INCH REUSABLE
22329 | 4229680085800 | FORCEPS NAIL PULLING PLATYPUS/BROAD STAINLESS STEEL LENGTH = 9.0.0CM TIP WIDTH= 6.0MM REUSABLE
22330 | 4229680085900 | FORCEPS NAIL PULLING PLATYPUS/NARROW STAINLESS STEEL LENGTH = 14.0CM TIP WIDTH= 4.0MM REUSABLE
22331 | 4229680086000 | FORCEPS NAIL SPLITTING ANVIL JAWS/DOUBLE SPRING STAINLESS STEEL LENGTH = 12.7CM REUSABLE
22332 | 4229680086200 | SCISSORS SUTURE OLIVER SUTURE APPLYING/SHARP-SHARP/STRAIGHT STAINLESS STEEL LENGTH = 11.5CM REUSABLE
22333 | 4229680086300 | SCISSORS SURGICAL OLIVER SUTURE APPLYING/SHARP-SHARP/STRAIGHT STAINLESS STEEL WITH TUNGSTEN CARBIDE TIPS LENGTH = 11.5CM REUSABLE
22334 | 4229680086800 | SCISSORS DISSECTING RAGNELL UNDERMINING/FLAT TIP/BLUNT-BLUNT/STRAIGHT STAINLESS STEEL LENGTH = 12.5CM REUSABLE
22335 | 4229680086900 | SCISSORS DISSECTING RAGNELL UNDERMINING/FLAT TIP/BLUNT-BLUNT/CURVED STAINLESS STEEL LENGTH = 12.5CM REUSABLE
22336 | 4229680087200 | HOOK ROLLET SKIN RETRACTION 2 SHARP PRONGS LENGTH = 5.0INCH REUSABLE
22337 | 4229680087700 | RETRACTOR SURGICAL SENN/DOUBLE ENDED/THREE BLUNT PRONGS ON ONE END STAINLESS STEEL LENGTH = 16.0CM REUSABLE
22338 | 4229680089200 | NEEDLE HOLDER WEBSTER/SERRATED JAW STAINLESS STEEL LENGTH = 12.7CM REUSABLE
22339 | 4229680089400 | NEEDLE HOLDER WEBSTER/SMOOTH JAWS STAINLESS STEEL LENGTH = 12.7CM REUSABLE
22340 | 4229680089600 | CURETTE ADENOID REMOVAL BECKMANN/CURVED STAINLESS STEEL TIP WIDTH= 13.0MM LENGTH = 22.0CM RHINOLOGY SURGERY REUSABLE
22341 | 4229680089700 | CURETTE ADENOID REMOVAL BECKMANN/CURVED STAINLESS STEEL TIP WIDTH= 15.0MM LENGTH = 22.0CM RHINOLOGY SURGERY REUSABLE
22342 | 4229680089800 | CURETTE ADENOID REMOVAL BECKMANN/CURVED STAINLESS STEEL TIP WIDTH= 13.0MM LENGTH = 21.5CM RHINOLOGY SURGERY REUSABLE
22343 | 4229680089900 | CURETTE ADENOID REMOVAL BECKMANN/CURVED STAINLESS STEEL TIP WIDTH= 15.0MM LENGTH = 21.5CM RHINOLOGY SURGERY REUSABLE
22344 | 4229680090000 | CURETTE ADENOID REMOVAL BECKMANN/CURVED STAINLESS STEEL TIP WIDTH= 17.0MM LENGTH = 21.5CM RHINOLOGY SURGERY REUSABLE
22345 | 4229680090100 | CURETTE ADENOID REMOVAL BECKMANN/CURVED STAINLESS STEEL TIP WIDTH= 19.0MM LENGTH = 21.5CM RHINOLOGY SURGERY REUSABLE
22346 | 4229680090200 | CURETTE ADENOID REMOVAL BECKMANN/CURVED STAINLESS STEEL TIP WIDTH= 21.0MM LENGTH = 21.5CM RHINOLOGY SURGERY REUSABLE
22347 | 4229680090300 | PUNCH ANTRUM UPWARDS JAW WIDTH= 5.0MM X 5.0MM LENGTH = 9.0CM REUSABLE
22348 | 4229680090400 | ELECTRODE BALL COAGULATION SYN WORKING LENGTH = 8.0MM DIAMETER = 4.0MM DONNECTING DIAMETER = 4.0MM REUSABLE
22349 | 4229680090500 | FORCEPS BIPOLAR ANGLED/BLUNT STAINLESS STEEL LENGTH = 20.0CM TIP WIDTH= 1.2MM REUSABLE
22350 | 4229680090600 | FORCEPS BIPOLAR ANGLED/BLUNT STAINLESS STEEL LENGTH = 20.0CM TIP WIDTH= 2.0MM REUSABLE
22351 | 4229680090700 | CURETTE BONE DENTAL TISSUE SURGERY BRUNS/ROUND/NO.00 STAINLESS STEEL LENGTH = 17.0CM ORTHOPEDIC SURGERY/REMOVE TISSUES AND GROWTHS SUCH AS TUMORS FROM BONE REUSABLE
22352 | 4229680090800 | CURETTE BONE DENTAL TISSUE SURGERY BRUNS/ROUND/NO.000 STAINLESS STEEL LENGTH = 17.0CM ORTHOPEDIC SURGERY/REMOVE TISSUES AND GROWTHS SUCH AS TUMORS FROM BONE REUSABLE
22353 | 4229680090900 | CURETTE BONE DENTAL TISSUE SURGERY BRUNS/ROUND/NO.0 STAINLESS STEEL LENGTH = 17.0CM ORTHOPEDIC SURGERY/REMOVE TISSUES AND GROWTHS SUCH AS TUMORS FROM BONE REUSABLE
22354 | 4229680091000 | CURETTE BONE EXTRACTION BRUNS/ROUND/NO.1 STAINLESS STEEL LENGTH = 17.0CM ORTHOPEDIC SURGEONS USE TO GOUGE OUT ABNORMAL BONE GROWTHS AND OTHER HARD TISSUES REUSABLE
22355 | 4229680091100 | CURETTE BONE EXTRACTION BRUNS/ROUND/NO.2 STAINLESS STEEL LENGTH = 17.0CM ORTHOPEDIC SURGEONS USE TO GOUGE OUT ABNORMAL BONE GROWTHS AND OTHER HARD TISSUES REUSABLE
22356 | 4229680091200 | CURETTE BONE SAMPLE COLLECTION HALLE/MALLEABLE SHAFT/NO.2 STAINLESS STEEL LENGTH = 21.0CM SCRAPE HARD TISSUES DURING ORTHOPEDIC SURGERY REUSABLE
22357 | 4229680091300 | PUNCH BONE BEYER JAW WIDTH= 2.0MM REUSABLE
22358 | 4229680091400 | RONGEUR BONE GOUGING OUT JANSEN/STRAIGHT STAINLESS STEEL LENGTH = 18.0CM REUSABLE
22359 | 4229680091500 | RONGEUR BONE GOUGING OUT LUER/CURVED STAINLESS STEEL LENGTH = 14.5CM REUSABLE
22360 | 4229680091600 | RONGEUR BONE GOUGING OUT LUER/STRAIGHT/CURVED STAINLESS STEEL LENGTH = 14.5CM REUSABLE
22361 | 4229680091700 | CANNULA LARYNGEAL INCISION SIZE: 1-6 REUSABLE
22362 | 4229680091800 | SUPPORT CHEST COMPLETE OPERATING LARYNGOSCOPE LENGTH = 34.0CM ADULTS REUSABLE
22363 | 4229680091900 | CHISEL CUTTING ALEXANDER BLADE WIDTH= 10.0MM LENGTH = 17.5CM REUSABLE
22364 | 4229680092000 | CHISEL CUTTING ALEXANDER BLADE WIDTH= 6.0MM LENGTH = 17.5CM REUSABLE
22365 | 4229680092100 | CHISEL CUTTING ALEXANDER BLADE WIDTH= 8.0MM LENGTH = 17.5CM REUSABLE
22366 | 4229680092200 | CHISEL CUTTING FOMON/WITH GUIDE BLADE WIDTH= 7.0MM LENGTH = 16.0CM REUSABLE
22367 | 4229680092400 | CURETTE BONE SAMPLE COLLECTION DOUBLE-ENDED/FAULKNER/OVAL/ROUND STAINLESS STEEL LENGTH = 21.0CM OBTAIN TISSUE BIOPSIES FROM ANTRAL PATHOLOGIES/THE TURBINATES OR THE ENTRANCES TO THE NASAL SINUSES REUSABLE
22368 | 4229680092500 | CURETTE BONE EXTRACTION SHARP/COAKLEY/NO.1 STAINLESS STEEL LENGTH = 17.0CM ORTHOPEDIC TOOL/SCRAPING BONE TISSUE OR FOR REMOVING DEBRIS/FIBROUS AND DISEASED TISSUE FROM BONE STRUCTURES REUSABLE
22369 | 4229680092600 | CURETTE BONE SAMPLE COLLECTION LEMPERT/NO.2 STAINLESS STEEL LENGTH = 21.5CM SCRAPE TISSUE OR DEBRIS FOR BIOPSY / CLEANING / REMOVAL / EXCISION OF LESIONS REUSABLE
22370 | 4229680092700 | CURETTE EAR REMOVAL HOOKLET/LARGE/BLUNT STAINLESS STEEL LENGTH = 13.0CM MEDICAL EAR CLEANER EAR WAX REUSABLE
22371 | 4229680092800 | PROBE SURGICAL TISSUE MANIPULATION STAINLESS STEEL DILATORY PROBE/RITTER HALLE DIAMETER = 4.0MM LENGTH = 14.5CM REUSABLE
22372 | 4229680092900 | SCISSORS DISSECTING METZENBAUM BLUNT-BLUNT/CURVED STAINLESS STEEL LENGTH = 15.5CM REUSABLE
22373 | 4229680093000 | SCISSORS DISSECTING METZENBAUM FINE/CURVED STAINLESS STEEL LENGTH = 11.0CM REUSABLE
22374 | 4229680093100 | RETRACTOR TONSILLECTOMY WITH DISSECTOR/HURD STAINLESS STEEL LENGTH = 22.5CM REUSABLE
22375 | 4229680093200 | DISSECTOR SEPARATION FISCH/LEFT/ANGULATED STAINLESS STEEL LENGTH = 15.5CM REUSABLE
22376 | 4229680093300 | DISSECTOR SEPARATION FISCH/LEFT/CURVED STAINLESS STEEL LENGTH = 15.0CM REUSABLE
22377 | 4229680093400 | DISSECTOR SEPARATION FISCH/RIGHT/ANGULATED STAINLESS STEEL LENGTH = 15.5CM REUSABLE
22378 | 4229680093500 | DISSECTOR SEPARATION FISCH/RIGHT/CURVED STAINLESS STEEL LENGTH = 15.0CM REUSABLE
22379 | 4229680093600 | FORCEPS DRESSING BAYONET STAINLESS STEEL LENGTH = 18.5CM REUSABLE
22380 | 4229680093700 | FORCEPS DRESSING GERALD/CURVED STAINLESS STEEL LENGTH = 17.0CM REUSABLE
22381 | 4229680093800 | CURETTE DEBULKING REMOVAL EAR/BUCK/CURVED/BLUNT/NO.0 STAINLESS STEEL REMOVING CERUMEN (WAX AND OTHER FOREIGN OBJECTS) FROM THE EAR CANAL REUSABLE
22382 | 4229680093900 | CURETTE DEBULKING REMOVAL EAR/BUCK/CURVED/BLUNT/NO.00 STAINLESS STEEL REMOVING CERUMEN (WAX AND OTHER FOREIGN OBJECTS) FROM THE EAR CANAL REUSABLE
22383 | 4229680094000 | CURETTE DEBULKING REMOVAL EAR/BUCK/CURVED/BLUNT/NO.000 STAINLESS STEEL REMOVING CERUMEN (WAX AND OTHER FOREIGN OBJECTS) FROM THE EAR CANAL REUSABLE
22384 | 4229680094100 | CURETTE DEBULKING REMOVAL EAR/BUCK/CURVED/SHARP/NO.0 STAINLESS STEEL REMOVING CERUMEN (WAX AND OTHER FOREIGN OBJECTS) FROM THE EAR CANAL REUSABLE
22385 | 4229680094200 | CURETTE DEBULKING REMOVAL EAR/BUCK/CURVED/SHARP/NO.00 STAINLESS STEEL REMOVING CERUMEN (WAX AND OTHER FOREIGN OBJECTS) FROM THE EAR CANAL REUSABLE
22386 | 4229680094300 | CURETTE DEBULKING REMOVAL EAR/BUCK/CURVED/SHARP/NO.000 STAINLESS STEEL REMOVING CERUMEN (WAX AND OTHER FOREIGN OBJECTS) FROM THE EAR CANAL REUSABLE
22387 | 4229680094400 | CURETTE DEBULKING REMOVAL EAR/BUCK/CURVED/SHARP/NO.1 STAINLESS STEEL REMOVING CERUMEN (WAX AND OTHER FOREIGN OBJECTS) FROM THE EAR CANAL REUSABLE
22388 | 4229680094500 | CURETTE DEBULKING REMOVAL EAR/BUCK/STRAIGHT/BLUNT/NO.1 STAINLESS STEEL REMOVING CERUMEN (WAX AND OTHER FOREIGN OBJECTS) FROM THE EAR CANAL REUSABLE
22389 | 4229680094600 | CURETTE SURGICAL EXCISION EAR/DOUBLE-ENDED/HOUSE/1.0/1.2 STAINLESS STEEL LENGTH = 14.5CM EXCISE BONE FRAGMENTS IN EAR PROCEDURES/REMOVE TISSUES DURING MASTOID SURGERY AND FACIAL NERVE DECOMPRESSION/PERFORM DELICATE DISSECTIONS DURING STAPEDOTOMY AND TYMPANOPLASTY REUSABLE
22390 | 4229680094700 | CURETTE SURGICAL EXCISION EAR/DOUBLE-ENDED/HOUSE/1.5/1.8 STAINLESS STEEL LENGTH = 14.5CM EXCISE BONE FRAGMENTS IN EAR PROCEDURES/REMOVE TISSUES DURING MASTOID SURGERY AND FACIAL NERVE DECOMPRESSION/PERFORM DELICATE DISSECTIONS DURING STAPEDOTOMY AND TYMPANOPLASTY REUSABLE
22391 | 4229680094800 | FORCEPS EAR DRESSING JTROELTSCH STAINLESS STEEL LENGTH = 11.0CM REUSABLE
22392 | 4229680094900 | HOOKLET OTOLOGY FIXATION/TRACTION DAY/LONG HOOK LENGTH = 17.0CM REUSABLE
22393 | 4229680095000 | HOOKLET OTOLOGY FIXATION/TRACTION DAY/SHORT HOOK LENGTH = 17.0CM REUSABLE
22394 | 4229680095100 | LOOP EAR OTOLOGY BILLEAU/NO.1 LENGTH = 16.5CM REUSABLE
22395 | 4229680095200 | LOOP EAR OTOLOGY BILLEAU/NO.2 LENGTH = 16.5CM REUSABLE
22396 | 4229680095300 | FORCEPS EAR POLYPUS HARTMANN-HOFFMANN STAINLESS STEEL TIP WIDTH= 2.0MM REUSABLE
22397 | 4229680095400 | FORCEPS EAR POLYPUS HARTMANN-WULLSTEIN STAINLESS STEEL TIP WIDTH= 1.0MM REUSABLE
22398 | 4229680095500 | FORCEPS EAR POLYPUS HARTMANN STAINLESS STEEL TIP WIDTH= 3.0MM REUSABLE
22399 | 4229680095600 | SNARE OTOLOGY EAR POLYPUS/KRAUSE LENGTH = 18.5CM REUSABLE
22400 | 4229680096000 | SPECULUM EAR DILATION FARRIOR STAINLESS STEEL SIZE: 4/8.5MM REUSABLE
22401 | 4229680096100 | SPECULUM EAR DILATION FARRIOR STAINLESS STEEL SIZE: 5/9.5MM REUSABLE
22402 | 4229680096300 | ELEVATOR SURGICAL ADSON/CURVED/ROUND STAINLESS STEEL LENGTH = 17.0CM REUSABLE
22403 | 4229680096400 | ELEVATOR SURGICAL BALLENGER HAJEK STAINLESS STEEL DIAMETER = 6.0MM LENGTH = 19.0CM RHINOLOGY REUSABLE
22404 | 4229680096500 | ELEVATOR PERIOSTEAL BAYONET SHAPED STAINLESS STEEL DIAMETER = 4.0MM LENGTH = 21.5CM REUSABLE
22405 | 4229680096600 | ELEVATOR PERIOSTEAL BOIES/STRAIGHT STAINLESS STEEL DIAMETER = 8.0MM LENGTH = 19.0CM REUSABLE
22406 | 4229680096700 | ELEVATOR PERIOSTEAL COTTLE STAINLESS STEEL DIAMETER = 4.5MM LENGTH = 22.0CM REUSABLE
22407 | 4229680096800 | ELEVATOR SURGICAL HENKE STAINLESS STEEL DIAMETER = 11.5MM X 5.0MM LENGTH = 24.5CM TONSILLECTOMY REUSABLE
22408 | 4229680096900 | FORCEPS ETHMOIDAL ANGLED 45 DEGREE UPWARD/NO.2 STAINLESS STEEL TIP WIDTH= 3.5MM REUSABLE
22409 | 4229680097000 | FORCEPS ETHMOIDAL ANGLED 45 DEGREE UPWARD/NO.3 STAINLESS STEEL TIP WIDTH= 4.5MM REUSABLE
22410 | 4229680097100 | FORCEPS ETHMOIDAL ANGLED 45 DEGREE UPWARD/NO.4 STAINLESS STEEL TIP WIDTH= 5.0MM REUSABLE
22411 | 4229680097200 | FORCEPS ETHMOIDAL ANGLED 90 DEGREE UPWARD/NO.2 STAINLESS STEEL TIP WIDTH= 3.5MM REUSABLE
22412 | 4229680097300 | FORCEPS ETHMOIDAL ANGLED 90 DEGREE UPWARD/NO.3 STAINLESS STEEL TIP WIDTH= 4.5MM REUSABLE
22413 | 4229680097400 | FORCEPS ETHMOIDAL WATSON-WILLIAM.SERRATED STAINLESS STEEL LENGTH = 19.0CM REUSABLE
22414 | 4229680097500 | FORCEPS ETHMOIDAL TAKAHASHI/STRAIGHT STAINLESS STEEL LENGTH = 19.0CM REUSABLE
22415 | 4229680097600 | TUBE EXTENSION BRUENINGS/CURVED LENGTH = 18.0CM FOR BRONCHOSCOPY REUSABLE
22416 | 4229680097700 | TUBE EXTENSION STRAIGHT LENGTH = 22.0CM REUSABLE
22417 | 4229680097800 | TUBE EXTENSION STRAIGHT LENGTH = 32.0CM REUSABLE
22418 | 4229680097900 | KNIFE FLAP PLESTER STAINLESS STEEL LENGTH = 15.0CM TIP WIDTH= 3.5MM REUSABLE
22419 | 4229680098000 | FORCEPS MICRO CUP LEFT/CURVED STAINLESS STEEL LENGTH = 23.0CM DIAMETER = 2.0MM REUSABLE
22420 | 4229680098100 | FORCEPS MICRO CUP RIGHT/CURVED STAINLESS STEEL LENGTH = 23.0CM DIAMETER = 2.0MM REUSABLE
22421 | 4229680098200 | FORCEPS MICRO CUP STRAIGHT STAINLESS STEEL LENGTH = 23.0CM DIAMETER = 2.0MM REUSABLE
22422 | 4229680098300 | FORCEPS MICRO CUP UPWARD STAINLESS STEEL LENGTH = 23.0CM DIAMETER = 2.0MM REUSABLE
22423 | 4229680098400 | FORCEPS MICRO LEFT OPEN/UPWARDS CURVED STAINLESS STEEL LENGTH = 23.0CM REUSABLE
22424 | 4229680098500 | FORCEPS MICRO LEFT/CURVED STAINLESS STEEL LENGTH = 23.0CM TIP WIDTH= 8.0MM REUSABLE
22425 | 4229680098600 | FORCEPS MICRO RIGHT OPEN/UPWARDS CURVED STAINLESS STEEL LENGTH = 23.0CM REUSABLE
22426 | 4229680098700 | FORCEPS MICRO RIGHT/CURVED STAINLESS STEEL LENGTH = 23.0CM TIP WIDTH= 8.0MM REUSABLE
22427 | 4229680098800 | FORCEPS MICRO MOSQUITO/CURVED STAINLESS STEEL LENGTH = 23.0CM TIP WIDTH= 8.0MM REUSABLE
22428 | 4229680098900 | FORCEPS MICRO UPWARDS/CURVED STAINLESS STEEL LENGTH = 23.0CM TIP WIDTH= 8.0MM REUSABLE
22429 | 4229680099000 | FORCEPS NASAL TAMPON WESTMACOTT STAINLESS STEEL LENGTH = 20.0CM REUSABLE
22430 | 4229680099100 | FORCEPS HEMOSTATIC NEGUS/NARROW/CURVED STAINLESS STEEL LENGTH = 20.0CM REUSABLE
22431 | 4229680099200 | FORCEPS HEMOSTATIC NEGUS/WIDE/CURVED STAINLESS STEEL LENGTH = 19.5CM REUSABLE
22432 | 4229680099300 | FORCEPS HEMOSTATIC SCHNIDT/SLIGHT/CURVED STAINLESS STEEL LENGTH = 19.0CM REUSABLE
22433 | 4229680099400 | FORCEPS HEMOSTATIC SCHNIDT/STRONG/CURVED STAINLESS STEEL LENGTH = 18.5CM REUSABLE
22434 | 4229680099500 | FORCEPS TISSUE FOREIGN BODY/MATHIEU/SHAFT STAINLESS STEEL LENGTH = 20.0CM REUSABLE
22435 | 4229680099600 | PROBE SURGICAL TISSUE MANIPULATION STAINLESS STEEL KOCHER/WITH HOLE LENGTH = 15.5CM GOITRE REUSABLE
22436 | 4229680099700 | FORCEPS GRASPING GOITRE SEIZING STAINLESS STEEL LENGTH = 20.0CM TEETH: 3X2 REUSABLE
22437 | 4229680099800 | GOUGE BONE SURGERY LENGTH = 13.5CM TIP WIDTH= 10.0MM REUSABLE
22438 | 4229680099900 | GOUGE BONE CUT INTO/REMOVE PORTIONS OF BONE DIAMETER = 8.0MM LENGTH = 13.5CM REUSABLE
22439 | 4229680100000 | GOUGE BONE SURGERY ALEXANDER LENGTH = 17.5CM TIP WIDTH= 10.0MM REUSABLE
22440 | 4229680100100 | GOUGE BONE CUT INTO/REMOVE PORTIONS OF BONE ALEXANDER DIAMETER = 6.0MM LENGTH = 17.5CM REUSABLE
22441 | 4229680100200 | GOUGE BONE CUT INTO/REMOVE PORTIONS OF BONE ALEXANDER DIAMETER = 8.0MM LENGTH = 17.5CM REUSABLE
22442 | 4229680100300 | GOUGE BONE SURGERY BALLENGER/STRAIGHT LENGTH = 15.0CM TIP WIDTH= 6.0MM REUSABLE
22443 | 4229680100400 | GOUGE BONE CUT INTO/REMOVE PORTIONS OF BONE PARTSCH DIAMETER = 6.0MM LENGTH = 16.5CM REUSABLE
22444 | 4229680100500 | DIRECTOR GROOVED STRAIGHT STAINLESS STEEL LENGTH = 13.0CM REUSABLE
22445 | 4229680100600 | FORCEPS HEMOSTATIC PEAN/STRAIGHT STAINLESS STEEL LENGTH = 18.5CM REUSABLE
22446 | 4229680100700 | HANDLE ROD KLEINSASSER INSTRUMENTS REUSABLE
22447 | 4229680100800 | CURETTE DEBULKING REMOVAL HEMMINGWAY/FIG.4/4 STAINLESS STEEL SCRAPE AWAY BONE FRAGMENTS/USED IN A SMALL BONE AND PERIODONTAL PROCEDURE REUSABLE
22448 | 4229680100900 | HOOKLET OTOLOGY FIXATION/TRACTION WAGNER/CURVED/BLUNT/NO.7 LENGTH = 14.0CM REUSABLE
22449 | 4229680101000 | HOOKLET OTOLOGY FIXATION/TRACTION BARBARA/25.0 DEGREES TIP SIZE: 0.3MM LENGTH = 16.0CM REUSABLE
22450 | 4229680101100 | HOOKLET OTOLOGY FIXATION/TRACTION BARBARA/45.0 DEGREES TIP SIZE: 0.3MM LENGTH = 16.0CM REUSABLE
22451 | 4229680101200 | HOOKLET OTOLOGY FIXATION/TRACTION BARBARA/45.0 DEGREES TIP SIZE: 0.6MM LENGTH = 16.0CM REUSABLE
22452 | 4229680101300 | HOOKLET OTOLOGY FIXATION/TRACTION BARBARA/45.0 DEGREES TIP SIZE: 1.5MM LENGTH = 16.0CM REUSABLE
22453 | 4229680101400 | HOOKLET OTOLOGY FIXATION/TRACTION BARBARA/90.0 DEGREES TIP SIZE: 0.3MM LENGTH = 16.0CM REUSABLE
22454 | 4229680101500 | HOOKLET OTOLOGY FIXATION/TRACTION BARBARA/90.0 DEGREES TIP SIZE: 0.6MM LENGTH = 16.0CM REUSABLE
22455 | 4229680101600 | HOOKLET OTOLOGY FIXATION/TRACTION BARBARA/90.0 DEGREES TIP SIZE: 1.0MM LENGTH = 16.0CM REUSABLE
22456 | 4229680101700 | HOOKLET OTOLOGY FIXATION/TRACTION BARBARA/90.0 DEGREES TIP SIZE: 1.2MM LENGTH = 16.0CM REUSABLE
22457 | 4229680101800 | HOOKLET OTOLOGY FIXATION/TRACTION BARBARA/90.0 DEGREES TIP SIZE: 1.5MM LENGTH = 16.0CM REUSABLE
22458 | 4229680101900 | HOOKLET OTOLOGY FIXATION/TRACTION BARBARA/CURVED TIP SIZE: 1.0MM LENGTH = 16.0CM REUSABLE
22459 | 4229680102000 | RETRACTOR WOUND FIXATION/TRACTION CUSHING TIP SIZE: 18.0MM LENGTH = 20.5CM REUSABLE
22460 | 4229680102100 | HOOKLET OTOLOGY FIXATION/TRACTION PROBE END/LUCAE/NO.2 LENGTH = 17.0CM REUSABLE
22461 | 4229680102200 | FORCEPS GRASPING ALLIGATOR/FULLER STAINLESS STEEL REUSABLE
22462 | 4229680102300 | SCISSORS SURGICAL IRIS/SHARP-SHARP/CURVED STAINLESS STEEL LENGTH = 10.5CM REUSABLE
22463 | 4229680102400 | KNIFE KLEINSASSER LARYNGEAL ANGLED 45 DEGREE MATERIAL STAINLESS STEEL LENGTH = 24.5CM TIP DIAMETER = 2.5MM REUSABLE
22464 | 4229680102500 | KNIFE CARTILAGE MASING/CURVED STAINLESS STEEL LENGTH = 13.0CM REUSABLE
22465 | 4229680102600 | KNIFE KLEINSASSER LARYNGEAL GOLF STICK SHAPED STAINLESS STEEL LENGTH = 24.5CM REUSABLE
22466 | 4229680102700 | KNIFE MUCK PERIOSTEAL STAINLESS STEEL LENGTH = 12.8CM REUSABLE
22467 | 4229680102800 | KNIFE KLEINSASSER LARYNGEAL ROUND/ACROSS OVAL STAINLESS STEEL LENGTH = 24.5CM REUSABLE
22468 | 4229680102900 | KNIFE SURGICAL SICKLE SHAPED/CURVED STAINLESS STEEL LENGTH = 24.5CM REUSABLE
22469 | 4229680103000 | KNIFE KLEINSASSER LARYNGEAL STRAIGHT CUTTING STAINLESS STEEL LENGTH = 24.5CM REUSABLE
22470 | 4229680103100 | KNIFE KLEINSASSER LARYNGEAL VERTICAL CUTTING/ROUND STEEL CARBIDE LENGTH = 24.5CM REUSABLE
22471 | 4229680103200 | MIRROR LARYNGEAL WITHOUT HANDLE DIAMETER = 16.0MM REUSABLE
22472 | 4229680103300 | MIRROR LARYNGEAL WITHOUT HANDLE DIAMETER = 18.0MM REUSABLE
22473 | 4229680103400 | CARRIER LIGHT LARYNGOSCOPE/# 3-5 REUSABLE
22474 | 4229680103500 | MALLET HAMMERING COTTLE WEIGHT: 300.0GM LENGTH = 19.0CM REUSABLE
22475 | 4229680103600 | MALLET HAMMERING WILLIGER WEIGHT: 275.0GM LENGTH = 24.0CM REUSABLE
22476 | 4229680103700 | NIPPER MALLEUS CUTTING CURVED UPWARDS OPENING: 1.3MM REUSABLE
22477 | 4229680103800 | SCISSORS MICRO-EAR WULLSTEIN/STRAIGHT STAINLESS STEEL TIP WIDTH= 4.0MM REUSABLE
22478 | 4229680103900 | FORCEPS MICRO DELICATE STAINLESS STEEL LENGTH = 10.5CM TEETH: 1X1 REUSABLE
22479 | 4229680104000 | RASPATORY MICRO SCRAPING ROSEN/CURVED BLADE SIZE: 1.2MM REUSABLE
22480 | 4229680104100 | FORCEPS MICRO CUP STRAIGHT STAINLESS STEEL LENGTH = 8 CM TIP SIZE: 4.0MM X 0.9MM REUSABLE
22481 | 4229680104200 | FORCEPS MICRO EAR STRAIGHT STAINLESS STEEL TIP SIZE: 4.0MM X 0.6MM REUSABLE
22482 | 4229680104300 | FORCEPS MICRO EAR STRAIGHT STAINLESS STEEL TIP SIZE: 4.0MM X 0.8MM REUSABLE
22483 | 4229680104400 | SCISSORS MICRO-EAR BELLUCI/LEFT STAINLESS STEEL TIP WIDTH= 4.0MM REUSABLE
22484 | 4229680104500 | SCISSORS MICRO-EAR BELLUCI/RIGHT STAINLESS STEEL TIP WIDTH= 4.0MM REUSABLE
22485 | 4229680104600 | SCISSORS MICRO-EAR BELLUCI/STRAIGHT STAINLESS STEEL TIP WIDTH= 4.0MM REUSABLE
22486 | 4229680104700 | FORCEPS GRASPING MINI-ALLIGATOR/MCGEE/SERRATED STAINLESS STEEL REUSABLE
22487 | 4229680104800 | GAG MOUTH PREVENT MOUTH CLOSING DAVIS BOYLE/COMPLETE REUSABLE
22488 | 4229680104900 | GAG MOUTH PREVENT MOUTH CLOSING JENNINGS LENGTH = 10.5CM REUSABLE
22489 | 4229680105000 | GAG MOUTH PREVENT MOUTH CLOSING JENNINGS LENGTH = 16.5CM REUSABLE
22490 | 4229680105100 | GAG MOUTH PREVENT MOUTH CLOSING MCIVOR/COMPLETE REUSABLE
22491 | 4229680105200 | KNIFE TABB MUCOUS STAINLESS STEEL LENGTH = 15.5CM REUSABLE
22492 | 4229680105300 | CHISEL NASAL CUTTING SILVER/STRAIGHT BLADE WIDTH= 5.0MM LENGTH = 18.0CM REUSABLE
22493 | 4229680105400 | FORCEPS BLAKESLEY 4-4.9 MM STAINLESS STEEL FOR ORBITAL SURGERY
22494 | 4229680105500 | FORCEPS NASAL CUTTING HARTMANN STAINLESS STEEL LENGTH = 19.0CM JAW WIDTH= 7.0MM REUSABLE
22495 | 4229680105600 | SNARE NASAL POLYPS REMOVAL KRAUSE LENGTH = 26.0CM REUSABLE
22496 | 4229680105700 | SCISSORS SURGICAL HEYMANN KNEE BENT STRAIGHT STAINLESS STEEL LENGTH = 18.0CM REUSABLE
22497 | 4229680105800 | SCISSORS SURGICAL HEYMANN/SERRATED STAINLESS STEEL LENGTH = 18.0CM REUSABLE
22498 | 4229680105900 | NEEDLE OTOLOGY BARBARA/CURVED/BLUNT LENGTH = 16.0CM REUSABLE
22499 | 4229680106000 | NEEDLE OTOLOGY BARBARA/SLIGHTLY CURVED LENGTH = 16.0CM REUSABLE
22500 | 4229680106100 | NEEDLE OTOLOGY BARBARA/STRAIGHT LENGTH = 16.0CM REUSABLE
22501 | 4229680106200 | NEEDLE OTOLOGY BARBARA/STRONGLY CURVED LENGTH = 16.0CM REUSABLE
22502 | 4229680106300 | NEEDLE HOLDER ADSON/FENESTRATED STAINLESS STEEL LENGTH = 18.5CM REUSABLE
22503 | 4229680106400 | NEEDLE HOLDER DERF/LONGITUDINAL SERRATION STAINLESS STEEL LENGTH = 13.0CM REUSABLE
22504 | 4229680106500 | SCISSORS OPERATING SHARP/BLUNT/CURVED STAINLESS STEEL LENGTH = 13.0CM REUSABLE
22505 | 4229680106600 | LARYNGOSCOPE LARYNX EXAMINATION #3 LENGTH = 18.0CM REUSABLE
22506 | 4229680106700 | LARYNGOSCOPE LARYNX EXAMINATION #5 LENGTH = 17.0CM REUSABLE
22507 | 4229680106800 | LARYNGOSCOPE LARYNX EXAMINATION #5/SPREAD LENGTH = 17.0CM REUSABLE
22508 | 4229680106900 | LARYNGOSCOPE LARYNX EXAMINATION #6 LENGTH = 18.0CM REUSABLE
22509 | 4229680107000 | LARYNGOSCOPE LARYNX EXAMINATION #6/SPREAD LENGTH = 18.0CM REUSABLE
22510 | 4229680107100 | OSTEOTOME BONE CUTTING COTTLE/GRADUATED BLADE WIDTH= 9.0MM LENGTH = 18.5CM REUSABLE
22511 | 4229680107200 | OSTEOTOME BONE CUTTING WALTER BLADE WIDTH= 7.0MM LENGTH = 19.0CM REUSABLE
22512 | 4229680107300 | NEEDLE PALATAL HURD CLEFT/RIGHT LENGTH = 20.5CM REUSABLE
22513 | 4229680107400 | PUNCH BONE HAJEK KOF/TURNAB JAW WIDTH= 3.5MM LENGTH = 16.0CM REUSABLE
22514 | 4229680107500 | RASPATORY SCRAPING LEMPERT BLADE SIZE: 3.0MM LENGTH = 17.0CM REUSABLE
22515 | 4229680107600 | RASPATORY SCRAPING LEMPERT/STRAIGHT/CURVED LENGTH = 18.0CM REUSABLE
22516 | 4229680107700 | RETRACTOR THYROID SCHOENBORN STAINLESS STEEL TIP SIZE: 6.0MM X 13.0MM LENGTH = 21.0CM REUSABLE
22517 | 4229680107800 | RETRACTOR WOUND KOCHER LANG STAINLESS STEEL TIP SIZE: 60.0MM X 18.0MM LENGTH = 21.5CM REUSABLE
22518 | 4229680107900 | RETRACTOR WOUND LAHEY STAINLESS STEEL TIP SIZE: 29.0MM X 6.0MM LENGTH = 19.5CM REUSABLE
22519 | 4229680108000 | RETRACTOR SOFT PALATE NAGER STAINLESS STEEL LENGTH = 24.0CM REUSABLE
22520 | 4229680108100 | KNIFE RHINOPLASTIC CONVERSE/CURVED STAINLESS STEEL LENGTH = 16.0CM REUSABLE
22521 | 4229680108200 | KNIFE ROSEN ROUND CUT STAINLESS STEEL LENGTH = 15.0CM TIP DIAMETER = 1.0MM REUSABLE
22522 | 4229680108300 | KNIFE ROSEN ROUND CUT STAINLESS STEEL LENGTH = 15.0CM TIP DIAMETER = 1.4MM REUSABLE
22523 | 4229680108400 | KNIFE ROSEN ROUND CUT STAINLESS STEEL LENGTH = 15.0CM TIP DIAMETER = 1.6MM REUSABLE
22524 | 4229680108500 | KNIFE ROSEN ROUND CUT STAINLESS STEEL LENGTH = 15.0CM TIP DIAMETER = 2.0MM REUSABLE
22525 | 4229680108600 | KNIFE ROSEN ROUND CUT STAINLESS STEEL LENGTH = 15.0CM TIP DIAMETER = 2.6MM REUSABLE
22526 | 4229680108700 | RING RUBBER CHEST SUPPORT REUSABLE
22527 | 4229680109000 | BLADE SCALPEL WITH PLASTIC HANDLE AND RETRACTABLE BLADE SIZE 15 DISPOSABLE STERILE
22528 | 4229680109100 | SCISSORS SURGICAL DELICATE/SHARP/BLUNT/CURVED STAINLESS STEEL LENGTH = 12.0CM REUSABLE
22529 | 4229680109200 | SCISSORS OPERATING DELICATE/SHARP-SHARP/CURVED STAINLESS STEEL LENGTH = 14.5CM REUSABLE
22530 | 4229680109300 | SCISSORS MICRO JABOMA/CLEFT PALATE/ANGLED STAINLESS STEEL LENGTH = 18.0CM REUSABLE
22531 | 4229680109400 | SCISSORS MICRO JABOMA/CLEFT PALATE/LEFT STAINLESS STEEL LENGTH = 18.0CM REUSABLE
22532 | 4229680109500 | SCISSORS MICRO JABOMA/CLEFT PALATE/RIGHT STAINLESS STEEL LENGTH = 18.0CM REUSABLE
22533 | 4229680109600 | SCISSORS MICRO SHARP-SHARP/LEFT/CURVED STAINLESS STEEL LENGTH = 23.0CM TIP WIDTH= 4.0MM REUSABLE
22534 | 4229680109700 | SCISSORS MICRO SHARP-SHARP/RIGHT/CURVED STAINLESS STEEL LENGTH = 23.0CM TIP WIDTH= 4.0MM REUSABLE
22535 | 4229680109800 | SCISSORS MICRO SHARP-SHARP/STRAIGHT STAINLESS STEEL LENGTH = 23.0CM TIP WIDTH= 4.0MM REUSABLE
22536 | 4229680109900 | SCISSORS MICRO SHARP-SHARP/UPWARDS STAINLESS STEEL LENGTH = 23.0CM TIP WIDTH= 4.0MM REUSABLE
22537 | 4229680110000 | SCISSORS OPERATING SANVENERO/SHARP-SHARP/CURVED STAINLESS STEEL LENGTH = 14.0CM REUSABLE
22538 | 4229680110100 | SCISSORS OPERATING SANVENERO/SHARP-SHARP/STRAIGHT STAINLESS STEEL LENGTH = 14.0CM REUSABLE
22539 | 4229680110200 | ELEVATOR SEPTUM COTTLE STAINLESS STEEL DIAMETER = 3.7MM LENGTH = 23.0CM REUSABLE
22540 | 4229680110300 | ELEVATOR SEPTUM FREER/BLUNT STAINLESS STEEL LENGTH = 19.0CM REUSABLE
22541 | 4229680110400 | ELEVATOR SEPTUM FREER/DOUBLE STAINLESS STEEL LENGTH = 21.0CM REUSABLE
22542 | 4229680110500 | ELEVATOR SEPTUM KILLIAN STAINLESS STEEL DIAMETER = 4.0MM LENGTH = 18.0CM REUSABLE
22543 | 4229680110600 | ELEVATOR SEPTUM MCKENTY STAINLESS STEEL DIAMETER = 4.0MM LENGTH = 15.0CM REUSABLE
22544 | 4229680110700 | FORCEPS SEPTUM BRUENINGS/NO.1 STAINLESS STEEL LENGTH = 16.5CM REUSABLE
22545 | 4229680110800 | FORCEPS SEPTUM BRUENINGS/NO.2 STAINLESS STEEL LENGTH = 16.5CM REUSABLE
22546 | 4229680110900 | FORCEPS SEPTUM BRUENINGS/NO.3 STAINLESS STEEL LENGTH = 16.5CM REUSABLE
22547 | 4229680111000 | FORCEPS SEPTUM MIDDLETON/OPEN STAINLESS STEEL LENGTH = 20.5CM REUSABLE
22548 | 4229680111100 | KNIFE SEPTUM FREER/CURVED STAINLESS STEEL LENGTH = 19.0CM REUSABLE
22549 | 4229680111200 | FORCEPS SEPTUM STRAIGHTENING LEFT STAINLESS STEEL LENGTH = 23.0CM REUSABLE
22550 | 4229680111300 | FORCEPS SEPTUM STRAIGHTENING RIGHT STAINLESS STEEL LENGTH = 23.0CM REUSABLE
22551 | 4229680111400 | GOUGE SEPTUM RHINOLOGY KILLIAN LENGTH = 16.0CM TIP WIDTH= 5.0MM REUSABLE
22552 | 4229680111500 | KNIFE SURGICAL SICKLE/WULLSTEIN/STR STAINLESS STEEL LENGTH = 15.5CM REUSABLE
22553 | 4229680111600 | MESH SUPPORT SIZE: 48.0CM X 25.0CM TRAY DIN REUSABLE
22554 | 4229680112000 | RETRACTOR ORBITAL STRAIGHT/MALLEABLE STAINLESS STEEL REUSABLE
22555 | 4229680112100 | PUNCH SPHENOIDAL DOWNWARDS JAW WIDTH= 3.5MM X 3.5MM REUSABLE
22556 | 4229680112200 | PUNCH SPHENOIDAL UPWARDS JAW WIDTH= 3.5MM X 3.5MM REUSABLE
22557 | 4229680112300 | PUNCH SPHENOIDAL UPWARDS JAW WIDTH= 5.0MM X 5.0MM LENGTH = 18.0CM REUSABLE
22558 | 4229680112400 | FORCEPS SPLINTER PIETZ ANGLED STAINLESS STEEL LENGTH = 12.5CM REUSABLE
22559 | 4229680112500 | SPREADER RETRACTORS PLESTER/BLUNT STAINLESS STEEL LENGTH = 13.0CM TEETH: 2X1 REUSABLE
22560 | 4229680112600 | SPREADER RETRACTORS PLESTER/BLUNT/LEFT STAINLESS STEEL LENGTH = 10.5CM REUSABLE
22561 | 4229680112700 | SPREADER RETRACTORS PLESTER/BLUNT/RIGHT STAINLESS STEEL LENGTH = 10.5CM REUSABLE
22562 | 4229680112800 | SPREADER RIB WULLSTEIN/BLUNT ALUMINUM LENGTH = 13.0CM TEETH: 3X1 REUSABLE
22563 | 4229680112900 | TUBE SUCTION FERGUSSON DIAMETER = 1.5MM 12 FR REUSABLE
22564 | 4229680113000 | CANNULA SUCTION MALLEABLE DIAMETER = 1.5MM LENGTH = 16.0CM REUSABLE
22565 | 4229680113100 | TUBE SUCTION BABY-YANKAUER LENGTH = 21.0CM REUSABLE
22566 | 4229680113200 | TUBE SUCTION HOUSE PORT DIAMETER = 0.9MM X 0.7MM LENGTH = 9.0CM REUSABLE
22567 | 4229680113300 | TUBE SUCTION HOUSE PORT DIAMETER = 1.2MM X 0.9MM LENGTH = 9.0CM REUSABLE
22568 | 4229680113400 | TUBE SUCTION HOUSE PORT DIAMETER = 1.5MM X 1.2MM LENGTH = 9.0CM REUSABLE
22569 | 4229680113500 | TUBE SUCTION LUER DIAMETER = 3.0MM WORKING LENGTH = 110.0MM REUSABLE
22570 | 4229680113600 | TUBE SUCTION PLESTER DIAMETER = 2.0MM LENGTH = 19.5CM REUSABLE
22571 | 4229680113700 | TUBE SUCTION PLESTER DIAMETER = 2.5MM LENGTH = 19.5CM REUSABLE
22572 | 4229680113800 | TUBE SUCTION PLESTER DIAMETER = 3.0MM LENGTH = 19.5CM REUSABLE
22573 | 4229680113900 | TUBE SUCTION TO REMOVE VAPOR FOR LARYNGOSCOPE ASSORTED LENGTHS
22574 | 4229680114000 | TUBE SUCTION WULLSTEIN/WITH 3 CANNULAS REUSABLE
22575 | 4229680114100 | ROD SUPPORT OPERATING LARYNGOSCOPE LENGTH = 34.0CM ADULTS REUSABLE
22576 | 4229680114200 | KNIFE SWIVEL BALLENGER/BAYON STAINLESS STEEL LENGTH = 4.0MM REUSABLE
22577 | 4229680114300 | FORCEPS DRESSING POTTS-SMITH TUNGSTEN CARBIDE LENGTH = 20.0CM REUSABLE
22578 | 4229680114400 | FORCEPS DRESSING JABOMA TUNGSTEN CARBIDE LENGTH = 18.0CM REUSABLE
22579 | 4229680114500 | FORCEPS CARDIOVASCULAR JABOMA/ANGLED TUNGSTEN CARBIDE LENGTH = 18.0CM TEETH: 1X1 REUSABLE
22580 | 4229680114600 | NEEDLE HOLDER HEGAR-BAUMGARTNER TUNGSTEN CARBIDE LENGTH = 13.0CM REUSABLE
22581 | 4229680114700 | NEEDLE HOLDER JABOMA/WITH LOCK TUNGSTEN CARBIDE LENGTH = 18.0CM REUSABLE
22582 | 4229680114800 | FORCEPS TISSUE JABOMA TUNGSTEN CARBIDE LENGTH = 18.0CM TEETH: 1X1 REUSABLE
22583 | 4229680114900 | HOOKLET RHINOLOGY FIXATION/TRACTION TENACULUM/COTTLE/SHARP LENGTH = 17.0CM REUSABLE
22584 | 4229680115000 | FORCEPS SURGICAL TIP FOR LARYNGEAL/FRAENKEL/SERRATED STAINLESS STEEL COMPATIBLE WITH UNIVERSAL HANDLE REUSABLE
22585 | 4229680115100 | FORCEPS SURGICAL TIP FOR LARYNGEAL/SEIFFERT/COARSE STAINLESS STEEL COMPATIBLE WITH UNIVERSAL HANDLE REUSABLE
22586 | 4229680115200 | FORCEPS TISSUE STANDARD STAINLESS STEEL LENGTH = 12.0CM TEETH: 1X1 REUSABLE
22587 | 4229680115300 | DEPRESSOR TONGUE DISTANCING MCIVOR/FENESTRATED/NO.2 REUSABLE
22588 | 4229680115400 | DEPRESSOR TONGUE DISTANCING FENESTRATED/NO.4 REUSABLE
22589 | 4229680115500 | FORCEPS TONSIL SEIZING/BLOHMKE STAINLESS STEEL LENGTH = 20.0CM TEETH: 1X1 REUSABLE
22590 | 4229680115600 | FORCEPS TONSIL HARTMANN STAINLESS STEEL JAW DIAMETER = 13.0MM REUSABLE
22591 | 4229680115700 | FORCEPS TONSIL HARTMANN STAINLESS STEEL JAW DIAMETER = 15.0MM REUSABLE
22592 | 4229680115800 | KNIFE TONSIL BRUENINGS STAINLESS STEEL LENGTH = 23.0CM REUSABLE
22593 | 4229680115900 | KNIFE TONSIL FISHER STAINLESS STEEL LENGTH = 22.5CM REUSABLE
22594 | 4229680116000 | SCISSORS OPERATING TONSIL/BOETTCHER/BLUNT STAINLESS STEEL LENGTH = 18.0CM REUSABLE
22595 | 4229680116100 | FORCEPS TONSIL SEIZING/WHITE/CURVED STAINLESS STEEL LENGTH = 18.0CM REUSABLE
22596 | 4229680116200 | TONSIL SNARE EVE REACHING DEEP PART OF THE NECK WITH RATCHET LENGTH = 28.5CM REUSABLE
22597 | 4229680116300 | TONSIL SNARE EVE REACHING DEEP PART OF THE NECK WITHOUT RATCHET LENGTH = 28.5CM REUSABLE
22598 | 4229680116400 | TONSIL SNARE TYDING REMOVE TONSILS LENGTH = W1 TIP REUSABLE
22599 | 4229680116500 | PERFORATOR TYMPANUM OTOLOGY HORIZONTAL LENGTH = 16.0CM REUSABLE
22600 | 4229680116600 | PERFORATOR TYMPANUM OTOLOGY STRAIGHT LENGTH = 17.5CM REUSABLE
22601 | 4229680116700 | PERFORATOR TYMPANUM OTOLOGY VERTICAL LENGTH = 15.5CM REUSABLE
22602 | 4229680116800 | UNIVERSAL HANDLE FOR LARYNGEAL/HUBER STAINLESS STEEL REUSABLE
22603 | 4229680116900 | FORCEPS GRASPING ALLIGATOR/MCGEE STAINLESS STEEL TIP SIZE: 3.5MM X 0.8MM REUSABLE
22604 | 4229680117000 | SPREADER OPHTHALMIC SHARP/3X4TEETH LENGTH = 7.0CM REUSABLE
22605 | 4229680117100 | ELEVATOR ZYGOMA GILLIES/ANGULATED STAINLESS STEEL LENGTH = 25.0CM REUSABLE
22606 | 4229680117200 | CANNULA ANTRUM IRRIGATION DIAMETER = 3.0MM REUSABLE
22607 | 4229680117500 | CURETTE SURGICAL EXCISION EAR/BUCK/CURVED/BLUNT/NO.1 STAINLESS STEEL EXCISE BONE FRAGMENTS IN EAR PROCEDURES/REMOVE TISSUES DURING MASTOID SURGERY AND FACIAL NERVE DECOMPRESSION/PERFORM DELICATE DISSECTIONS DURING STAPEDOTOMY AND TYMPANOPLASTY REUSABLE
22608 | 4229680117600 | CURETTE SURGICAL EXCISION EAR/BUCK/CURVED/BLUNT/NO.2 STAINLESS STEEL EXCISE BONE FRAGMENTS IN EAR PROCEDURES/REMOVE TISSUES DURING MASTOID SURGERY AND FACIAL NERVE DECOMPRESSION/PERFORM DELICATE DISSECTIONS DURING STAPEDOTOMY AND TYMPANOPLASTY REUSABLE
22609 | 4229680117700 | FORCEPS EAR HARTMANN/SPOON SHAPE STAINLESS STEEL TIP WIDTH= 2.0MM REUSABLE
22610 | 4229680117800 | FORCEPS EAR GRUENWALD/BAYONET STAINLESS STEEL LENGTH = 14.5CM REUSABLE
22611 | 4229680117900 | FORCEPS EAR POLYPUS HARTMANN STAINLESS STEEL LENGTH = 12.0CM REUSABLE
22612 | 4229680118000 | FORCEPS EAR POLYPUS HARTMANN/WULLSTEIN STAINLESS STEEL LENGTH = 8.0CM REUSABLE
22613 | 4229680118100 | FORCEPS EAR POLYPUS STRUEMPEL STAINLESS STEEL LENGTH = 8.0CM REUSABLE
22614 | 4229680118200 | FORCEPS EAR POLYPUS HARTMANN STAINLESS STEEL LENGTH = 14.0CM REUSABLE
22615 | 4229680118300 | FORCEPS EAR POLYPUS HARTMANN STAINLESS STEEL LENGTH = 8.0CM REUSABLE
22616 | 4229680118400 | SNARE OTOLOGY EAR POLYPUS/KRAUSE-VOSS LENGTH = 18.5CM REUSABLE
22617 | 4229680118500 | EAR SPECULA-SET HARTMANN NO. 2 - 4
22618 | 4229680119200 | CATHETER EUSTACHIAN EAR DRAINAGE HARTMANN/NO.1 LENGTH = 15.0CM REUSABLE
22619 | 4229680119300 | CATHETER EUSTACHIAN EAR DRAINAGE HARTMANN/NO.2 LENGTH = 15.0CM REUSABLE
22620 | 4229680119400 | CATHETER EUSTACHIAN EAR DRAINAGE HARTMANN/NO.3 LENGTH = 15.0CM REUSABLE
22621 | 4229680119500 | LEVER FOREIGN BODY OCTOLOGY ZAUFAL LENGTH = 15.0CM REUSABLE
22622 | 4229680119600 | HANDLE LARYNGEAL MIRROR LENGTH = 12.5CM REUSABLE
22623 | 4229680119700 | PROBE SURGICAL TISSUE MANIPULATION STAINLESS STEEL WAGENER EAR HOOK DIAMETER = 3 LENGTH = 14.0CM REUSABLE
22624 | 4229680119800 | PROBE SURGICAL TISSUE MANIPULATION STAINLESS STEEL WAGENER EAR HOOK DIAMETER = 4 LENGTH = 14.0CM REUSABLE
22625 | 4229680119900 | HOOKLET OTOLOGY FIXATION/TRACTION PROBE END/LUCAE/NO.1 LENGTH = 14.0CM REUSABLE
22626 | 4229680120000 | MIRROR LARYNGEAL MICHEL DIAMETER = 12.0MM REUSABLE
22627 | 4229680120100 | MIRROR LARYNGEAL MICHEL DIAMETER = 14.0MM REUSABLE
22628 | 4229680120200 | MIRROR LARYNGEAL RHODIUM/WITH HANDLE DIAMETER = NO.0 REUSABLE
22629 | 4229680120300 | MIRROR LARYNGEAL RHODIUM/WITH HANDLE DIAMETER = NO.00 REUSABLE
22630 | 4229680120400 | MIRROR LARYNGEAL RHODIUM/WITH HANDLE DIAMETER = NO.1 REUSABLE
22631 | 4229680120500 | MIRROR LARYNGEAL RHODIUM/WITH HANDLE DIAMETER = NO.2 REUSABLE
22632 | 4229680120600 | MIRROR LARYNGEAL RHODIUM/WITHOUT HANDLE DIAMETER = NO.0 REUSABLE
22633 | 4229680120700 | MIRROR LARYNGEAL RHODIUM/WITHOUT HANDLE DIAMETER = NO.1 REUSABLE
22634 | 4229680120800 | MIRROR LARYNGEAL RHODIUM/WITHOUT HANDLE DIAMETER = NO.2 REUSABLE
22635 | 4229680120900 | MIRROR LARYNGEAL WITH HANDLE DIAMETER = 16.0MM REUSABLE
22636 | 4229680121000 | MIRROR LARYNGEAL WITH HANDLE DIAMETER = 18.0MM REUSABLE
22637 | 4229680121100 | MIRROR LARYNGEAL WITH HANDLE DIAMETER = 20.0MM REUSABLE
22638 | 4229680121200 | MIRROR LARYNGEAL WITH HANDLE DIAMETER = 22.0MM REUSABLE
22639 | 4229680121300 | MIRROR LARYNGEAL WITHOUT HANDLE DIAMETER = 20.0MM REUSABLE
22640 | 4229680121400 | MIRROR LARYNGEAL WITHOUT HANDLE DIAMETER = 22.0MM REUSABLE
22641 | 4229680121500 | MIRROR LARYNGEAL WITHOUT HANDLE DIAMETER = 24.0MM REUSABLE
22642 | 4229680121600 | MIRROR LARYNGEAL WITHOUT HANDLE DIAMETER = 28.0MM REUSABLE
22643 | 4229680121800 | GAG MOUTH PREVENT MOUTH CLOSING JENNINGS LENGTH = 14.5CM REUSABLE
22644 | 4229680121900 | SPECULUM NASAL DILATION TIECK HALLE STAINLESS STEEL SIZE: 16.0MM LENGTH = 13.0CM REUSABLE
22645 | 4229680122000 | SPECULUM NASAL DILATION COTTLE STAINLESS STEEL SIZE: 1/35.0MM REUSABLE
22646 | 4229680122100 | SPECULUM NASAL DILATION COTTLE STAINLESS STEEL SIZE: 2/50.0MM REUSABLE
22647 | 4229680122200 | SPECULUM NASAL DILATION COTTLE STAINLESS STEEL SIZE: 3/75.0MM REUSABLE
22648 | 4229680122300 | SPECULUM NASAL DILATION GOLDSMITH STAINLESS STEEL SIZE: 1 LENGTH = 6.5CM REUSABLE
22649 | 4229680122400 | SPECULUM NASAL DILATION GOLDSMITH STAINLESS STEEL SIZE: 2 LENGTH = 6.5CM REUSABLE
22650 | 4229680122500 | SPECULUM NASAL DILATION GOLDSMITH STAINLESS STEEL SIZE: 3 LENGTH = 6.5CM REUSABLE
22651 | 4229680122600 | SPECULUM NASAL DILATION HARTMANN HALLE STAINLESS STEEL SIZE: 0 REUSABLE
22652 | 4229680122700 | SPECULUM NASAL DILATION HARTMANN HALLE STAINLESS STEEL SIZE: 2 REUSABLE
22653 | 4229680122800 | FORCEPS NASAL TAMPON HARTMANN STAINLESS STEEL LENGTH = 18.5CM REUSABLE
22654 | 4229680122900 | FORCEPS NASAL TAMPON TROELTSCH STAINLESS STEEL LENGTH = 14.5CM REUSABLE
22655 | 4229680123000 | PROBE SURGICAL TISSUE MANIPULATION STAINLESS STEEL BUTTON END DIAMETER = 1.0MM LENGTH = 16.0CM REUSABLE
22656 | 4229680123200 | HANDLE SUCTION WITH CUT OFF REUSABLE
22657 | 4229680123300 | DEPRESSOR TONGUE DISTANCING HARTMANN LENGTH = 15.0CM REUSABLE
22658 | 4229680123400 | CANNULA TONSIL ANGLED SIZE: 1.0MM X 13.0MM REUSABLE
22659 | 4229680123500 | CANNULA TONSIL ANGLED SIZE: 1.3MM X 13.0MM REUSABLE
22660 | 4229680123600 | FORCEPS TONSIL SCHNIDT/CURVED STAINLESS STEEL LENGTH = 19.0CM REUSABLE
22661 | 4229680123700 | FORK TUNING OTOLOGY LUCAE/ WITH SOCKET REUSABLE
22662 | 4229680123800 | PERFORATOR TYMPANUM OTOLOGY LUCAE/HORIZONTAL LENGTH = 17.5CM REUSABLE
22663 | 4229680123900 | PERFORATOR TYMPANUM OTOLOGY LUCAE/VERTICAL LENGTH = 18.0CM REUSABLE
22664 | 4229680124000 | RETRACTOR ABDOMINAL KIRSCHNER/ANGLED/COMPLETE STAINLESS STEEL REUSABLE
22665 | 4229680124100 | SPATULA ABDOMINAL MALLEABLE OBTAIN EXPOSURE TO THE SURGICAL FIELD HABERER WIDTH= 25.0MM-30.0MM LENGTH = 28.0CM REUSABLE
22666 | 4229680124200 | SPATULA ABDOMINAL MALLEABLE OBTAIN EXPOSURE TO THE SURGICAL FIELD HABERER WIDTH= 37.0MM-45.0MM LENGTH = 30.0CM REUSABLE
22667 | 4229680124300 | SPATULA ABDOMINAL MALLEABLE OBTAIN EXPOSURE TO THE SURGICAL FIELD MALLEABLE WIDTH= 40.0MM LENGTH = 33.0CM REUSABLE
22668 | 4229680124400 | SPREADER RIB BURFORD ALUMINUM LENGTH = 280.0MM REUSABLE
22669 | 4229680124500 | SAW COMPLETE AMPUTATION WITH 2 BLADES CUTTING BONE CHARRIERE LENGTH = 35.0CM REUSABLE
22670 | 4229680124600 | FORCEPS ANASTOMOSIS DERRA/NO.3 STAINLESS STEEL LENGTH = 17.5CM REUSABLE
22671 | 4229680124700 | CLAMP BULLDOG STANDARD STAINLESS STEEL LENGTH = 24.0CM REUSABLE
22672 | 4229680124800 | FORCEPS ANEURYSM ATRAUMATIC/DEBAKEY STAINLESS STEEL LENGTH = 31.0CM REUSABLE
22673 | 4229680124900 | FORCEPS AORTIC BAHNSON/CURVED STAINLESS STEEL LENGTH = 23.5CM REUSABLE
22674 | 4229680125000 | FORCEPS TISSUE ATRAUMATIC/BRONCHUS/LEES/CURVED/ANGLED STAINLESS STEEL LENGTH = 26.0CM REUSABLE
22675 | 4229680125100 | FORCEPS VASCULAR ATRAUMATIC/DEBAKEY STAINLESS STEEL LENGTH = 16.0CM TIP WIDTH= 1.5MM REUSABLE
22676 | 4229680125200 | FORCEPS VASCULAR ATRAUMATIC/DEBAKEY STAINLESS STEEL LENGTH = 20.0CM TIP WIDTH= 1.5MM REUSABLE
22677 | 4229680125300 | FORCEPS VASCULAR ATRAUMATIC/DEBAKEY LENGTH = 16.0CM TIP WIDTH= 2.0MM REUSABLE
22678 | 4229680125400 | FORCEPS VASCULAR ATRAUMATIC/DEBAKEY LENGTH = 20.0CM TIP WIDTH= 2.0MM REUSABLE
22679 | 4229680125500 | FORCEPS VASCULAR ATRAUMATIC/DEBAKEY STAINLESS STEEL LENGTH = 25.0CM TIP WIDTH= 2.0MM REUSABLE
22680 | 4229680125600 | FORCEPS VASCULAR ATRAUMATIC/DEBAKEY STAINLESS STEEL LENGTH = 30.0CM TIP WIDTH= 2.0MM REUSABLE
22681 | 4229680125700 | FORCEPS VASCULAR ATRAUMATIC/DEBAKEY STAINLESS STEEL LENGTH = 25.0CM TIP WIDTH= 3.5MM REUSABLE
22682 | 4229680125800 | FORCEPS VASCULAR ATRAUMATIC/DEBAKEY STAINLESS STEEL LENGTH = 30.0CM TIP WIDTH= 3.5MM REUSABLE
22683 | 4229680125900 | FORCEPS VASCULAR ATRAUMATIC/DEBAKEY/ANGLED STAINLESS STEEL LENGTH = 20.0CM REUSABLE
22684 | 4229680126000 | FORCEPS VASCULAR ATRAUMATIC/DEBAKEY/ANGLED STAINLESS STEEL LENGTH = 26.0CM REUSABLE
22685 | 4229680126100 | FORCEPS VASCULAR ATRAUMATIC/LELAND-JONES/ANGLED STAINLESS STEEL LENGTH = 18.0CM REUSABLE
22686 | 4229680126200 | FORCEPS VASCULAR ATRAUMATIC/LELAND-JONES/ANGLED STAINLESS STEEL LENGTH = 19.0CM REUSABLE
22687 | 4229680126300 | FORCEPS HEMOSTATIC ATRAUMATIC/OCHSNER/CURVED STAINLESS STEEL LENGTH = 22.0CM REUSABLE
22688 | 4229680126400 | FORCEPS HEMOSTATIC PEAN/STRAIGHT STAINLESS STEEL LENGTH = 18.5CM REUSABLE
22689 | 4229680126500 | FORCEPS HEMOSTATIC ATRAUMATIC/PEAN/STRAIGHT STAINLESS STEEL LENGTH = 20.5CM REUSABLE
22690 | 4229680126600 | FORCEPS TISSUE ATRAUMATIC/POTTS/ANGLED STAINLESS STEEL LENGTH = 22.0CM WORKING END SIZE: 55.0MM REUSABLE
22691 | 4229680126700 | FORCEPS CARDIOVASCULAR ATRAUMATIC/POTTS/CURVED STAINLESS STEEL LENGTH = 23.0CM REUSABLE
22692 | 4229680126800 | FORCEPS BLOOD VESSEL ATRAUMATIC/POTTS/CURVED STAINLESS STEEL LENGTH = 26.0CM REUSABLE
22693 | 4229680126900 | FORCEPS VASCULAR ATRAUMATIC/POTTS/CURVED STAINLESS STEEL LENGTH = 31.0CM REUSABLE
22694 | 4229680127000 | FORCEPS CARDIOVASCULAR ATRAUMATIC/POTTS/STRAIGHT STAINLESS STEEL LENGTH = 23.5CM REUSABLE
22695 | 4229680127100 | FORCEPS INTESTINAL KOCHER/STRAIGHT STAINLESS STEEL LENGTH = 22.5CM REUSABLE
22696 | 4229680127400 | FORCEPS KIDNEY PEDICLE GUYON STAINLESS STEEL LENGTH = 23.0CM REUSABLE
22697 | 4229680127500 | FORCEPS DISSECTING ATRAUMATIC/LIGATURE/DEBAKEY STAINLESS STEEL LENGTH = 24.0CM REUSABLE
22698 | 4229680127600 | FORCEPS TISSUE ATRAUMATIC DUVAL/ORGAN SEIZING/SCHEIBE STAINLESS STEEL LENGTH = 23.0CM REUSABLE
22699 | 4229680127700 | FORCEPS TISSUE ATRAUMATIC/ORGAN SEIZING STAINLESS STEEL LENGTH = 25.0CM REUSABLE
22700 | 4229680127800 | FORCEPS RECTUM HAYES/ANGLED/ATRAUMATIC STAINLESS STEEL LENGTH = 28.0CM REUSABLE
22701 | 4229680127900 | FORCEPS RECTUM RESANO/ATRAUMATIC STAINLESS STEEL LENGTH = 28.0CM REUSABLE
22702 | 4229680128000 | CLAMP TANGENTIAL SATINSKY/ATRAUMATIC STAINLESS STEEL LENGTH = 26.5CM REUSABLE
22703 | 4229680128100 | CLAMP TANGENTIAL SATINSKY/ATRAUMATIC STAINLESS STEEL LENGTH = 27.5CM REUSABLE
22704 | 4229680128200 | CLAMP TANGENTIAL SATINSKY/ATRAUMATIC STAINLESS STEEL LENGTH = 28.5CM REUSABLE
22705 | 4229680128300 | CLAMP TANGENTIAL SATINSKY/ATRAUMATIC STAINLESS STEEL LENGTH = 22.0CM REUSABLE
22706 | 4229680128400 | CLAMP TANGENTIAL SATINSKY/ATRAUMATIC STAINLESS STEEL LENGTH = 26.0CM REUSABLE
22707 | 4229680128500 | FORCEPS TISSUE ALLIS/ATRAUMATIC STAINLESS STEEL LENGTH = 15.5CM REUSABLE
22708 | 4229680128600 | FORCEPS TISSUE ALLIS/ATRAUMATIC STAINLESS STEEL LENGTH = 20.0CM REUSABLE
22709 | 4229680128700 | FORCEPS TISSUE ALLIS/ATRAUMATIC STAINLESS STEEL LENGTH = 24.5CM REUSABLE
22710 | 4229680128800 | FORCEPS TISSUE BABCOCK/ATRAUMATIC STAINLESS STEEL LENGTH = 16.0CM REUSABLE
22711 | 4229680128900 | DILATOR BILE DUCT BAKES LENGTH = 32.0CM TIP DIAMETER = 10.0MM REUSABLE
22712 | 4229680129000 | DILATOR BILE DUCT BAKES LENGTH = 32.0CM TIP DIAMETER = 3.0MM REUSABLE
22713 | 4229680129100 | DILATOR BILE DUCT BAKES LENGTH = 32.0CM TIP DIAMETER = 4.0MM REUSABLE
22714 | 4229680129200 | DILATOR BILE DUCT BAKES LENGTH = 32.0CM TIP DIAMETER = 5.0MM REUSABLE
22715 | 4229680129300 | DILATOR BILE DUCT BAKES LENGTH = 32.0CM TIP DIAMETER = 6.0MM REUSABLE
22716 | 4229680129400 | DILATOR BILE DUCT BAKES LENGTH = 32.0CM TIP DIAMETER = 7.0MM REUSABLE
22717 | 4229680129500 | DILATOR BILE DUCT BAKES LENGTH = 32.0CM TIP DIAMETER = 8.0MM REUSABLE
22718 | 4229680129600 | DILATOR BILE DUCT BAKES LENGTH = 32.0CM TIP DIAMETER = 9.0MM REUSABLE
22719 | 4229680129700 | CURETTE BONE SAMPLE COLLECTION VOLKMANN/OVAL/NO.000 STAINLESS STEEL LENGTH = 17.0CM BONE SURGERY AND TRAUMATOLOGY REUSABLE
22720 | 4229680129800 | CURETTE BONE SAMPLE COLLECTION VOLKMANN/OVAL/NO.0 STAINLESS STEEL LENGTH = 17.0CM BONE SURGERY AND TRAUMATOLOGY REUSABLE
22721 | 4229680129900 | CURETTE BONE SAMPLE COLLECTION VOLKMANN/OVAL/NO.1 STAINLESS STEEL LENGTH = 17.0CM BONE SURGERY AND TRAUMATOLOGY REUSABLE
22722 | 4229680130000 | CURETTE BONE SAMPLE COLLECTION VOLKMANN/OVAL/NO.2 STAINLESS STEEL LENGTH = 17.0CM BONE SURGERY AND TRAUMATOLOGY REUSABLE
22723 | 4229680130100 | CURETTE BONE SAMPLE COLLECTION VOLKMANN/OVAL/NO.4 STAINLESS STEEL LENGTH = 17.0CM BONE SURGERY AND TRAUMATOLOGY REUSABLE
22724 | 4229680130200 | FORCEPS BONE CUTTING LISTON/CURVED STAINLESS STEEL LENGTH = 22.0CM REUSABLE
22725 | 4229680130300 | BONE FILE SMOOTH OUT ACROMIAL RESECTION BAYONET SHAPE DIAMETER = 13.0MM LENGTH = 25.0CM REUSABLE
22726 | 4229680130400 | FORCEPS BONE HOLDING SEMB/CURVED STAINLESS STEEL LENGTH = 19.5CM REUSABLE
22727 | 4229680130500 | FORCEPS BONE HOLDING LANGENBECK STAINLESS STEEL LENGTH = 21.0CM REUSABLE
22728 | 4229680130600 | RONGEUR BONE GOUGING OUT CURVED STAINLESS STEEL LENGTH = 22.5CM REUSABLE
22729 | 4229680130800 | RONGEUR BONE GOUGING OUT ZAUFAL JANSEN STAINLESS STEEL LENGTH = 18.0CM REUSABLE
22730 | 4229680130900 | BOWL METAL DIAMETER = 167.0MM HEIGHT: 45.0MM CAPACITY: 0.02L REUSABLE
22731 | 4229680131000 | BOWL METAL DIAMETER = 61.0MM HEIGHT: 30.0MM CAPACITY: 0.07L REUSABLE
22732 | 4229680131100 | BOWL METAL DIAMETER = 80.0MM HEIGHT: 40.0MM CAPACITY: 0.14L REUSABLE
22733 | 4229680131200 | BOWL METAL DIAMETER = 128.0MM HEIGHT: 55.0MM CAPACITY: 0.35L REUSABLE
22734 | 4229680131300 | CLAMP BULLDOG DEBAKEY/CURVED STAINLESS STEEL LENGTH = 9.0CM REUSABLE
22735 | 4229680131400 | CLAMP BULLDOG DEBAKEY/STRAIGHT STAINLESS STEEL LENGTH = 10.5CM REUSABLE
22736 | 4229680131500 | CLAMP BULLDOG DEBAKEY/STRAIGHT STAINLESS STEEL LENGTH = 8.0CM REUSABLE
22737 | 4229680131600 | CLAMP BULLDOG DEBAKEY/STRAIGHT STAINLESS STEEL LENGTH = 9.0CM REUSABLE
22738 | 4229680131700 | FORCEPS CLAMP MOYNIHAN/CURVED STAINLESS STEEL LENGTH = 23.0CM REUSABLE
22739 | 4229680131800 | LABEL CODING WITH TEXT CONTAINERS REUSABLE
22740 | 4229680132100 | LABEL CODING IDENTIFICATION MS2/WITH TEXT/WITHOUT HOLE REUSABLE
22741 | 4229680132200 | TAG COLOR IDENTIFICATION COLOR: RED REUSABLE
22742 | 4229680132300 | CONTAINER STERILIZATION SIZE: 30.0CM X 19.0CM X 9.0CM REUSABLE
22743 | 4229680132400 | CONTAINER STERILIZATION SIZE: 30.0CM X 30.0CM X 13.0CM REUSABLE
22744 | 4229680132500 | CONTAINER STERILIZATION SIZE: 47.0CM X 30.0CM X 13.0CM REUSABLE
22745 | 4229680132600 | CONTAINER STERILIZATION SIZE: 60.0CM X 30.0CM X 10.0CM REUSABLE
22746 | 4229680132700 | CONTAINER STERILIZATION SIZE: 60.0CM X 30.0CM X 13.0CM REUSABLE
22747 | 4229680132800 | CONTAINER STERILIZATION WITH 2 TRAYS SIZE: 60.0CM X 30.0CM X 15.0CM REUSABLE
22748 | 4229680132900 | CONTAINER INSTRUMENT TRANSPORTATION WITH SECURE LID/MINISET STAINLESS STEEL SIZE: 310.0MM X 189.0.0MM X 90.0MM TRANSPORTATION OF CLEAN INSTRUMENT REUSABLE
22749 | 4229680133000 | CONTAINER INSTRUMENT TRANSPORTATION WITH SECURE LID STAINLESS STEEL SIZE: 300.0MM X 300.0.0MM X 140.0MM TRANSPORTATION OF CLEAN INSTRUMENT REUSABLE
22750 | 4229680133100 | CONTAINER INSTRUMENT TRANSPORTATION WITH SECURE LID STAINLESS STEEL SIZE: 470.0MM X 300.0.0MM X 140.0MM TRANSPORTATION OF CLEAN INSTRUMENT REUSABLE
22751 | 4229680133200 | CONTAINER INSTRUMENT TRANSPORTATION WITH SECURE LID STAINLESS STEEL SIZE: 600.0MM X 300.0.0MM X 140.0MM TRANSPORTATION OF CLEAN INSTRUMENT REUSABLE
22752 | 4229680133300 | CONTAINER INSTRUMENT TRANSPORTATION WITH SECURE LID STAINLESS STEEL SIZE: 600.0MM X 300.0.0MM X 160.0MM TRANSPORTATION OF CLEAN INSTRUMENT REUSABLE
22753 | 4229680133400 | CONTAINER INSTRUMENT TRANSPORTATION WITH SECURE LID STAINLESS STEEL COLOR: GREY SIZE: 600.0MM X 300.0.0MM X 110.0MM TRANSPORTATION OF CLEAN INSTRUMENT REUSABLE
22754 | 4229680133500 | CONTAINER INSTRUMENT TRANSPORTATION WITH SECURE LID STAINLESS STEEL COLOR: GREY SIZE: 600.0MM X 300.0.0MM X 140.0MM TRANSPORTATION OF CLEAN INSTRUMENT REUSABLE
22755 | 4229680133600 | SPECULUM RECTAL DILATION SIMS STAINLESS STEEL SIZE: 70.0MM X 15.0MM SOLID REUSABLE
22756 | 4229680133700 | FORCEPS DISSECTING BABY-ADSON/CURVED STAINLESS STEEL LENGTH = 18.0CM REUSABLE
22757 | 4229680133800 | FORCEPS DISSECTING BABY-MIXTER/CURVED STAINLESS STEEL LENGTH = 18.5CM REUSABLE
22758 | 4229680133900 | FORCEPS DISSECTING GEMINI/STRAIGHT/CURVED STAINLESS STEEL LENGTH = 25.0CM REUSABLE
22759 | 4229680134000 | FORCEPS DISSECTING HEISS/SLIGHT CURVED STAINLESS STEEL LENGTH = 20.0CM REUSABLE
22760 | 4229680134100 | FORCEPS DISSECTING HEISS/STRONG CURVED STAINLESS STEEL LENGTH = 21.0CM REUSABLE
22761 | 4229680134200 | FORCEPS DISSECTING MIXTER/ANGLED STAINLESS STEEL LENGTH = 17.5CM REUSABLE
22762 | 4229680134300 | FORCEPS DISSECTING MIXTER-BABY/CURVED STAINLESS STEEL LENGTH = 13.0CM REUSABLE
22763 | 4229680134400 | FORCEPS DISSECTING OVERHOLT/NO.1 STAINLESS STEEL LENGTH = 20.5CM REUSABLE
22764 | 4229680134500 | FORCEPS DISSECTING OVERHOLT/NO.1 STAINLESS STEEL LENGTH = 27.0CM REUSABLE
22765 | 4229680134600 | FORCEPS DISSECTING OVERHOLT/NO.2 STAINLESS STEEL LENGTH = 20.0CM REUSABLE
22766 | 4229680134700 | FORCEPS DISSECTING OVERHOLT/NO.3 STAINLESS STEEL LENGTH = 21.5CM REUSABLE
22767 | 4229680134800 | FORCEPS DISSECTING OVERHOLT/NO.3 STAINLESS STEEL LENGTH = 27.5CM REUSABLE
22768 | 4229680134900 | FORCEPS DISSECTING OVERHOLT/NO.4 STAINLESS STEEL LENGTH = 22.0CM REUSABLE
22769 | 4229680135000 | FORCEPS DISSECTING OVERHOLT/NO.4 STAINLESS STEEL LENGTH = 28.0CM REUSABLE
22770 | 4229680135100 | FORCEPS DISSECTING SEMKEN STAINLESS STEEL LENGTH = 12.5CM TEETH: 1X1 REUSABLE
22771 | 4229680135200 | FORCEPS DISSECTING ZENKER/SLIM/CURVED STAINLESS STEEL LENGTH = 29.5CM REUSABLE
22772 | 4229680135300 | FORCEPS DISSECTING ZENKER/SLIM/CURVED STAINLESS STEEL LENGTH = 28.5CM REUSABLE
22773 | 4229680135400 | FORCEPS DISSECTING MIXTER/CURVED STAINLESS STEEL LENGTH = 22.5CM REUSABLE
22774 | 4229680135500 | FORCEPS DISSECTING RUMEL/NO.3 STAINLESS STEEL LENGTH = 23.5CM REUSABLE
22775 | 4229680135600 | SCISSORS DISSECTING BLUNT-BLUNT/CURVED STAINLESS STEEL LENGTH = 14.5CM REUSABLE
22776 | 4229680135700 | SCISSORS DISSECTING METZENBAUM FINE/CURVED STAINLESS STEEL LENGTH = 14.5CM REUSABLE
22777 | 4229680135800 | SCISSORS DISSECTING METZENBAUM FINE/CURVED STAINLESS STEEL LENGTH = 18.0CM REUSABLE
22778 | 4229680135900 | SCISSORS DISSECTING METZENBAUM FINE/CURVED STAINLESS STEEL LENGTH = 20.5CM REUSABLE
22779 | 4229680136000 | SCISSORS DISSECTING FINE/S-SHAPE STAINLESS STEEL LENGTH = 23.0CM REUSABLE
22780 | 4229680136100 | FORCEPS DISSECTING RUMEL/NO.4 STAINLESS STEEL LENGTH = 24.0CM REUSABLE
22781 | 4229680136200 | SCISSORS DISSECTING CURVED STAINLESS STEEL LENGTH = 18.0CM REUSABLE
22782 | 4229680136300 | SCISSORS DISSECTING METZENBAUM CURVED STAINLESS STEEL LENGTH = 20.5CM REUSABLE
22783 | 4229680136400 | SCISSORS DISSECTING METZENBAUM CURVED STAINLESS STEEL LENGTH = 23.0CM REUSABLE
22784 | 4229680136500 | SCISSORS DISSECTING METZENBAUM CURVED STAINLESS STEEL LENGTH = 26.0CM REUSABLE
22785 | 4229680136600 | SCISSORS DISSECTING METZENBAUM CURVED STAINLESS STEEL LENGTH = 28.5CM REUSABLE
22786 | 4229680136700 | SCISSORS DISSECTING MAYO LEXER/CURVED STAINLESS STEEL LENGTH = 16.0CM REUSABLE
22787 | 4229680136800 | FORCEPS MONOPOLAR ISOLATED/WITHOUT CONNECTER STAINLESS STEEL LENGTH = 21.0CM REUSABLE
22788 | 4229680136900 | FORCEPS MONOPOLAR ISOLATED/WITHOUT CONNECTER STAINLESS STEEL LENGTH = 25.0CM REUSABLE
22789 | 4229680137000 | FORCEPS DRESSING STANDARD/SERRATED STAINLESS STEEL LENGTH = 14.5CM REUSABLE
22790 | 4229680137100 | FORCEPS DRESSING STANDARD/SERRATED STAINLESS STEEL LENGTH = 18.0CM REUSABLE
22791 | 4229680137200 | FORCEPS DRESSING STANDARD/SERRATED STAINLESS STEEL LENGTH = 20.0CM REUSABLE
22792 | 4229680137300 | FORCEPS DRESSING DELICATE STAINLESS STEEL LENGTH = 14.5CM REUSABLE
22793 | 4229680137400 | FORCEPS DRESSING MEDIUM WIDE/SERRATED STAINLESS STEEL LENGTH = 14.5CM REUSABLE
22794 | 4229680137500 | FORCEPS DRESSING MEDIUM WIDE/SERRATED STAINLESS STEEL LENGTH = 20.0CM REUSABLE
22795 | 4229680137600 | FORCEPS DRESSING SEMKEN STAINLESS STEEL LENGTH = 12.5CM REUSABLE
22796 | 4229680137700 | DISSECTOR SEPARATION DAVIS DURA/DOUBLE STAINLESS STEEL LENGTH = 24.5CM REUSABLE
22797 | 4229680137800 | ELEVATOR SURGICAL LANGENBECK STAINLESS STEEL DIAMETER = 7.0MM LENGTH = 19.5CM REUSABLE
22798 | 4229680137900 | PROBE SURGICAL INSERTION THROUGH A FISTULA STAINLESS STEEL 90 DEGREES CURVATURE LENGTH = 16.5CM REUSABLE
22799 | 4229680138000 | PROBE SURGICAL INSERTION THROUGH A FISTULA STAINLESS STEEL STLIGHT CURVATURE LENGTH = 16.5CM REUSABLE
22800 | 4229680138100 | PROBE SURGICAL INSERTION THROUGH A FISTULA STAINLESS STEEL STRAIGHT LENGTH = 16.5CM REUSABLE
22801 | 4229680138200 | PROBE SURGICAL INSERTION THROUGH A FISTULA STAINLESS STEEL STRONG CURVATURE LENGTH = 16.5CM REUSABLE
22802 | 4229680138300 | FORCEPS HEMOSTATIC MICRO-MOSQUITO/CURVED STAINLESS STEEL LENGTH = 12.0CM REUSABLE
22803 | 4229680138400 | FORCEPS HEMOSTATIC BENGOLEA/CURVED STAINLESS STEEL LENGTH = 26.0CM REUSABLE
22804 | 4229680138500 | FORCEPS HEMOSTATIC BENGOLEA/STRAIGHT STAINLESS STEEL LENGTH = 26.0CM REUSABLE
22805 | 4229680138600 | FORCEPS RECTAM YEOMAN/ATRAUMATIC STAINLESS STEEL LENGTH = 42.0CM REUSABLE
22806 | 4229680138700 | FORCEPS HEMOSTATIC CRILE-RANKIN/CURVED STAINLESS STEEL LENGTH = 16.0CM REUSABLE
22807 | 4229680138800 | FORCEPS HEMOSTATIC CRILE-RANKIN/STRAIGHT STAINLESS STEEL LENGTH = 16.0CM REUSABLE
22808 | 4229680138900 | FORCEPS SPONGE HOLDING COTTON SWAP/FOERSTER/SERRATED/STRAIGHT STAINLESS STEEL LENGTH = 25.0CM REUSABLE
22809 | 4229680139000 | FORCEPS DRESSING GROSS MAIER/CURVED/GROOVED/SERRATED/WITH RATCHET STAINLESS STEEL LENGTH = 20.5CM REUSABLE
22810 | 4229680139100 | FORCEPS DRESSING GROSS MAIER/CURVED/GROOVED/SERRATED/WITH RATCHET STAINLESS STEEL LENGTH = 26.5CM REUSABLE
22811 | 4229680139200 | FORCEPS DRESSING GROSS MAIER/STRAIGHT/GROOVED/SERRATED/WITH RATCHET STAINLESS STEEL LENGTH = 22.5CM REUSABLE
22812 | 4229680139300 | FORCEPS DRESSING GROSS MAIER/STRAIGHT/GROOVED/SERRATED/WITH RATCHET STAINLESS STEEL LENGTH = 26.5CM REUSABLE
22813 | 4229680139400 | FORCEPS HEMOSTATIC KOCHER/CURVED STAINLESS STEEL LENGTH = 16.0CM TEETH: 1X1 REUSABLE
22814 | 4229680139500 | FORCEPS HEMOSTATIC KOCHER/CURVED STAINLESS STEEL LENGTH = 16.5CM TEETH: 1X1 REUSABLE
22815 | 4229680139600 | FORCEPS HEMOSTATIC KOCHER/STRAIGHT STAINLESS STEEL LENGTH = 14.0CM TEETH: 1X1 REUSABLE
22816 | 4229680139700 | FORCEPS HEMOSTATIC KOCHER/STRAIGHT STAINLESS STEEL LENGTH = 14.5CM TEETH: 1X1 REUSABLE
22817 | 4229680139800 | FORCEPS HEMOSTATIC KOCHER/STRAIGHT STAINLESS STEEL LENGTH = 18.5CM TEETH: 1X1 REUSABLE
22818 | 4229680139900 | FORCEPS HEMOSTATIC KOCHER/STRAIGHT STAINLESS STEEL LENGTH = 20.5CM TEETH: 1X1 REUSABLE
22819 | 4229680140000 | FORCEPS HEMOSTATIC KOCHER/STRAIGHT STAINLESS STEEL LENGTH = 24.0CM TEETH: 1X1 REUSABLE
22820 | 4229680140100 | FORCEPS HEMOSTATIC KOCHER/STRAIGHT STAINLESS STEEL LENGTH = 26.0CM TEETH: 1X1 REUSABLE
22821 | 4229680140200 | FORCEPS DISSECTING MIXTER/ANGLED/LONGITUDINAL STAINLESS STEEL LENGTH = 22.5CM REUSABLE
22822 | 4229680140300 | FORCEPS DISSECTING MIXTER/ANGLED/LONGITUDINAL STAINLESS STEEL LENGTH = 26.0CM REUSABLE
22823 | 4229680140400 | FORCEPS HEMOSTATIC MIXTER-BABY/SLIM/CURVED STAINLESS STEEL LENGTH = 13.5CM REUSABLE
22824 | 4229680140500 | FORCEPS HEMOSTATIC MOSQUITO/CURVED STAINLESS STEEL LENGTH = 12.5CM TEETH: 1X1 REUSABLE
22825 | 4229680140600 | FORCEPS HEMOSTATIC MOSQUITO/STRAIGHT STAINLESS STEEL LENGTH = 12.5CM TEETH: 1X1 REUSABLE
22826 | 4229680140700 | FORCEPS HEMOSTATIC MOSQUITO/STRAIGHT STAINLESS STEEL LENGTH = 18.5CM TEETH: 1X1 REUSABLE
22827 | 4229680140800 | FORCEPS HEMOSTATIC OVERHOLT/FINE/CURVED STAINLESS STEEL LENGTH = 29.5CM REUSABLE
22828 | 4229680140900 | FORCEPS HEMOSTATIC PEAN/DELICATE/CURVED STAINLESS STEEL LENGTH = 16.5CM REUSABLE
22829 | 4229680141000 | FORCEPS HEMOSTATIC PEAN/DELICATE/STRAIGHT STAINLESS STEEL LENGTH = 14.5CM REUSABLE
22830 | 4229680141100 | FORCEPS TISSUE POTTS-SMITH STAINLESS STEEL LENGTH = 18.0CM REUSABLE
22831 | 4229680141200 | FORCEPS TISSUE POTTS-SMITH STAINLESS STEEL LENGTH = 21.0CM REUSABLE
22832 | 4229680141300 | FORCEPS GALLSTONE DESJARDINS/NO.1 STAINLESS STEEL LENGTH = 23.0CM REUSABLE
22833 | 4229680141400 | FORCEPS GALLSTONE DESJARDINS/NO.2 STAINLESS STEEL LENGTH = 23.0CM REUSABLE
22834 | 4229680141500 | SCOOP GALLSTONE SIZE: 0/4.3MM LENGTH = 32.0CM REUSABLE
22835 | 4229680141600 | SCOOP GALLSTONE SIZE: 00/3.4MM LENGTH = 32.0CM REUSABLE
22836 | 4229680141700 | SCOOP GALLSTONE SIZE: 1/5.5MM LENGTH = 32.0CM REUSABLE
22837 | 4229680141800 | SCOOP GALLSTONE SIZE: 2/6.6MM LENGTH = 32.0CM REUSABLE
22838 | 4229680141900 | SCOOP GALLSTONE SIZE: 3/8.0MM LENGTH = 32.0CM REUSABLE
22839 | 4229680142000 | SCOOP GALLSTONE SIZE: 4/11.0MM LENGTH = 32.0CM REUSABLE
22840 | 4229680142100 | DIRECTOR GROOVED KOENIG/NO.1 STAINLESS STEEL LENGTH = 20.0CM REUSABLE
22841 | 4229680142200 | DIRECTOR GROOVED KOENIG/NO.2 STAINLESS STEEL LENGTH = 20.0CM REUSABLE
22842 | 4229680142300 | DIRECTOR GROOVED KOENIG/NO.3 STAINLESS STEEL LENGTH = 20.0CM REUSABLE
22843 | 4229680142400 | DIRECTOR GROOVED NELATON/CURVED STAINLESS STEEL LENGTH = 16.0CM REUSABLE
22844 | 4229680142500 | DIRECTOR GROOVED PYAR/CURVED STAINLESS STEEL LENGTH = 22.0CM REUSABLE
22845 | 4229680142600 | GUIDE NEEDLE ANGLED/KNIFE SHAPE STAINLESS STEEL SIZE: 10.0 CATHETER REUSABLE
22846 | 4229680142700 | GUIDE NEEDLE ANGLED/KNIFE SHAPE STAINLESS STEEL SIZE: 12.0 CATHETER REUSABLE
22847 | 4229680142800 | GUIDE NEEDLE ANGLED/KNIFE SHAPE STAINLESS STEEL SIZE: 8.0 CATHETER REUSABLE
22848 | 4229680142900 | GUIDE NEEDLE ANGLED/LANCET SHAPE STAINLESS STEEL SIZE: 12.0 CATHETER REUSABLE
22849 | 4229680143000 | GUIDE NEEDLE ANGLED/LANCET SHAPE STAINLESS STEEL SIZE: 14.0 CATHETER REUSABLE
22850 | 4229680143100 | GUIDE NEEDLE ANGLED/LANCET SHAPE STAINLESS STEEL SIZE: 16.0 CATHETER REUSABLE
22851 | 4229680143200 | FORCEPS HEMOSTATIC HARTMANN/CURVED STAINLESS STEEL LENGTH = 10.0CM REUSABLE
22852 | 4229680143300 | FORCEPS HEMOSTATIC MOSQUITO/CURVED STAINLESS STEEL LENGTH = 12.0CM REUSABLE
22853 | 4229680143400 | FORCEPS HEMOSTATIC MOSQUITO/CURVED STAINLESS STEEL LENGTH = 18.0CM REUSABLE
22854 | 4229680143500 | FORCEPS HEMOSTATIC MOSQUITO/STRAIGHT STAINLESS STEEL LENGTH = 12.5CM REUSABLE
22855 | 4229680143600 | FORCEPS HEMOSTATIC MOSQUITO/STRAIGHT STAINLESS STEEL LENGTH = 18.5CM REUSABLE
22856 | 4229680143700 | FORCEPS GRASPING HEMORRHOIDAL/MCGIVNEY STAINLESS STEEL LENGTH = 19.5CM REUSABLE
22857 | 4229680143800 | FORCEPS HEMOSTATIC PEAN/CURVED STAINLESS STEEL LENGTH = 20.5CM REUSABLE
22858 | 4229680143900 | FORCEPS HEMOSTATIC PEAN/STRAIGHT STAINLESS STEEL LENGTH = 14.5CM REUSABLE
22859 | 4229680144000 | HANDLE STRIPPERS ROUND LENGTH = 11.5CM REUSABLE
22860 | 4229680144100 | RETRACTOR SEPARATION HOOK ON BLADE/KIRSCHNER REUSABLE
22861 | 4229680144200 | HOOKLET WOUND FIXATION/TRACTION CUSHING VEIN RETRACTOR TIP SIZE: 10.0MM LENGTH = 20.5CM REUSABLE
22862 | 4229680144300 | HOOKLET WOUND FIXATION/TRACTION CUSHING VEIN RETRACTOR TIP SIZE: 14.0MM LENGTH = 20.5CM REUSABLE
22863 | 4229680144400 | HOOKLET ABDOMINAL FIXATION/TRACTION DESMARRES TIP SIZE: 10.0MM LENGTH = 16.0CM REUSABLE
22864 | 4229680144500 | HOOKLET ABDOMINAL FIXATION/TRACTION DESMARRES TIP SIZE: 12.0MM LENGTH = 16.0CM REUSABLE
22865 | 4229680144700 | SPATULA INTIMA LIFE THE INTIMAL LAYER OF THE SKIN BLUNT WIDTH= 3.0MM LENGTH = 18.5CM REUSABLE
22866 | 4229680144800 | SPATULA INTIMA LIFE THE INTIMAL LAYER OF THE SKIN BLUNT WIDTH= 3.0MM LENGTH = 21.5CM REUSABLE
22867 | 4229680144900 | SCISSORS IRIS STRAIGHT SIZE 11CM (4.5") REUSABLE
22868 | 4229680145000 | BASIN KIDNEY TRAY REUSABLE POLYPROPYLENE SIZE: 250ML 170MM
22869 | 4229680145100 | LIGATOR BLOOD FLOW DISRUPTION HEMORRHOIDAL/RUDD LENGTH = 27.5CM REUSABLE
22870 | 4229680145200 | FORCEPS LIGATURE DEBAKEY/S-SHAPE STAINLESS STEEL LENGTH = 24.5CM REUSABLE
22871 | 4229680145300 | FORCEPS LIGATURE DEBAKEY/S-SHAPE STAINLESS STEEL LENGTH = 27.0CM REUSABLE
22872 | 4229680145400 | NEEDLE LIGATURE CURVED/MALLEABLE LENGTH = 20.0CM REUSABLE
22873 | 4229680145500 | NEEDLE LIGATURE DESCHAMPS/BLUNT LENGTH = 20.0CM REUSABLE
22874 | 4229680145600 | NEEDLE LIGATURE DESCHAMPS/BLUNT LENGTH = 21.0CM REUSABLE
22875 | 4229680145700 | FRAME LOGISTIC LABELING COLOR: RED CONTAINERS REUSABLE
22876 | 4229680145800 | SPATULA LUNG OBTAIN EXPOSURE TO THE SURGICAL FIELD ALLISON LENGTH = 29.5CM REUSABLE
22877 | 4229680145900 | SPATULA LUNG OBTAIN EXPOSURE TO THE SURGICAL FIELD ALLISON LENGTH = 33.0CM REUSABLE
22878 | 4229680146000 | MALLET PLASTIC HANDLE WEIGHT: 460.0GRAMS LENGTH = 24.0CM REUSABLE
22879 | 4229680146100 | MALLET STAINLESS STEEL FOR ORBITAL SURGERY
22880 | 4229680146200 | CASE NEEDLE ROUND / PERFORATED REUSABLE
22881 | 4229680146300 | NEEDLE HOLDER CRILE-WOOD/GROOVED STAINLESS STEEL LENGTH = 15.0CM REUSABLE
22882 | 4229680146400 | NEEDLE HOLDER JAMISON/SLIM STAINLESS STEEL LENGTH = 23.0CM REUSABLE
22883 | 4229680146500 | NEEDLE HOLDER MASSON/HEAVY STAINLESS STEEL LENGTH = 26.5CM REUSABLE
22884 | 4229680146600 | NEEDLE HOLDER MAYO-HEGAR STAINLESS STEEL LENGTH = 18.5CM REUSABLE
22885 | 4229680146700 | NEEDLE HOLDER MAYO-HEGAR STAINLESS STEEL LENGTH = 20.5CM REUSABLE
22886 | 4229680146800 | NEEDLE HOLDER MAYO-HEGAR STAINLESS STEEL LENGTH = 24.0CM REUSABLE
22887 | 4229680146900 | NEEDLE HOLDER MAYO-HEGAR STAINLESS STEEL LENGTH = 26.5CM REUSABLE
22888 | 4229680147000 | NEEDLE HOLDER MAYO-HEGAR TUNGSTEN CARBIDE LENGTH = 30.5CM REUSABLE
22889 | 4229680147100 | NEEDLE HOLDER MAYO-HEGAR/SLIM STAINLESS STEEL LENGTH = 19.0CM REUSABLE
22890 | 4229680147200 | HOOK NERVE CUSHING NO. 2 LENGTH = 19.0CM REUSABLE
22891 | 4229680147300 | HOOK NERVE CUSHING NO. 2 LENGTH = 28.0CM REUSABLE
22892 | 4229680147400 | SCISSORS OPERATING SHARP/BLUNT/CURVED STAINLESS STEEL LENGTH = 14.5CM REUSABLE
22893 | 4229680147500 | SCISSORS OPERATING SHARP/BLUNT/CURVED STAINLESS STEEL LENGTH = 16.5CM REUSABLE
22894 | 4229680147600 | SCISSORS OPERATING SHARP/BLUNT/STRAIGHT STAINLESS STEEL LENGTH = 14.5CM REUSABLE
22895 | 4229680147700 | SCISSORS OPERATING SHARP/BLUNT/STRAIGHT STAINLESS STEEL LENGTH = 16.5CM REUSABLE
22896 | 4229680147800 | OSTEOTOME BONE CUTTING LEXER/SILICONE COATED HANDLE BLADE WIDTH= 15.0MM LENGTH = 22.0CM REUSABLE
22897 | 4229680147900 | OSTEOTOME BONE CUTTING MINI-LAMBOTTE BLADE WIDTH= 15.0MM LENGTH = 17.0CM REUSABLE
22898 | 4229680148000 | PAPER FILTER SIZE: 190.0MM X 6.0MM PACKAGING: 500PCS/BOX REUSABLE
22899 | 4229680148100 | FORCEPS PARAMETRIUM NO.2 STAINLESS STEEL LENGTH = 25.0CM REUSABLE
22900 | 4229680148200 | FORCEPS PARAMETRIUM NO.3 STAINLESS STEEL LENGTH = 24.5CM REUSABLE
22901 | 4229680148300 | RETRACTOR PELVIS TIP SIZE: 180.0MM X 60.0MM STAINLESS STEEL LENGTH = 23.5CM REUSABLE
22902 | 4229680148400 | FORCEPS PERITONEAL MIKULICZ/HEAVY STAINLESS STEEL LENGTH = 20.0CM REUSABLE
22903 | 4229680148500 | FORCEPS PERITONEAL MIKULICZ/HEAVY STAINLESS STEEL LENGTH = 20.5CM REUSABLE
22904 | 4229680148600 | EXTRACTOR PHLEBO TISSUE REMOVAL VARADY LENGTH = 18.0CM REUSABLE
22905 | 4229680148700 | PHLEBODISSECTOR TISSUE REMOVAL VARADY LENGTH = 18.0CM REUSABLE
22906 | 4229680148800 | PROBE SURGICAL TISSUE MANIPULATION STAINLESS STEEL BUTTON END DIAMETER = 1.5MM LENGTH = 14.5CM REUSABLE
22907 | 4229680148900 | PROBE SURGICAL TISSUE MANIPULATION STAINLESS STEEL BUTTON END DIAMETER = 1.5MM LENGTH = 20.0CM REUSABLE
22908 | 4229680149000 | PROBE SURGICAL TISSUE MANIPULATION STAINLESS STEEL BUTTON END DIAMETER = 2.0MM LENGTH = 20.0CM REUSABLE
22909 | 4229680149200 | RASPATORY SCRAPING FARABEUF/STRAIGHT LENGTH = 15.5CM REUSABLE
22910 | 4229680149300 | RASPATORY SCRAPING LAMBOTTE TIP WIDTH= 15.0MM LENGTH = 21.5CM REUSABLE
22911 | 4229680149400 | RASPATORY SCRAPING SEDILLOT/CURVED LENGTH = 23.0CM REUSABLE
22912 | 4229680149500 | RASPATORY SCRAPING SEMB/NO.2 BLADE WIDTH= 12.0MM LENGTH = 22.0CM REUSABLE
22913 | 4229680149600 | RASPATORY SCRAPING SEMB/NO.4 BLADE WIDTH= 13.0MM LENGTH = 22.0CM REUSABLE
22914 | 4229680149700 | RASPATORY SCRAPING SEMB/NO.5 BLADE WIDTH= 15.0MM LENGTH = 23.0CM REUSABLE
22915 | 4229680149800 | RETRACTOR SURGICAL VOLKMANN/SEMI SHARP/4 PRONGS STAINLESS STEEL LENGTH = 22.5CM REUSABLE
22916 | 4229680149900 | RETRACTOR SURGICAL VOLKMANN/SEMISHARP/6 PRONGS STAINLESS STEEL LENGTH = 22.5CM REUSABLE
22917 | 4229680150000 | RETRACTOR WOUND ZENKER/ANGULATED STAINLESS STEEL TIP SIZE: 60.0MM X 12.0MM LENGTH = 26.5CM REUSABLE
22918 | 4229680150100 | RETRACTOR WOUND KOCHER LANG TIP SIZE: 40.0MM X 18.0MM STAINLESS STEEL LENGTH = 21.5CM REUSABLE
22919 | 4229680150200 | RETRACTOR WOUND KOCHER LANG STAINLESS STEEL TIP SIZE: 55.0MM X 11.0MM LENGTH = 21.5CM REUSABLE
22920 | 4229680150300 | RETRACTOR WOUND OLLIER/BLUNT STAINLESS STEEL TIP SIZE: 37.0MM X 30.0MM LENGTH = 24.5CM REUSABLE
22921 | 4229680150400 | RETRACTOR MULTIPURPOSE DELICATE/BLUNT/2 PRONGS STAINLESS STEEL LENGTH = 16.5CM REUSABLE
22922 | 4229680150500 | RETRACTOR WOUND DELICATE/SHARP/1 PRONG STAINLESS STEEL LENGTH = 16.5CM REUSABLE
22923 | 4229680150600 | RETRACTOR WOUND DELICATE/SHARP/2 PRONGS STAINLESS STEEL LENGTH = 16.5CM REUSABLE
22924 | 4229680150700 | RETRACTOR WOUND DELICATE/SHARP/4 PRONGS STAINLESS STEEL LENGTH = 16.5CM REUSABLE
22925 | 4229680150800 | RETRACTOR WOUND DOUBLE/ROUX STAINLESS STEEL TIP SIZE: 1 LENGTH = 14.5CM REUSABLE
22926 | 4229680150900 | RETRACTOR WOUND DOUBLE/ROUX STAINLESS STEEL TIP SIZE: 2 LENGTH = 16.0CM REUSABLE
22927 | 4229680151000 | RETRACTOR WOUND DOUBLE/ROUX STAINLESS STEEL TIP SIZE: 3 LENGTH = 17.0CM REUSABLE
22928 | 4229680151100 | RETRACTOR WOUND FRITSCH TIP SIZE: 39.0MM X 50.0MM STAINLESS STEEL LENGTH = 25.0CM REUSABLE
22929 | 4229680151200 | RETRACTOR WOUND FRITSCH TIP SIZE: 45.0MM X 75.0MM STAINLESS STEEL LENGTH = 25.5CM REUSABLE
22930 | 4229680151300 | RETRACTOR WOUND LANGENBECK STAINLESS STEEL TIP SIZE: 30.0MM X 11.0MM LENGTH = 22.0CM REUSABLE
22931 | 4229680151400 | RETRACTOR WOUND LANGENBECK TIP SIZE: 30.0MM X 14.0MM STAINLESS STEEL LENGTH = 22.0CM REUSABLE
22932 | 4229680151500 | RETRACTOR WOUND LANGENBECK STAINLESS STEEL TIP SIZE: 40.0MM X 11.0MM LENGTH = 22.0CM REUSABLE
22933 | 4229680151600 | RETRACTOR WOUND LANGENBECK TIP SIZE: 60.0MM X 20.0MM STAINLESS STEEL LENGTH = 21.0CM REUSABLE
22934 | 4229680151700 | RETRACTOR WOUND MIKULICZ TIP SIZE: 125.0MM X 50.0MM STAINLESS STEEL LENGTH = 25.0CM REUSABLE
22935 | 4229680151800 | RETRACTOR WOUND MIKULICZ TIP SIZE: 160.0MM X 50.0MM STAINLESS STEEL LENGTH = 25.0CM REUSABLE
22936 | 4229680151900 | RETRACTOR BONE PERCY STAINLESS STEEL AMPUTATION REUSABLE
22937 | 4229680152100 | RETRACTOR SURGICAL VOLKMANN/SHARP/1 PRONG STAINLESS STEEL LENGTH = 21.5CM REUSABLE
22938 | 4229680152200 | RETRACTOR SURGICAL VOLKMANN/SHARP/4 PRONGS STAINLESS STEEL LENGTH = 22.5CM REUSABLE
22939 | 4229680152300 | RETRACTOR WOUND ZENKER/ANGULATED STAINLESS STEEL TIP SIZE: 35.0MM X 9.0MM LENGTH = 25.0CM REUSABLE
22940 | 4229680152400 | RETRACTOR WOUND ZENKER/ANGULATED STAINLESS STEEL TIP SIZE: 75.0MM X 12.0MM LENGTH = 27.5CM REUSABLE
22941 | 4229680152500 | CONTRACTOR RIB APPROXIMATION BAILEY LENGTH = 20.0CM REUSABLE
22942 | 4229680152600 | CONTRACTOR RIB CONTRACTION BAILEY-GIBBON LENGTH = 20.0CM REUSABLE
22943 | 4229680152700 | RASPATORY RIB SCRAPING DOYEN/LEFT/ADULT LENGTH = 17.0CM REUSABLE
22944 | 4229680152800 | RASPATORY RIB SCRAPING DOYEN/RIGHT/ADULT LENGTH = 17.0CM REUSABLE
22945 | 4229680152900 | SHEAR RIB CUTTING BRUNNER/RIGHT HAND LENGTH = 32.0CM REUSABLE
22946 | 4229680153000 | SHEARS RIB CUTTING GIERTZ-STILLE LENGTH = 24.5CM REUSABLE
22947 | 4229680153100 | STRIPPER RING ROUND STAINLESS STEEL DIAMETER = 10.0MM LENGTH = 50.0CM REUSABLE
22948 | 4229680153200 | STRIPPER RING ROUND STAINLESS STEEL DIAMETER = 12.0MM LENGTH = 50.0CM REUSABLE
22949 | 4229680153300 | STRIPPER RING ROUND STAINLESS STEEL DIAMETER = 14.0MM LENGTH = 50.0CM REUSABLE
22950 | 4229680153400 | STRIPPER RING ROUND STAINLESS STEEL DIAMETER = 2.0MM LENGTH = 50.0CM REUSABLE
22951 | 4229680153500 | STRIPPER RING ROUND STAINLESS STEEL DIAMETER = 3.0MM LENGTH = 50.0CM REUSABLE
22952 | 4229680153600 | STRIPPER RING ROUND STAINLESS STEEL DIAMETER = 4.0MM LENGTH = 50.0CM REUSABLE
22953 | 4229680153700 | STRIPPER RING ROUND STAINLESS STEEL DIAMETER = 6.0MM LENGTH = 50.0CM REUSABLE
22954 | 4229680153800 | STRIPPER RING ROUND STAINLESS STEEL DIAMETER = 7.0MM LENGTH = 50.0CM REUSABLE
22955 | 4229680153900 | STRIPPER RING ROUND STAINLESS STEEL DIAMETER = 8.0MM LENGTH = 50.0CM REUSABLE
22956 | 4229680154000 | HANDLE SCALPEL MICROBLADE LENGTH = 13.5CM REUSABLE
22957 | 4229680154100 | HANDLE SCALPEL NO.3 STAINLESS STEEL LENGTH = 12.0CM REUSABLE
22958 | 4229680154200 | HANDLE SCALPEL LONG/NO.3L STAINLESS STEEL LENGTH = 21.5CM REUSABLE
22959 | 4229680154300 | HANDLE SCALPEL NO.4 STAINLESS STEEL LENGTH = 13.5CM REUSABLE
22960 | 4229680154400 | HANDLE SCALPEL LONG/NO.4L STAINLESS STEEL LENGTH = 21.0CM REUSABLE
22961 | 4229680154500 | HANDLE SCALPEL SOLID/NO.7 LENGTH = 16.0CM REUSABLE
22962 | 4229680154600 | SCISSORS VASCULAR DEBAKEY ANGLED 40 DEGREE STAINLESS STEEL LENGTH = 18.5CM REUSABLE
22963 | 4229680154700 | SCISSORS VASCULAR DEBAKEY ANGLED 60 DEGREE STAINLESS STEEL LENGTH = 18.0CM REUSABLE
22964 | 4229680154800 | SCISSORS DISSECTING MAYO/CURVED STAINLESS STEEL LENGTH = 17.0CM REUSABLE
22965 | 4229680154900 | SCISSORS DISSECTING MAYO/STRAIGHT STAINLESS STEEL LENGTH = 17.0CM REUSABLE
22966 | 4229680155000 | SCISSORS DISSECTING MAYO-HARRINGTON/CURVED STAINLESS STEEL LENGTH = 23.0CM REUSABLE
22967 | 4229680155100 | SCISSORS DISSECTING MAYO-HARRINGTON/STRAIGHT STAINLESS STEEL LENGTH = 23.0CM REUSABLE
22968 | 4229680155200 | SCISSORS DISSECTING MAYO-STILLE/STRAIGHT STAINLESS STEEL LENGTH = 17.0CM REUSABLE
22969 | 4229680155300 | SCISSORS GYNECOLOGICAL UTERINE/SIMS/BLUNT-BLUNT/CURVED STAINLESS STEEL LENGTH = 23.0CM REUSABLE
22970 | 4229680155400 | ELEVATOR SEPTUM FREER/POINTED/BLUNT STAINLESS STEEL LENGTH = 18.0CM REUSABLE
22971 | 4229680155500 | SPHINCTEROSCOPE INSPECTION PROCTOSCOPE SIZE: 27.0MM X 50.0MM REUSABLE
22972 | 4229680155600 | FORCEPS SPLINTER FEILCHENFELD STAINLESS STEEL LENGTH = 9.0CM REUSABLE
22973 | 4229680155700 | SPREADER RETRACTOR ADSON/BLUNT STAINLESS STEEL LENGTH = 33.0CM TEETH: 4X4 REUSABLE
22974 | 4229680155800 | SPREADER RETRACTOR ADSON/SHARP STAINLESS STEEL LENGTH = 26.0CM TEETH: 3X3 REUSABLE
22975 | 4229680155900 | SPREADER RETRACTOR WULLSTEIN/SHARP STAINLESS STEEL LENGTH = 13.0CM TEETH: 3X2 REUSABLE
22976 | 4229680156000 | CHISEL STERNAL SPLITTING LEBSCHE LENGTH = 24.5 CM REUSABLE
22977 | 4229680156100 | CLAMP STOMACH TWIN LANE/CURVED STAINLESS STEEL LENGTH = 30.0CM REUSABLE
22978 | 4229680156200 | SCISSORS OPERATING STRABISMUS/BLUNT-BLUNT/CURVED STAINLESS STEEL LENGTH = 11.5CM REUSABLE
22979 | 4229680156300 | TUBE SUCTION YASARG DIAMETER = 2.0MM WORKING LENGTH = 150.0MM REUSABLE
22980 | 4229680156400 | TUBE SUCTION YASARG DIAMETER = 2.5MM WORKING LENGTH = 150.0MM REUSABLE
22981 | 4229680156500 | TUBE SUCTION YANKAUER/COMPLETE LENGTH = 31.0CM REUSABLE
22982 | 4229680156600 | HOOK SUTURE CLOSURE DIAMETER = 3.0MM LENGTH = 26.0CM REUSABLE
22983 | 4229680156700 | FORCEPS TAMPON ULRICH/STRAIGHT STAINLESS STEEL LENGTH = 27.0CM REUSABLE
22984 | 4229680156800 | SCISSORS DISSECTING TOENNIS/CURVED TUNGSTEN CARBIDE LENGTH = 17.5CM REUSABLE
22985 | 4229680156900 | SCISSORS DISSECTING METZENBAUM FINE/CURVED TUNGSTEN CARBIDE LENGTH = 14.5CM REUSABLE
22986 | 4229680157000 | SCISSORS DISSECTING METZENBAUM FINE/CURVED TUNGSTEN CARBIDE LENGTH = 18.0CM REUSABLE
22987 | 4229680157100 | SCISSORS DISSECTING METZENBAUM FINE/CURVED TUNGSTEN CARBIDE LENGTH = 20.5CM REUSABLE
22988 | 4229680157200 | SCISSORS DISSECTING METZENBAUM FINE/CURVED TUNGSTEN CARBIDE LENGTH = 28.5CM REUSABLE
22989 | 4229680157300 | SCISSORS DISSECTING MAYO CURVED TUNGSTEN CARBIDE LENGTH = 14.5CM REUSABLE
22990 | 4229680157400 | SCISSORS DISSECTING METZENBAUM CURVED TUNGSTEN CARBIDE LENGTH = 17.5CM REUSABLE
22991 | 4229680157500 | SCISSORS DISSECTING MAYO CURVED TUNGSTEN CARBIDE LENGTH = 20.5CM REUSABLE
22992 | 4229680157600 | SCISSORS DISSECTING METZENBAUM CURVED TUNGSTEN CARBIDE LENGTH = 23.0CM REUSABLE
22993 | 4229680157700 | SCISSORS DISSECTING METZENBAUM CURVED TUNGSTEN CARBIDE LENGTH = 26CM REUSABLE
22994 | 4229680157800 | SCISSORS DISSECTING MAYO CURVED TUNGSTEN CARBIDE LENGTH = 28.5CM REUSABLE
22995 | 4229680157900 | SCISSORS DISSECTING METZENBAUM CURVED TUNGSTEN CARBIDE LENGTH = 30.0CM REUSABLE
22996 | 4229680158000 | SCISSORS LIGATURE MAYO CURVED/SERRATED TUNGSTEN CARBIDE LENGTH = 17.0CM REUSABLE
22997 | 4229680158100 | SCISSORS SURGICAL MAYO STRAIGHT/SERRATED TUNGSTEN CARBIDE LENGTH = 18.0CM REUSABLE
22998 | 4229680158200 | SCISSORS LIGATURE MAYO STRAIGHT/SERRATED TUNGSTEN CARBIDE LENGTH = 23.0CM REUSABLE
22999 | 4229680158300 | NEEDLE HOLDER CRILE-WOOD TUNGSTEN CARBIDE LENGTH = 15.0CM REUSABLE
23000 | 4229680158400 | NEEDLE HOLDER DEBAKEY TUNGSTEN CARBIDE LENGTH = 18.0CM REUSABLE
23001 | 4229680158500 | NEEDLE HOLDER DEBAKEY TUNGSTEN CARBIDE LENGTH = 23.0CM REUSABLE
23002 | 4229680158600 | NEEDLE HOLDER DEBAKEY TUNGSTEN CARBIDE LENGTH = 26.5CM REUSABLE
23003 | 4229680158700 | NEEDLE HOLDER DEBAKEY TUNGSTEN CARBIDE LENGTH = 31.0CM REUSABLE
23004 | 4229680158800 | NEEDLE HOLDER HEGAR-VASCULAR TUNGSTEN CARBIDE LENGTH = 20.5CM REUSABLE
23005 | 4229680158900 | NEEDLE HOLDER MASSON STAINLESS STEEL LENGTH = 26.5CM REUSABLE
23006 | 4229680159000 | NEEDLE HOLDER MAYO-HEGAR TUNGSTEN CARBIDE LENGTH = 18.5.0CM REUSABLE
23007 | 4229680159100 | NEEDLE HOLDER MAYO-HEGAR TUNGSTEN CARBIDE LENGTH = 20.0CM REUSABLE
23008 | 4229680159200 | NEEDLE HOLDER MAYO-HEGAR TUNGSTEN CARBIDE LENGTH = 24.0.0CM REUSABLE
23009 | 4229680159400 | NEEDLE HOLDER RYDER-MARTIN TUNGSTEN CARBIDE LENGTH = 20.5CM REUSABLE
23010 | 4229680159500 | SCISSORS VASCULAR DEBAKEY/ANGLED 45 DEGREE TUNGSTEN CARBIDE LENGTH = 23.0CM REUSABLE
23011 | 4229680159600 | SCISSORS VASCULAR DEBAKEY/ANGLED 60 DEGREE TUNGSTEN CARBIDE LENGTH = 22.0CM REUSABLE
23012 | 4229680159700 | SCISSORS DISSECTING MAYO LEXER/FINE/CURVED TUNGSTEN CARBIDE LENGTH = 16.0CM REUSABLE
23013 | 4229680159800 | SCISSORS DISSECTING MAYO-LEXER/CURVED TUNGSTEN CARBIDE LENGTH = 16.0CM REUSABLE
23014 | 4229680159900 | SCISSORS DISSECTING MAYO-STILLE/STRAIGHT TUNGSTEN CARBIDE LENGTH = 17.0CM REUSABLE
23015 | 4229680160000 | NIPPER SIDE CUTTING WITH TRANSM TUNGSTEN CARBIDE LENGTH = 17.5CM REUSABLE
23016 | 4229680160100 | FORCEPS TENACULUM BRAUN STAINLESS STEEL LENGTH = 16.0CM TEETH: 4X3 REUSABLE
23017 | 4229680160200 | FORCEPS TENACULUM CZERNY STAINLESS STEEL LENGTH = 21.0CM TEETH: 4X3 REUSABLE
23018 | 4229680160300 | FORCEPS DRESSING ATRAUMATIC TITANIUM LENGTH = 20.5CM TIP WIDTH= 1.5MM REUSABLE
23019 | 4229680160400 | FORCEPS DRESSING ATRAUMATIC TITANIUM LENGTH = 24.5CM TIP WIDTH= 1.5MM REUSABLE
23020 | 4229680160500 | FORCEPS TISSUE MEDIUM WIDTH STAINLESS STEEL LENGTH = 14.5CM TEETH: 1X1 REUSABLE
23021 | 4229680160600 | FORCEPS TISSUE STANDARD STAINLESS STEEL LENGTH = 20.5CM TEETH: 1X1 REUSABLE
23022 | 4229680160700 | FORCEPS TISSUE SLIM/STRAIGHT STAINLESS STEEL LENGTH = 14.5CM TEETH: 1X1 REUSABLE
23023 | 4229680160800 | FORCEPS TISSUE SLIM/PATTERN STAINLESS STEEL LENGTH = 18.0CM TEETH: 1X1 REUSABLE
23024 | 4229680160900 | FORCEPS TISSUE SLIM/STRAIGHT STAINLESS STEEL LENGTH = 20.5CM TEETH: 1X1 REUSABLE
23025 | 4229680161000 | FORCEPS TISSUE SLIM/PATTERN STAINLESS STEEL LENGTH = 25.0CM TEETH: 1X1 REUSABLE
23026 | 4229680161100 | FORCEPS TISSUE SLIM STAINLESS STEEL LENGTH = 30.0CM TEETH: 1X1 REUSABLE
23027 | 4229680161200 | FORCEPS TISSUE ALLIS STAINLESS STEEL LENGTH = 15.5CM TEETH: 5X5 REUSABLE
23028 | 4229680161300 | FORCEPS TISSUE ALLIS STAINLESS STEEL LENGTH = 19.0CM TEETH: 5X5 REUSABLE
23029 | 4229680161400 | FORCEPS TISSUE ALLIS STAINLESS STEEL LENGTH = 25.5CM TEETH: 5X5 REUSABLE
23030 | 4229680161500 | FORCEPS TISSUE BABCOCK STAINLESS STEEL LENGTH = 15.5CM REUSABLE
23031 | 4229680161600 | FORCEPS TISSUE BABCOCK STAINLESS STEEL LENGTH = 24.0CM REUSABLE
23032 | 4229680161700 | FORCEPS TOWEL BALL AND SOCKET STAINLESS STEEL LENGTH = 11.5CM REUSABLE
23033 | 4229680161800 | FORCEPS TOWEL BACKHAUS SIZE: 4 1/2" (11CM) REUSABLE
23034 | 4229680161900 | FORCEPS TOWEL BACKHAUS/SHARP STAINLESS STEEL LENGTH = 13.0CM REUSABLE
23035 | 4229680162000 | FORCEPS TOWEL TOHOKU/BLUNT STAINLESS STEEL LENGTH = 10.5CM REUSABLE
23036 | 4229680162100 | RETRACTOR TRACHEA JACKSON/DOUBLE STAINLESS STEEL LENGTH = 18.0CM REUSABLE
23037 | 4229680162200 | DILATOR TRACHEAL LABORDE LENGTH = 14.0CM REUSABLE
23038 | 4229680162300 | TRAY STERILIZATION WITH LID STAINLESS STEEL SIZE: 240.0MM X 251.0MM X 64.0MM REUSABLE
23039 | 4229680162400 | TRAY STERILIZATION WITH LID STAINLESS STEEL SIZE: 410.0MM X 251.0MM X 64.0MM REUSABLE
23040 | 4229680162500 | TRAY STERILIZATION WITH LID STAINLESS STEEL SIZE: 477.0MM X 251.0MM X 25.0MM REUSABLE
23041 | 4229680162600 | TRAY STERILIZATION WITH LID STAINLESS STEEL SIZE: 477.0MM X 251.0MM X 44.0MM REUSABLE
23042 | 4229680162700 | TRAY STERILIZATION WITH LID STAINLESS STEEL SIZE: 477.0MM X 251.0MM X 64.0MM REUSABLE
23043 | 4229680162800 | TRAY STERILIZATION WITH LID STAINLESS STEEL SIZE: 277.0MM X 172.0MM X 51.0MM REUSABLE
23044 | 4229680162900 | FORCEPS TUNNELING CURVED STAINLESS STEEL LENGTH = 39.5CM REUSABLE
23045 | 4229680163100 | SCISSORS VASCULAR ANGLED 45 DEGREE STAINLESS STEEL LENGTH = 16.5CM REUSABLE
23046 | 4229680163200 | CANNULA VESSEL IRRIGATION MALLEABLE DIAMETER = 3.0MM LENGTH = 15.0CM REUSABLE
23047 | 4229680163300 | CANNULA VESSEL IRRIGATION MALLEABLE DIAMETER = 4.0MM LENGTH = 15.0CM REUSABLE
23048 | 4229680163400 | SPREADER WOUND ALM/SHARP/4X4TEETH LENGTH = 10.0CM REUSABLE
23049 | 4229680163600 | RETRACTOR WOUND SPREADER BLUNT/3X4 TEETH LENGTH = 16.0CM REUSABLE
23050 | 4229680163700 | RETRACTOR WEITLANER TISSUE REMOVAL VARADY LENGTH = 18.0CM REUSABLE
23051 | 4229680163800 | RETRACTOR ABDOMINAL BALFOUR/WIRE BLADES STAINLESS STEEL REUSABLE
23052 | 4229680163900 | FORCEPS TENACULUM ADAIR STAINLESS STEEL LENGTH = 18.5CM REUSABLE
23053 | 4229680164000 | CURETTE ASPIRATING SUCTION NO.10 STEEL 18/8 MARTINIT/STAINLESS CONDITION: ANTIMAGNETIC/ACID-RESISTANT LENGTH = 29.0CM GYNECOLOGIC AND OBSTETRIC SURGEONS/SUCTION UTERINE CONTENTS/TISSUES/AND DEBRIS VIA THE CERVIX DURING VACUUM ASPIRATION PROCEDURES REUSABLE
23054 | 4229680164100 | CURETTE ASPIRATING SUCTION NO.12 STEEL 18/8 MARTINIT/STAINLESS CONDITION: ANTIMAGNETIC/ACID-RESISTANT LENGTH = 29.0CM GYNECOLOGIC AND OBSTETRIC SURGEONS/SUCTION UTERINE CONTENTS/TISSUES/AND DEBRIS VIA THE CERVIX DURING VACUUM ASPIRATION PROCEDURES REUSABLE
23055 | 4229680164200 | CURETTE ASPIRATING SUCTION NO.14 STEEL 18/8 MARTINIT/STAINLESS CONDITION: ANTIMAGNETIC/ACID-RESISTANT LENGTH = 29.0CM GYNECOLOGIC AND OBSTETRIC SURGEONS/SUCTION UTERINE CONTENTS/TISSUES/AND DEBRIS VIA THE CERVIX DURING VACUUM ASPIRATION PROCEDURES REUSABLE
23056 | 4229680164300 | CURETTE ASPIRATING SUCTION NO.6 STEEL 18/8 MARTINIT/STAINLESS CONDITION: ANTIMAGNETIC/ACID-RESISTANT LENGTH = 29.0CM GYNECOLOGIC AND OBSTETRIC SURGEONS/SUCTION UTERINE CONTENTS/TISSUES/AND DEBRIS VIA THE CERVIX DURING VACUUM ASPIRATION PROCEDURES REUSABLE
23057 | 4229680164400 | CURETTE ASPIRATING SUCTION NO.8 STEEL 18/8 MARTINIT/STAINLESS CONDITION: ANTIMAGNETIC/ACID-RESISTANT LENGTH = 29.0CM GYNECOLOGIC AND OBSTETRIC SURGEONS/SUCTION UTERINE CONTENTS/TISSUES/AND DEBRIS VIA THE CERVIX DURING VACUUM ASPIRATION PROCEDURES REUSABLE
23058 | 4229680164500 | FORCEPS DISSECTING ATRAUMATIC/DEBAKEY/ANGLED STAINLESS STEEL LENGTH = 25.0CM TIP WIDTH= 3.0MM REUSABLE
23059 | 4229680164600 | CURETTE BIOPSY SAMPLE COLLECTION MUNICH STAINLESS STEEL LENGTH = 27.0CM SCRAPING OR DEBRIDING BIOLOGICAL TISSUE/DEBRIS IN A BIOPSY/EXCISION/CLEANING PROCEDURE REUSABLE
23060 | 4229680164700 | FORCEPS BIOPSY SCHUMACHER STAINLESS STEEL LENGTH = 24.0CM REUSABLE
23061 | 4229680164800 | FORCEPS BIPOLAR STRAIGHT/BLUNT STAINLESS STEEL LENGTH = 20.0CM TIP WIDTH= 2.0MM REUSABLE
23062 | 4229680164900 | FORCEPS BIPOLAR STRAIGHT/BLUNT STAINLESS STEEL LENGTH = 24.0CM TIP WIDTH= 2.0MM REUSABLE
23063 | 4229680165000 | FORCEPS BIPOLAR STRAIGHT/BLUNT STAINLESS STEEL LENGTH = 30.0CM TIP WIDTH= 2.0MM REUSABLE
23064 | 4229680165100 | BOWL METAL DIAMETER = 167.0MM HEIGHT: 75.0MM CAPACITY: 0.9L REUSABLE
23065 | 4229680165200 | CATHETER UROLOGY CURVED DIAMETER = 12.0FR LENGTH = 15.0CM WOMEN WITH STYLET REUSABLE
23066 | 4229680165300 | CATHETER UROLOGY CURVED DIAMETER = 14.0FR LENGTH = 15.0CM WOMEN WITH STYLET REUSABLE
23067 | 4229680165400 | FORCEPS CLAMP HEANEY/CURVED STAINLESS STEEL LENGTH = 19.5CM TEETH: 1 HYSTERECTOMY REUSABLE
23068 | 4229680165500 | FORCEPS CLAMP HEANEY/CURVED STAINLESS STEEL LENGTH = 19.5CM TEETH: 2 HYSTERECTOMY REUSABLE
23069 | 4229680165600 | FORCEPS CLAMP HEANEY/CURVED STAINLESS STEEL LENGTH = 21.5CM TEETH: 2 HYSTERECTOMY REUSABLE
23070 | 4229680165700 | FORCEPS CLAMP WERTHEIM-CULLEN STAINLESS STEEL LENGTH = 21.0CM REUSABLE
23071 | 4229680165800 | CLAMP IQ CABLE 4M STAINLESS STEEL LENGTH = 18.0CM REUSABLE
23072 | 4229680165900 | CLAMP IQ CABLE 4M STAINLESS STEEL LENGTH = 23.0CM REUSABLE
23073 | 4229680166000 | CLAMP IQ CABLE 4M STAINLESS STEEL LENGTH = 28.0CM REUSABLE
23074 | 4229680166100 | PIECE CONNECTING GYNECOLOGY ANGLED LENGTH = 11.0CM REUSABLE
23075 | 4229680166200 | CONTAINER INSTRUMENT TRANSPORTATION WITH SECURE LID STAINLESS STEEL COLOR: GREY SIZE: 470.0MM X 300.0.0MM X 140.0MM TRANSPORTATION OF CLEAN INSTRUMENT REUSABLE
23076 | 4229680166500 | SCISSORS SURGICAL CUT BIPOLAR/SLIM/CURVED STAINLESS STEEL LENGTH = 18.0CM REUSABLE
23077 | 4229680166600 | SCISSORS SURGICAL CUT BIPOLAR/SLIM/CURVED STAINLESS STEEL LENGTH = 23.0CM REUSABLE
23078 | 4229680166700 | SCISSORS SURGICAL CUT BIPOLAR/SLIM/CURVED STAINLESS STEEL LENGTH = 28.0CM REUSABLE
23079 | 4229680166800 | FORCEPS DRESSING STANDARD/SERRATED STAINLESS STEEL LENGTH = 16.0CM REUSABLE
23080 | 4229680166900 | FORCEPS DRESSING STANDARD/SERRATED STAINLESS STEEL LENGTH = 25.0CM REUSABLE
23081 | 4229680167000 | FORCEPS DRESSING MEDIUM WIDE/SERRATED STAINLESS STEEL LENGTH = 25.0CM REUSABLE
23082 | 4229680167100 | FORCEPS DRESSING POTTS-SMITH STAINLESS STEEL LENGTH = 21.0CM REUSABLE
23083 | 4229680167200 | FORCEPS MICRO MOSQUITO/CURVED STAINLESS STEEL LENGTH = 10.0CM TEETH: 1X1 REUSABLE
23084 | 4229680167300 | HOOK FISTULA GYNECOLOGY SIMON/1-PRONG LENGTH = 21.5CM REUSABLE
23085 | 4229680167400 | HOOK FISTULA SIMON/2-PRONGS LENGTH = 21.5CM REUSABLE
23086 | 4229680167500 | FORCEPS HEMOSTATIC CRILE/STRAIGHT STAINLESS STEEL LENGTH = 14.5CM TEETH: 1X1 REUSABLE
23087 | 4229680167600 | FORCEPS SPONGE HOLDING FOERSTER/SERRATED/CURVED STAINLESS STEEL LENGTH = 18.0CM REUSABLE
23088 | 4229680167700 | FORCEPS HEMOSTATIC MOSQUITO/CURVED STAINLESS STEEL LENGTH = 14.5CM TEETH: 1X1 REUSABLE
23089 | 4229680167800 | FORCEPS HEMOSTATIC MOSQUITO/STRAIGHT STAINLESS STEEL LENGTH = 14.5CM TEETH: 1X1 REUSABLE
23090 | 4229680167900 | FORCEPS SURGICAL DOYEN/OVARIAN/STRAIGHT STAINLESS STEEL LENGTH = 20.0CM REUSABLE
23091 | 4229680168000 | FORCEPS HEMOSTATIC OVERHOLT/FINE/CURVED STAINLESS STEEL LENGTH = 30.0CM REUSABLE
23092 | 4229680168100 | FORCEPS HEMOSTATIC PHANEUF/STRAIGHT STAINLESS STEEL LENGTH = 20.5CM TEETH: 1X1 REUSABLE
23093 | 4229680168200 | FORCEPS HEMOSTATIC SPENCER-WELLS/CURVED STAINLESS STEEL LENGTH = 15.0CM REUSABLE
23094 | 4229680168300 | FORCEPS SURGICAL WERTHEIM/CURVED STAINLESS STEEL LENGTH = 22.5CM TEETH: 1X1 REUSABLE
23095 | 4229680168400 | FRAME WOUND SPREADER KIRSCHNER CURVED/ANGLED SIZE: 240.0MM X 240.0MM REUSABLE
23096 | 4229680168500 | FORCEPS GRASPING GOITRE SEIZING/LAHEY STAINLESS STEEL LENGTH = 15.5CM TEETH: 3X1 REUSABLE
23097 | 4229680168600 | FORCEPS HEMOSTATIC MOSQUITO/CURVED STAINLESS STEEL LENGTH = 14.0CM REUSABLE
23098 | 4229680168700 | FORCEPS HEMOSTATIC GREEN-ARMYTAGE STAINLESS STEEL LENGTH = 21.0CM REUSABLE
23099 | 4229680168900 | FORCEPS HEMOSTATIC PEAN/STRAIGHT STAINLESS STEEL LENGTH = 24.0CM REUSABLE
23100 | 4229680169000 | HOOK BLADE WOUND SPREADING KIRSCHNER SIZE: 105.0MM X 38.0MM REUSABLE
23101 | 4229680169100 | HOOK BLADE WOUND SPREADING KIRSCHNER SIZE: 40.0MM X 55.0MM REUSABLE
23102 | 4229680169200 | HOOK BLADE WOUND SPREADING KIRSCHNER SIZE: 60.0MM X 85.0MM REUSABLE
23103 | 4229680169300 | HOOK BLADE WOUND SPREADING KIRSCHNER SIZE: 78.0MM X 65.0MM REUSABLE
23104 | 4229680169400 | HOOK BLADE WOUND SPREADING KIRSCHNER SIZE: 50.0MM X 65.0MM REUSABLE
23105 | 4229680169600 | FORCEPS GRASPING INTRAUTERINE PREGNANCY-REMOVAL/FLEX STAINLESS STEEL LENGTH = 27.0CM DIAMETER = 3.0MM REUSABLE
23106 | 4229680169700 | KNIFE CUTTING AREOLA COOKIE/FREEMAN/SERRATED DIAMETER = 34.0MM REUSABLE
23107 | 4229680169800 | KNIFE CUTTING AREOLA COOKIE/FREEMAN/SERRATED DIAMETER = 38.0MM REUSABLE
23108 | 4229680169900 | KNIFE CUTTING AREOLA COOKIE/FREEMAN/SERRATED DIAMETER = 42.0MM REUSABLE
23109 | 4229680170000 | KNIFE CUTTING AREOLA COOKIE/FREEMAN/SERRATED DIAMETER = 50.0MM REUSABLE
23110 | 4229680170100 | NEEDLE HOLDER MICRO/STRAIGHT STAINLESS STEEL LENGTH = 18.0CM REUSABLE
23111 | 4229680170200 | NEEDLE HOLDER MICRO/CURVED/WITH LOCK LENGTH = 18.0CM REUSABLE
23112 | 4229680170300 | HOOK NERVE MANIPULATION CUSHING/NO.1 LENGTH = 28.0CM REUSABLE
23113 | 4229680170400 | LEVER OBSTETRIC OBSTETRICS SELLHEIM LENGTH = 32.0CM REUSABLE
23114 | 4229680170500 | FORCEPS OBSTETRICAL KIELLAND STAINLESS STEEL LENGTH = 41.0CM REUSABLE
23115 | 4229680170600 | FORCEPS OBSTETRICAL NAEGELE STAINLESS STEEL LENGTH = 36.5CM REUSABLE
23116 | 4229680170700 | SCISSORS OPERATING SHARP/BLUNT/CURVED STAINLESS STEEL LENGTH = 18.5CM REUSABLE
23117 | 4229680170800 | SCISSORS OPERATING SHARP/BLUNT/CURVED STAINLESS STEEL LENGTH = 20.5CM REUSABLE
23118 | 4229680170900 | FORCEPS SURGICAL OVUM/WINTER/CURVED/NO.1 STAINLESS STEEL LENGTH = 28.0CM REUSABLE
23119 | 4229680171000 | FORCEPS SURGICAL OVUM/WINTER/CURVED/NO.2 STAINLESS STEEL LENGTH = 28.0CM REUSABLE
23120 | 4229680171100 | FORCEPS DISSECTION PARAMETRIUM/NO.1 STAINLESS STEEL LENGTH = 25.5CM REUSABLE
23121 | 4229680171200 | PELVIMETER PELVIS MEASUREMENT INCHES AND CM LENGTH = 35.0CM REUSABLE
23122 | 4229680171300 | SCISSORS SURGICAL PERINEUM BRAUN-STADLER STAINLESS STEEL LENGTH = 14.5CM REUSABLE
23123 | 4229680171400 | SCISSORS SURGICAL PERINEUM/BRAUN-STADLER STAINLESS STEEL LENGTH = 22.0CM REUSABLE
23124 | 4229680171500 | FORCEPS PERITONEAL FAURE/STRAIGHT/CURVED STAINLESS STEEL LENGTH = 21.0CM REUSABLE
23125 | 4229680171600 | PROBE SURGICAL TISSUE MANIPULATION STAINLESS STEEL BUTTON END DIAMETER = 1.5MM LENGTH = 25.0CM REUSABLE
23126 | 4229680171700 | PROBE SURGICAL TISSUE MANIPULATION STAINLESS STEEL BUTTON END DIAMETER = 2.0MM LENGTH = 30.0CM REUSABLE
23127 | 4229680171800 | SCISSORS SURGICAL RECTAL/HEAVY/CURVED TUNGSTEN CARBIDE LENGTH = 32.5CM REUSABLE
23128 | 4229680171900 | RETRACTOR SURGICAL BRUNNER/CURVED STAINLESS STEEL TIP SIZE: 120.0MM X 25.0MM LENGTH = 25.5CM REUSABLE
23129 | 4229680172000 | RETRACTOR WOUND BRUNNER/CURVED STAINLESS STEEL TIP SIZE: 140.0MM X 25.0MM LENGTH = 25.5CM REUSABLE
23130 | 4229680172100 | RETRACTOR WOUND MARTIN STAINLESS STEEL TIP SIZE: 110.0MM X 27.0MM LENGTH = 26.5CM REUSABLE
23131 | 4229680172200 | RETRACTOR WOUND RICHARDSON STAINLESS STEEL TIP SIZE: 62.0MM X 50.0MM LENGTH = 26.0CM REUSABLE
23132 | 4229680172300 | RETRACTOR MULTIPURPOSE KOCHER STAINLESS STEEL TIP SIZE: 70.0MM X 25.0MM LENGTH = 23.5CM REUSABLE
23133 | 4229680172400 | RETRACTOR WOUND KOCHER STAINLESS STEEL TIP SIZE: 78.0MM X 65.0MM LENGTH = 25.0CM REUSABLE
23134 | 4229680172500 | RETRACTOR WOUND KOCHER/SHARP/6 PRONGS STAINLESS STEEL LENGTH = 22.5CM REUSABLE
23135 | 4229680172600 | RETRACTOR WOUND SIMON STAINLESS STEEL TIP SIZE: 115.0MM X 22.0MM LENGTH = 28.0CM REUSABLE
23136 | 4229680172700 | RETRACTOR WOUND SIMON STAINLESS STEEL TIP SIZE: 115.0MM X 28.0MM LENGTH = 28.0CM REUSABLE
23137 | 4229680172800 | RETRACTOR VAGINAL DOYEN STAINLESS STEEL TIP SIZE: 115.0MM X 60.0MM REUSABLE
23138 | 4229680172900 | RETRACTOR VAGINAL DOYEN STAINLESS STEEL TIP SIZE: 120.0MM X 47.0MM REUSABLE
23139 | 4229680173000 | RETRACTOR VAGINAL DOYEN STAINLESS STEEL TIP SIZE: 66.0MM X 47.0MM REUSABLE
23140 | 4229680173100 | RETRACTOR VAGINAL DOYEN STAINLESS STEEL TIP SIZE: 85.0MM X 60.0MM REUSABLE
23141 | 4229680173200 | RETRACTOR VAGINAL DOYEN STAINLESS STEEL TIP SIZE: 88.0MM X 35.0MM REUSABLE
23142 | 4229680173300 | RETRACTOR VAGINAL DOYEN STAINLESS STEEL TIP SIZE: 95.0MM X 47.0MM REUSABLE
23143 | 4229680173400 | BOWL ROUND METAL DIAMETER = 260.0MM HEIGHT: 130.0MM CAPACITY: 4.5L REUSABLE
23144 | 4229680173500 | SCISSORS OPERATING KELLY/STRAIGHT STAINLESS STEEL LENGTH = 16.0CM REUSABLE
23145 | 4229680173600 | SCISSORS DISSECTING MAYO-STILLE/STRAIGHT STAINLESS STEEL LENGTH = 19.5CM REUSABLE
23146 | 4229680173700 | SCREW MYOMA FIBROIDS EXTRACTION DOYEN/SPIRAL DIAMETER = 15.0MM LENGTH = 17.0CM REUSABLE
23147 | 4229680173800 | SCREW MYOMA FIBROIDS EXTRACTION DOYEN/SPIRAL DIAMETER = 20.0MM LENGTH = 15.0CM REUSABLE
23148 | 4229680173900 | CURETTE ASPIRATING SPECIMEN STANDARD STEEL 18/8 MARTINIT/STAINLESS CONDITION: ANTIMAGNETIC/ACID-RESISTANT DIAMETER = 4.5MM LENGTH = 29.0CM GYNECOLOGIC AND OBSTETRIC SURGEONS/SUCTION UTERINE CONTENTS/TISSUES/AND DEBRIS VIA THE CERVIX DURING VACUUM ASPIRATION PROCEDURES REUSABLE
23149 | 4229680174000 | TUBE SUCTION POOLE/STRAIGHT DIAMETER = 10.0MM LENGTH = 24.0CM REUSABLE
23150 | 4229680174100 | SCISSORS DISSECTING METZENBUM FINE/CURVED TUNGSTEN CARBIDE LENGTH = 26.0CM REUSABLE
23151 | 4229680174200 | NEEDLE HOLDER BOZEMANN/S-SHAPE TUNGSTEN CARBIDE LENGTH = 20.5CM REUSABLE
23152 | 4229680174300 | NEEDLE HOLDER BOZEMANN/S-SHAPE TUNGSTEN CARBIDE LENGTH = 24.0CM REUSABLE
23153 | 4229680174400 | NEEDLE HOLDER BOZEMANN/S-SHAPE TUNGSTEN CARBIDE LENGTH = 30.0CM REUSABLE
23154 | 4229680174600 | SCISSORS PARAMETRIUM CURVED TUNGSTEN CARBIDE LENGTH = 23.0CM REUSABLE
23155 | 4229680174700 | SCISSORS PARAMETRIUM STRAIGHT/CURVED TUNGSTEN CARBIDE LENGTH = 22.0CM REUSABLE
23156 | 4229680174800 | SCISSORS OPERATING MAYO/CURVED TUNGSTEN CARBIDE LENGTH = 23.0CM REUSABLE
23157 | 4229680174900 | SCISSORS SURGICAL UTERINE/SIMS/CURVED TUNGSTEN CARBIDE LENGTH = 23.0CM REUSABLE
23158 | 4229680175000 | FORCEPS GYNECOLOGICAL TENACULUM/MUSEUX STAINLESS STEEL LENGTH = 24.0CM TIP WIDTH= 7.0MM TEETH: 2X1 REUSABLE
23159 | 4229680175100 | FORCEPS SURGICAL TENACULUM/SCHROEDER STAINLESS STEEL LENGTH = 25.5CM TEETH: 1X0 REUSABLE
23160 | 4229680175200 | FORCEPS GYNECOLOGICAL TENACULUM/TEALE/CURVED STAINLESS STEEL LENGTH = 23.0CM TEETH: 4X4 REUSABLE
23161 | 4229680175300 | FORCEPS SURGICAL TENACULUM/STRAIGHT STAINLESS STEEL LENGTH = 26.5CM TEETH: 4X3 REUSABLE
23162 | 4229680175400 | FORCEPS SURGICAL TENACULUM/STRAIGHT STAINLESS STEEL LENGTH = 25.5CM TEETH: 2X1 REUSABLE
23163 | 4229680175500 | FORCEPS TISSUE STRAIGHT STAINLESS STEEL LENGTH = 10.0CM TEETH: 1X1 REUSABLE
23164 | 4229680175600 | FORCEPS TISSUE STANDARD STAINLESS STEEL LENGTH = 20.5CM TEETH: 2X2 REUSABLE
23165 | 4229680175700 | FORCEPS TISSUE SLIM/DUVAL STAINLESS STEEL LENGTH = 20.5CM REUSABLE
23166 | 4229680175800 | FORCEPS TOWEL BERNHARD/STRAIGHT STAINLESS STEEL LENGTH = 16.5CM REUSABLE
23167 | 4229680175900 | CLAMP UMBILICAL CORD COLLIN TITANIUM LENGTH = 8.5CM REUSABLE
23168 | 4229680176100 | SCISSORS SURGICAL UMBILICAL/BUSCH/SERRATED STAINLESS STEEL LENGTH = 16.0CM REUSABLE
23169 | 4229680176200 | CURETTE UTERINE SAMPLE COLLECTION BLUNT/RIGID STAINLESS STEEL BLADE SIZE: 11.0MM LENGTH = 31.0CM REMOVE CONCEPTION PRODUCTS FROM THE UTERINE CAVITY REUSABLE
23170 | 4229680176300 | CURETTE UTERINE SAMPLE COLLECTION SHARP/RIGID STAINLESS STEEL BLADE SIZE: 12.0MM LENGTH = 31.5CM REMOVE ENDOMETRIAL TISSUE FOR DIAGNOSTIC PURPOSES REUSABLE
23171 | 4229680176400 | CURETTE UTERINE SAMPLE COLLECTION BLUNT/RIGID STAINLESS STEEL BLADE SIZE: 14.0MM LENGTH = 31.0CM REMOVE CONCEPTION PRODUCTS FROM THE UTERINE CAVITY REUSABLE
23172 | 4229680176500 | CURETTE UTERINE SAMPLE COLLECTION SHARP/RIGID STAINLESS STEEL BLADE SIZE: 15.0MM LENGTH = 32.0CM REMOVE ENDOMETRIAL TISSUE FOR DIAGNOSTIC PURPOSES REUSABLE
23173 | 4229680176600 | CURETTE UTERINE SAMPLE COLLECTION BLUNT/RIGID STAINLESS STEEL BLADE SIZE: 16.0MM LENGTH = 31.0CM REMOVE CONCEPTION PRODUCTS FROM THE UTERINE CAVITY REUSABLE
23174 | 4229680176700 | CURETTE UTERINE SAMPLE COLLECTION BLUNT/MALLEABLE STAINLESS STEEL BLADE SIZE: 25.0MM LENGTH = 33.5CM REMOVE CONCEPTION PRODUCTS FROM THE UTERINE CAVITY REUSABLE
23175 | 4229680176800 | CURETTE UTERINE SAMPLE COLLECTION BLUNT/MALLEABLE STAINLESS STEEL BLADE SIZE: 30.0MM LENGTH = 34.0CM REMOVE CONCEPTION PRODUCTS FROM THE UTERINE CAVITY REUSABLE
23176 | 4229680176900 | CURETTE UTERINE SAMPLE COLLECTION BLUNT/RIGID STAINLESS STEEL BLADE SIZE: 35.0MM LENGTH = 34.5CM REMOVE CONCEPTION PRODUCTS FROM THE UTERINE CAVITY REUSABLE
23177 | 4229680177000 | CURETTE UTERINE SAMPLE COLLECTION BLUNT/RIGID STAINLESS STEEL BLADE SIZE: 6.0MM LENGTH = 30.5CM REMOVE CONCEPTION PRODUCTS FROM THE UTERINE CAVITY REUSABLE
23178 | 4229680177100 | CURETTE UTERINE SAMPLE COLLECTION SHARP/RIGID STAINLESS STEEL BLADE SIZE: 6.0MM LENGTH = 30.5CM REMOVE ENDOMETRIAL TISSUE FOR DIAGNOSTIC PURPOSES REUSABLE
23179 | 4229680177200 | CURETTE UTERINE SAMPLE COLLECTION SHARP/RIGID STAINLESS STEEL BLADE SIZE: 8.0MM LENGTH = 30.5CM REMOVE ENDOMETRIAL TISSUE FOR DIAGNOSTIC PURPOSES REUSABLE
23180 | 4229680177300 | CURETTE UTERINE SAMPLE COLLECTION SHARP/RIGID STAINLESS STEEL BLADE SIZE: 9.0MM LENGTH = 31.0CM REMOVE ENDOMETRIAL TISSUE FOR DIAGNOSTIC PURPOSES REUSABLE
23181 | 4229680177400 | FORCEPS GYNECOLOGICAL UTERINE POLYPUS/HEYWOOD-SMITH STAINLESS STEEL LENGTH = 26.0CM REUSABLE
23182 | 4229680177500 | DILATOR UTERINE HEGAR LENGTH = 18.5CM TIP DIAMETER = 1.0MM REUSABLE
23183 | 4229680177600 | DILATOR UTERINE HEGAR LENGTH = 18.5CM TIP DIAMETER = 10.0MM REUSABLE
23184 | 4229680177700 | DILATOR UTERINE HEGAR LENGTH = 18.5CM TIP DIAMETER = 10.5MM REUSABLE
23185 | 4229680177800 | DILATOR UTERINE HEGAR LENGTH = 18.5CM TIP DIAMETER = 11.0MM REUSABLE
23186 | 4229680177900 | DILATOR UTERINE HEGAR LENGTH = 18.5CM TIP DIAMETER = 11.5MM REUSABLE
23187 | 4229680178000 | DILATOR UTERINE HEGAR LENGTH = 18.5CM TIP DIAMETER = 12.0MM REUSABLE
23188 | 4229680178100 | DILATOR UTERINE HEGAR LENGTH = 18.5CM TIP DIAMETER = 12.5MM REUSABLE
23189 | 4229680178200 | DILATOR UTERINE HEGAR LENGTH = 18.5CM TIP DIAMETER = 13.0MM REUSABLE
23190 | 4229680178300 | DILATOR UTERINE HEGAR LENGTH = 18.5CM TIP DIAMETER = 13.5MM REUSABLE
23191 | 4229680178400 | DILATOR UTERINE HEGAR LENGTH = 18.5CM TIP DIAMETER = 14.0MM REUSABLE
23192 | 4229680178500 | DILATOR UTERINE HEGAR LENGTH = 18.5CM TIP DIAMETER = 14.5MM REUSABLE
23193 | 4229680178600 | DILATOR UTERINE HEGAR LENGTH = 18.5CM TIP DIAMETER = 15.0MM REUSABLE
23194 | 4229680178700 | DILATOR UTERINE HEGAR LENGTH = 18.5CM TIP DIAMETER = 15.5MM REUSABLE
23195 | 4229680178800 | DILATOR UTERINE HEGAR LENGTH = 18.5CM TIP DIAMETER = 16.0MM REUSABLE
23196 | 4229680178900 | DILATOR UTERINE HEGAR LENGTH = 18.5CM TIP DIAMETER = 16.5MM REUSABLE
23197 | 4229680179000 | DILATOR UTERINE HEGAR LENGTH = 18.5CM TIP DIAMETER = 17.0MM REUSABLE
23198 | 4229680179100 | DILATOR UTERINE HEGAR LENGTH = 18.5CM TIP DIAMETER = 17.5MM REUSABLE
23199 | 4229680179200 | DILATOR UTERINE HEGAR LENGTH = 18.5CM TIP DIAMETER = 18.0MM REUSABLE
23200 | 4229680179300 | DILATOR UTERINE HEGAR LENGTH = 18.5CM TIP DIAMETER = 2.0MM REUSABLE
23201 | 4229680179400 | DILATOR UTERINE HEGAR LENGTH = 18.5CM TIP DIAMETER = 3.0MM REUSABLE
23202 | 4229680179500 | DILATOR UTERINE HEGAR LENGTH = 18.5CM TIP DIAMETER = 3.5MM REUSABLE
23203 | 4229680179600 | DILATOR UTERINE HEGAR LENGTH = 18.5CM TIP DIAMETER = 4.0MM REUSABLE
23204 | 4229680179700 | DILATOR UTERINE HEGAR LENGTH = 18.5CM TIP DIAMETER = 4.5MM REUSABLE
23205 | 4229680179800 | DILATOR UTERINE HEGAR LENGTH = 18.5CM TIP DIAMETER = 5.0MM REUSABLE
23206 | 4229680179900 | DILATOR UTERINE HEGAR LENGTH = 18.5CM TIP DIAMETER = 5.5MM REUSABLE
23207 | 4229680180000 | DILATOR UTERINE HEGAR LENGTH = 18.5CM TIP DIAMETER = 6.0MM REUSABLE
23208 | 4229680180100 | DILATOR UTERINE HEGAR LENGTH = 18.5CM TIP DIAMETER = 6.5MM REUSABLE
23209 | 4229680180200 | DILATOR UTERINE HEGAR LENGTH = 18.5CM TIP DIAMETER = 7.0MM REUSABLE
23210 | 4229680180300 | DILATOR UTERINE HEGAR LENGTH = 18.5CM TIP DIAMETER = 7.5MM REUSABLE
23211 | 4229680180400 | DILATOR UTERINE HEGAR LENGTH = 18.5CM TIP DIAMETER = 8.0MM REUSABLE
23212 | 4229680180500 | DILATOR UTERINE HEGAR LENGTH = 18.5CM TIP DIAMETER = 8.5MM REUSABLE
23213 | 4229680180600 | DILATOR UTERINE HEGAR LENGTH = 18.5CM TIP DIAMETER = 9.0MM REUSABLE
23214 | 4229680180700 | DILATOR UTERINE HEGAR LENGTH = 18.5CM TIP DIAMETER = 9.5MM REUSABLE
23215 | 4229680180800 | FORCEPS GYNECOLOGICAL UTERINE ELEVATING/COLLIN STAINLESS STEEL LENGTH = 26.0CM REUSABLE
23216 | 4229680180900 | FORCEPS GYNECOLOGICAL UTERINE POLYPUS/KELLY STAINLESS STEEL LENGTH = 31.5CM REUSABLE
23217 | 4229680181000 | PROBE SURGICAL TISSUE MANIPULATION STAINLESS STEEL MALLEABLE/SIMS LENGTH = 33.0CM UTERINE REUSABLE
23218 | 4229680181100 | PROBE SURGICAL TISSUE MANIPULATION STAINLESS STEEL RIGID/SIMS LENGTH = 33.0CM UTERINE REUSABLE
23219 | 4229680181200 | SCOOP UTERINE SCHROEDER SIZE: 1 LENGTH = 30.0CM REUSABLE
23220 | 4229680181300 | SCOOP UTERINE SCHROEDER SIZE: 3 LENGTH = 30.0CM REUSABLE
23221 | 4229680181400 | RETRACTOR VAGINAL DOYEN STAINLESS STEEL TIP SIZE: 70.0MM X 30.0MM LENGTH = 25.0CM REUSABLE
23222 | 4229680181500 | RETRACTOR VAGINAL BREISKY STAINLESS STEEL TIP SIZE: 130.0MM X 20.0MM = REUSABLE
23223 | 4229680181600 | RETRACTOR VAGINAL BREISKY STAINLESS STEEL TIP SIZE: 130.0MM X 30.0MM REUSABLE
23224 | 4229680181700 | RETRACTOR VAGINAL BREISKY STAINLESS STEEL TIP SIZE: 130.0MM X 35.0MM REUSABLE
23225 | 4229680181800 | RETRACTOR VAGINAL BREISKY STAINLESS STEEL TIP SIZE: 130.0MM X 40.0MM REUSABLE
23226 | 4229680181900 | RETRACTOR VAGINAL DOYEN STAINLESS STEEL TIP SIZE: 55.0MM X 60.0MM REUSABLE
23227 | 4229680182000 | RETRACTOR VAGINAL KRISTELLER STAINLESS STEEL TIP SIZE: 115.0MM X 23.0MM REUSABLE
23228 | 4229680182100 | RETRACTOR VAGINAL KRISTELLER STAINLESS STEEL TIP SIZE: 115.0MM X 32.0MM REUSABLE
23229 | 4229680182200 | RETRACTOR VAGINAL SCHERBAK/COMPLETE STAINLESS STEEL REUSABLE
23230 | 4229680182300 | SPECULUM VAGINAL DILATION AUVARD STAINLESS STEEL SIZE: 75.0MM X 43.0MM REUSABLE
23231 | 4229680182400 | SPECULUM VAGINAL DILATION CUSCO STAINLESS STEEL SIZE: 75.0MM X 18.0MM REUSABLE
23232 | 4229680182500 | SPECULUM VAGINAL DILATION CUSCO STAINLESS STEEL SIZE: 85.0MM X 37.0MM REUSABLE
23233 | 4229680182600 | SPECULUM VAGINAL DILATION GRAVE STAINLESS STEEL SIZE: 115.0MM X 35.0MM REUSABLE
23234 | 4229680182700 | SPECULUM VAGINAL DILATION GRAVE STAINLESS STEEL SIZE: 75.0MM X 20.0MM REUSABLE
23235 | 4229680182800 | SPECULUM VAGINAL DILATION GRAVE STAINLESS STEEL SIZE: 95.0MM X 35.0MM REUSABLE
23236 | 4229680182900 | SPECULUM VAGINAL DILATION KRISTELLER STAINLESS STEEL SIZE: 70.0MM X 27.0MM REUSABLE
23237 | 4229680183000 | SET VAGINAL SPECULUM DILATION KRISTELLER STAINLESS STEEL SIZE: 70.0MM X 27.0MM (PAIR) REUSABLE
23238 | 4229680183100 | SET VAGINAL SPECULUM DILATION KRISTELLER STAINLESS STEEL SIZE: 75.0MM X 30.0MM (PAIR) REUSABLE
23239 | 4229680183200 | SPECULUM VAGINAL DILATION SIMS STAINLESS STEEL SIZE: 70.0MM X 30.0MM/80.0MM X 35.0MM REUSABLE
23240 | 4229680183300 | APPROXIMATOR BLOOD CLAMPING/NERVE APPROXIMATION DEEP AREAS REUSABLE
23241 | 4229680183400 | APPROXIMATOR BLOOD CLAMPING/NERVE APPROXIMATION BIEMER-MUELLER/ANGLED LENGTH = 9.0MM REUSABLE
23242 | 4229680183500 | APPROXIMATOR BLOOD CLAMPING/NERVE APPROXIMATION BIEMER-MUELLER/STRAIGHT REUSABLE
23243 | 4229680183600 | SCISSORS DRESSING BANDAGE/LISTER STAINLESS STEEL LENGTH = 18.5CM REUSABLE
23244 | 4229680183700 | SCISSORS DRESSING BANDAGE/LISTER STAINLESS STEEL LENGTH = 20.0CM REUSABLE
23245 | 4229680183800 | CURETTE BONE SAMPLE COLLECTION VOLKMANN/OVAL/NO.00 STAINLESS STEEL LENGTH = 17.0CM BONE SURGERY AND TRAUMATOLOGY REUSABLE
23246 | 4229680183900 | CURETTE BONE SAMPLE COLLECTION VOLKMANN/OVAL/NO.3 STAINLESS STEEL LENGTH = 17.0CM SCRAPE AND DEBULK BONE GROWTHS AND FIBROUS TISSUES REUSABLE
23247 | 4229680184000 | FORCEPS BONE CUTTING BOEHLER/CURVED STAINLESS STEEL LENGTH = 14.5CM REUSABLE
23248 | 4229680184100 | FORCEPS BONE HOLDING WITH THREAD LOCK STAINLESS STEEL LENGTH = 15.0CM REUSABLE
23249 | 4229680184200 | FORCEPS BONE HOLDING CURVED STAINLESS STEEL LENGTH = 14.5CM REUSABLE
23250 | 4229680184300 | FORCEPS BONE HOLDING VERBRUGGE STAINLESS STEEL LENGTH = 17.5CM REUSABLE
23251 | 4229680184400 | LEVER BONE DRILLING MINI-HOHMANN BLADE SIZE: 6.0MM LENGTH = 16.0CM REUSABLE
23252 | 4229680184500 | LEVER BONE DRILLING MINI-HOHMANN BLADE SIZE: 8.0MM LENGTH = 16.0CM REUSABLE
23253 | 4229680184600 | LEVER BONE DRILLING STRONGLY CURVED BLADE SIZE: 6.0MM LENGTH = 15.0CM REUSABLE
23254 | 4229680184700 | RONGEUR BONE GOUGING OUT BOEHLER/CURVED STAINLESS STEEL LENGTH = 15.0CM REUSABLE
23255 | 4229680184900 | RONGEUR BONE GOUGING OUT STELLBRINK/CURVED STAINLESS STEEL REUSABLE
23256 | 4229680185000 | PROBE SURGICAL FISTULA IDENTIFICATION/DILATION MALLEABLE/BOWMAN STAINLESS STEEL CONDITION: STERILE SIZE: 00/0 LACRIMAL REUSABLE
23257 | 4229680185100 | PROBE SURGICAL FISTULA IDENTIFICATION/DILATION MALLEABLE/BOWMAN STAINLESS STEEL CONDITION: STERILE SIZE: 1/2 LACRIMAL REUSABLE
23258 | 4229680185200 | FORCEPS CLIP APPLYING WITH LOCK STAINLESS STEEL LENGTH = 14.5CM REUSABLE
23259 | 4229680185400 | FORCEPS DILATING ANGLED 10 DEGREE STAINLESS STEEL LENGTH = 11.0CM TIP SIZE: 5.0MM X 0.3MM REUSABLE
23260 | 4229680185500 | FORCEPS DISSECTING BABY-ADSON/CURVED STAINLESS STEEL LENGTH = 14.5CM REUSABLE
23261 | 4229680185600 | FORCEPS DISSECTING GILLIES STAINLESS STEEL LENGTH = 15.5CM TEETH: 1X1 REUSABLE
23262 | 4229680185700 | SCISSORS DISSECTING KILNER/CURVED STAINLESS STEEL LENGTH = 15.0CM REUSABLE
23263 | 4229680185800 | PROBE SURGICAL TISSUE MANIPULATION STAINLESS STEEL TENDON DRAWING/BUNNELL/MALLEABLE LENGTH = 23.0CM REUSABLE
23264 | 4229680185900 | FORCEPS DRESSING MICRO ADSON/SERRATED STAINLESS STEEL LENGTH = 15.0CM REUSABLE
23265 | 4229680186000 | FORCEPS DRESSING MINI ADSON/SERRATED STAINLESS STEEL LENGTH = 12.0CM REUSABLE
23266 | 4229680186100 | ELEVATOR SURGICAL WILLIGER STAINLESS STEEL DIAMETER = 4.0MM LENGTH = 16.0CM REUSABLE
23267 | 4229680186200 | HOOKLET FACE LIFT FIXATION/TRACTION KAYE/4 PRONGS LENGTH = 13.0CM REUSABLE
23268 | 4229680186500 | FORCEPS HEMOSTATIC MICRO-MOSQUITO/STRAIGHT STAINLESS STEEL LENGTH = 12.0CM REUSABLE
23269 | 4229680186600 | FORCEPS HEMOSTATIC LERICHE/STRAIGHT STAINLESS STEEL LENGTH = 15.5CM TEETH: 1X1 REUSABLE
23270 | 4229680186700 | FORCEPS TISSUE MINI ADSON STAINLESS STEEL LENGTH = 12.0CM TEETH: 1X1 REUSABLE
23271 | 4229680186800 | FORCEPS DISSECTING MIXTER-BABY/STRAIGHT/CURVED STAINLESS STEEL LENGTH = 13.0CM REUSABLE
23272 | 4229680186900 | FORCEPS HEMOSTATIC PEAN/DELICATE/CURVED STAINLESS STEEL LENGTH = 14.0CM REUSABLE
23273 | 4229680187000 | GOUGE BONE SURGERY PARTSCH LENGTH = 13.5CM TIP WIDTH= 4.0MM REUSABLE
23274 | 4229680187100 | GOUGE BONE SURGERY PARTSCH LENGTH = 13.5CM TIP WIDTH= 6.0MM REUSABLE
23275 | 4229680187200 | GROOVED DIRECTOR BUTTON ENDED STAINLESS STEEL LENGTH = 13.0CM REUSABLE
23276 | 4229680187300 | FORCEPS HEMOSTATIC LERICHE/CURVED STAINLESS STEEL LENGTH = 15.0CM REUSABLE
23277 | 4229680187500 | HOOKLET WOUND FIXATION/TRACTION BLUNT/2 PRONGS LENGTH = 16.5CM REUSABLE
23278 | 4229680187600 | HOOKLET WOUND FIXATION/TRACTION BLUNT/3 PRONGS LENGTH = 16.5CM REUSABLE
23279 | 4229680187700 | HOOKLET WOUND FIXATION/TRACTION BLUNT/4 PRONGS LENGTH = 16.5CM REUSABLE
23280 | 4229680187800 | HOOKLET ABDOMINAL FIXATION/TRACTION DESMARRES TIP SIZE: 14.0MM LENGTH = 16.0CM REUSABLE
23281 | 4229680187900 | HOOKLET ABDOMINAL FIXATION/TRACTION DESMARRES TIP SIZE: 16.0MM LENGTH = 16.0CM REUSABLE
23282 | 4229680188000 | HOOKLET ABDOMINAL FIXATION/TRACTION DESMARRES TIP SIZE: 8.0MM LENGTH = 16.0CM REUSABLE
23283 | 4229680188100 | HOOKLET WOUND FIXATION/TRACTION GUTHRIE/SHARP/2 PRONGS LENGTH = 16.0CM REUSABLE
23284 | 4229680188200 | RETRACTOR ABDOMINAL FIXATION/TRACTION SENN GREEN TIP SIZE: 10.0MM X 6.0MM LENGTH = 16.0CM REUSABLE
23285 | 4229680188300 | RETRACTOR ABDOMINAL FIXATION/TRACTION SENN GREEN TIP SIZE: 20.0MM X 6.0MM LENGTH = 16.0CM REUSABLE
23286 | 4229680188400 | HOOKLET LAPAROTOMY FIXATION/TRACTION SHARP/1 PRONG LENGTH = 16.5CM REUSABLE
23287 | 4229680188500 | HOOKLET LAPAROTOMY FIXATION/TRACTION SHARP/2 PRONGS LENGTH = 16.5CM REUSABLE
23288 | 4229680188600 | HOOKLET LAPAROTOMY FIXATION/TRACTION SHARP/3 PRONGS LENGTH = 16.5CM REUSABLE
23289 | 4229680188700 | HOOKLET LAPAROTOMY FIXATION/TRACTION SHARP/4 PRONGS LENGTH = 16.5CM REUSABLE
23290 | 4229680188800 | SCISSORS IRIS CURVED SHARP / SHARP SIZE: 115MM 4-1/2" REUSABLE
23291 | 4229680188900 | SCISSORS SURGICAL IRIS/SHARP-SHARP/STRAIGHT STAINLESS STEEL LENGTH = 10.5CM REUSABLE
23292 | 4229680189200 | CURETTE BONE SMOOTHING VOLKMANN/OVAL/NO.0000 LENGTH = 17.0CM REUSABLE
23293 | 4229680189300 | MALLET HAMMERING VICKERS WEIGHT: 185.0GM LENGTH = 19CM REUSABLE
23294 | 4229680189500 | FORCEPS MICRO STRAIGHT STAINLESS STEEL LENGTH = 13.5CM TIP WIDTH= 0.3MM REUSABLE
23295 | 4229680189600 | FORCEPS MICRO STRAIGHT STAINLESS STEEL LENGTH = 15.0CM TIP SIZE: 6.0MM X 0.4MM REUSABLE
23296 | 4229680189700 | FORCEPS MICRO STRAIGHT STAINLESS STEEL LENGTH = 15.0CM TIP SIZE: 6.0MM X 0.3MM REUSABLE
23297 | 4229680189800 | NEEDLE HOLDER MICRO/CURVED/WITH LOCK STAINLESS STEEL LENGTH = 15.0CM REUSABLE
23298 | 4229680189900 | SCISSORS MICRO SHARP-SHARP/STRAIGHT STAINLESS STEEL LENGTH = 15.0CM REUSABLE
23299 | 4229680190100 | PROBE SURGICAL TISSUE MANIPULATION STAINLESS STEEL MYRTLE LEAF DIAMETER = 2.0MM LENGTH = 14.5CM REUSABLE
23300 | 4229680190200 | FORCEPS EXTRACTING RADOLF STAINLESS STEEL LENGTH = 13.5CM NAIL EXTRACTION REUSABLE
23301 | 4229680190300 | OSTEOTOME BONE CUTTING MINI-LAMBOTTE BLADE WIDTH= 10.0MM LENGTH = 12.5CM REUSABLE
23302 | 4229680190400 | OSTEOTOME BONE CUTTING MINI-LAMBOTTE BLADE WIDTH= 12.0MM LENGTH = 12.5CM REUSABLE
23303 | 4229680190500 | OSTEOTOME BONE CUTTING MINI-LAMBOTTE BLADE WIDTH= 15.0MM LENGTH = 12.5CM REUSABLE
23304 | 4229680190600 | OSTEOTOME BONE CUTTING MINI-LAMBOTTE BLADE WIDTH= 4.0MM LENGTH = 12.5CM REUSABLE
23305 | 4229680190700 | OSTEOTOME BONE CUTTING MINI-LAMBOTTE BLADE WIDTH= 6.0MM LENGTH = 12.5CM REUSABLE
23306 | 4229680190800 | OSTEOTOME BONE CUTTING MINI-LAMBOTTE BLADE WIDTH= 8.0MM LENGTH = 12.5CM REUSABLE
23307 | 4229680190900 | LEVER PHALANGEAL DRILLING LENGTH = 16.0CM REUSABLE
23308 | 4229680191000 | PROBE SURGICAL TISSUE MANIPULATION STAINLESS STEEL BUTTON END DIAMETER = 1.5MM LENGTH = 16.0CM REUSABLE
23309 | 4229680191100 | RASPATORY SCRAPING KAHRE-WILLIGER/CURVED BLADE SIZE: 4.0MM REUSABLE
23310 | 4229680191200 | RASPATORY SCRAPING KAHRE-WILLIGER/CURVED BLADE SIZE: 5.0MM REUSABLE
23311 | 4229680191300 | RASPATORY SCRAPING STRAIGHT/ROUND BLADE SIZE: 6.0MM LENGTH = 12.5CM REUSABLE
23312 | 4229680191400 | RASPATORY SCRAPING WILLIGER/CURVED BLADE SIZE: 5.0MM LENGTH = 16.0CM REUSABLE
23313 | 4229680191500 | REAMER AWL CUTTING SQUARE LENGTH = 13.0CM REUSABLE
23314 | 4229680191600 | FORCEPS REPOSITION LONG RATCHET STAINLESS STEEL LENGTH = 15.0CM REUSABLE
23315 | 4229680191700 | FORCEPS REPOSITION SMALL STAINLESS STEEL LENGTH = 9.0CM REUSABLE
23316 | 4229680191900 | RULER MEASURING MM/INCH LENGTH = 15.0CM REUSABLE
23317 | 4229680192000 | HANDLE SCALPEL SOLID/SHORT/NO.7K REUSABLE
23318 | 4229680192100 | SCISSORS DISSECTING JAMESON/CURVED STAINLESS STEEL LENGTH = 15.5CM REUSABLE
23319 | 4229680192200 | SCISSORS DISSECTING SYSTRUNK/CURVED STAINLESS STEEL LENGTH = 13.0CM REUSABLE
23320 | 4229680192300 | ELEVATOR SEPTUM HALLE STAINLESS STEEL DIAMETER = 3.5MM LENGTH = 16.0CM REUSABLE
23321 | 4229680192400 | ELEVATOR SEPTUM JOSEPH STAINLESS STEEL DIAMETER = 4.0MM LENGTH = 16.5CM REUSABLE
23322 | 4229680192500 | MAT PIN INSTRUMENT PROTECTION NUB/FLEXIBLE/AUTOCLAVABLE SILICONE SIZE: 234.0MM X 244.0MM WASHER DISINFECTOR REUSABLE
23323 | 4229680192600 | FORCEPS SPLINTER STIEGLITZ/CURVED STAINLESS STEEL LENGTH = 13.5CM REUSABLE
23324 | 4229680192700 | TAMPER BONE COMPACTION METAL DIAMETER = 3.0MM LENGTH = 15.5CM REUSABLE
23325 | 4229680192800 | TAMPER BONE COMPACTION METAL DIAMETER = 5.0MM LENGTH = 15.5CM REUSABLE
23326 | 4229680192900 | SCISSORS SURGICAL IRIS/SHARP-SHARP/CURVED TUNGSTEN CARBIDE LENGTH = 11.5CM REUSABLE
23327 | 4229680193000 | SCISSORS LIGATURE METZENBAUM CURVED/ SERRATED TUNGSTEN CARBIDE LENGTH = 14.5CM REUSABLE
23328 | 4229680193100 | RASPATORY NASAL SCRAPING TC-GOLD/FOMON/NO.9/10 LENGTH = 20.5CM REUSABLE
23329 | 4229680193200 | NEEDLE HOLDER HALSEY TUNGSTEN CARBIDE LENGTH = 13.0CM REUSABLE
23330 | 4229680193400 | NEEDLE HOLDER WEBSTER/SMOOTH TUNGSTEN CARBIDE LENGTH = 13.0CM REUSABLE
23331 | 4229680193500 | SCISSORS MICRO STELLA-S/CURVED/SERRATED TUNGSTEN CARBIDE LENGTH = 18.0CM REUSABLE
23332 | 4229680193600 | FORCEPS TENDON PULLING BRAND STAINLESS STEEL LENGTH = 15.0CM REUSABLE
23333 | 4229680193700 | FORCEPS TENDON PULLING BRAND STAINLESS STEEL LENGTH = 19.0CM REUSABLE
23334 | 4229680193800 | FORCEPS TENDON SEIZING KLEINERT-KUTZ STAINLESS STEEL LENGTH = 21.0CM REUSABLE
23335 | 4229680193900 | FORCEPS TENDON SEIZING STANDARD STAINLESS STEEL LENGTH = 11.5CM REUSABLE
23336 | 4229680194000 | FORCEPS TENDON SEIZING CURVED STAINLESS STEEL LENGTH = 11.5CM REUSABLE
23337 | 4229680194100 | FORCEPS TENDON SEIZING STEINMANN STAINLESS STEEL LENGTH = 16.0CM REUSABLE
23338 | 4229680194200 | STRIPPER TENDON FLEXIBLE STAINLESS STEEL INNER DIAMETER = 4.0MM LENGTH = 23.0CM REUSABLE
23339 | 4229680194300 | STRIPPER TENDON FLEXIBLE STAINLESS STEEL INNER DIAMETER = 4.5MM LENGTH = 23.0CM REUSABLE
23340 | 4229680194400 | STRIPPER TENDON FLEXIBLE STAINLESS STEEL INNER DIAMETER = 5.5MM LENGTH = 23.0CM REUSABLE
23341 | 4229680194500 | FORCEPS TENDON WEAVING CURVED STAINLESS STEEL LENGTH = 15.0CM REUSABLE
23342 | 4229680194600 | FORCEPS TENDON WEAVING STRAIGHT STAINLESS STEEL LENGTH = 15.0CM REUSABLE
23343 | 4229680194700 | FORCEPS TOWEL BACKHAUS/SHARP STAINLESS STEEL LENGTH = 9.0CM REUSABLE
23344 | 4229680194800 | CLIP VASCULAR BIEMER STAINLESS STEEL DIAMETER = 6.0MM REUSABLE
23345 | 4229680194900 | CLIP VASCULAR BIEMER STAINLESS STEEL DIAMETER = 9.0MM REUSABLE
23346 | 4229680195000 | CLIP VASCULAR BIEMER/SLIM STAINLESS STEEL DIAMETER = 9.0MM REUSABLE
23347 | 4229680195100 | SPREADER WOUND SHARP/2X3TEETH LENGTH = 11.0CM REUSABLE
23348 | 4229680195200 | FORCEPS CLIP APPLYING RANEY CLIPS STAINLESS STEEL LENGTH = AS PER MANUFACTURER REUSABLE
23349 | 4229680195400 | CABLE CONNECTION BIPOLAR/COAX SIZE: SMALL LENGTH = 3.0M REUSABLE
23350 | 4229680195500 | CABLE CONNECTION BIPOLAR/COAX SIZE: SMALL LENGTH = 5.0M REUSABLE
23351 | 4229680195600 | BLADE RETRACTOR CASPAR SIZE: 20.0 MM X 35.0MM LUMBAR COLUMN REUSABLE
23352 | 4229680195700 | BLADE RETRACTOR CASPAR SIZE: 20.0 MM X 40.0MM LUMBAR COLUMN REUSABLE
23353 | 4229680195800 | BLADE RETRACTOR CASPAR SIZE: 20.0 MM X 45.0MM LUMBAR COLUMN REUSABLE
23354 | 4229680195900 | BLADE RETRACTOR CASPAR SIZE: 20.0 MM X 55.0MM LUMBAR COLUMN REUSABLE
23355 | 4229680196000 | BLADE RETRACTOR CASPAR SIZE: 20.0 MM X 65.0MM LUMBAR COLUMN REUSABLE
23356 | 4229680196100 | BLADE RETRACTOR CASPAR SIZE: 40.0 MM X 35.0MM LUMBAR COLUMN REUSABLE
23357 | 4229680196200 | BLADE RETRACTOR CASPAR SIZE: 40.0 MM X 40.0MM LUMBAR COLUMN REUSABLE
23358 | 4229680196300 | BLADE RETRACTOR CASPAR SIZE: 40.0 MM X 45.0MM LUMBAR COLUMN REUSABLE
23359 | 4229680196400 | BLADE RETRACTOR CASPAR SIZE: 40.0 MM X 55.0MM LUMBAR COLUMN REUSABLE
23360 | 4229680196500 | BLADE RETRACTOR CASPAR SIZE: 40.0 MM X 65.0MM LUMBAR COLUMN REUSABLE
23361 | 4229680196600 | BLADE RETRACTOR CASPAR SIZE: 40.0 MM X 75.0MM LUMBAR COLUMN REUSABLE
23362 | 4229680196700 | BLADE RETRACTOR CASPAR SIZE: 60.0 MM X 35.0MM LUMBAR COLUMN REUSABLE
23363 | 4229680196800 | BLADE RETRACTOR CASPAR SIZE: 60.0 MM X 40.0MM LUMBAR COLUMN REUSABLE
23364 | 4229680196900 | BLADE RETRACTOR CASPAR SIZE: 60.0 MM X 45.0MM LUMBAR COLUMN REUSABLE
23365 | 4229680197000 | BLADE RETRACTOR CASPAR SIZE: 60.0 MM X 55.0MM LUMBAR COLUMN REUSABLE
23366 | 4229680197100 | BLADE RETRACTOR CASPAR SIZE: 60.0 MM X 65.0MM LUMBAR COLUMN REUSABLE
23367 | 4229680197200 | BLADE RETRACTOR CASPAR SIZE: 60.0 MM X 75.0MM LUMBAR COLUMN REUSABLE
23368 | 4229680197300 | BLADE RETRACTOR CASPAR SIZE: 60.0 MM X 85.0MM LUMBAR COLUMN REUSABLE
23369 | 4229680197400 | BLADE RETRACTOR LATERAL SIZE: 3.5CM LUMBAR DISCECTOMY REUSABLE
23370 | 4229680197500 | BLADE RETRACTOR LATERAL SIZE: 4.0CM LUMBAR DISCECTOMY REUSABLE
23371 | 4229680197600 | BLADE RETRACTOR LATERAL SIZE: 4.5CM LUMBAR DISCECTOMY REUSABLE
23372 | 4229680197700 | BLADE RETRACTOR LATERAL SIZE: 5.0CM LUMBAR DISCECTOMY REUSABLE
23373 | 4229680197800 | BLADE RETRACTOR LATERAL SIZE: 5.5CM LUMBAR DISCECTOMY REUSABLE
23374 | 4229680197900 | BLADE RETRACTOR LATERAL SIZE: 6.0CM LUMBAR DISCECTOMY REUSABLE
23375 | 4229680198000 | BLADE RETRACTOR LATERAL SIZE: 6.5CM LUMBAR DISCECTOMY REUSABLE
23376 | 4229680198100 | BLADE RETRACTOR LATERAL/8T SIZE: 24.0MM X 30.0MM CERVICAL VERTEBRAL COLUMN REUSABLE
23377 | 4229680198200 | BLADE RETRACTOR LATERAL/8T SIZE: 24.0MM X 35.0MM CERVICAL VERTEBRAL COLUMN REUSABLE
23378 | 4229680198300 | BLADE RETRACTOR LATERAL/8T SIZE: 24.0MM X 40.0MM CERVICAL VERTEBRAL COLUMN REUSABLE
23379 | 4229680198400 | BLADE RETRACTOR LATERAL/8T SIZE: 24.0MM X 45.0MM CERVICAL VERTEBRAL COLUMN REUSABLE
23380 | 4229680198500 | BLADE RETRACTOR LATERAL/8T SIZE: 24.0MM X 50.0MM CERVICAL VERTEBRAL COLUMN REUSABLE
23381 | 4229680198600 | BLADE RETRACTOR LATERAL/8T SIZE: 24.0MM X 55.0MM CERVICAL VERTEBRAL COLUMN REUSABLE
23382 | 4229680198700 | BLADE RETRACTOR LATERAL/8T SIZE: 24.0MM X 60.0MM CERVICAL VERTEBRAL COLUMN REUSABLE
23383 | 4229680198800 | BLADE RETRACTOR LATERAL/8T SIZE: 24.0MM X 65.0MM CERVICAL VERTEBRAL COLUMN REUSABLE
23384 | 4229680198900 | BLADE RETRACTOR LATERAL/8T SIZE: 24.0MM X 70.0MM CERVICAL VERTEBRAL COLUMN REUSABLE
23385 | 4229680199000 | BLADE RETRACTOR LONG/BLUNT SIZE: 19.0MM X 25.0MM CERVICAL VERTEBRAL COLUMN REUSABLE
23386 | 4229680199100 | BLADE RETRACTOR LONG/BLUNT SIZE: 19.0MM X 30.0MM CERVICAL VERTEBRAL COLUMN REUSABLE
23387 | 4229680199200 | BLADE RETRACTOR LONG/BLUNT SIZE: 19.0MM X 35.0MM CERVICAL VERTEBRAL COLUMN REUSABLE
23388 | 4229680199300 | BLADE RETRACTOR LONG/BLUNT SIZE: 19.0MM X 40.0MM CERVICAL VERTEBRAL COLUMN REUSABLE
23389 | 4229680199400 | BLADE RETRACTOR LONG/BLUNT SIZE: 19.0MM X 45.0MM CERVICAL VERTEBRAL COLUMN REUSABLE
23390 | 4229680199500 | BLADE RETRACTOR LONG/BLUNT SIZE: 19.0MM X 50.0MM CERVICAL VERTEBRAL COLUMN REUSABLE
23391 | 4229680199600 | BLADE RETRACTOR LONG/BLUNT SIZE: 19.0MM X 55.0MM CERVICAL VERTEBRAL COLUMN REUSABLE
23392 | 4229680199700 | BLADE RETRACTOR LONG/BLUNT SIZE: 19.0MM X 60.0MM CERVICAL VERTEBRAL COLUMN REUSABLE
23393 | 4229680199800 | BLADE RETRACTOR LONG/BLUNT SIZE: 24.0MM X 35.0MM CERVICAL VERTEBRAL COLUMN REUSABLE
23394 | 4229680199900 | BLADE RETRACTOR LONG/BLUNT SIZE: 24.0MM X 40.0MM CERVICAL VERTEBRAL COLUMN REUSABLE
23395 | 4229680200000 | BLADE RETRACTOR LONG/BLUNT SIZE: 24.0MM X 45.0MM CERVICAL VERTEBRAL COLUMN REUSABLE
23396 | 4229680200100 | BLADE RETRACTOR LONG/BLUNT SIZE: 24.0MM X 50.0MM CERVICAL VERTEBRAL COLUMN REUSABLE
23397 | 4229680200200 | BLADE RETRACTOR LONG/BLUNT SIZE: 24.0MM X 55.0MM CERVICAL VERTEBRAL COLUMN REUSABLE
23398 | 4229680200300 | BLADE RETRACTOR LONG/BLUNT SIZE: 24.0MM X 60.0MM CERVICAL VERTEBRAL COLUMN REUSABLE
23399 | 4229680200400 | BLADE RETRACTOR LONG/BLUNT SIZE: 24.0MM X 65.0MM CERVICAL VERTEBRAL COLUMN REUSABLE
23400 | 4229680200500 | BLADE RETRACTOR LONG/BLUNT SIZE: 24.0MM X 70.0MM CERVICAL VERTEBRAL COLUMN REUSABLE
23401 | 4229680200600 | BLADE RETRACTOR LONG/BLUNT SIZE: 24.0MM X 75.0MM CERVICAL VERTEBRAL COLUMN REUSABLE
23402 | 4229680200700 | BLADE RETRACTOR MEDIAL/5T SIZE: 24.0MM X 30.0MM CERVICAL VERTEBRAL COLUMN REUSABLE
23403 | 4229680200800 | BLADE RETRACTOR MEDIAL/5T SIZE: 24.0MM X 35.0MM CERVICAL VERTEBRAL COLUMN REUSABLE
23404 | 4229680200900 | BLADE RETRACTOR MEDIAL/5T SIZE: 24.0MM X 40.0MM CERVICAL VERTEBRAL COLUMN REUSABLE
23405 | 4229680201000 | BLADE RETRACTOR MEDIAL/5T SIZE: 24.0MM X 45.0MM CERVICAL VERTEBRAL COLUMN REUSABLE
23406 | 4229680201100 | BLADE RETRACTOR MEDIAL/5T SIZE: 24.0MM X 50.0MM CERVICAL VERTEBRAL COLUMN REUSABLE
23407 | 4229680201200 | BLADE RETRACTOR MEDIAL/5T SIZE: 24.0MM X 55.0MM CERVICAL VERTEBRAL COLUMN REUSABLE
23408 | 4229680201300 | BLADE RETRACTOR MEDIAL/5T SIZE: 24.0MM X 60.0MM CERVICAL VERTEBRAL COLUMN REUSABLE
23409 | 4229680201400 | BLADE RETRACTOR MEDIAL/5T SIZE: 24.0MM X 65.0MM CERVICAL VERTEBRAL COLUMN REUSABLE
23410 | 4229680201500 | BLADE RETRACTOR MEDIAL/5T SIZE: 24.0MM X 70.0MM CERVICAL VERTEBRAL COLUMN REUSABLE
23411 | 4229680201600 | BLADE RETRACTOR MEDIAL-LATERAL/4T SIZE: 19.0MM X 25.0MM CERVICAL VERTEBRAL COLUMN REUSABLE
23412 | 4229680201700 | BLADE RETRACTOR MEDIAL-LATERAL/4T SIZE: 19.0MM X 30.0MM CERVICAL VERTEBRAL COLUMN REUSABLE
23413 | 4229680201800 | BLADE RETRACTOR MEDIAL-LATERAL/4T SIZE: 19.0MM X 35.0MM CERVICAL VERTEBRAL COLUMN REUSABLE
23414 | 4229680201900 | BLADE RETRACTOR MEDIAL-LATERAL/4T SIZE: 19.0MM X 40.0MM CERVICAL VERTEBRAL COLUMN REUSABLE
23415 | 4229680202000 | BLADE RETRACTOR MEDIAL-LATERAL/4T SIZE: 19.0MM X 45.0MM CERVICAL VERTEBRAL COLUMN REUSABLE
23416 | 4229680202100 | BLADE RETRACTOR MEDIAL-LATERAL/4T SIZE: 19.0MM X 50.0MM CERVICAL VERTEBRAL COLUMN REUSABLE
23417 | 4229680202200 | BLADE RETRACTOR MEDIAL-LATERAL/4T SIZE: 19.0MM X 55.0MM CERVICAL VERTEBRAL COLUMN REUSABLE
23418 | 4229680202300 | BLADE RETRACTOR MEDIAL-LATERAL/4T SIZE: 19.0MM X 60.0MM CERVICAL VERTEBRAL COLUMN REUSABLE
23419 | 4229680202400 | CURETTE BONE SAMPLE COLLECTION SCHEDE/OVAL/NO.00 STAINLESS STEEL LENGTH = 17.0CM CARVE AND REMOVE BONE THICKNESS/CARTILAGE AND OTHER ABNORMAL GROWTHS REUSABLE
23420 | 4229680202500 | CURETTE BONE SAMPLE COLLECTION SPRATT/OVAL/NO.00 STAINLESS STEEL LENGTH = 17.0CM DEBULK HARD TISSUES FROM NARROW SURGICAL SITES REUSABLE
23421 | 4229680202600 | CURETTE BONE SURGERY ANGLED DOWN/NO.0 STAINLESS STEEL LENGTH = 25.0CM GOUGE OUT ABNORMAL BONE GROWTHS AND OTHER HARD TISSUES REUSABLE
23422 | 4229680202700 | CURETTE BONE SURGERY ANGLED DOWN/NO.00 STAINLESS STEEL LENGTH = 25.0CM GOUGE OUT ABNORMAL BONE GROWTHS AND OTHER HARD TISSUES REUSABLE
23423 | 4229680202800 | CURETTE BONE SAMPLE COLLECTION ANGLED DOWN/NO.1 STAINLESS STEEL LENGTH = 25.0CM SCRAPE HARD TISSUES DURING ORTHOPEDIC SURGERY REUSABLE
23424 | 4229680202900 | CURETTE BONE SAMPLE COLLECTION BRUNS/OVAL/NO.2 STAINLESS STEEL LENGTH = 23.0CM CARVE AND REMOVE BONE THICKNESS/CARTILAGE AND OTHER ABNORMAL GROWTHS REUSABLE
23425 | 4229680203000 | CURETTE BONE SAMPLE COLLECTION DAUBENSPECK/NO.0 STAINLESS STEEL LENGTH = 17.0CM GOUGE OUT ABNORMAL BONE GROWTHS AND OTHER HARD TISSUES REUSABLE
23426 | 4229680203100 | CURETTE BONE SAMPLE COLLECTION DAUBENSPECK/NO.00 STAINLESS STEEL LENGTH = 17.0CM GOUGE OUT ABNORMAL BONE GROWTHS AND OTHER HARD TISSUES REUSABLE
23427 | 4229680203200 | CURETTE BONE SAMPLE COLLECTION DAUBENSPECK/NO.000 STAINLESS STEEL LENGTH = 17.0CM GOUGE OUT ABNORMAL BONE GROWTHS AND OTHER HARD TISSUES REUSABLE
23428 | 4229680203300 | CURETTE BONE SAMPLE COLLECTION DAUBENSPECK/NO.0000 STAINLESS STEEL LENGTH = 17.0CM GOUGE OUT ABNORMAL BONE GROWTHS AND OTHER HARD TISSUES REUSABLE
23429 | 4229680203400 | CURETTE BONE SAMPLE COLLECTION HALLE/MALLEABLE SHAFT/NO.1 STAINLESS STEEL LENGTH = 21.0CM SCRAPE HARD TISSUES DURING ORTHOPEDIC SURGERY REUSABLE
23430 | 4229680203500 | CURETTE BONE SAMPLE COLLECTION SIMON/OVAL/NO.2 STAINLESS STEEL LENGTH = 22.5CM CARVE AND REMOVE BONE THICKNESS/CARTILAGE AND OTHER ABNORMAL GROWTHS REUSABLE
23431 | 4229680203600 | CURETTE BONE SAMPLE COLLECTION SIMON/OVAL/NO.3 STAINLESS STEEL LENGTH = 22.5CM CARVE AND REMOVE BONE THICKNESS/CARTILAGE AND OTHER ABNORMAL GROWTHS REUSABLE
23432 | 4229680203700 | CURETTE BONE SAMPLE COLLECTION SIMON/OVAL/NO.4 STAINLESS STEEL LENGTH = 22.5CM CARVE AND REMOVE BONE THICKNESS/CARTILAGE AND OTHER ABNORMAL GROWTHS REUSABLE
23433 | 4229680203800 | CURETTE BONE SAMPLE COLLECTION SIMON/OVAL/NO.5 STAINLESS STEEL LENGTH = 22.5CM CARVE AND REMOVE BONE THICKNESS/CARTILAGE AND OTHER ABNORMAL GROWTHS REUSABLE
23434 | 4229680203900 | CURETTE BONE SAMPLE COLLECTION SIMON/OVAL/NO.6 STAINLESS STEEL LENGTH = 22.5CM CARVE AND REMOVE BONE THICKNESS/CARTILAGE AND OTHER ABNORMAL GROWTHS REUSABLE
23435 | 4229680204000 | CURETTE BONE SAMPLE COLLECTION SPRATT/OVAL/NO.1 STAINLESS STEEL LENGTH = 17.0CM DEBULK HARD TISSUES FROM NARROW SURGICAL SITES REUSABLE
23436 | 4229680204100 | CURETTE BONE SAMPLE COLLECTION VOLKMANN/NO.0 SILICONE LENGTH = 27.0CM CUTTING AND EXCISING BONE TISSUE REUSABLE
23437 | 4229680204200 | CURETTE BONE SAMPLE COLLECTION VOLKMANN/NO.1 SILICONE LENGTH = 27.0CM CUTTING AND EXCISING BONE TISSUE REUSABLE
23438 | 4229680204300 | CURETTE BONE SAMPLE COLLECTION VOLKMANN/NO.2 SILICONE LENGTH = 27.0CM CUTTING AND EXCISING BONE TISSUE REUSABLE
23439 | 4229680204400 | FORCEPS BONE CUTTING RUSKIN/CURVED STAINLESS STEEL LENGTH = 18.5CM REUSABLE
23440 | 4229680204500 | FORCEPS BONE HOLDING SLIM STAINLESS STEEL LENGTH = 20.0CM REUSABLE
23441 | 4229680204600 | LEVER BONE DRILLING HOHMANN BLADE SIZE: 18.0MM LENGTH = 23.5CM REUSABLE
23442 | 4229680204700 | RONGEUR BONE GOUGING OUT BEYER/CURVED STAINLESS STEEL LENGTH = 18.0CM REUSABLE
23443 | 4229680204800 | RONGEUR LAMINA GOUGING OUT ECHLIN STAINLESS STEEL TIP SIZE: 3.0MM LENGTH = 23.0CM REUSABLE
23444 | 4229680204900 | RONGEUR BONE GOUGING OUT FRYKHOLM/CURVED STAINLESS STEEL LENGTH = 24.5CM REUSABLE
23445 | 4229680205100 | RONGEUR BONE GOUGING OUT LEMPERT/STRAIGHT STAINLESS STEEL LENGTH = 19.0CM REUSABLE
23446 | 4229680205200 | RONGEUR BONE GOUGING OUT QUARD STAINLESS STEEL LENGTH = 20.5CM REUSABLE
23447 | 4229680205300 | RONGEUR BONE GOUGING OUT RUSKIN/CURVED STAINLESS STEEL LENGTH = 19.0CM REUSABLE
23448 | 4229680205400 | RONGEUR BONE GOUGING OUT SEMB/CURVED STAINLESS STEEL LENGTH = 23.5CM REUSABLE
23449 | 4229680205500 | RONGEUR BONE GOUGING OUT STILLE/CURVED STAINLESS STEEL LENGTH = 22.5CM REUSABLE
23450 | 4229680205700 | BOWL METAL DIAMETER = 128.0MM HEIGHT: 38.0MM CAPACITY: 0.3L REUSABLE
23451 | 4229680206200 | CALIPER TESSIER STAINLESS STEEL EFFECTIVE RANGE: 20.0MM LENGTH = 26.0CM REUSABLE
23452 | 4229680206300 | CHISEL CUTTING STILLE BLADE WIDTH= 10.0MM LENGTH = 20.5CM REUSABLE
23453 | 4229680206400 | CHISEL CUTTING STILLE BLADE WIDTH= 12.0MM LENGTH = 20.5CM REUSABLE
23454 | 4229680206500 | CHISEL CUTTING TEW #12 LENGTH = 23.0CM REUSABLE
23455 | 4229680206600 | CLAMP IQ GEMINI STAINLESS STEEL LENGTH = 23.0CM REUSABLE
23456 | 4229680206700 | FORCEPS CLIP APPLYING WITHOUT LOCK STAINLESS STEEL LENGTH = 14.5CM REUSABLE
23457 | 4229680207000 | RETRACTOR CERVICAL BASE COUNTER/CASPAR/CURVED/SL REUSABLE
23458 | 4229680207100 | RETRACTOR CERVICAL BASE COUNTER/CASPAR/LONGITUDINAL/SL REUSABLE
23459 | 4229680207200 | HEAD COUPLING NEUROSURGERY 1-5 ARMS FOR YASARGIL FLEXIBLE ARM REUSABLE
23460 | 4229680207300 | HEAD COUPLING LEYLA RETRACTOR STAINLESS STEEL REUSABLE
23461 | 4229680207400 | CURETTE MICRO SAMPLE COLLECTION MIKAEEL/BAYONET/NO.12 STAINLESS STEEL LENGTH = 23.0CM PITUITARY SURGERY/SCRAPE AND SCOOP TOUGH CORTICAL BONE DURING MIDDLE EAR PROCEDURES REUSABLE
23462 | 4229680207500 | CURETTE MICRO SAMPLE COLLECTION MIKAEEL/BAYONET/ANGLED 45 DEGREE/NO.14 STAINLESS STEEL LENGTH = 23.0CM PITUITARY SURGERY/SCRAPE AND SCOOP TOUGH CORTICAL BONE DURING MIDDLE EAR PROCEDURES REUSABLE
23463 | 4229680207600 | CURETTE BONE SAMPLE COLLECTION LEMPERT/SHARP/NO.1 STAINLESS STEEL LENGTH = 21.5CM SCRAPE TISSUE OR DEBRIS FOR BIOPSY / CLEANING / REMOVAL / EXCISION OF LESIONS REUSABLE
23464 | 4229680207700 | CURETTE BONE SAMPLE COLLECTION LEMPERT/SHARP/NO.3 STAINLESS STEEL LENGTH = 21.5CM SCRAPE TISSUE OR DEBRIS FOR BIOPSY / CLEANING / REMOVAL / EXCISION OF LESIONS REUSABLE
23465 | 4229680207800 | CURETTE BONE SAMPLE COLLECTION LEMPERT/SHARP/NO.4 STAINLESS STEEL LENGTH = 21.5CM SCRAPE TISSUE OR DEBRIS FOR BIOPSY / CLEANING / REMOVAL / EXCISION OF LESIONS REUSABLE
23466 | 4229680207900 | CURETTE BONE SAMPLE COLLECTION LEMPERT/SHARP/NO.5 STAINLESS STEEL LENGTH = 21.5CM SCRAPE TISSUE OR DEBRIS FOR BIOPSY / CLEANING / REMOVAL / EXCISION OF LESIONS REUSABLE
23467 | 4229680208000 | CURETTE SURGICAL SAMPLE COLLECTION TEW/SHARP/ANGLED 90 DEGREE UPWARD/NO.13 STAINLESS STEEL LENGTH = 23.0CM PITUITARY SURGERY/MICROSURGERY OR ENDOSCOPICALLY ASSISTED SURGERY REUSABLE
23468 | 4229680208100 | CURETTE SURGICAL SAMPLE COLLECTION TEW/SHARP/ANGLED 45 DEGREE UPWARD/NO.14 STAINLESS STEEL LENGTH = 23.0CM PITUITARY SURGERY/MICROSURGERY OR ENDOSCOPICALLY ASSISTED SURGERY REUSABLE
23469 | 4229680208200 | CURETTE SURGICAL SAMPLE COLLECTION TEW/SHARP/ANGLED 45 DEGREE DOWNWARD/NO.15 STAINLESS STEEL LENGTH = 23.0CM PITUITARY SURGERY/MICROSURGERY OR ENDOSCOPICALLY ASSISTED SURGERY REUSABLE
23470 | 4229680208300 | CURETTE SURGICAL SAMPLE COLLECTION TEW/SHARP/ANGLED 90 DEGREE UPWARD/NO.16 STAINLESS STEEL LENGTH = 23.0CM PITUITARY SURGERY/MICROSURGERY OR ENDOSCOPICALLY ASSISTED SURGERY REUSABLE
23471 | 4229680208400 | CURETTE SURGICAL SAMPLE COLLECTION TEW/SHARP/ANGLED 45 DEGREE UPWARD/NO.17 STAINLESS STEEL LENGTH = 23.0CM PITUITARY SURGERY/MICROSURGERY OR ENDOSCOPICALLY ASSISTED SURGERY REUSABLE
23472 | 4229680208500 | CURETTE SURGICAL SAMPLE COLLECTION TEW/SHARP/ANGLED 45 DEGREE DOWNWARD/NO.18 STAINLESS STEEL LENGTH = 23.0CM PITUITARY SURGERY/MICROSURGERY OR ENDOSCOPICALLY ASSISTED SURGERY REUSABLE
23473 | 4229680208600 | CURETTE SURGICAL SAMPLE COLLECTION TEW/BLUNT/ANGLED 90 DEGREE UPWARD/NO.19 STAINLESS STEEL LENGTH = 23.0CM PITUITARY SURGERY/MICROSURGERY OR ENDOSCOPICALLY ASSISTED SURGERY REUSABLE
23474 | 4229680208700 | CURETTE SURGICAL SAMPLE COLLECTION TEW/BLUNT/ANGLED 45 DEGREE UPWARD/NO.20 STAINLESS STEEL LENGTH = 23.0CM PITUITARY SURGERY/MICROSURGERY OR ENDOSCOPICALLY ASSISTED SURGERY REUSABLE
23475 | 4229680208800 | CURETTE SURGICAL SAMPLE COLLECTION TEW/BLUNT/ANGLED 45 DEGREE DOWNWARD/NO.21 STAINLESS STEEL LENGTH = 23.0CM PITUITARY SURGERY/MICROSURGERY OR ENDOSCOPICALLY ASSISTED SURGERY REUSABLE
23476 | 4229680208900 | DISSECTOR NERVE NEUROSURGERY DAVIS/SEMISHARP LENGTH = 21.5CM REUSABLE
23477 | 4229680209000 | RETRACTOR LUMBAR COUNTER/CASPAR DISCECTOMY REUSABLE
23478 | 4229680209100 | SPECULUM LUMBAR DILATION CASPAR STAINLESS STEEL SIZE: 4.5CM DISCECTOMY REUSABLE
23479 | 4229680209200 | SPECULUM LUMBAR DILATION CASPAR STAINLESS STEEL SIZE: 4.0CM DISCECTOMY REUSABLE
23480 | 4229680209300 | SPECULUM LUMBAR DILATION CASPAR STAINLESS STEEL SIZE: 5.5CM DISCECTOMY REUSABLE
23481 | 4229680209400 | SPECULUM LUMBAR DILATION CASPAR STAINLESS STEEL SIZE: 5.0CM DISCECTOMY REUSABLE
23482 | 4229680209500 | SPECULUM LUMBAR DILATION CASPAR STAINLESS STEEL SIZE: 6.5CM DISCECTOMY REUSABLE
23483 | 4229680209600 | SPECULUM LUMBAR DILATION CASPAR STAINLESS STEEL SIZE: 6.0CM DISCECTOMY REUSABLE
23484 | 4229680209700 | FORCEPS DISSECTING ADSON STAINLESS STEEL LENGTH = 15.0CM TEETH: 1X1 REUSABLE
23485 | 4229680209800 | FORCEPS DISSECTING TAYLOR STAINLESS STEEL LENGTH = 17.0CM TEETH: 1X1 REUSABLE
23486 | 4229680209900 | FORCEPS DISSECTING WAUGH STAINLESS STEEL LENGTH = 20.0CM TEETH: 1X1 REUSABLE
23487 | 4229680210000 | SCISSORS DISSECTING FINE/STRAIGHT STAINLESS STEEL LENGTH = 14.5CM REUSABLE
23488 | 4229680210100 | SCISSORS DISSECTING MAYO LEXER/STRAIGHT STAINLESS STEEL LENGTH = 16.0CM REUSABLE
23489 | 4229680210200 | DISSECTOR SEPARATION MIKAEEL/BAYONET/RIGHT STAINLESS STEEL LENGTH = 23.0CM REUSABLE
23490 | 4229680210300 | DISSECTOR SEPARATION MIKAEEL/BAYONET/LEFT STAINLESS STEEL LENGTH = 23.0CM REUSABLE
23491 | 4229680210400 | DISSECTOR SEPARATION VERTEBRAL BODY/CASPAR STAINLESS STEEL LENGTH = 20.5CM REUSABLE
23492 | 4229680210500 | DISTRACTOR INTERVERTEBRAL EXPOSURE CASPAR/LEFT LENGTH = 11.0CM REUSABLE
23493 | 4229680210600 | DISTRACTOR INTERVERTEBRAL EXPOSURE CASPAR/RIGHT LENGTH = 11.0CM REUSABLE
23494 | 4229680210700 | FORCEPS DRESSING FINE/STRAIGHT STAINLESS STEEL LENGTH = 10.0CM REUSABLE
23495 | 4229680210800 | FORCEPS DRESSING MICRO ADSON/SERRATED STAINLESS STEEL LENGTH = 12.0CM REUSABLE
23496 | 4229680210900 | FORCEPS DRESSING WAUGH STAINLESS STEEL LENGTH = 20.0CM REUSABLE
23497 | 4229680211000 | GUIDE DRILL CASPAR/LEFT DISTRACTOR REUSABLE
23498 | 4229680211100 | GUIDE DRILL CASPAR/RIGHT DISTRACTOR REUSABLE
23499 | 4229680211200 | DRILL CERVICAL DISTRACTION CASPAR DIAMETER = 8.0MM LENGTH = 8.0MM REUSABLE
23500 | 4229680211300 | DISSECTOR SEPARATION DURA/DOUBLE ENDED STAINLESS STEEL LENGTH = 22.0CM REUSABLE
23501 | 4229680211400 | DISSECTOR SEPARATION DURA/PENFIELD STAINLESS STEEL SIZE: 1 LENGTH = 17.5CM REUSABLE
23502 | 4229680211500 | DISSECTOR SEPARATION DURA/PENFIELD STAINLESS STEEL SIZE: 2 LENGTH = 19.5CM REUSABLE
23503 | 4229680211600 | DISSECTOR SEPARATION DURA/PENFIELD STAINLESS STEEL SIZE: 3 LENGTH = 19.5CM REUSABLE
23504 | 4229680211700 | DISSECTOR SEPARATION DURA/PENFIELD STAINLESS STEEL SIZE: 4 LENGTH = 20.5CM REUSABLE
23505 | 4229680211800 | HOOKLET DURA FIXATION/TRACTION 90.0 DEGREES/SHARP/ANGULATED DOWNWARD LENGTH = 19.0CM REUSABLE
23506 | 4229680211900 | HOOKLET DURA FIXATION/TRACTION 90.0 DEGREES/SHARP/CURVED LENGTH = 19.0CM REUSABLE
23507 | 4229680212000 | HOOKLET DURA FIXATION/TRACTION FRAZIER/SHARP LENGTH = 13.0CM REUSABLE
23508 | 4229680212100 | SCISSORS VASCULAR DURA/SCHMIDEN-TAYLOR STAINLESS STEEL LENGTH = 16.5CM REUSABLE
23509 | 4229680212200 | DISSECTOR SEPARATION DURA/OLIVECRONA/DOUBLE STAINLESS STEEL LENGTH = 18.0CM REUSABLE
23510 | 4229680212300 | FORCEPS EAR DRESSING JANSEN/BAYONET STAINLESS STEEL LENGTH = 16.0CM REUSABLE
23511 | 4229680212400 | FORCEPS EAR DRESSING JANSEN/BAYONET STAINLESS STEEL LENGTH = 21.5CM REUSABLE
23512 | 4229680212500 | ELEVATOR SURGICAL QUERVAIN STAINLESS STEEL DIAMETER = 6.0MM LENGTH = 19.5CM REUSABLE
23513 | 4229680212600 | ELEVATOR SURGICAL WILLIGER STAINLESS STEEL DIAMETER = 7.0MM LENGTH = 17.0CM REUSABLE
23514 | 4229680212700 | EXTENSION BONE SURGERY HUDSON-DRILL REUSABLE
23515 | 4229680212800 | FORCEPS GRASPING TUMOR/TOENNIS STAINLESS STEEL SIZE: MEDIUM REUSABLE
23516 | 4229680212900 | FORCEPS GRASPING TUMOR/TOENNIS STAINLESS STEEL SIZE: SMALL REUSABLE
23517 | 4229680213000 | FIXATION YASARGIL ARM FLEXIBLE REUSABLE
23518 | 4229680213100 | BASE YASARGIL FIXATION 1 ARM REUSABLE
23519 | 4229680213200 | BASE YASARGIL FIXATION 2 ARM REUSABLE
23520 | 4229680213300 | FORCEPS DISSECTING ADLERKREUTZ STAINLESS STEEL LENGTH = 20.5CM TEETH: 2X2 REUSABLE
23521 | 4229680213400 | FORCEPS VASCULAR BURR HOLE STAINLESS STEEL LENGTH = 20.0CM REUSABLE
23522 | 4229680213500 | FORCEPS HEMOSTATIC CRILE/CURVED STAINLESS STEEL LENGTH = 14.5CM TEETH: 1X1 REUSABLE
23523 | 4229680213600 | FORCEPS HEMOSTATIC DANDY/CURVED/SIDEWARDS STAINLESS STEEL LENGTH = 14.5CM REUSABLE
23524 | 4229680213700 | FORCEPS SURGICAL FOERSTER/SERRATED/CURVED STAINLESS STEEL LENGTH = 20.5CM REUSABLE
23525 | 4229680213800 | FORCEPS SPONGE HOLDING FOERSTER/SERRATED/CURVED STAINLESS STEEL LENGTH = 24.5 CM REUSABLE
23526 | 4229680213900 | FORCEPS DRESSING GROSS MAIER/STRAIGHT/GROOVED/SERRATED/WITH RATCHET STAINLESS STEEL LENGTH = 20.5CM REUSABLE
23527 | 4229680214000 | FORCEPS HEMOSTATIC KOCHER/CURVED STAINLESS STEEL LENGTH = 20.0CM TEETH: 1X1 REUSABLE
23528 | 4229680214100 | FORCEPS HEMOSTATIC KOCHER/STRAIGHT STAINLESS STEEL LENGTH = 16.0CM TEETH: 1X1 REUSABLE
23529 | 4229680214200 | FORCEPS MICRO ADSON STAINLESS STEEL LENGTH = 12.0CM TEETH: 1X1 REUSABLE
23530 | 4229680214300 | FORCEPS MICRO ADSON STAINLESS STEEL LENGTH = 15.0CM TEETH: 1X1 REUSABLE
23531 | 4229680214400 | FORCEPS HEMOSTATIC MOSQUITO/STRAIGHT STAINLESS STEEL LENGTH = 21.0CM TEETH: 1X1 REUSABLE
23532 | 4229680214500 | FORCEPS HEMOSTATIC PEAN/DELICATE/STRAIGHT STAINLESS STEEL LENGTH = 17.0CM REUSABLE
23533 | 4229680214600 | FORCEPS TISSUE STILLE-BARRAYA STAINLESS STEEL LENGTH = 18.0CM TEETH: 3X3 REUSABLE
23534 | 4229680214700 | RETRACTOR GALEA HOOK/YASARGIL STAINLESS STEEL LENGTH = 30.0CM REUSABLE
23535 | 4229680214800 | RETRACTOR GALEA HOOK/YASARGIL STAINLESS STEEL LENGTH = 41.0CM REUSABLE
23536 | 4229680214900 | FORCEPS TISSUE HUNT/BAYONET RING STAINLESS STEEL LENGTH = 20.0CM TIP WIDTH= 5.0MM REUSABLE
23537 | 4229680215000 | FORCEPS TISSUE RING HEIFETZ/BAYONET STAINLESS STEEL LENGTH = 22.0CM TIP WIDTH= 3.0MM REUSABLE
23538 | 4229680215100 | FORCEPS TISSUE YASARGIL/BAYONET STAINLESS STEEL LENGTH = 20.0CM TIP WIDTH= 3.0MM REUSABLE
23539 | 4229680215200 | FORCEPS TISSUE YASARGIL-SAMII/BAYONET STAINLESS STEEL LENGTH = 24.0CM TIP WIDTH= 7.0MM REUSABLE
23540 | 4229680215300 | GROOVED DIRECTOR DOYEN/CURVED STAINLESS STEEL LENGTH = 14.5CM REUSABLE
23541 | 4229680215400 | GUIDE NEEDLE CURVED/KNIFE SHAPE STAINLESS STEEL SIZE: 10.0 CATHETER REUSABLE
23542 | 4229680215500 | GUIDE NEEDLE CURVED/KNIFE SHAPE STAINLESS STEEL SIZE: 12.0 CATHETER REUSABLE
23543 | 4229680215600 | GUIDE NEEDLE CURVED/KNIFE SHAPE STAINLESS STEEL SIZE: 14.0 CATHETER REUSABLE
23544 | 4229680215700 | GUIDE NEEDLE CURVED/KNIFE SHAPE STAINLESS STEEL SIZE: 8.0 CATHETER REUSABLE
23545 | 4229680215800 | FORCEPS HEMOSTATIC KELLY/CURVED STAINLESS STEEL LENGTH = 14.0CM REUSABLE
23546 | 4229680215900 | FORCEPS HEMOSTATIC PROVIDENCE-HOSPITAL/STRAIGHT STAINLESS STEEL LENGTH = 14.0CM REUSABLE
23547 | 4229680216000 | FORCEPS HEMOSTATIC PEAN/STRAIGHT STAINLESS STEEL LENGTH = 26.0CM REUSABLE
23548 | 4229680216100 | DRILL HAND BONE SURGERY HUDSON/COMPLETE LENGTH = 28.0CM REUSABLE
23549 | 4229680216200 | HANDLE CASPAR BLADE CERVICAL VERTEBRAL COLUMN REUSABLE
23550 | 4229680216400 | HOOK EXPLORATION HEMI-LAMINEKTOMIE/CASPAR SIZE: LARGE REUSABLE
23551 | 4229680216500 | HOOK EXPLORATION HEMI-LAMINEKTOMIE/CASPAR SIZE: SMALL REUSABLE
23552 | 4229680216600 | FORCEPS HEMOSTATIC MICRO-ADSON STAINLESS STEEL LENGTH = 14.0CM REUSABLE
23553 | 4229680216700 | ROD HOLDING LEYLA RETRACTOR STAINLESS STEEL REUSABLE
23554 | 4229680216800 | HOLDER BONE GRAFT/CASPAR REUSABLE
23555 | 4229680216900 | HOOK SKULL BASE SURGERY MIKAEEL/#1/45 DEGREE/BAYONET LENGTH = 23.0CM REUSABLE
23556 | 4229680217000 | HOOK SKULL BASE SURGERY MIKAEEL/#11/45 DEGREE/BAYONET LENGTH = 23.0CM REUSABLE
23557 | 4229680217100 | PROBE SURGICAL TISSUE MANIPULATION STAINLESS STEEL WAGENER EAR HOOK DIAMETER = 5 LENGTH = 14.0CM REUSABLE
23558 | 4229680217200 | HOOK BLADE WOUND SPREADING SCOVILLE/4 PRONGS SIZE: 44.0MM X 38.0MM REUSABLE
23559 | 4229680217300 | HOOK BLADE WOUND SPREADING SCOVILLE/4 PRONGS SIZE: 67.0MM X 44.0MM REUSABLE
23560 | 4229680217400 | HOOK BLADE WOUND SPREADING SCOVILLE/BLUNT DEPTH: 50.0MM REUSABLE
23561 | 4229680217500 | HOOKLET NEUROSURGERY FIXATION/TRACTION CASPAR/45 DEGREES TIP SIZE: 11.0MM LENGTH = 24.5CM REUSABLE
23562 | 4229680217600 | HOOKLET NEUROSURGERY FIXATION/TRACTION CASPAR/90 DEGREES TIP SIZE: 5.0MM LENGTH = 24.5CM REUSABLE
23563 | 4229680217700 | HOOKLET NEUROSURGERY FIXATION/TRACTION CASPAR/90 DEGREES TIP SIZE: 7.0MM LENGTH = 24.5CM REUSABLE
23564 | 4229680217800 | HOOKLET NEUROSURGERY FIXATION/TRACTION CASPAR/90 DEGREES TIP SIZE: 9.0MM LENGTH = 24.5CM REUSABLE
23565 | 4229680217900 | DRILL HAND BONE SURGERY HUDSON REUSABLE
23566 | 4229680218100 | TRAY INSTRUMENT WITH LID STAINLESS STEEL SIZE: 210.0MM X 160.0MM X 11.0MM REUSABLE
23567 | 4229680218200 | SCISSORS SURGICAL IRIS/SHARP-SHARP/CURVED STAINLESS STEEL LENGTH = 12.5CM REUSABLE
23568 | 4229680218300 | RETRACTOR LAMINECTOMY FRAME ONLY/WITH JOINT/SCOVILLE HAVERFIELD REUSABLE
23569 | 4229680218400 | LID MODULE CONTAINER STORAGE REUSABLE
23570 | 4229680220200 | MALLET HAMMERING RELAPSE FREE WEIGHT: 620.0GM LENGTH = 26.5CM REUSABLE
23571 | 4229680220500 | HANDLE MEASUREMENT CASPAR/CERVICAL RETRACTOR SYSTEM REUSABLE
23572 | 4229680220600 | "MEASURING CUPS CALIBRATED 100 ML APPROXIMATELY"
23573 | 4229680220800 | CUTTER MESH LENGTH = 13.0CM REUSABLE
23574 | 4229680223400 | FORCEPS MICRO ALLIGATOR/ACCESSORIES/TEW STAINLESS STEEL REUSABLE
23575 | 4229680223500 | FORCEPS MICRO ACCESSORIES/TEW STAINLESS STEEL BIOPSY REUSABLE
23576 | 4229680223600 | SCISSORS MICRO DISSECTING/YASARGIL/CURVED STAINLESS STEEL LENGTH = 20.0CM REUSABLE
23577 | 4229680223700 | DISSECTOR MICRO CUTTING STRAIGHT LENGTH = 23.0CM REUSABLE
23578 | 4229680223800 | DISSECTOR MICRO CUTTING SLIM/STRAIGHT LENGTH = 23.0CM REUSABLE
23579 | 4229680223900 | DISSECTOR MICRO CUTTING CASPAR/CURVED LENGTH = 23.0CM TIP WIDTH= 4.5MM REUSABLE
23580 | 4229680224000 | DISSECTOR MICRO CUTTING CASPAR/CURVED DOWN LENGTH = 23.0CM TIP WIDTH= 4.5MM REUSABLE
23581 | 4229680224100 | DISSECTOR MICRO CUTTING CASPAR/CURVED UP LENGTH = 20.0CM TIP WIDTH= 1.0MM REUSABLE
23582 | 4229680224200 | FORCEPS MICRO YASARGIL/BAYONET STAINLESS STEEL LENGTH = 18.0CM TIP WIDTH= 0.6MM REUSABLE
23583 | 4229680224300 | FORCEPS MICRO YASARGIL/BAYONET STAINLESS STEEL LENGTH = 18.0CM TIP WIDTH= 0.9MM REUSABLE
23584 | 4229680224400 | FORCEPS MICRO YASARGIL/BAYONET STAINLESS STEEL LENGTH = 20.0CM TIP WIDTH= 0.9MM REUSABLE
23585 | 4229680224500 | FORCEPS MICRO YASARGIL/BAYONET STAINLESS STEEL LENGTH = 24.0CM TIP WIDTH= 0.9MM REUSABLE
23586 | 4229680224600 | FORCEPS MICRO YASARGIL/BAYONET STAINLESS STEEL LENGTH = 20.0CM TEETH: 1X1 REUSABLE
23587 | 4229680224700 | FORCEPS MICRO CURVED STAINLESS STEEL LENGTH = 18.0CM TIP SIZE: 6.0MM X 0.7MM REUSABLE
23588 | 4229680224800 | FORCEPS MICRO STRAIGHT STAINLESS STEEL LENGTH = 11.0CM TIP WIDTH= 0.3MM REUSABLE
23589 | 4229680225100 | NEEDLE HOLDER MICRO/STRAIGHT/WITH LOCK LENGTH = 11.5CM REUSABLE
23590 | 4229680225200 | SCISSORS MICRO CURVED/WITH LOCK STAINLESS STEEL LENGTH = 18.0CM REUSABLE
23591 | 4229680225500 | RASPATORY MICRO SCRAPING YASARGIL/ANGLED DOWN LENGTH = 18.5CM REUSABLE
23592 | 4229680225600 | SCISSORS MICRO ACC./TEW/CURVED STAINLESS STEEL TIP WIDTH= 2.5MM REUSABLE
23593 | 4229680225700 | SCISSORS MICRO ACC./TEW/STRAIGHT STAINLESS STEEL TIP WIDTH= 2.5MM REUSABLE
23594 | 4229680225800 | SCISSORS MICRO JACOBSON/CURVED STAINLESS STEEL LENGTH = 18.5CM REUSABLE
23595 | 4229680225900 | SCISSORS MICRO MILLESI/CURVED STAINLESS STEEL LENGTH = 16.0CM REUSABLE
23596 | 4229680226000 | SCISSORS MICRO MILLESI/STRAIGHT STAINLESS STEEL LENGTH = 16.0CM REUSABLE
23597 | 4229680226100 | SCISSORS MICRO VANNAS/CURVED STAINLESS STEEL LENGTH = 12.0CM REUSABLE
23598 | 4229680226200 | SCISSORS MICRO VANNAS/STRAIGHT STAINLESS STEEL LENGTH = 12.0CM REUSABLE
23599 | 4229680226300 | SCISSORS MICRO YASARGIL/BAYONET/CURVED STAINLESS STEEL LENGTH = 20.0CM REUSABLE
23600 | 4229680226400 | SCISSORS MICRO YASARGIL/BAYONET/CURVED STAINLESS STEEL LENGTH = 16.5CM REUSABLE
23601 | 4229680226500 | SCISSORS MICRO YASARGIL/BAYONET/STRAIGHT STAINLESS STEEL LENGTH = 16.5CM REUSABLE
23602 | 4229680226600 | SCISSORS MICRO YASARGIL/BAYONET/STRAIGHT STAINLESS STEEL LENGTH = 20.0CM REUSABLE
23603 | 4229680226700 | SCISSORS MICRO YASARGIL/BAYONET/STRAIGHT STAINLESS STEEL LENGTH = 22.5CM REUSABLE
23604 | 4229680226800 | KNIFE VASCULAR MICRO/JACOBSON/STRAIGHT LENGTH = 18.5CM REUSABLE
23605 | 4229680226900 | FORCEPS SURGICAL MINI-PLATE HOLDING STAINLESS STEEL REUSABLE
23606 | 4229680227000 | FORCEPS NASAL CUTTING WEIL-BLAKES STAINLESS STEEL JAW WIDTH= 3.0MM REUSABLE
23607 | 4229680227100 | FORCEPS NASAL CUTTING WEIL-BLAKES STAINLESS STEEL JAW WIDTH= 6.0MM REUSABLE
23608 | 4229680227200 | SPECULUM NASAL DILATION COTTLE STAINLESS STEEL SIZE: 85.0MM REUSABLE
23609 | 4229680227300 | FORCEPS NASAL TAMPON GRUENWALD STAINLESS STEEL LENGTH = 21.5CM REUSABLE
23610 | 4229680227400 | NEEDLE HOLDER HALSEY/SMOOTH STAINLESS STEEL LENGTH = 13.5CM REUSABLE
23611 | 4229680227500 | HOOK NERVE EXPLORING CRILE ANGLE: 90 DEGREE LENGTH = 20.0CM REUSABLE
23612 | 4229680227600 | HOOK NERVE MANIPULATION CUSHING/NO.1 LENGTH = 19.0CM REUSABLE
23613 | 4229680227800 | FORCEPS BIPOLAR NON-STICK/ANGLED/BLUNT 0.6MM TIP SILVER METAL COLOR: RED LENGTH = 20.0CM REUSABLE
23614 | 4229680227900 | FORCEPS BIPOLAR NON-STICK/ANGLED/BLUNT 1.0MM TIP SILVER METAL COLOR: RED LENGTH = 20.0CM REUSABLE
23615 | 4229680228000 | FORCEPS BIPOLAR NON-STICK/ANGLED/BLUNT 1.0MM TIP SILVER METAL COLOR: RED LENGTH = 23.0CM REUSABLE
23616 | 4229680228100 | FORCEPS BIPOLAR NON-STICK/ANGLED/BLUNT 2.0MM TIP SILVER METAL COLOR: RED LENGTH = 23.0CM REUSABLE
23617 | 4229680228200 | FORCEPS BIPOLAR BAYONET/NON-STICK/DOWN.-B TIP SILVER METAL COLOR: RED LENGTH = 20.0CM TIP SIZE: 0.6MM REUSABLE
23618 | 4229680228300 | FORCEPS BIPOLAR BAYONET/NON-STICK/STRAIGHT TIP SILVER METAL COLOR: RED LENGTH = 20.0CM TIP WIDTH= 0.3MM REUSABLE
23619 | 4229680228400 | FORCEPS BIPOLAR BAYONET/NON-STICK/STRAIGHT TIP SILVER METAL COLOR: RED LENGTH = 23.0CM TIP WIDTH= 0.3MM REUSABLE
23620 | 4229680228500 | FORCEPS BIPOLAR BAYONET/NON-STICK/STRAIGHT TIP SILVER METAL COLOR: RED LENGTH = 25.0CM TIP WIDTH= 0.3MM REUSABLE
23621 | 4229680228600 | FORCEPS BIPOLAR BAYONET/NON-STICK/STRAIGHT TIP SILVER METAL COLOR: RED LENGTH = 17.0CM TIP WIDTH= 1.0MM REUSABLE
23622 | 4229680228700 | FORCEPS BIPOLAR BAYONET/NON-STICK/STRAIGHT STAINLESS STEEL COLOR: RED LENGTH = 20.0CM TIP WIDTH= 1.0MM REUSABLE
23623 | 4229680228800 | FORCEPS BIPOLAR BAYONET/NON-STICK/STRAIGHT/BLUNT 1.0MM STAINLESS STEEL COLOR: RED LENGTH = 23.0CM REUSABLE
23624 | 4229680228900 | FORCEPS BIPOLAR BAYONET/NON-STICK/STRAIGHT TIP SILVER METAL COLOR: RED LENGTH = 25.0CM TIP WIDTH= 1.0MM REUSABLE
23625 | 4229680229000 | FORCEPS BIPOLAR BAYONET/NON-STICK/STRAIGHT TIP SILVER METAL COLOR: RED LENGTH = 20.0CM TIP WIDTH= 2.0MM REUSABLE
23626 | 4229680229100 | SCISSORS OPERATING BLUNT-BLUNT/CURVED STAINLESS STEEL LENGTH = 12.0CM REUSABLE
23627 | 4229680229200 | SCISSORS OPERATING SHARP-SHARP/CURVED STAINLESS STEEL LENGTH = 12.0CM REUSABLE
23628 | 4229680229300 | OSTEOTOME BONE CUTTING LAMBOTTE BLADE WIDTH= 25.0MM LENGTH = 24.0CM REUSABLE
23629 | 4229680229400 | OSTEOTOME BONE CUTTING LAMBOTTE BLADE WIDTH= 4.0MM LENGTH = 24.0CM REUSABLE
23630 | 4229680229500 | OSTEOTOME BONE CUTTING LAMBOTTE BLADE WIDTH= 8.0MM LENGTH = 24.0CM REUSABLE
23631 | 4229680229600 | OSTEOTOME BONE CUTTING LAMBOTTE/CURVED BLADE WIDTH= 30.0MM LENGTH = 24.0CM REUSABLE
23632 | 4229680229700 | OSTEOTOME BONE CUTTING LEXER/SILICONE COATED HANDLE BLADE WIDTH= 10.0MM LENGTH = 22.0CM REUSABLE
23633 | 4229680229800 | OSTEOTOME BONE CUTTING LEXER/SILICONE COATED HANDLE BLADE WIDTH= 30.0MM LENGTH = 22.0CM REUSABLE
23634 | 4229680229900 | SPECULUM PITUITARY DILATION PAPAVERO CASPAR STAINLESS STEEL SIZE: 80.0MM X 13.0MM REUSABLE
23635 | 4229680230000 | SPECULUM PITUITARY DILATION PAPAV CASPAR STAINLESS STEEL SIZE: 90.0MM X 13.0MM REUSABLE
23636 | 4229680230100 | FORCEPS SURGICAL PITUITARY/YASARGIL STAINLESS STEEL LENGTH = 25.5CM TIP WIDTH= 2.2MM REUSABLE
23637 | 4229680230200 | PUNCH LAMINECTOMY UPWARD CUTTING ANGLE: 40 DEGREE JAW WIDTH= 1.0MM LENGTH = 20.0CM REUSABLE
23638 | 4229680230300 | PUNCH LAMINECTOMY SLIM/UPWARD CUTTING ANGLE: 40.0 DEGREES JAW WIDTH= 1.0MM LENGTH = 18.0CM REUSABLE
23639 | 4229680230400 | PUNCH LAMINECTOMY UPWARD CUTTING ANGLE: 40 DEGREE JAW WIDTH= 2.0MM LENGTH = 18.0CM REUSABLE
23640 | 4229680230500 | PUNCH LAMINECTOMY UPWARD CUTTING ANGLE: 40 DEGREE JAW WIDTH= 2.0MM LENGTH = 20.0CM REUSABLE
23641 | 4229680230700 | PUNCH LAMINECTOMY UPWARD CUTTING/SLIM ANGLE: 40 DEGREE JAW WIDTH= 2.0MM LENGTH = 23.0CM REUSABLE
23642 | 4229680230800 | PUNCH LAMINECTOMY UPWARD CUTTING ANGLE: 40 DEGREE JAW WIDTH= 3.0MM LENGTH = 18.0CM REUSABLE
23643 | 4229680230900 | PUNCH LAMINECTOMY UPWARD CUTTING ANGLE: 40 DEGREE JAW WIDTH= 3.0MM LENGTH = 20.0CM REUSABLE
23644 | 4229680231000 | PUNCH LAMINECTOMY UPWARD CUTTING ANGLE: 40 DEGREE JAW WIDTH= 3.0MM LENGTH = 23.0CM REUSABLE
23645 | 4229680231100 | PUNCH LAMINECTOMY SLIM/UPWARD CUTTING ANGLE: 40 DEGREE JAW WIDTH= 3.0MM LENGTH = 18.0CM REUSABLE
23646 | 4229680231300 | PUNCH LAMINECTOMY UPWARD CUTTING ANGLE: 40 DEGREE JAW WIDTH= 4.0MM LENGTH = 20.0CM REUSABLE
23647 | 4229680231400 | PUNCH LAMINECTOMY UPWARD CUTTING/SLIM ANGLE: 40 DEGREE JAW WIDTH= 4.0MM LENGTH = 18.0CM REUSABLE
23648 | 4229680231500 | PUNCH LAMINECTOMY UPWARD CUTTING ANGLE: 40 DEGREE JAW WIDTH= 5.0MM LENGTH = 18.0CM REUSABLE
23649 | 4229680231600 | PUNCH LAMINECTOMY UPWARD CUTTING ANGLE: 40 DEGREE JAW WIDTH= 5.0MM LENGTH = 20.0CM REUSABLE
23650 | 4229680231700 | PUNCH LAMINECTOMY UPWARD CUTTING ANGLE: 40 DEGREE JAW WIDTH= 5.0MM LENGTH = 23.0CM REUSABLE
23651 | 4229680231800 | PUNCH LAMINECTOMY UPWARD CUTTING ANGLE: 40 DEGREE JAW WIDTH= 6.0MM LENGTH = 18.0CM REUSABLE
23652 | 4229680231900 | PUNCH LAMINECTOMY UPWARD CUTTING ANGLE: 40 DEGREE JAW WIDTH= 6.0MM LENGTH = 20.0CM REUSABLE
23653 | 4229680232000 | PUNCH LAMINECTOMY UPWARD CUTTING ANGLE: 40 DEGREE JAW WIDTH= 6.0MM LENGTH = 23.0CM REUSABLE
23654 | 4229680232100 | PUNCH LAMINECTOMY DOWNWARD CUTTING ANGLE: 40 DEGREE JAW WIDTH= 1.0MM LENGTH = 18.0CM REUSABLE
23655 | 4229680232200 | PUNCH LAMINECTOMY DOWNWARD CUTTING ANGLE: 40 DEGREE JAW WIDTH= 2.0MM LENGTH = 18.0CM REUSABLE
23656 | 4229680232300 | PUNCH LAMINECTOMY DOWNWARD CUTTING ANGLE: 40 DEGREE JAW WIDTH= 3.0MM LENGTH = 18.0CM REUSABLE
23657 | 4229680233200 | RASPATORY SCRAPING CURVED BLADE SIZE: 8.0MM LENGTH = 17.0CM REUSABLE
23658 | 4229680233300 | RASPATORY SCRAPING CURVED/ROUND/SILICONE COATED HANDLE LENGTH = 20.0CM REUSABLE
23659 | 4229680233400 | RASPATORY SCRAPING LAMBOTTE BLADE SIZE: 5.0MM LENGTH = 21.5CM REUSABLE
23660 | 4229680233500 | RASPATORY SCRAPING LANDOLT BLADE SIZE: 4.5MM REUSABLE
23661 | 4229680233600 | RASPATORY SCRAPING LANGENBECK/ANGLED BLADE SIZE: 12.0MM REUSABLE
23662 | 4229680233700 | RASPATORY SCRAPING LANGENBECK/CURVED LENGTH = 19.0CM REUSABLE
23663 | 4229680233800 | RASPATORY SCRAPING SEDILLOT BLADE SIZE: 18.0MM LENGTH = 18.5CM REUSABLE
23664 | 4229680233900 | RASPATORY SCRAPING SEMB/NO.1 BLADE SIZE: 12.0MM LENGTH = 19.0CM REUSABLE
23665 | 4229680234000 | RASPATORY SCRAPING WILLIGER/CURVED BLADE SIZE: 7.0MM LENGTH = 16.0CM REUSABLE
23666 | 4229680234100 | RETRACTOR SURGICAL VOLKMANN/SEMISHARP/2 PRONGS STAINLESS STEEL LENGTH = 22.5CM REUSABLE
23667 | 4229680234200 | RETRACTOR SURGICAL VOLKMANN/SEMISHARP/3 PRONGS STAINLESS STEEL LENGTH = 22.5CM REUSABLE
23668 | 4229680234300 | RETRACTOR WOUND KOCHER LANG STAINLESS STEEL TIP SIZE: 40.0MM X 13.0MM LENGTH = 21.5CM REUSABLE
23669 | 4229680234400 | RETRACTOR WOUND KOCHER LANG STAINLESS STEEL TIP SIZE: 80.0MM X 12.0MM LENGTH = 21.5CM REUSABLE
23670 | 4229680234500 | RETRACTOR WOUND KOCHER LANG STAINLESS STEEL TIP SIZE: 80.0MM X 16.0MM LENGTH = 21.5CM REUSABLE
23671 | 4229680234600 | RETRACTOR WOUND LANGENBECK GREEN STAINLESS STEEL TIP SIZE: 6.0MM X 16.0MM LENGTH = 16.0CM REUSABLE
23672 | 4229680234700 | RETRACTOR WOUND LANGENBECK GREEN STAINLESS STEEL TIP SIZE: 6.0MM X 25.0MM LENGTH = 16.0CM REUSABLE
23673 | 4229680234800 | RETRACTOR SOFT TISSUE OBWEGESER/DOWNWARD STAINLESS STEEL TIP SIZE: 55.0MM X 12.0MM LENGTH = 23.5CM REUSABLE
23674 | 4229680234900 | RETRACTOR SOFT TISSUE OBWEGESER/DOWNWARD STAINLESS STEEL TIP SIZE: 80.0MM X 16.0MM LENGTH = 23.5CM REUSABLE
23675 | 4229680235000 | RETRACTOR CERVICAL BASE CASPAR/SL REUSABLE
23676 | 4229680235100 | RETRACTOR WOUND DELICATE/SHARP/3 PRONGS STAINLESS STEEL LENGTH = 16.5CM REUSABLE
23677 | 4229680235200 | RETRACTOR WOUND HOESEL TIP SIZE: 63.0MM X 21.0MM STAINLESS STEEL LENGTH = 26.0CM REUSABLE
23678 | 4229680235300 | RETRACTOR WOUND KOCHER STAINLESS STEEL TIP SIZE: 40.0MM X 10.0MM LENGTH = 22.0CM REUSABLE
23679 | 4229680235400 | RETRACTOR WOUND KOCHER STAINLESS STEEL TIP SIZE: 61.0MM X 20.0MM LENGTH = 23.0CM REUSABLE
23680 | 4229680235500 | RETRACTOR WOUND LANGENBECK STAINLESS STEEL TIP SIZE: 30.0MM X 15.0MM LENGTH = 22.0CM REUSABLE
23681 | 4229680235600 | RETRACTOR MULTIPURPOSE LOVE STAINLESS STEEL TIP SIZE: 4.0MM LENGTH = 21.0CM REUSABLE
23682 | 4229680235700 | RETRACTOR MULTIPURPOSE LOVE STAINLESS STEEL TIP SIZE: STRAIGHT REUSABLE
23683 | 4229680235800 | RETRACTOR LUMBAR CASPAR/SL STAINLESS STEEL REUSABLE
23684 | 4229680235900 | RETRACTOR SURGICAL VOLKMANN/SHARP/2 PRONGS STAINLESS STEEL LENGTH = 21.5CM REUSABLE
23685 | 4229680236000 | RETRACTOR SURGICAL VOLKMANN/SHARP/3 PRONGS STAINLESS STEEL LENGTH = 22.5CM REUSABLE
23686 | 4229680236100 | RONGEUR LAMINA GOUGING OUT CASPAR/DOWNWARD STAINLESS STEEL TIP SIZE: 2.0MM LENGTH = 15.0CM REUSABLE
23687 | 4229680236200 | RONGEUR LAMINA GOUGING OUT CASPAR/DOWNWARD STAINLESS STEEL TIP SIZE: 3.0MM LENGTH = 15.0CM REUSABLE
23688 | 4229680236300 | RONGEUR LAMINA GOUGING OUT CASPAR/DOWNWARD STAINLESS STEEL TIP SIZE: 4.0MM LENGTH = 15.0CM REUSABLE
23689 | 4229680236400 | RONGEUR LAMINA GOUGING OUT CASPAR/STRAIGHT STAINLESS STEEL TIP SIZE: 2.0MM LENGTH = 15.0CM REUSABLE
23690 | 4229680236600 | RONGEUR LAMINA GOUGING OUT CASPAR/STRAIGHT STAINLESS STEEL TIP SIZE: 2.0MM LENGTH = 20.0CM REUSABLE
23691 | 4229680236700 | RONGEUR LAMINA GOUGING OUT CASPAR/STRAIGHT STAINLESS STEEL TIP SIZE: 3.0MM LENGTH = 15.0CM REUSABLE
23692 | 4229680236900 | RONGEUR LAMINA GOUGING OUT CASPAR/STRAIGHT STAINLESS STEEL TIP SIZE: 3.0MM LENGTH = 20.0CM REUSABLE
23693 | 4229680237000 | RONGEUR LAMINA GOUGING OUT CASPAR/STRAIGHT STAINLESS STEEL TIP SIZE: 4.0MM LENGTH = 20.0CM REUSABLE
23694 | 4229680237100 | RONGEUR LAMINA GOUGING OUT CASPAR/STRAIGHT STAINLESS STEEL TIP SIZE: 5.0MM LENGTH = 15.0CM REUSABLE
23695 | 4229680237200 | RONGEUR LAMINA GOUGING OUT CASPAR/STRAIGHT STAINLESS STEEL TIP SIZE: 5.0MM LENGTH = 18.0CM REUSABLE
23696 | 4229680237300 | RONGEUR LAMINA GOUGING OUT CASPAR/UPWARD STAINLESS STEEL TIP SIZE: 2.0MM LENGTH = 15.0CM REUSABLE
23697 | 4229680237500 | RONGEUR LAMINA GOUGING OUT CASPAR/UPWARD STAINLESS STEEL TIP SIZE: 3.0MM LENGTH = 15.0CM REUSABLE
23698 | 4229680237600 | RONGEUR LAMINA GOUGING OUT CASPAR/UPWARD STAINLESS STEEL TIP SIZE: 3.0MM LENGTH = 18.0CM REUSABLE
23699 | 4229680237700 | RONGEUR LAMINA GOUGING OUT CASPAR/UPWARD STAINLESS STEEL TIP SIZE: 5.0MM LENGTH = 15.0CM REUSABLE
23700 | 4229680237800 | RONGEUR BONE GOUGING OUT WAGNER/STRONG MODEL STAINLESS STEEL TIP SIZE: 5.0MM LENGTH = 20.0CM REUSABLE
23701 | 4229680238000 | SCISSORS OPERATING DEAVER/SHARP/BLUNT/CURVED STAINLESS STEEL LENGTH = 14.5CM REUSABLE
23702 | 4229680238100 | SCISSORS OPERATING DEAVER/SHARP/BLUNT/STRAIGHT STAINLESS STEEL LENGTH = 14.5CM REUSABLE
23703 | 4229680238200 | SCISSORS OPERATING DELICATE/SHARP/BLUNT/STRAIGHT STAINLESS STEEL LENGTH = 14.5CM REUSABLE
23704 | 4229680238300 | SCISSORS DISSECTING METZENBUM/BLUNT-BLUNT/STRAIGHT STAINLESS STEEL LENGTH = 18.0CM REUSABLE
23705 | 4229680238400 | SCISSORS DISSECTING MAYO/CURVED STAINLESS STEEL LENGTH = 23.5CM REUSABLE
23706 | 4229680238500 | SCISSORS DISSECTING MAYO/STRAIGHT STAINLESS STEEL LENGTH = 14.5CM REUSABLE
23707 | 4229680238600 | SCISSORS DISSECTING REYNOLDS/STRAIGHT STAINLESS STEEL LENGTH = 15.5CM REUSABLE
23708 | 4229680238700 | SCREW CERVICAL DISTRACTION CASPAR LENGTH = 16.0MM REUSABLE
23709 | 4229680239100 | KNIFE SICKLE CUTTING MIKAEEL/#10/BAY LENGTH = 23.0CM REUSABLE
23710 | 4229680239300 | MESH SUPPORT SILICONE SIZE: 23.0CM X 25.0CM 1/2 TRAY REUSABLE
23711 | 4229680239400 | HOOK SKIN FIXATION/TRACTION GILLIES/NO.1 LENGTH = 18.0CM REUSABLE
23712 | 4229680239500 | BASKET STORAGE SMALL PARTS/MESH SIZE: 80.0MM X 80.0MM X 40.0MM REUSABLE
23713 | 4229680239600 | RETRACTOR SOFT TISSUE STAINLESS STEEL TIP SIZE: 80.0MM X 16.0MM LENGTH = 23.0CM REUSABLE
23714 | 4229680239700 | HOLDER SPATULA FLAT SPATULAS REUSABLE
23715 | 4229680239800 | SPATULA OBTAIN EXPOSURE TO THE SURGICAL FIELD HEIFETZ/MALLEABLE SIZE: 11.0MM X 155.0MM REUSABLE
23716 | 4229680239900 | SPATULA OBTAIN EXPOSURE TO THE SURGICAL FIELD HEIFETZ/MALLEABLE SIZE: 14.0MM X 155.0MM REUSABLE
23717 | 4229680240000 | SPATULA OBTAIN EXPOSURE TO THE SURGICAL FIELD HEIFETZ/MALLEABLE SIZE: 17.0MM X 155.0MM REUSABLE
23718 | 4229680240100 | SPATULA OBTAIN EXPOSURE TO THE SURGICAL FIELD HEIFETZ/MALLEABLE SIZE: 8.0MM X 155.0MM REUSABLE
23719 | 4229680240200 | SPATULA OBTAIN EXPOSURE TO THE SURGICAL FIELD HEIFETZ/MALLEABLE/ROUND SIZE: 20.0MM X 200.0MM REUSABLE
23720 | 4229680240300 | SPATULA BRAIN OBTAIN EXPOSURE TO THE SURGICAL FIELD OLIVECRONA/CONCAVE WIDTH= 11.0MM-13.0MM REUSABLE
23721 | 4229680240400 | SPATULA BRAIN OBTAIN EXPOSURE TO THE SURGICAL FIELD OLIVECRONA/CONCAVE WIDTH= 7.0MM-9.0MM REUSABLE
23722 | 4229680240500 | SPATULA BRAIN OBTAIN EXPOSURE TO THE SURGICAL FIELD TESSIER/MALLEABLE WIDTH= 10.0MM-12.0MM LENGTH = 22.0CM REUSABLE
23723 | 4229680240600 | SPATULA BRAIN OBTAIN EXPOSURE TO THE SURGICAL FIELD TESSIER/MALLEABLE WIDTH= 15.0MM-17.0MM LENGTH = 22.0CM REUSABLE
23724 | 4229680240700 | SPATULA BRAIN OBTAIN EXPOSURE TO THE SURGICAL FIELD TESSIER/MALLEABLE WIDTH= 20.0MM-22.0MM LENGTH = 22.0CM REUSABLE
23725 | 4229680240800 | FORCEPS SPONGE HOLDING RAMPLEY/STRAIGHT STAINLESS STEEL LENGTH = 24.5CM REUSABLE
23726 | 4229680240900 | SPREADER RETRACTOR ADSON/SHARP STAINLESS STEEL LENGTH = 14.0CM TEETH: 3X3 REUSABLE
23727 | 4229680241000 | SPREADER RETRACTOR ADSON/SHARP STAINLESS STEEL LENGTH = 21.0CM TEETH: 3X3 REUSABLE
23728 | 4229680241100 | SPREADER RETRACTOR ADSON-ANDERSON STAINLESS STEEL LENGTH = 19.0CM TEETH: 4X3 REUSABLE
23729 | 4229680241200 | SPREADER RETRACTOR CLOWARD/COMPLETE STAINLESS STEEL LENGTH = 25.0CM REUSABLE
23730 | 4229680241300 | SPREADER RETRACTOR LAMINA/CLOWARD STAINLESS STEEL LENGTH = 13.5CM REUSABLE
23731 | 4229680241400 | SPREADER RETRACTOR MOLLISON/SHARP STAINLESS STEEL LENGTH = 15.5CM TEETH: 4X3 REUSABLE
23732 | 4229680241500 | SPREADER RETRACTOR WILLIAMS/LEFT STAINLESS STEEL TIP SIZE: 1.0CM X 5.0CM REUSABLE
23733 | 4229680241700 | SPREADER RETRACTOR WILLIAMS/LEFT STAINLESS STEEL TIP SIZE: 1.0CM X 7.0CM REUSABLE
23734 | 4229680241800 | SPREADER RETRACTOR WILLIAMS/RIGHT STAINLESS STEEL TIP SIZE: 1.0CM X 5.0CM REUSABLE
23735 | 4229680241900 | SPREADER RETRACTOR WILLIAMS/RIGHT STAINLESS STEEL TIP SIZE: 1.0CM X 6.0CM REUSABLE
23736 | 4229680242000 | SPREADER RETRACTOR WILLIAMS/RIGHT STAINLESS STEEL TIP SIZE: 1.0CM X 7.0CM REUSABLE
23737 | 4229680242100 | MODULE STORAGE WITH GREEN SIDE RAIL AND LID REUSABLE
23738 | 4229680242200 | TUBE SUCTION FERGUSSON DIAMETER = 2.5MM 12 FR REUSABLE
23739 | 4229680242300 | TUBE SUCTION FERGUSSON DIAMETER = 3.0MM 110MM +/-5MM REUSABLE
23740 | 4229680242400 | TUBE SUCTION FERGUSSON DIAMETER = 4.0MM 160MM +/-5MM REUSABLE
23741 | 4229680242500 | TUBE SUCTION FERGUSSON DIAMETER = 3.5MM +/-3 200MM +/-5MM REUSABLE
23742 | 4229680242600 | TUBE SUCTION YASARGIL DIAMETER = 1.5MM WORKING LENGTH = 150.0MM REUSABLE
23743 | 4229680242700 | TUBE SUCTION YASARGIL DIAMETER = 3.5MM WORKING LENGTH = 150.0MM REUSABLE
23744 | 4229680242800 | CANNULA SUCTION DIAMETER = 2.0MM LENGTH = 16.0CM REUSABLE
23745 | 4229680242900 | TUBE SUCTION FRAZIER DIAMETER = 2.0MM 12 FR REUSABLE
23746 | 4229680243000 | TUBE SUCTION FRAZIER DIAMETER = 2.3MM 12 FR REUSABLE
23747 | 4229680243100 | TUBE SUCTION FRAZIER DIAMETER = 3.0MM 12 FR REUSABLE
23748 | 4229680243200 | TUBE SUCTION FRAZIER DIAMETER = 4.0MM 12 FR REUSABLE
23749 | 4229680243300 | TUBE SUCTION FRAZIER DIAMETER = 5.0MM 12 FR REUSABLE
23750 | 4229680243400 | TUBE SUCTION PLESTER DIAMETER = 1.5MM LENGTH = 19.5CM REUSABLE
23751 | 4229680243500 | VALVE SUCTION CERULLO REUSABLE
23752 | 4229680243600 | HOLDER SPATULA WITH ROUND SHAFT FOR YASARGIL FLEXIBLE ARM REUSABLE
23753 | 4229680243700 | GUIDE SUTURE WOUND CLOSURE YASARGIL/90 DEGREE/CURVED LENGTH = 18.5CM YASARGIL REUSABLE
23754 | 4229680243800 | GUIDE SUTURE WOUND CLOSURE YASARGIL/MEDIUM CURVED LENGTH = 18.5CM REUSABLE
23755 | 4229680243900 | FORK SUTURE WOUND CLOSURE CASPAR LENGTH = 23.0CM REUSABLE
23756 | 4229680244000 | TAMPER BONE COMPACTION CASPAR/SILICONE COATED HANDLE DIAMETER = 3.0MM LENGTH = 22.0CM REUSABLE
23757 | 4229680244100 | TAMPER BONE COMPACTION CASPAR/SILICONE COATED HANDLE DIAMETER = 5.0MM LENGTH = 22.0CM REUSABLE
23758 | 4229680244200 | TAMPER BONE COMPACTION CASPAR/SILICONE COATED HANDLE DIAMETER = 8.0MM LENGTH = 22.0CM REUSABLE
23759 | 4229680244300 | FORCEPS TAMPON ULRICH/STRAIGHT STAINLESS STEEL LENGTH = 22.0CM REUSABLE
23760 | 4229680244400 | SCISSORS DISSECTING METZENBUM FINE/STRAIGHT TUNGSTEN CARBIDE LENGTH = 14.5CM REUSABLE
23761 | 4229680244500 | FORCEPS DRESSING CUSHING-TAYLOR TUNGSTEN CARBIDE LENGTH = 18.5CM REUSABLE
23762 | 4229680244600 | NEEDLE HOLDER MICRO/STRAIGHT/WITH LOCK TUNGSTEN CARBIDE LENGTH = 22.0CM REUSABLE
23763 | 4229680244700 | NEEDLE HOLDER MICROVASCULAR TUNGSTEN CARBIDE LENGTH = 17.5CM REUSABLE
23764 | 4229680244800 | NEEDLE HOLDER TOENNIS TUNGSTEN CARBIDE LENGTH = 18.0CM REUSABLE
23765 | 4229680244900 | SCISSORS DISSECTING LEXER/FINE/STRAIGHT TUNGSTEN CARBIDE LENGTH = 16.0CM REUSABLE
23766 | 4229680245000 | SCISSORS OPERATING MAYO/CURVED TUNGSTEN CARBIDE LENGTH = 14.5CM REUSABLE
23767 | 4229680245100 | SCISSORS OPERATING MAYO/STRAIGHT TUNGSTEN CARBIDE LENGTH = 14.5CM REUSABLE
23768 | 4229680245200 | FORCEPS TISSUE WITH PROTECTOR STAINLESS STEEL LENGTH = 18.5CM TIP WIDTH= 18.0MM REUSABLE
23769 | 4229680245300 | FORCEPS TISSUE STANDARD STAINLESS STEEL LENGTH = 14.5CM TEETH: 2X2 REUSABLE
23770 | 4229680245400 | FORCEPS TISSUE STANDARD STAINLESS STEEL LENGTH = 14.5CM TEETH: 3X3 REUSABLE
23771 | 4229680245500 | FORCEPS TOWEL BALL AND SOCKET STAINLESS STEEL LENGTH = 14.0CM REUSABLE
23772 | 4229680245600 | TRAY STERILIZATION WITH LID STAINLESS STEEL SIZE: 532.0MM X 251.0MM X 64.0MM REUSABLE
23773 | 4229680245700 | DRILL TWIST BONE SURGERY SHORT DIAMETER = 2.0MM REUSABLE
23774 | 4229680245800 | CANNULA VEIN BUTTON ENDED SIZE: 1.5MM-80.0MM REUSABLE
23775 | 4229680245900 | SPREADER VERTEBRAL STANDARD STAINLESS STEEL LENGTH = 12.7CM REUSABLE
23776 | 4229680246000 | SPREADER VERTEBRAL CLOWARD STAINLESS STEEL LENGTH = 16.0CM REUSABLE
23777 | 4229680246100 | CONDUCTOR WIRE SAW GUIDING DE MARTEL FOR GIGLI SAW REUSABLE
23778 | 4229680246200 | SAW WIRE CUTTING BONE GIGLI/FOURFOLD LENGTH = 30.0CM REUSABLE
23779 | 4229680246300 | SAW WIRE CUTTING BONE GIGLI/FOURFOLD LENGTH = 50.0CM REUSABLE
23780 | 4229680246400 | SCISSORS WIRE UNIVERSAL/ANGLED STAINLESS STEEL LENGTH = 12.0CM REUSABLE
23781 | 4229680246500 | SPREADER WOUND BLUNT/3X3TEETH LENGTH = 13.5CM REUSABLE
23782 | 4229680246600 | CONTAINER MICRO ORTHOPEDIC FIXATION 1.0MM REUSABLE
23783 | 4229680246700 | KIT MICRO ORTHOPEDIC FIXATION STANDARD TRAUMA/1.5MM REUSABLE
23784 | 4229680247200 | RETRACTOR ALAR FOMON/BLUNT/2 PRONGS STAINLESS STEEL LENGTH = 16.0CM REUSABLE
23785 | 4229680247300 | RETRACTOR ALAR FOMON/BLUNT STAINLESS STEEL LENGTH = 17.0CM REUSABLE
23786 | 4229680247500 | DISSECTOR SEPARATION ALVEOLAR NERVE/ARNETT/2 BEND STAINLESS STEEL LENGTH = 23.0CM REUSABLE
23787 | 4229680247600 | PUNCH ANTRUM UPWARDS JAW WIDTH= 3.0MM X 3.0MM LENGTH = 9.0CM REUSABLE
23788 | 4229680249900 | ELEVATOR RAMUS ARNETT STAINLESS STEEL LENGTH = 22.0CM REUSABLE
23789 | 4229680250000 | FORCEPS VASCULAR ATRAUMATIC/DEBAKEY/90 DEGREE ANGLED STAINLESS STEEL LENGTH = 10.0CM REUSABLE
23790 | 4229680250600 | BENDER/CUTTER TYPE A DIAMETER = 2.7MM/2.3MM REUSABLE
23791 | 4229680250700 | BENDER/CUTTER TYPE B DIAMETER = 2.7MM/2.3MM REUSABLE
23792 | 4229680251000 | BLADE OSTEOTOME OBWEGESER DIAMETER = 12.0MM LENGTH = 22.5CM REUSABLE
23793 | 4229680251100 | BLADE OSTEOTOME OBWEGESER DIAMETER = 16.0MM LENGTH = 22.5CM REUSABLE
23794 | 4229680251200 | BLADE OSTEOTOME OBWEGESER DIAMETER = 8.0MM LENGTH = 22.5CM REUSABLE
23795 | 4229680251300 | CURETTE BONE SAMPLE COLLECTION SCHEDE/OVAL/NO.0 STAINLESS STEEL LENGTH = 17.0CM CARVE AND REMOVE BONE THICKNESS/CARTILAGE AND OTHER ABNORMAL GROWTHS REUSABLE
23796 | 4229680251400 | CURETTE BONE SAMPLE COLLECTION SCHEDE/OVAL/NO.1 STAINLESS STEEL LENGTH = 17.0CM CARVE AND REMOVE BONE THICKNESS/CARTILAGE AND OTHER ABNORMAL GROWTHS REUSABLE
23797 | 4229680251500 | CURETTE BONE SAMPLE COLLECTION USA/OVAL/NO.3 STAINLESS STEEL LENGTH = 16.5CM DEBULKING INSTRUMENT USED IN A SMALL BONE AND PERIODONTAL PROCEDURE/SCRAPE AWAY BONE FRAGMENTS REUSABLE
23798 | 4229680251600 | CURETTE BONE SAMPLE COLLECTION WILLIGER/NO.0/1 STAINLESS STEEL LENGTH = 14.0CM REMOVAL OF UNNECESSARY GROWTHS ON BONE/SCRAPING A SAMPLE OF BONE FOR COLLECTION REUSABLE
23799 | 4229680251700 | FORCEPS BONE CUTTING LISTON/STRAIGHT STAINLESS STEEL LENGTH = 20.0CM REUSABLE
23800 | 4229680251800 | FORCEPS BONE CUTTING RUSKIN/STRAIGHT STAINLESS STEEL LENGTH = 19.0CM REUSABLE
23801 | 4229680251900 | BONE FILE SMOOTH OUT ACROMIAL RESECTION JOSEPH/FINE LENGTH = 16.0CM REUSABLE
23802 | 4229680252000 | LEVER BONE DRILLING HOHMANN BLADE SIZE: 43.0MM LENGTH = 23.5CM REUSABLE
23803 | 4229680252100 | RONGEUR BONE GOUGING OUT MAYFIELD STAINLESS STEEL LENGTH = 18.0CM REUSABLE
23804 | 4229680252300 | WIRE BONE SOFT DIAMETER = 0.3MM LENGTH = 10.0M REUSABLE
23805 | 4229680252400 | WIRE BONE SOFT DIAMETER = 0.4MM LENGTH = 10.0M REUSABLE
23806 | 4229680252500 | WIRE BONE SOFT DIAMETER = 0.5MM LENGTH = 10.0M REUSABLE
23807 | 4229680252600 | PROBE SURGICAL FISTULA IDENTIFICATION/DILATION MALLEABLE/BOWMAN STAINLESS STEEL CONDITION: STERILE SIZE: 0000/000 LACRIMAL REUSABLE
23808 | 4229680252700 | PROBE SURGICAL FISTULA IDENTIFICATION/DILATION MALLEABLE/BOWMAN STAINLESS STEEL CONDITION: STERILE SIZE: 2/3 LACRIMAL REUSABLE
23809 | 4229680252800 | INSTRUMENT SEATING CRANIOMAXILLOFACIAL BSSO CONDYLAR/ARNETT REUSABLE
23810 | 4229680253000 | RETRACTOR LINGUAL ARNETT STAINLESS STEEL LENGTH = 20.0CM BSSO REUSABLE
23811 | 4229680253100 | OSTEOTOME BSSO SPLITTING ACC ARNETT BLADE SIZE: 6.0MM REUSABLE
23812 | 4229680253200 | OSTEOTOME BSSO SPLITTING ACC ARNETT BLADE SIZE: 7.0MM REUSABLE
23813 | 4229680253300 | OSTEOTOME BSSO SPLITTING ACC ARNETT BLADE SIZE: 14.0MM REUSABLE
23814 | 4229680253400 | RETRACTOR TRANSORAL ARNETT STAINLESS STEEL TIP SIZE: 7.0MM X 35.0MM LENGTH = 22.0CM CHIN OSTEOTOMY/MIDLINE FLAP RETRACTOR/BSSO REUSABLE
23815 | 4229680253600 | CALIPER ARNETT STAINLESS STEEL EFFECTIVE RANGE: 100.0MM REUSABLE
23816 | 4229680253700 | CALIPER CASTROVIEJO/STRAIGHT STAINLESS STEEL EFFECTIVE RANGE: 20.0MM LENGTH = 8.0CM REUSABLE
23817 | 4229680253800 | CALIPER CASTROVIEJO/EPKER STAINLESS STEEL EFFECTIVE RANGE: 40.0MM LENGTH = 18.0CM REUSABLE
23818 | 4229680253900 | CRUSHER CARTILAGE COTTLE/WITH CLIP REUSABLE
23819 | 4229680254200 | RETRACTOR CHANNEL OBWEGESER STAINLESS STEEL TIP SIZE: 10.0MM LENGTH = 16.0CM REUSABLE
23820 | 4229680254300 | RETRACTOR CHANNEL OBWEGESER STAINLESS STEEL TIP SIZE: 8.0MM LENGTH = 16.0CM REUSABLE
23821 | 4229680254400 | RETRACTOR CHEEK/LIP ARNETT STAINLESS STEEL TIP SIZE: 10.0MM X 80.0MM LENGTH = 22.5CM REUSABLE
23822 | 4229680254500 | RETRACTOR CHEEK/LIP ARNETT STAINLESS STEEL TIP SIZE: 10.0MM X 44.0MM LENGTH = 22.5CM REUSABLE
23823 | 4229680254600 | RETRACTOR CHEEK/LIP ARNETT STAINLESS STEEL TIP SIZE: 10.0MM X 58.0MM LENGTH = 22.5CM REUSABLE
23824 | 4229680254700 | RETRACTOR MENTAL NERVE ARNETT STAINLESS STEEL TIP SIZE: 6.5MM X 45.0MM LENGTH = 22.0CM CHIN OSTEOTOMY REUSABLE
23825 | 4229680254800 | RETRACTOR CHIN OBWEGESER STAINLESS STEEL LENGTH = 16.5CM REUSABLE
23826 | 4229680254900 | CHISEL CUTTING FOMON/WITH GUIDE BLADE WIDTH= 4.0MM LENGTH = 16.0CM REUSABLE
23827 | 4229680255000 | CHISEL CUTTING PARTSCH BLADE WIDTH= 3.0MM LENGTH = 13.5CM REUSABLE
23828 | 4229680255100 | CHISEL CUTTING PARTSCH BLADE WIDTH= 4.0MM LENGTH = 13.5CM REUSABLE
23829 | 4229680255200 | CHISEL CUTTING PARTSCH BLADE WIDTH= 5.0MM LENGTH = 13.5CM REUSABLE
23830 | 4229680255300 | RASPATORY SCRAPING CLEFT/PALATE/JABOMA LENGTH = 17.0CM REUSABLE
23831 | 4229680255400 | FORCEPS COLUMELL COTTLE STAINLESS STEEL LENGTH = 11.0CM TIP WIDTH= 12.0MM REUSABLE
23832 | 4229680255500 | RETRACTOR CORONOID ARNETT STAINLESS STEEL 1X1 REUSABLE
23833 | 4229680255700 | DISSECTOR SEPARATION SALYER/ANGULATED/LONG STAINLESS STEEL LENGTH = 18.0CM REUSABLE
23834 | 4229680255800 | FORCEPS DRESSING STRAIGHT STAINLESS STEEL LENGTH = 17.5CM REUSABLE
23835 | 4229680255900 | FORCEPS DRESSING MEDIUM WIDE/SERRATED STAINLESS STEEL LENGTH = 18.0CM REUSABLE
23836 | 4229680256000 | HOOKLET DURA FIXATION/TRACTION GRAHAM/CURVED/BLUNT LENGTH = 16.5CM REUSABLE
23837 | 4229680256100 | HOOKLET DURA FIXATION/TRACTION SACHS/CURVED/SHARP LENGTH = 17.0CM REUSABLE
23838 | 4229680256200 | ELEVATOR SURGICAL RASPATORY/OBWEGESER STAINLESS STEEL DIAMETER = 6.0MM LENGTH = 21.0CM REUSABLE
23839 | 4229680256300 | ELEVATOR SURGICAL OBWEGESER/DOUBLE STAINLESS STEEL LENGTH = 20.5CM REUSABLE
23840 | 4229680256400 | FORCEPS ETHMOIDAL TAKAHASHI/CURVED STAINLESS STEEL LENGTH = 19.0CM REUSABLE
23841 | 4229680258200 | FORCEPS TWEEZERS PELLETS CARRYING FLAGG/FIG.0 REUSABLE
23842 | 4229680258700 | FORCEPS SPONGE HOLDING FORESTER/SERRATED/STRAIGHT STAINLESS STEEL LENGTH = 18.0CM REUSABLE
23843 | 4229680258800 | FORCEPS DRESSING GROSS MAIER/CURVED/GROOVED/SERRATED/WITH RATCHET STAINLESS STEEL LENGTH = 22.5CM REUSABLE
23844 | 4229680258900 | FORCEPS HEMOSTATIC KOCHER/STRAIGHT STAINLESS STEEL LENGTH = 13.0CM TEETH: 1X1 REUSABLE
23845 | 4229680259000 | FORCEPS TISSUE MINI-ADSON/CURVED STAINLESS STEEL LENGTH = 12.0CM TEETH: 1X1 REUSABLE
23846 | 4229680259100 | FORCEPS HEMOSTATIC PEAN/STRAIGHT/SHORT JAWS STAINLESS STEEL LENGTH = 14.5CM REUSABLE
23847 | 4229680259300 | FRAME CRANIOMAXILLOFACIAL MOUTH GAG REUSABLE
23848 | 4229680259400 | PACKER GAUZE TONSILLECTOMY WOUND PACKING LUNIATSCHEK LENGTH = 17.5CM TIP WIDTH= 2.0MM REUSABLE
23849 | 4229680259500 | PACKER GAUZE TONSILLECTOMY WOUND PACKING LUNIATSCHEK LENGTH = 17.5CM TIP WIDTH= 3.0MM REUSABLE
23850 | 4229680259600 | PACKER GAUZE TONSILLECTOMY WOUND PACKING ROUND HANDLE LENGTH = 17.5CM TIP WIDTH= 2.0MM REUSABLE
23851 | 4229680259700 | INSTRUMENT COMPOSITE FILLING GOLDSTEIN/FIG.2 TITANIUM REUSABLE
23852 | 4229680259800 | GOUGE RHINOLOGY KILLIAN-CLAUS LENGTH = 16.0CM TIP WIDTH= 5.0MM REUSABLE
23853 | 4229680259900 | HANDLE MIRROR METRIC THREAD DIAMETER = 8.0MM LENGTH = 14.0CM REUSABLE
23854 | 4229680260100 | CURETTE BONE SAMPLE COLLECTION HEMMINGWAY/FIG.0/0 STAINLESS STEEL ORTHOPEDIC TOOL/SCRAPING BONE TISSUE OR FOR REMOVING DEBRIS/FIBROUS AND DISEASED TISSUE FROM BONE STRUCTURES REUSABLE
23855 | 4229680260200 | CURETTE BONE SAMPLE COLLECTION HEMMINGWAY/FIG.1/1 STAINLESS STEEL ORTHOPEDIC TOOL/SCRAPING BONE TISSUE OR FOR REMOVING DEBRIS/FIBROUS AND DISEASED TISSUE FROM BONE STRUCTURES REUSABLE
23856 | 4229680260400 | HOOKLET WOUND FIXATION/TRACTION BLUNT/1 PRONG LENGTH = 16.5CM REUSABLE
23857 | 4229680260500 | ELEVATOR NASAL FIXATION/TRACTION COTTLE/SHARP/NO.2 TIP SIZE: 4.0MM LENGTH = 14.5CM REUSABLE
23858 | 4229680260600 | ELEVATOR NASAL FIXATION/TRACTION COTTLE/SHARP/NO.3 TIP SIZE: 4.2MM LENGTH = 14.5CM REUSABLE
23859 | 4229680260700 | HOOKLET WOUND FIXATION/TRACTION DELICATE/4 PRONGS/SHARP LENGTH = 16.5CM REUSABLE
23860 | 4229680260800 | HOOKLET WOUND FIXATION/TRACTION SHARP/2 PRONGS LENGTH = 15.5CM REUSABLE
23861 | 4229680261600 | TRAY INSTRUMENT STORAGE WITH LID/PRECONFIGURED/TL/TS SIZE: 300.0MM X 300.0MM REUSABLE
23862 | 4229680261900 | BENDER IN PLACE ARNETT STAINLESS STEEL MULTI PURPOSE BENDER 13CM REUSABLE
23863 | 4229680262100 | RETRACTOR TISSUE ARNETT STAINLESS STEEL LENGTH = 22.0CM LEFORT 1/INTERDENTAL OSTEOTOMY REUSABLE
23864 | 4229680262400 | RETRACTOR MAXILLOFACIAL ARNETT STAINLESS STEEL LENGTH = 20.0CM LEFORT 1 POSTERIOR REUSABLE
23865 | 4229680263000 | RETRACTOR LIP ORINGER/NO.2 STAINLESS STEEL LENGTH = 10.5CM REUSABLE
23866 | 4229680263300 | MALLET HAMMERING ACC. ARNETT LENGTH = 20.0CM REUSABLE
23867 | 4229680263400 | MALLET HAMMERING MEAD PLASTIC INSERTS WEIGHT: 330.0GM REUSABLE
23868 | 4229680263500 | AWL MANDIBULA HOLE ENLARGEMENT OBWEGESER LENGTH = 15.0CM REUSABLE
23869 | 4229680263600 | AWL MANDIBULA HOLE ENLARGEMENT OBWEGESER LENGTH = 17.5CM REUSABLE
23870 | 4229680263700 | RETRACTOR MANDIBULAR ARNETT STAINLESS STEEL LENGTH = 17.0CM REUSABLE
23871 | 4229680267800 | CURETTE MAXILLARY SINUS SAMPLE COLLECTION ARNETT STAINLESS STEEL LENGTH = 16.5CM ORTHOGNATHIC SYSTEM REUSABLE
23872 | 4229680267900 | RETRACTOR MENTAL NERVE STAINLESS STEEL LENGTH = 19.5CM REUSABLE
23873 | 4229680268100 | JAR STORAGE METAL HEIGHT: 100.0MM DIAMETER = 50.0MM REUSABLE
23874 | 4229680268200 | FORCEPS MICRO CURVED STAINLESS STEEL LENGTH = 18.0CM TIP WIDTH= 0.40MM TEETH: 1X1 REUSABLE
23875 | 4229680268300 | FORCEPS MICRO STANDARD STAINLESS STEEL LENGTH = 15.5CM TIP WIDTH= 0.8MM TEETH: 1X1 REUSABLE
23876 | 4229680268400 | FORCEPS MICRO STANDARD TUNGSTEN CARBIDE LENGTH = 15.5CM TIP WIDTH= 1.0MM TEETH: 1X1 REUSABLE
23877 | 4229680268900 | NEEDLE HOLDER MICRO/CURVED/WITHOUT LOCK STAINLESS STEEL LENGTH = 18.0CM REUSABLE
23878 | 4229680272400 | CUTTER PLATE MICRO 12CM REUSABLE
23879 | 4229680274300 | RETRACTOR CHIN ARNETT STAINLESS STEEL CHIN OSTEOTOMY/MIDLINE FLAP RETRACTOR REUSABLE
23880 | 4229680275700 | ELEVATOR PERIOSTEAL MOLT STAINLESS STEEL LENGTH = 18.0CM REUSABLE
23881 | 4229680275800 | GAG MOUTH PREVENT MOUTH CLOSING KILNER-DOUGHTY/COMPLETE REUSABLE
23882 | 4229680275900 | GAG MOUTH PREVENT MOUTH CLOSING MOLT SIZE: ADULTS LENGTH = 13.0CM REUSABLE
23883 | 4229680276200 | MIRROR MOUTH CONCAVE/ENLARGING EFFECT DIAMETER = 22.0MM REUSABLE
23884 | 4229680276300 | MIRROR MOUTH PLANE DIAMETER = 22.0MM REUSABLE
23885 | 4229680276400 | MIRROR MOUTH PLANE DIAMETER = 24.0MM REUSABLE
23886 | 4229680276500 | MIRROR MOUTH RHODIUM/PLANE DIAMETER = 4/22.0MM REUSABLE
23887 | 4229680276600 | CHISEL NASAL CUTTING SILVER/LEFT BLADE WIDTH= 5.0MM LENGTH = 18.0CM REUSABLE
23888 | 4229680276700 | CHISEL NASAL CUTTING SILVER/RIGHT BLADE WIDTH= 5.0MM LENGTH = 18.0CM REUSABLE
23889 | 4229680276800 | FORCEPS NASAL CUTTING WEIL-BLAKES STAINLESS STEEL JAW WIDTH= 3.4 REUSABLE
23890 | 4229680276900 | FORCEPS NASAL CUTTING WEIL STAINLESS STEEL LENGTH = 19.0CM REUSABLE
23891 | 4229680277000 | RETRACTOR NASAL MUCOSA ARNETT STAINLESS STEEL LENGTH = 18.5CM REUSABLE
23892 | 4229680277100 | RASPATORY NASAL SCRAPING COTTLE BLADE SIZE: 30.0MM X 8.0MM LENGTH = 21.0CM REUSABLE
23893 | 4229680277200 | RASPATORY NASAL SCRAPING FOMON/DOUBLE-ENDED LENGTH = 20.5CM REUSABLE
23894 | 4229680277300 | RETRACTOR NASAL AUFRICHT/DOUBLE ENDED STAINLESS STEEL LENGTH = 12.0CM REUSABLE
23895 | 4229680277400 | SAW NASAL CUTTING BONE BAYON/LEFT LENGTH = 19.0CM REUSABLE
23896 | 4229680277500 | SAW NASAL CUTTING BONE BAYON/RIGHT LENGTH = 19.0CM REUSABLE
23897 | 4229680277600 | SAW NASAL CUTTING BONE STRAIGHT LENGTH = 19.0CM REUSABLE
23898 | 4229680277700 | SCISSORS OPERATING COTTLE STAINLESS STEEL LENGTH = 15.5CM REUSABLE
23899 | 4229680277800 | SCISSORS OPERATING FOMON/KNEE BENT STAINLESS STEEL LENGTH = 14.0CM REUSABLE
23900 | 4229680277900 | SPECULUM NASAL DILATION KILLIAN STAINLESS STEEL SIZE: 35.0MM REUSABLE
23901 | 4229680278000 | SPECULUM NASAL DILATION KILLIAN STAINLESS STEEL SIZE: 50.0MM REUSABLE
23902 | 4229680278100 | SPECULUM NASAL DILATION KILLIAN STAINLESS STEEL SIZE: 75.0MM REUSABLE
23903 | 4229680278200 | SPECULUM NASAL DILATION KILLIAN STAINLESS STEEL SIZE: 85.0MM REUSABLE
23904 | 4229680278300 | FORCEPS NASAL TAMPON TROELTSCH STAINLESS STEEL LENGTH = 15.5CM REUSABLE
23905 | 4229680278400 | NEEDLE HOLDER MATHIEU/SLIM STAINLESS STEEL LENGTH = 17.0CM REUSABLE
23906 | 4229680278500 | HOOK NERVE NEUROSURGERY SMITHWICK/CURVED LENGTH = 16.5CM REUSABLE
23907 | 4229680278800 | RETRACTOR ORBITAL LEFT STAINLESS STEEL REUSABLE
23908 | 4229680278900 | RETRACTOR ORBITAL RIGHT STAINLESS STEEL REUSABLE
23909 | 4229680279000 | OSTEOTOME BONE CUTTING COTTLE/GRADUATED BLADE WIDTH= 4.0MM LENGTH = 18.5CM REUSABLE
23910 | 4229680279100 | OSTEOTOME BONE CUTTING COTTLE/GRADUATED BLADE WIDTH= 7.0MM LENGTH = 18.5CM REUSABLE
23911 | 4229680279200 | OSTEOTOME BONE CUTTING COTTLE/CURVED BLADE WIDTH= 6.0MM LENGTH = 17.0CM REUSABLE
23912 | 4229680279300 | OSTEOTOME BONE CUTTING LAMBOTTE BLADE WIDTH= 13.0MM LENGTH = 24.0CM REUSABLE
23913 | 4229680279400 | OSTEOTOME BONE CUTTING LAMBOTTE/CURVED BLADE WIDTH= 15.0MM LENGTH = 24.0CM REUSABLE
23914 | 4229680279500 | OSTEOTOME BONE CUTTING LEXER/SILICONE COATED HANDLE BLADE WIDTH= 20.0MM LENGTH = 22.0CM REUSABLE
23915 | 4229680279600 | OSTEOTOME BONE CUTTING LEXER/SILICONE COATED HANDLE BLADE WIDTH= 7.0MM LENGTH = 22.0CM REUSABLE
23916 | 4229680279700 | OSTEOTOME BONE CUTTING MINI-LAMBOTTE BLADE WIDTH= 3.0MM LENGTH = 17.0CM REUSABLE
23917 | 4229680279800 | OSTEOTOME BONE CUTTING MINI-LAMBOTTE BLADE WIDTH= 4.0MM LENGTH = 17.0CM REUSABLE
23918 | 4229680279900 | OSTEOTOME BONE CUTTING MINI-LAMBOTTE BLADE WIDTH= 6.0MM LENGTH = 17.0CM REUSABLE
23919 | 4229680280000 | OSTEOTOME BONE CUTTING OBWEGESER/CURVED BLADE WIDTH= 11.0MM LENGTH = 23.0CM REUSABLE
23920 | 4229680280100 | EXPANDER PALATAL TURVEY LENGTH = 17.0CM REUSABLE
23921 | 4229680280200 | ELEVATOR PERIOST JOSEPH STAINLESS STEEL DIAMETER = 6.5MM LENGTH = 18.0CM REUSABLE
23922 | 4229680280300 | ELEVATOR PERIOSTEAL ARNETT STAINLESS STEEL LENGTH = 21.0CM REUSABLE
23923 | 4229680280400 | ELEVATOR PERIOSTEAL ARNETT STAINLESS STEEL LENGTH = 24.0CM REUSABLE
23924 | 4229680280500 | FORCEPS SURGICAL PLATE BENDING/ACCESSORIES/ARNETT/SHORT STAINLESS STEEL REUSABLE
23925 | 4229680280600 | CARRIER PLATE HOLDING ACC ARNETT LENGTH = 18.5CM REUSABLE
23926 | 4229680280700 | CUTTER PLATE LENGTH = 13.0CM REUSABLE
23927 | 4229680280800 | FORCEPS SURGICAL PLATE HOLDING STAINLESS STEEL JAW DIAMETER = 15.0MM REUSABLE
23928 | 4229680280900 | FORCEPS SURGICAL PLATE HOLDING/CURVED STAINLESS STEEL LENGTH = 16CM REUSABLE
23929 | 4229680281000 | FORCEPS SURGICAL PLATE HOLDING/CURVED STAINLESS STEEL REUSABLE
23930 | 4229680281100 | PROBE SURGICAL TISSUE MANIPULATION STAINLESS STEEL BUTTON END DIAMETER = 2.0MM LENGTH = 16.0CM REUSABLE
23931 | 4229680281200 | RETRACTOR PROGENY SCHUCHARDT STAINLESS STEEL LENGTH = 18.0CM REUSABLE
23932 | 4229680281300 | RETRACTOR PROGENY METZ STAINLESS STEEL LENGTH = 19.5CM REUSABLE
23933 | 4229680281400 | OSTEOTOME BONE CUTTING PTERYGOID/ ACC ARNETT REUSABLE
23934 | 4229680281500 | RETRACTOR RAMUS OBWEGESER STAINLESS STEEL TIP SIZE: 75.0MM X 11.0M-15.0MM LENGTH = 24.0CM REUSABLE
23935 | 4229680281600 | RETRACTOR RAMUS OBWEGESER STAINLESS STEEL LENGTH = 22.0CM REUSABLE
23936 | 4229680281700 | STRIPPER OBWEGESER LEFT/RAMUS/BLADE 7.5MM STAINLESS STEEL LENGTH = 17.5CM REUSABLE
23937 | 4229680281800 | RASPATORY SCRAPING MARTIN CUSHING BLADE SIZE: 4.0MM LENGTH = 17.5CM REUSABLE
23938 | 4229680281900 | RASPATORY SCRAPING MARTIN CUSHING BLADE SIZE: 6.0MM LENGTH = 17.5CM REUSABLE
23939 | 4229680282000 | RASPATORY SCRAPING HOEN BLADE SIZE: 7.0MM LENGTH = 16.0CM REUSABLE
23940 | 4229680282100 | RASPATORY SCRAPING OBWEGESER/ROUND BLADE SIZE: 11.0MM LENGTH = 18.0CM REUSABLE
23941 | 4229680282200 | RASPATORY SCRAPING OBWEGESER/ROUND BLADE SIZE: 6.0MM LENGTH = 18.0CM REUSABLE
23942 | 4229680282300 | RASPATORY SCRAPING OBWEGESER/ROUND BLADE SIZE: 7.0MM LENGTH = 18.0CM REUSABLE
23943 | 4229680282400 | RASPATORY SCRAPING OBWEGESER/ROUND BLADE SIZE: 9.0MM LENGTH = 18.0CM REUSABLE
23944 | 4229680282500 | RASPATORY SCRAPING OBWEGESER BLADE SIZE: 6.0MM LENGTH = 18.0CM REUSABLE
23945 | 4229680282600 | RASPATORY SCRAPING OBWEGESER BLADE SIZE: 6.0MM LENGTH = 21.0CM REUSABLE
23946 | 4229680282700 | RASPATORY SCRAPING OBWEGESER BLADE SIZE: 7.0MM LENGTH = 18.0CM REUSABLE
23947 | 4229680282800 | RASPATORY SCRAPING OBWEGESER BLADE SIZE: 9.0MM LENGTH = 18.0CM REUSABLE
23948 | 4229680282900 | RASPATORY SCRAPING STRAIGHT/ROUND/SILICONE COATED HANDLE LENGTH = 20.0CM REUSABLE
23949 | 4229680283000 | RASPATORY SCRAPING STRAIGHT/SILICONE COATED HANDLE BLADE SIZE: 20.0MM LENGTH = 19.0CM REUSABLE
23950 | 4229680285200 | FORCEPS REPOSITION ROWE/LEFT STAINLESS STEEL LENGTH = 24.5CM REUSABLE
23951 | 4229680285300 | FORCEPS REPOSITION ROWE/RIGHT STAINLESS STEEL LENGTH = 24.5CM REUSABLE
23952 | 4229680285400 | RETRACTOR WOUND KOCHER LANG STAINLESS STEEL TIP SIZE: 35.0MM X 15.0MM LENGTH = 21.5CM REUSABLE
23953 | 4229680285500 | RETRACTOR WOUND KOCHER LANG STAINLESS STEEL TIP SIZE: 70.0MM X 14.0MM LENGTH = 21.5CM REUSABLE
23954 | 4229680285600 | RETRACTOR SURGICAL VOLKMANN/BLUNT/8T STAINLESS STEEL LENGTH = 22.0CM REUSABLE
23955 | 4229680285700 | RETRACTOR MAXILLOFACIAL ARNETT/INCISION CLOSURE STAINLESS STEEL LENGTH = 23.0CM LEFORT 1/BSSO REUSABLE
23956 | 4229680285800 | RETRACTOR WOUND BLUNT/2 PRONGS STAINLESS STEEL TIP SIZE: 14.0MM X 8.0MM LENGTH = 16.0CM REUSABLE
23957 | 4229680285900 | RETRACTOR WOUND KOCHER STAINLESS STEEL TIP SIZE: 75.0MM X 40.0MM LENGTH = 23.0CM REUSABLE
23958 | 4229680286000 | RETRACTOR WOUND KOCHER/BLUNT/2 PRONGS STAINLESS STEEL LENGTH = 22.5CM REUSABLE
23959 | 4229680286100 | RETRACTOR WOUND KOCHER/BLUNT/6 PRONGS STAINLESS STEEL LENGTH = 22.5CM REUSABLE
23960 | 4229680286200 | RETRACTOR WOUND KOCHER/SHARP/1 PRONG STAINLESS STEEL LENGTH = 22.5CM REUSABLE
23961 | 4229680286300 | RETRACTOR WOUND KOCHER/SHARP/3 PRONGS STAINLESS STEEL LENGTH = 22.5CM REUSABLE
23962 | 4229680286400 | RETRACTOR WOUND LANGENBECK STAINLESS STEEL TIP SIZE: 50.0MM X 11.0MM LENGTH = 22.0CM REUSABLE
23963 | 4229680286500 | RETRACTOR WOUND MIDDLEDORPF STAINLESS STEEL TIP SIZE: 22.0MM X 22.0MM LENGTH = 23.0CM REUSABLE
23964 | 4229680286600 | RETRACTOR WOUND MIDDLEDORPF STAINLESS STEEL TIP SIZE: 26.0MM X 31.0MM LENGTH = 24.0CM REUSABLE
23965 | 4229680286700 | RETRACTOR SOFT TISSUE OBWEGESER/UPWARD STAINLESS STEEL TIP SIZE: 35.0MM X 10.0MM LENGTH = 23.0CM REUSABLE
23966 | 4229680286800 | RETRACTOR SOFT TISSUE OBWEGESER/UPWARD STAINLESS STEEL TIP SIZE: 42.0MM X 10.0MM LENGTH = 23.0CM REUSABLE
23967 | 4229680286900 | RETRACTOR SOFT TISSUE OBWEGESER/UPWARD STAINLESS STEEL TIP SIZE: 55.0MM X 13.0MM LENGTH = 23.5CM REUSABLE
23968 | 4229680287000 | RETRACTOR SURGICAL VOLKMANN/BLUNT/2 PRONGS STAINLESS STEEL LENGTH = 22.5CM REUSABLE
23969 | 4229680287100 | RETRACTOR SURGICAL VOLKMANN/SHARP/1 PRONG STAINLESS STEEL LENGTH = 22.5CM REUSABLE
23970 | 4229680287200 | RETRACTOR WOUND VOLKMANN/SHARP/2 PRONGS STAINLESS STEEL LENGTH = 22.5CM REUSABLE
23971 | 4229680287300 | RETRACTOR SURGICAL VOLKMANN/SHARP/3 PRONGS STAINLESS STEEL LENGTH = 21.5CM REUSABLE
23972 | 4229680287400 | RETRACTOR SURGICAL VOLKMANN/SHARP/8 PRONGS STAINLESS STEEL REUSABLE
23973 | 4229680287500 | RETRACTOR TMJ ANTERIOR/DUNN DAUTREY STAINLESS STEEL TIP SIZE: 6.5MM X 50.0MM LENGTH = 16.0CM REUSABLE
23974 | 4229680287600 | RETRACTOR TMJ POSTERIOR/DUNN DAUTREY STAINLESS STEEL TIP SIZE: 6.5MM X 50.0MM LENGTH = 16.0CM REUSABLE
23975 | 4229680287700 | RETRACTOR TMJ SUPERIOR/DUNN DAUTREY STAINLESS STEEL TIP SIZE: 6.5MM X 50.0MM LENGTH = 16.0CM REUSABLE
23976 | 4229680287800 | RETRACTOR TMJ SUPERIOR/DUNN DAUTREY STAINLESS STEEL TIP SIZE: 8.0MM X 50.0MM LENGTH = 16.0CM REUSABLE
23977 | 4229680287900 | KNIFE RHINOPLASTIC JOSEPH/STR STAINLESS STEEL LENGTH = 15.5CM REUSABLE
23978 | 4229680288000 | RASPATORY RIB SCRAPING DOYEN/LEFT/CHILD LENGTH = 18.0CM REUSABLE
23979 | 4229680288100 | RASPATORY RIB SCRAPING DOYEN/RIGHT/CHILD LENGTH = 18.0CM REUSABLE
23980 | 4229680288200 | SHEARS RIB CUTTING SAUERBRUCH LENGTH = 26.0CM REUSABLE
23981 | 4229680288300 | SPREADER RIB FINOCHIETTO STAINLESS STEEL SIZE: 80.0MM X 65.0MM X 190.0MM REUSABLE
23982 | 4229680288500 | SCISSORS OPERATING IRIS/SHARP-SHARP/CURVED STAINLESS STEEL LENGTH = 9.0CM REUSABLE
23983 | 4229680288600 | SCISSORS OPERATING IRIS/SHARP-SHARP/STRAIGHT STAINLESS STEEL LENGTH = 12.0CM REUSABLE
23984 | 4229680288700 | SCISSORS DISSECTING GORNEY/STRAIGHT/SERRATED STAINLESS STEEL LENGTH = 12.5CM REUSABLE
23985 | 4229680288800 | SCISSORS OPERATING JOSEPH/SHARP-SHARP/CURVED STAINLESS STEEL LENGTH = 14.5CM REUSABLE
23986 | 4229680288900 | CLIP MEASURING COLOR: BLUE DIAMETER = 1.0MM SCREW LENGTH REUSABLE
23987 | 4229680289000 | CLIP SCREW LENGTH MEASURING COLOR: GREEN DIAMETER = 1.5MM REUSABLE
23988 | 4229680289100 | CLIP SCREW LENGTH MEASURING COLOR: RED DIAMETER = 2.0MM REUSABLE
23989 | 4229680289200 | CLIP SCREW LENGTH MEASURING COLOR: BLACK DIAMETER = 2.3MM REUSABLE
23990 | 4229680289900 | FORCEPS SEPTUM CRAIG/CUP SHAPED STAINLESS STEEL LENGTH = 12.0CM REUSABLE
23991 | 4229680290000 | CHISEL SEPTUM CUTTING FREER/CURVED BLADE WIDTH= 4.0MM LENGTH = 16.5CM REUSABLE
23992 | 4229680290100 | CHISEL SEPTUM CUTTING FREER/STRAIGHT BLADE WIDTH= 4.0MM LENGTH = 16.5CM REUSABLE
23993 | 4229680290200 | ELEVATOR SEPTUM ARNETT STAINLESS STEEL LENGTH = 20.0CM REUSABLE
23994 | 4229680290300 | FORCEPS SEPTUM MIDDLETON/CLOSED STAINLESS STEEL LENGTH = 20.0CM REUSABLE
23995 | 4229680290400 | FORCEPS MORSELIZER SEPTUM RHINOPLASTY RUBIN LENGTH = 18.5CM REUSABLE
23996 | 4229680290500 | SCISSORS SURGICAL SEPTUM/CAPLAN/SERRATED STAINLESS STEEL LENGTH = 20.0CM REUSABLE
23997 | 4229680290600 | FORCEPS SEPTUM STRAIGHTENING STRAIGHT STAINLESS STEEL LENGTH = 23.0CM REUSABLE
23998 | 4229680290700 | NIPPER SIDE CUTTING WITH TUNGSTEN CARBIDE TIP REUSABLE
23999 | 4229680291400 | HOOK SKIN RETRACTION TESSIER/SHARP LENGTH = 19.0CM REUSABLE
24000 | 4229680291500 | SKIN HOOK JOSEPH CURVED 160 MM 2 PRONGS SHARP WIDTH = 10MM REUSABLE
24001 | 4229680291600 | HOOKLET SKIN FIXATION/TRACTION JOSEPH/2 PRONGS TIP SIZE: 2.0MM LENGTH = 16.0CM REUSABLE
24002 | 4229680291700 | HOOKLET SKIN FIXATION/TRACTION JOSEPH/2 PRONGS TIP SIZE: 5.0MM LENGTH = 16.0CM REUSABLE
24003 | 4229680291800 | PUNCH SPHENOIDAL HAJEK/DOWNWARD CUTTING JAW WIDTH= 4.0MM X 4.0MM REUSABLE
24004 | 4229680291900 | PUNCH SPHENOIDAL HAJEK/UPWARD CUTTING JAW WIDTH= 4.0MM X 4.0MM REUSABLE
24005 | 4229680292000 | RETRACTOR NASAL SPINE OBWEGESER STAINLESS STEEL LENGTH = 24.0CM REUSABLE
24006 | 4229680292100 | FORCEPS SPLINTER SMOOTH/STRAIGHT STAINLESS STEEL LENGTH = 12.5CM REUSABLE
24007 | 4229680292200 | GOUGE SPONGIOSA BONE SURGERY CURVED/SILICONE COATED HANDLE LENGTH = 24.5CM TIP WIDTH= 10.0MM REUSABLE
24008 | 4229680292300 | GOUGE SPONGIOSA BONE SURGERY CURVED/SILICONE COATED HANDLE LENGTH = 24.5CM TIP WIDTH= 5.0MM REUSABLE
24009 | 4229680292400 | GOUGE SPONGIOSA BONE SURGERY STRAIGHT/SILICONE COATED HANDLE LENGTH = 24.5CM TIP WIDTH= 10.0MM REUSABLE
24010 | 4229680292500 | SPREADER RETRACTOR BECKMANN/SHARP STAINLESS STEEL LENGTH = 32.0CM TEETH: 4X3 REUSABLE
24011 | 4229680292600 | HANDLE SCREWDRIVER STANDARD/MICRO SYSTEM 1.5MM REUSABLE
24012 | 4229680293000 | CONTAINER MODULE STORAGE WITH BLUE SIDE RAIL REUSABLE
24013 | 4229680293200 | STRIPPER OBWEGESER LEFT/BLADE 10.0MM STAINLESS STEEL LENGTH = 18.0CM REUSABLE
24014 | 4229680293300 | STRIPPER OBWEGESER RIGHT/BLADE 10.0MM STAINLESS STEEL LENGTH = 18.0CM REUSABLE
24015 | 4229680293400 | TUBE SUCTION ADSON/CURVED DIAMETER = 4.0MM LENGTH = 20.0CM REUSABLE
24016 | 4229680293500 | KNIFE SWIVEL BALLENGER/BAYON STAINLESS STEEL LENGTH = 5.0MM REUSABLE
24017 | 4229680293600 | TAMPER BONE COMPACTION METAL DIAMETER = 2.0MM LENGTH = 15.5CM REUSABLE
24018 | 4229680293700 | TAMPER BONE COMPACTION METAL DIAMETER = 6.0MM LENGTH = 15.5CM REUSABLE
24019 | 4229680293800 | SCISSORS DISSECTING METZENBUM STRAIGHT TUNGSTEN CARBIDE LENGTH = 11.5CM REUSABLE
24020 | 4229680293900 | FORCEPS DRESSING ADSON/SERRATED TUNGSTEN CARBIDE LENGTH = 12.0CM REUSABLE
24021 | 4229680294000 | FORCEPS TISSUE ADSON-BROWN/SERRATED TUNGSTEN CARBIDE LENGTH = 12.0CM REUSABLE
24022 | 4229680294100 | NEEDLE HOLDER MICRO/SMOOTH TUNGSTEN CARBIDE LENGTH = 14.5CM REUSABLE
24023 | 4229680294200 | RASPATORY NASAL SCRAPING TC-GOLD/FOMON/NO.5/6 LENGTH = 20.5CM REUSABLE
24024 | 4229680294300 | NEEDLE HOLDER FOSTER-GILLIES TUNGSTEN CARBIDE LENGTH = 11.0CM REUSABLE
24025 | 4229680294400 | NEEDLE HOLDER GILLIES-MINI TUNGSTEN CARBIDE LENGTH = 15.0CM REUSABLE
24026 | 4229680294500 | NEEDLE HOLDER MARTINI/SMOOTH TUNGSTEN CARBIDE LENGTH = 14.0CM REUSABLE
24027 | 4229680294600 | NEEDLE HOLDER LANGENBECK TUNGSTEN CARBIDE LENGTH = 18.5CM REUSABLE
24028 | 4229680294700 | NEEDLE HOLDER MATHIEU TUNGSTEN CARBIDE LENGTH = 20.0CM REUSABLE
24029 | 4229680294800 | SCISSORS OPERATING KELLY/SHARP-SHARP/CURVED TUNGSTEN CARBIDE LENGTH = 16.0CM REUSABLE
24030 | 4229680294900 | SCISSORS OPERATING KELLY/SHARP-SHARP/STRAIGHT TUNGSTEN CARBIDE LENGTH = 16.0CM REUSABLE
24031 | 4229680295000 | SCISSORS DISSECTING RAGNELL/CURVED TUNGSTEN CARBIDE LENGTH = 12.5CM REUSABLE
24032 | 4229680295100 | FORCEPS WIRE TWISTING STANDARD TUNGSTEN CARBIDE LENGTH = 15.5CM REUSABLE
24033 | 4229680296600 | FORCEPS TENDON PULLING STRAIGHT STAINLESS STEEL LENGTH = 21.0CM REUSABLE
24034 | 4229680296700 | SCISSORS SURGICAL TENOTOMY/BLUNT-BLUNT/CURVED STAINLESS STEEL LENGTH = 11.0CM REUSABLE
24035 | 4229680296800 | BENDER/CUTTER TYPE A FRACTURE DIAMETER = 1.5MM FRACTURE RECON DIAMETER = 2.0MM BRIDGING RECON DIAMETER = 3.0MM THREADLOCK TS REUSABLE
24036 | 4229680296900 | BENDER/CUTTER TYPE B FRACTURE DIAMETER = 1.5MM FRACTURE RECON DIAMETER = 2.0MM BRIDGING RECON DIAMETER = 3.0MM THREADLOCK TS REUSABLE
24037 | 4229680298800 | HOOK RETRACTION TMJ/CONDYLE/DOLWICK LENGTH = 14.5CM REUSABLE
24038 | 4229680298900 | FORCEPS SURGICAL TEMPOROMANDIBULAR JOINT-DISC/DOLWICK STAINLESS STEEL LENGTH = 12.5CM REUSABLE
24039 | 4229680299000 | ELEVATOR TMJ DOLWICK/STRAIGHT/CURVED STAINLESS STEEL LENGTH = 17.0CM REUSABLE
24040 | 4229680299100 | FORCEPS SURGICAL TEMPOROMANDIBULAR JOINT/DOLWICK/LARGE STAINLESS STEEL LENGTH = 16.5CM REUSABLE
24041 | 4229680299200 | FORCEPS SURGICAL TEMPOROMANDIBULAR JOINT/DOLWICK/SMALL STAINLESS STEEL LENGTH = 16.0CM REUSABLE
24042 | 4229680299300 | RASPATORY SCRAPING TMJ/DOLWICK/FLAT BLADE SIZE: 4.5MM LENGTH = 15.0CM REUSABLE
24043 | 4229680299400 | RASPATORY SCRAPING TMJ/DOLWICK/HOLLOW BLADE SIZE: 4.5MM LENGTH = 15.0CM REUSABLE
24044 | 4229680299500 | RASPATORY SCRAPING TMJ/DOLWICK/STRAIGHT/CURVED LENGTH = 17.5CM REUSABLE
24045 | 4229680299600 | DEPRESSOR TONGUE DISTANCING FENESTRATED SIZE: 60.0MM X 26.0MM REUSABLE
24046 | 4229680299700 | DEPRESSOR TONGUE DISTANCING FENESTRATED SIZE: 65.0MM X 28.0MM REUSABLE
24047 | 4229680299800 | DEPRESSOR TONGUE DISTANCING FENESTRATED SIZE: 65.0MM X 30.0MM REUSABLE
24048 | 4229680299900 | DEPRESSOR TONGUE DISTANCING BRUENINGS/FENESTRATED LENGTH = 19.0CM REUSABLE
24049 | 4229680300000 | DEPRESSOR TONGUE DISTANCING TOBOLD LENGTH = 15.0CM REUSABLE
24050 | 4229680300100 | DEPRESSOR TONGUE DISTANCING TOBOLD LENGTH = 16.0CM REUSABLE
24051 | 4229680300200 | FORCEPS TONGUE HOLDING COLLIN/FENESTRATED JAWS STAINLESS STEEL LENGTH = 17.0CM REUSABLE
24052 | 4229680300300 | FORCEPS TONGUE HOLDING YOUNG/ANGLED STAINLESS STEEL LENGTH = 15.0CM REUSABLE
24053 | 4229680300400 | SCISSORS MICRO TONSIL/GOOD/CURVED STAINLESS STEEL LENGTH = 19.5CM REUSABLE
24054 | 4229680300500 | FORCEPS TOWEL TOHOKU/BLUNT STAINLESS STEEL LENGTH = 13.5CM REUSABLE
24055 | 4229680300600 | DILATOR TRACHEAL TROUSSEAU LENGTH = 12CM REUSABLE
24056 | 4229680300700 | CONNECTOR TUBE LUER LOCK/MALE REUSABLE
24057 | 4229680300800 | DRILL TWIST DISTRACTOR PLACEMENT J-NOTCH DIAMETER = 0.7MM LENGTH = 50.0MM STOP: 7.0MM REUSABLE
24058 | 4229680302100 | RETRACTOR UPPER LIP ARNETT STAINLESS STEEL LENGTH = 22.5CM REUSABLE
24059 | 4229680302400 | OSTEOTOME WEDGE BONE CUTTING OBWEGES BLADE SIZE: 12.0MM LENGTH = 22.5CM REUSABLE
24060 | 4229680302500 | OSTEOTOME WEDGE BONE CUTTING OBWEGES BLADE SIZE: 16.0MM LENGTH = 22.5CM REUSABLE
24061 | 4229680302600 | OSTEOTOME WEDGE BONE CUTTING OBWEGES BLADE SIZE: 8.0MM LENGTH = 22.5CM REUSABLE
24062 | 4229680302700 | CURETTE BONE EXTRACTION WILLIGER/OVAL/FIG.2 STAINLESS STEEL ORTHOPEDIC AND NEUROSURGERY SPECIALISTS CAN USE FOR DEBULKING DISEASED / FIBROUS / BONY TISSUE / CLEAN THE BONE OR TO OBTAIN SAMPLES FOR BIOPSIES REUSABLE
24063 | 4229680303000 | SCISSORS WIRE BEEBEE/SHARP-SHARP/STRAIGHT STAINLESS STEEL LENGTH = 10.0CM REUSABLE
24064 | 4229680303100 | SCISSORS WIRE SHARP-SHARP/CURVED/SERRATED STAINLESS STEEL LENGTH = 12.0CM REUSABLE
24065 | 4229680303200 | SPREADER WOUND BLUNT/3X4TEETH LENGTH = 20.0CM REUSABLE
24066 | 4229680303300 | AWL ZYGOMATIC HOLE ENLARGEMENT OBWEGESER LENGTH = 24.0CM REUSABLE
24067 | 4229680303600 | ADSON BIPOLAR FORCEPS STRAIGHT 1.0MM WIDE SERRATED TIPS. INSULATED HANDLE. OVERALL LENGTH: 127MM REUSABLE
24068 | 4229680303700 | AIR INJECTION CANNULA 27GA REUSABLE
24069 | 4229680304600 | CLAMP MUSCLE ANTERIOR PELVIC TILT STAINLESS STEEL REUSABLE
24070 | 4229680304700 | HANDPIECE ASPIRATION CURVED SHAFT GAUGE: 23 TUBE DIAMETER = 0.65MM ASPIRATION PORT: 0.3MM REUSABLE
24071 | 4229680305100 | SPECULUM EYE DILATION BARRAQUER/FENESTRATED/HEAVY WIRE STAINLESS STEEL REUSABLE
24072 | 4229680305200 | SCISSORS OPERATING BARRAQUER IRIS STAINLESS STEEL 7MM REUSABLE
24073 | 4229680305400 | BARRAQUER NEEDLE HOLDER CURVED REUSABLE
24074 | 4229680305500 | NEEDLE HOLDER BARRAQUER/CURVED/WITH LOCK LENGTH = 9CM STAINLESS STEEL REUSABLE
24075 | 4229680305600 | SPECULUM EYE DILATION BARRAQUER STAINLESS STEEL REUSABLE
24076 | 4229680305700 | BARRAQUER EYE SPECULUM WIRE BLADE HEAVY. ADULT 14MM BLADES OF HEAVY 1MM WIRE. BLADE SPREAD: 20MM. DULL FINISH. OVERALL LENGTH: 40MM 1.6 INCHES. STAINLESS STEEL REUSABLE
24077 | 4229680305800 | SPECULUM EYE DILATION BARRAQUER/SMALL STAINLESS STEEL REUSABLE
24078 | 4229680305900 | CLAMP MUSCLE BERENNS STAINLESS STEEL REUSABLE
24079 | 4229680306000 | FORCEPS BERKE PTOSIS SIZE 11CM REUSABLE
24080 | 4229680306100 | RONGEUR BEYER SLENDER CURVED LENGTH 17 CM
24081 | 4229680306500 | FORCEPS BIPOLAR ANGLED/BLUNT STAINLESS STEEL LENGTH = 18.0CM TIP WIDTH= 1.0MM REUSABLE
24082 | 4229680306800 | FORCEPS TISSUE BISHOP HARMON/DELICATE STAINLESS STEEL LENGTH = 9.0CM REUSABLE
24083 | 4229680306900 | FORCEPS TISSUE BISHOP HARMON/DELICATE STAINLESS STEEL LENGTH = 8.0CM REUSABLE
24084 | 4229680307200 | BISHOP-HARMON AC IRRIGATOR REUSABLE
24085 | 4229680307400 | FORCEPS DRESSING BISHOP HARMON/STRAIGHT STAINLESS STEEL LENGTH = 86.0MM REUSABLE
24086 | 4229680307900 | FORCEPS SUTURING BONN/LONG STAINLESS STEEL TIP WIDTH= 0.12MM REUSABLE
24087 | 4229680308000 | FORCEPS SURGICAL BOTVIN IRIS STAINLESS STEEL TEETH: 1X1 REUSABLE
24088 | 4229680308700 | PROBE LACRIMAL FISTULA DILATION/IDENTIFICATION BOWMAN/0000/1/2/3/4/5/5 REUSABLE
24089 | 4229680309100 | SCISSORS SURGICAL CAPSULOTOMY/11.0MM DELICATE STRAIGHT BLADES/ANGLED ON FLAT/FLAT SERRATED HANDLE STAINLESS STEEL LENGTH = 8.0CM REUSABLE
24090 | 4229680309200 | HANDLE KNIFE CARASSA/TRI FACET LANCET SHAPED BALDE/DOUBLE BEVEL/WITH PRE SELECTABLE CUTTING DEPTH: 0.15MM-0.2MM-0.25MM-0.3MM-0.37M = M-0.5MM-4.0MM TITANIUM REUSABLE
24091 | 4229680309300 | SPHERE INTRODUCER FOR ORBITAL IMPLANT REUSABLE
24092 | 4229680309800 | CALIPER MEASURES CASTROVIEJO CURVED FROM 0MM TO 20MM REUSABLE
24093 | 4229680310000 | SCISSORS SURGICAL CASTROVIEJO CORNEAL/SMALL/LEFT STAINLESS STEEL REUSABLE
24094 | 4229680310100 | SCISSORS SURGICAL CASTROVIEJO CORNEAL/SMALL/RIGHT STAINLESS STEEL REUSABLE
24095 | 4229680310200 | FORCEPS CASTROVIEJO 0.12 REUSABLE
24096 | 4229680310300 | FORCEPS CASTROVIEJO 0.5MM 1X2 TEETH WITH TYING PLATFORM REUSABLE
24097 | 4229680310800 | CALIPER CASTROVIEJO/MARKING/STRAIGHT STAINLESS STEEL EFFECTIVE RANGE: 20.0MM REUSABLE
24098 | 4229680311300 | NEEDLE HOLDER CASTROVIEJO/CURVED/WITHOUT LOCK/FLAT SERRATED HANDLE STAINLESS STEEL TOTAL LENGTH = 14CM REUSABLE
24099 | 4229680311400 | NEEDLE HOLDER CASTROVIEJO/DELICATE/CURVED LENGTH = 14CM STAINLESS STEEL REUSABLE
24100 | 4229680311800 | NEEDLE HOLDER CASTROVIEJO/STRAIGHT/WITH LOCK LENGTH = 14CM STAINLESS STEEL REUSABLE
24101 | 4229680311900 | FORCEPS SUTURING CASTROVIEJO/NEW MODEL/STRAIGHT/WITH TYING PLATFORM/WIDE FLAT SERRATED HANDLE STAINLESS STEEL LENGTH = 10.8CM T = IP WIDTH= 0.12MM REUSABLE
24102 | 4229680312000 | FORCEPS SUTURING CASTROVIEJO/NEW MODEL/STRAIGHT/WITH TYING PLATFORM/WIDE HANDLE STAINLESS STEEL LENGTH = 10.8CM TIP WIDTH= 0.3M = M REUSABLE
24103 | 4229680312100 | CANNULA HYDRODISSECTION CHANG REUSABLE
24104 | 4229680312300 | HANDLE CHUCK MICRO SCALPEL BLADES REUSABLE
24105 | 4229680312400 | FORCEPS GRASPING COLIBRI/WITH PLATFORM STAINLESS STEEL TEETH: 1X1 REUSABLE
24106 | 4229680312500 | FORCEPS COLIBRI 1X2 TEETH REUSABLE
24107 | 4229680312800 | FORCEPS SURGICAL CONJUNCTIVAL/KREFELD MODEL STAINLESS STEEL LENGTH = 10.0CM TEETH: 1X1 REUSABLE
24108 | 4229680313600 | HOOK CRAWFORD RETRIEVING REUSABLE
24109 | 4229680313700 | SET LACRIMAL INTUBATION ASSORTED SIZES
24110 | 4229680313800 | SCISSORS CURVED HORIZONTAL 23 G 0.6MM DISPOSABLE STERILE
24111 | 4229680313900 | CANNULA CYSTOTOME FLUID/DRUG DELIVERY ANGLED TIP CURVED/SIDE CUTTING CONDITION: STERILE DIAMETER = 25.0GAUGE PACKAGING: 5 PER BOX REUSABLE
24112 | 4229680314200 | DESMARRES LID RETRACTOR DIFFERENT SIZES REUSABLE
24113 | 4229680314300 | RETRACTOR DESMARRES LID/ VEIN #0 REUSABLE
24114 | 4229680314500 | RETRACTOR LID DESMARRES STAINLESS STEEL TIP SIZE: 12.0MM REUSABLE
24115 | 4229680314700 | SERREFINE DIEFFENBACH SECURING SUTURE STRAIGHT TOTAL LENGTH = 35.0MM REUSABLE
24116 | 4229680314800 | KOCH SPATULA/NAGAHARA CHOPPER CUTTING EDGE OF CHOPPER IS 60 DEGREES TO CUT TOWARD PHACO TIP MANIPULATOR PUSHES ROTATES LIFTS AND SPLITS ALSO SERVES AS A PROTECTIVE BARRIER BETWEEN PHACO TIP AND POSTERIOR CAPSULE REUSABLE
24117 | 4229680315000 | FORCEPS DRESSING DELICATE/STRAIGHT STAINLESS STEEL LENGTH = 10 CM REUSABLE
24118 | 4229680315300 | ECKARDT 23 GAUGE BACKFLUSH HANDLE WITH LUER LOCK REUSABLE
24119 | 4229680315400 | SCISSORS VERTICAL 23G 06 MM DISPOSABLE STERILE
24120 | 4229680315500 | MICROFORCEPS SERRATED JAWS 23 GAUGE REUSABLE
24121 | 4229680315600 | ENDO DIATHERMY HANDLE WITH STRAIGHT POINTED TIP 23 GAUGE REUSABLE
24122 | 4229680315700 | NEEDLE HOLDER ENGELS/CURVED/WITH LOCK/GUIDING NOTCH/FOR LONG NEEDLES STAINLESS STEEL REUSABLE
24123 | 4229680316100 | SCISSORS OPERATING IRIS EYE/STRAIGHT STAINLESS STEEL 10.5CM REUSABLE
24124 | 4229680316200 | FORCEPS EYE GRASPING FECHTNER CONJUNCTIVAL/VERY DELICATE/RING SHAPED TIPS/WITH TYING PLATFORM STAINLESS STEEL REUSABLE
24125 | 4229680316300 | MARKER TRABECULECTOMY FECHTNER REUSABLE
24126 | 4229680316600 | SET FIXATION RING FLIERINGA INCLUDES: 6 SIZES REUSABLE
24127 | 4229680316700 | FORCEPS IOL FOLDING IMPLANT ACRYLIC LENS CROSS-ACTION/ANGLED SHAFTS/PARALLEL JAWS WITH CURVED CLOSING TIPS/FLAT HANDLE WITH HOLES REUSABLE
24128 | 4229680317800 | GRAEFE MUSCLE HOOK NO. 1 REUSABLE
24129 | 4229680318100 | SEEKER GRANTS STAINLESS STEEL 150MM REUSABLE
24130 | 4229680318300 | FORCEPS HALSTEAD “MOSQUITO” ARTERY STRAIGHT LENGTH 12.5 CM
24131 | 4229680318400 | FORCEPS HEMOSTATIC HALSTED MOSQUITO/CURVED STAINLESS STEEL TEETH: 1X1 REUSABLE
24132 | 4229680318700 | PROBE SURGICAL WIDEN THE CANAL OF SCHLEMM STAINLESS STEEL HARMS/LEFT TRABECULOTOMY REUSABLE
24133 | 4229680318800 | PROBE SURGICAL WIDEN THE CANAL OF SCHLEMM STAINLESS STEEL HARMS/RIGHT TRABECULOTOMY REUSABLE
24134 | 4229680319100 | FORCEPS TISSUE HARMS-COLIBRI/VERY DELICATE/WITH TYING PLATFORM STAINLESS STEEL TIP WIDTH= 0.12MM REUSABLE
24135 | 4229680319300 | FORCEPS MOSQUITO HARTMANN/STRAIGHT STAINLESS STEEL LENGTH = 9.5CM REUSABLE
24136 | 4229680319400 | FORCEPS MOSQUITO HARTMANN/STRAIGHT/SERRATED STAINLESS STEEL LENGTH = 10CM REUSABLE
24137 | 4229680319500 | RETRACTOR OPHTHALMIC HELVESTON/CONCAVE STAINLESS STEEL DIAMETER = 7.0MM REUSABLE
24138 | 4229680319600 | HOOK LIFTING HELVESTON/FINDER SIZE: LARGE REUSABLE
24139 | 4229680319800 | HOOK MOBILIZATION HELVESTON/MUSCLE TIP LENGTH = 10.0MM REUSABLE
24140 | 4229680319900 | RETRACTOR OPHTHALMIC HELVESTON/CONCAVE STAINLESS STEEL DIAMETER = 11.0MM REUSABLE
24141 | 4229680320000 | RETRACTOR OPHTHALMIC HELVESTON/CONCAVE STAINLESS STEEL DIAMETER = 9.0MM REUSABLE
24142 | 4229680320300 | HOOK MOBILIZATION HELVESTON/TEASER TIP LENGTH = 6.0MM REUSABLE
24143 | 4229680320400 | FORCEPS SUTURING HELVESTON TYING/SMOOTH JAWS/(2) STAINLESS STEEL REUSABLE
24144 | 4229680320800 | CANNULA HYDRODISSECTION/AIR INJECTION TÜBINGEN MODEL/STRONG CURVE DIAMETER = 30.0GAUGE REUSABLE
24145 | 4229680321100 | SCISSORS SURGICAL INTRAOCULAR/STRAIGHT STAINLESS STEEL REUSABLE
24146 | 4229680321200 | FORCEPS SUTURING IRIS/SWISS MODEL/CURVED/WITHOUT TYING PLATFORM/FLAT SERRATED HANDLE STAINLESS STEEL LENGTH = 10.0CM TEETH: 1X1 REUSABLE
24147 | 4229680321600 | CANNULA IRRIGATION BONN MODEL/DELICATE/FLATTENED/ANGLED TIP LENGTH = 10.0MM SHAFT LENGTH = 22.0MM REUSABLE
24148 | 4229680321700 | BI-MANUAL IRRIGATION HANDPIECE RANGE 21G TO 23G SIDE PORT AS PER HOSPITAL REQUEST REUSABLE
24149 | 4229680321800 | JAEGER LID PLATE STAINLESS STEEL REUSABLE
24150 | 4229680321900 | ROTATOR JAFFE-BECHERT REUSABLE
24151 | 4229680322100 | HOOK MUSCLE ELEVATION JAMESON REUSABLE
24152 | 4229680322200 | MARKER JANACH/DOUBLE FLAP DIMENSIONS: 4.0MM X 5.0MM/5.0MM X 4.0MMMM SCLERAL LIMBUS REUSABLE
24153 | 4229680322300 | FORCEPS TISSUE JANACH/STRAIGHT STAINLESS STEEL TIP WIDTH= 0.7MM TEETH: 1X1 REUSABLE
24154 | 4229680322400 | NEEDLE HOLDER BARRAQUER/WITHOUT LOCK STAINLESS STEEL TOTAL LENGTH = 120.0MM REUSABLE
24155 | 4229680322500 | HANDLE KNIFE JANACH/RETRACTABLE/DOUBLE BEVEL/20.0 DEG/STRAIGHT BLADE/CUTTING EDGE REUSABLE
24156 | 4229680322900 | NEEDLE HOLDER KALT/CURVED STAINLESS STEEL TOTAL LENGTH = 13.6CM REUSABLE
24157 | 4229680323000 | SCISSORS SURGICAL KATZIN KERATOPLASTY/LEFT STAINLESS STEEL LENGTH = 10.0CM REUSABLE
24158 | 4229680323100 | SCISSORS SURGICAL KATZIN KERATOPLASTY/RIGHT STAINLESS STEEL LENGTH = 10.0CM REUSABLE
24159 | 4229680323300 | PUNCH TRABECULECTOMY KELLY DESCEMET REUSABLE
24160 | 4229680323500 | KNIFE KERATOPLASTY SMOOTH FLAT HANDLE DIAMETER = 110.0MM REUSABLE
24161 | 4229680323600 | SPATULA KERATOPLASTY PERFORATED/SMOOTH FLAT HANDLE/SPOON WIDTH= 12.0MM REUSABLE
24162 | 4229680323700 | PUNCH CORNEAL KERATOPLASTY TREPHINE WITH THREAD/NEUHANN JAW WIDTH= 6.1MM REUSABLE
24163 | 4229680323800 | TREPHINE KERATOPLASTY INCISION DEPTH PRESETTABLE THROUGH INTERNAL MICROMETER-ADJUSTABLE PISTON AND LOCKING SCREW DIAMETER = 7.5MM REUSABLE
24164 | 4229680323900 | TREPHINE KERATOPLASTY INCISION DEPTH PRESETTABLE THROUGH INTERNAL MICROMETER-ADJUSTABLE PISTON AND LOCKING SCREW DIAMETER = 8.0MM REUSABLE
24165 | 4229680324000 | PUNCH CORNEAL KERATOPLASTY TREPHINE WITH THREAD/NEUHANN JAW WIDTH= 7.4MM REUSABLE
24166 | 4229680324100 | PUNCH CORNEAL KERATOPLASTY TREPHINE WITH THREAD/NEUHANN JAW WIDTH= 7.9MM REUSABLE
24167 | 4229680324500 | KNAPP RETRACTOR 4-PRONG BLUNT REUSABLE
24168 | 4229680324700 | CANNULA KRATZ CAPSULE POLISHING ANGLED TIP/UNDERSIDE ROUGHENED/IRRIGATING PORT AT FRONT OF TIP LENGTH = 2.0MM SHAFT LENGTH = 23.0MM REUSABLE
24169 | 4229680324800 | HOOK KUGLIN IRIS ANGLED LENS MANIPULATOR REUSABLE
24170 | 4229680324900 | SCARIFIER KUHNT CUTTING CORNEAL REUSABLE
24171 | 4229680325000 | LACRIMAL CANNULA CURVED REUSABLE
24172 | 4229680325100 | LACRIMAL CANNULA STRAIGHT REUSABLE
24173 | 4229680325400 | MANIPULATOR LENS LOOP BREMEN MODEL/ANGLED SHAFT WITH Y-SHAPED TIP/ROUND KNURLED HANDLE REUSABLE
24174 | 4229680325500 | FORCEPS LESTER FIXATION STRAIGHT/SERRATED HANDLE/(3) STAINLESS STEEL LENGTH = 8.8CM TEETH: 2X1 REUSABLE
24175 | 4229680325600 | MANIPULATOR LENS LOOP LESTER/ANGLED SHAFT WITH GENTLY CURVED END PORTION/COLLAR-BUTTON TIP/ROUND KNURLED HANDLE REUSABLE
24176 | 4229680326200 | LIEBERMAN SPECULUM SOLID LARGE THIN SOLID BLADES WITH NON-REFLECTIVE FINISH 14MM REUSABLE
24177 | 4229680326300 | EYE SPECULUM LIEBERMAN SOLID WITH 5MM (+/- 2MM) BLADES REUSABLE
24178 | 4229680326400 | SPECULUM EYE DILATION LIEBERMANN TENNANT/FENESTRATED/OPEN WIRE BLADES/ANGLED/FOR TEMPORAL PLACEMENT/SCREW-DRIVEN SPREADING MECHANISM STAINLESS STEEL REUSABLE
24179 | 4229680326600 | PUNCH TRABECULECTOMY LUNTZ DODICK REUSABLE
24180 | 4229680327100 | FORCEPS CAPSULORHEXIS MASKET STAINLESS STEEL REUSABLE
24181 | 4229680327500 | MCPHERSON TYING FORCEPS STRAIGHT 5MM LONG TYING PLATFORMS REUSABLE
24182 | 4229680327900 | FORCEPS MICRO MERMOUD/ERGONOMIC HANDLE STAINLESS STEEL REUSABLE
24183 | 4229680328000 | SCISSORS DIATHERMY METZENBAUM ASSORTED LENGTH
24184 | 4229680328500 | FORCEPS MICRO COLIBRI/WITH TYING PLATFORM STAINLESS STEEL LENGTH = 7.8CM REUSABLE
24185 | 4229680328900 | HOOK NUCLEUS DIVIDING CHOPPING/MANIPULATING THE NUCLEUS MIYOSHI/90 DEGREES ANGLED HOOK TIP WITH STRAIGHT END/ROUND KNURLED HANDLE REUSABLE
24186 | 4229680329000 | FORCEPS EYE MOODY FIXATION LEFT STAINLESS STEEL LENGTH = 11.0CM 1X1 REUSABLE
24187 | 4229680329100 | FORCEPS MOODY FIXATION RIGHT STAINLESS STEEL LENGTH = 11.0CM REUSABLE
24188 | 4229680329300 | FORCEPS HEMOSTATIC MOSQUITO/STRAIGHT STAINLESS STEEL LENGTH = 16.0CM REUSABLE
24189 | 4229680329900 | FORCEPS NUCLEUS SPREADING GENTLY CURVED CROSS ACTION SHAFTS/ROUGHENED PADDLE SHAPED JAWS/FLAT HANDLE/WITH HOLES STAINLESS STEEL REUSABLE
24190 | 4229680330000 | FORCEPS NUGENT UTILITY STAINLESS STEEL SERRATED REUSABLE
24191 | 4229680330200 | TRAY STERILIZATION INSTRUMENT BASKET FINE MESH ON ALL SIDES/WITH LID STAINLESS STEEL SIZE: 240.0MM X 240.0MM X 41.0MM CSSD WASHERS REUSABLE
24192 | 4229680330300 | BASKET STORAGE PERFORATED/HALF SIZE REUSABLE
24193 | 4229680330500 | PIGTAIL PROBE WITH SUTURE HOLES REUSABLE
24194 | 4229680330700 | CLAMP TRABECULECTOMY PROSDOCIMO STAINLESS STEEL REUSABLE
24195 | 4229680330800 | DILATOR PUNCTAL DOUBLE ENDED REUSABLE
24196 | 4229680331100 | CANNULA IRRIGATION RENTSCH/ANGLED SHAFT WITH U SHAPED TIP/FRONT PORT DIAMETER = 26.0GAUGE LENGTH = 24.0MM REUSABLE
24197 | 4229680331800 | CANNULA HYDRODISSECTION/AIR INJECTION SAUTTER/GENTLY CURVED SHAFT/FLATTENED TIP DIAMETER = 26.0GAUGE REUSABLE
24198 | 4229680331900 | CANNULA HYDRODISSECTION/AIR INJECTION SAUTTER/GENTLY CURVED SHAFT/FLATTENED TIP/REUSABLE DIAMETER = 27.0GAUGE
24199 | 4229680332000 | FORCEPS TOWEL BULLDOG/WITH SMOOTH FLAT HANDLE STAINLESS STEEL LENGTH = 9.0CM REUSABLE
24200 | 4229680332200 | SCISSORS SURGICAL TENOTOMY: 24.0MM LONG BLADES/CURVED/BLUNT TIP STAINLESS STEEL REUSABLE
24201 | 4229680332300 | SCISSORS SURGICAL LIGHT CURVE/SHARP-SHARP/FLAT SERRATED HANDLE STAINLESS STEEL LENGTH = 10.0CM REUSABLE
24202 | 4229680332500 | SCLERAL SHIELD LARGE PAIR REUSABLE
24203 | 4229680333600 | SIMCOE IRRIGATION/ASPIRATION CANNULA CURVED REUSABLE
24204 | 4229680333700 | CANNULA IRRIGATION/ASPIRATION SIMCOE/DOUBLE BARREL DIAMETER = 23.0GAUGE REUSABLE
24205 | 4229680333800 | HOOK LENS MANIPULATION ANGLED/SINSKEY REUSABLE
24206 | 4229680333900 | HOOK LENS MANIPULATION SINSKEY/ROUND HANDLE REUSABLE
24207 | 4229680334000 | FORCEPS CAPSULORHEXIS INTRAOCULAR STYLE 2.2MM INCISION MICRO TIP SHAFT LENGTH 13 MM 23 GAUGE REUSABLE
24208 | 4229680334100 | SET JACKSON LACRIMAL PROBE (PAIR) REUSABLE
24209 | 4229680334700 | SCISSORS CUTTING STEVEN TENOTOMY HOOKS/STRAIGHT/BLUNT TIP LENGTH = 6.0MM REUSABLE
24210 | 4229680334800 | SCISSORS SURGICAL STEVEN TENOTOMY/CURVED STAINLESS STEEL LENGTH = 10.7CM REUSABLE
24211 | 4229680335200 | PEELER FOR MEMBRANE 25G FOR 25 GAUGE VITREORETINAL SURGERY
24212 | 4229680335700 | FORCEPS IMPLANTATION THOMAS KOHNEN/ANGLED/SILICONE TUBE COATED/FLAT STANDARD FORCEPS HANDLE/WITH HOLES STAINLESS STEEL LENGTH = 110.0MM REUSABLE
24213 | 4229680335800 | FORCEPS SUTURING THOMAS NEUHANN KERATOPLASTY/COLIBRI STYLE HANDLE/CURVED SHAFTS/ANGLED TIPS/DOUBLE STAINLESS STEEL LENGTH = 8.4C = M TEETH: 1X1 REUSABLE
24214 | 4229680336100 | FORCEPS TISSUE DELICATE/STRAIGHT STAINLESS STEEL 1X1 REUSABLE
24215 | 4229680336700 | FORCEPS SUTURING TYING/ANGLED 7.5MM/WITH PLATFORM/FLAT SERRATED HANDLE CHROMIUM/STAINLESS STEEL LENGTH = 9.6CM REUSABLE
24216 | 4229680336800 | FORCEPS SUTURING TYING/TÜBINGEN MODEL/CURVED/WITH TYING PLATFORM/FLAT SERRATED HANDLE STAINLESS STEEL LENGTH = 10.2CM REUSABLE
24217 | 4229680336900 | FORCEPS SUTURING TYING/CASTROVIEJO/STRAIGHT/DELICATE/WITH TYING PLATFORM/FLAT SERRATED HANDLE STAINLESS STEEL LENGTH = 9.4CM REUSABLE
24218 | 4229680337000 | FORCEPS SUTURING TYING/TÜBINGEN MODEL/STRAIGHT/WITH TYING PLATFORM/FLAT SERRATED HANDLE STAINLESS STEEL LENGTH = 10.3CM REUSABL = E
24219 | 4229680337100 | SCISSORS EYE IRIS STAINLESS STEEL 11.5CM REUSABLE
24220 | 4229680337200 | FORCEPS CAPSULORRHEXIS UTRATA VERY DELICATE TRIANGULAR GRASPING TIPS WITH EXTREMELY THIN LONG SHANKS 11MM X 10CM LENGTH MATTE FINISH SURGICAL GRADE STAINLESS STEEL.REUSABLE
24221 | 4229680337400 | SCISSORS SURGICAL VANNAS CAPSULOTOMY/EXTREMELY DELICATE/CURVED STAINLESS STEEL LENGTH = 8.0CM REUSABLE
24222 | 4229680337500 | VANNAS SCISSORS CAPSULOTOMY SHARP CURVED TIP SIZES FROM 6MM TO 10 MM REUSABLE
24223 | 4229680337600 | SCISSORS MICRO VANNAS/7.0MM LONG BLADES/CURVED STAINLESS STEEL REUSABLE
24224 | 4229680337800 | SCISSORS VERTICAL 23G 06 MM REUSABLE
24225 | 4229680338000 | CANNULA VISCOCANALOSTOMY SIZE: 0.40MM X 0.17MM LENGTH = 20.0MM REUSABLE
24226 | 4229680338200 | HOOK MUSCLE ELEVATION VON GRAEFE SIZE: LARGE REUSABLE
24227 | 4229680338300 | HOOK MUSCLE ELEVATION VON GRAEFE SIZE: MEDIUM REUSABLE
24228 | 4229680338500 | FORCEPS WAUGH DISSECTING 1/2TH 18CM REUSABLE
24229 | 4229680338600 | SPECULUM EYE DILATION WEISS/GENTLY CURVED/FENESTRATED/OPEN BLADES/SPRING-LOADED SPREADING MECHANISM WITH FIXATION SCREW STAINLESS STEEL REUSABLE
24230 | 4229680338900 | SCISSORS SURGICAL WESTCOTT/GENTLY CURVED/BLUNT-BLUNT/FLAT SERRATED HANDLE STAINLESS STEEL HANDLE LENGTH = 12.0CM BLADE LENGTH = 21.0CM REUSABLE
24231 | 4229680339100 | SCISSORS SURGICAL WESTCOTT STAINLESS STEEL 13.5CM REUSABLE
24232 | 4229680339200 | WESCOTT TYPE UTILITY SCISSORS S BLUNT ROUNDED SHARP TIPS. 25MM FROM MID-SCREW TO TIP. FLAT SERRATED HANDLE WITH POLISHED FINISH. OVERALL LENGTH: 131MM 5.1 INCHES. STAINLESS STEEL REUSABLE
24233 | 4229680339600 | SCISSORS MICRO ZANINI/6.0MM LONG BLADES/STRAIGHT STAINLESS STEEL REUSABLE
24234 | 4229680339700 | SPATULA CORNEAL PROTECTION ZIRM/STRAIGHT SHAFT/ANGLED AND GENTLY CURVED/SPATULA LIKE TIP WITH ROUGHENED SURFACE/ROUND KNURLED HANDLE LASIK REUSABLE
24235 | 4229680339900 | RETRACTOR ALVEOLAR OBWEGESER STAINLESS STEEL LENGTH = 24.0CM REUSABLE
24236 | 4229680342300 | FORCEPS BONE CUTTING CLEVELAND STAINLESS STEEL LENGTH = 17.0CM REUSABLE
24237 | 4229680342400 | BONE FILE SMOOTH OUT ACROMIAL RESECTION FLAT DIAMETER = 20.0MM LENGTH = 22.0CM REUSABLE
24238 | 4229680342500 | FORCEPS BONE HOLDING THREAD LOCK STAINLESS STEEL LENGTH = 20.0CM REUSABLE
24239 | 4229680342600 | FORCEPS BONE HOLDING THREAD LOCK STAINLESS STEEL LENGTH = 26.0CM REUSABLE
24240 | 4229680342700 | FORCEPS BONE HOLDING THREAD LOCK STAINLESS STEEL LENGTH = 28.0CM REUSABLE
24241 | 4229680342800 | FORCEPS BONE HOLDING JOURNAL VASCULAR SURGERY/STRONG STAINLESS STEEL LENGTH = 18.0CM REUSABLE
24242 | 4229680342900 | FORCEPS BONE HOLDING VERBRUGGE STAINLESS STEEL LENGTH = 25.0CM REUSABLE
24243 | 4229680343000 | FORCEPS BONE HOLDING VERBRUGGE STAINLESS STEEL LENGTH = 26.0CM REUSABLE
24244 | 4229680343100 | FORCEPS BONE HOLDING WOLFORD STAINLESS STEEL LENGTH = 25.0CM REUSABLE
24245 | 4229680343300 | LEVER BONE DRILLING HOHMANN BLADE SIZE: 35.0MM LENGTH = 29.0CM REUSABLE
24246 | 4229680343500 | LEVER BONE DRILLING HOHMANN BLADE SIZE: 8.0MM LENGTH = 21.5CM REUSABLE
24247 | 4229680343600 | LEVER BONE SEPARATION HOHMANN/LONG TIP BLADE SIZE: 24.0MM LENGTH = 27.5CM REUSABLE
24248 | 4229680343900 | CALIPER CASTROVIEJO/EPKER STAINLESS STEEL EFFECTIVE RANGE: 40.0MM LENGTH = 8.4CM REUSABLE
24249 | 4229680349300 | RETRACTOR CHANNEL OBWEGESER STAINLESS STEEL TIP SIZE: 9.0MM LENGTH = 16.5CM REUSABLE
24250 | 4229680349400 | RETRACTOR CHEEK CAWOOD MINNES STAINLESS STEEL LENGTH = 15.5CM REUSABLE
24251 | 4229680349500 | BLADE CHISEL CUTTING STR TIP SIZE: 10.0MM WORKING LENGTH = 8.0CM REUSABLE
24252 | 4229680349600 | BLADE CHISEL CUTTING STR TIP SIZE: 16.0MM WORKING LENGTH = 8.0CM REUSABLE
24253 | 4229680349700 | BLADE CHISEL CUTTING STR TIP SIZE: 25.0MM WORKING LENGTH = 8.0CM REUSABLE
24254 | 4229680350600 | RETRACTOR CORONOID HARGIS/WITH CHAIN STAINLESS STEEL LENGTH = 19.0CM REUSABLE
24255 | 4229680369900 | ELEVATOR SURGICAL LANGENBECK STAINLESS STEEL DIAMETER = 7.0MM LENGTH = 17.0CM REUSABLE
24256 | 4229680370000 | ELEVATOR SURGICAL LANGENBECK STAINLESS STEEL DIAMETER = 10.0MM LENGTH = 19.5CM REUSABLE
24257 | 4229680371000 | DISCS FIXATION PAIR K-WIRES REUSABLE
24258 | 4229680371700 | FORCEPS REPOSITION STANDARD STAINLESS STEEL LENGTH = 20.5CM REUSABLE
24259 | 4229680371800 | FORCEPS SURGICAL SEQUESTRUM/STRAIGHT STAINLESS STEEL LENGTH = 20.0CM REUSABLE
24260 | 4229680371900 | GOUGE BONES CARVING LEXER STAINLESS STEEL DIAMETER = 10.0MM LENGTH = 22.0CM REUSABLE
24261 | 4229680372000 | GOUGE BONES CARVING LEXER STAINLESS STEEL DIAMETER = 15.0MM LENGTH = 22.0CM REUSABLE
24262 | 4229680372100 | GOUGE BONES CARVING LEXER STAINLESS STEEL DIAMETER = 25.0MM LENGTH = 22.0CM REUSABLE
24263 | 4229680372500 | GUIDE NEEDLE CURVED/KNIFE SHAPE STAINLESS STEEL SIZE: 16.0 CATHETER REUSABLE
24264 | 4229680372900 | HANDLE CHISELS LENGTH = 18.5CM REUSABLE
24265 | 4229680373100 | CURETTE BONE SAMPLE COLLECTION HEMMINGWAY/FIG.2/2 STAINLESS STEEL DEBULKING INSTRUMENT USED IN A SMALL BONE AND PERIODONTAL PROCEDURE/SCRAPE AWAY BONE FRAGMENTS REUSABLE
24266 | 4229680373300 | "VISE-GRIP PLIERS AN ORTHOTICS WORKSHOP TOOL TOTAL LENGTH 220-250 MM APPROXIMATELY"
24267 | 4229680374900 | RETRACTOR INTRAORAL L AND M STAINLESS STEEL LENGTH = 25.0CM REUSABLE
24268 | 4229680375000 | RETRACTOR INTRAORAL LEFT STAINLESS STEEL LENGTH = 21.0CM REUSABLE
24269 | 4229680375100 | RETRACTOR INTRAORAL LEFT/FO STAINLESS STEEL LENGTH = 24.5CM REUSABLE
24270 | 4229680375200 | RETRACTOR INTRAORAL RIGHT STAINLESS STEEL LENGTH = 21.0CM REUSABLE
24271 | 4229680375300 | RETRACTOR INTRAORAL RIGHT/FO STAINLESS STEEL LENGTH = 24.5CM REUSABLE
24272 | 4229680384000 | RETRACTOR MANDIBULAR HARGIS/CURVED STAINLESS STEEL LENGTH = 17.5CM REUSABLE
24273 | 4229680384300 | OSTEOTOME BONE CUTTING BAUER/STRAIGHT BLADE WIDTH= 8.0MM LENGTH = 20.5CM REUSABLE
24274 | 4229680384400 | OSTEOTOME BONE CUTTING EPKER/CURVED BLADE WIDTH= 4.0MM LENGTH = 18.0CM REUSABLE
24275 | 4229680384500 | OSTEOTOME BONE CUTTING EPKER/STRAIGHT BLADE WIDTH= 4.0MM LENGTH = 18.0CM REUSABLE
24276 | 4229680384600 | OSTEOTOME BONE CUTTING EPKER/CURVED BLADE WIDTH= 6.0MM LENGTH = 18.0CM REUSABLE
24277 | 4229680384700 | OSTEOTOME BONE CUTTING EPKER/STRAIGHT/CURVED BLADE WIDTH= 6.0MM LENGTH = 18.0CM REUSABLE
24278 | 4229680384800 | OSTEOTOME BONE CUTTING EPKER/STRAIGHT BLADE WIDTH= 6.0MM LENGTH = 18.0CM REUSABLE
24279 | 4229680384900 | OSTEOTOME BONE CUTTING EPKER/STRAIGHT/CURVED BLADE WIDTH= 8.0MM LENGTH = 18.0CM REUSABLE
24280 | 4229680385000 | OSTEOTOME BONE CUTTING EPKER/STRAIGHT BLADE WIDTH= 8.0MM LENGTH = 18.0CM REUSABLE
24281 | 4229680385200 | OSTEOTOME BONE CUTTING LAMBOTTE BLADE WIDTH= 50.0MM LENGTH = 24.0CM REUSABLE
24282 | 4229680385300 | OSTEOTOME BONE CUTTING LEXER/SILICONE COATED HANDLE BLADE WIDTH= 25.0MM LENGTH = 22.0CM REUSABLE
24283 | 4229680385800 | OSTEOTOME BONE CUTTING OBWEGESER BLADE WIDTH= 3.0MM LENGTH = 15.5CM REUSABLE
24284 | 4229680385900 | OSTEOTOME BONE CUTTING OBWEGESER BLADE WIDTH= 4.0MM LENGTH = 15.5CM REUSABLE
24285 | 4229680386000 | OSTEOTOME BONE CUTTING OBWEGESER BLADE WIDTH= 6.5MM LENGTH = 15.5CM REUSABLE
24286 | 4229680386100 | RETRACTOR PIRIFORM RIM HARGIS STAINLESS STEEL LENGTH = 18.5CM REUSABLE
24287 | 4229680386600 | OSTEOTOME BONE CUTTING HARGIS PTERYGOID/CURVED LENGTH = 22.0CM REUSABLE
24288 | 4229680386800 | RETRACTOR RAMUS OBWEGESER/SMALL/LEFT STAINLESS STEEL LENGTH = 16.5CM REUSABLE
24289 | 4229680386900 | RETRACTOR RAMUS OBWEGESER/SMALL/RIGHT STAINLESS STEEL LENGTH = 16.5CM REUSABLE
24290 | 4229680387000 | RASPATORY RAMUS SCRAPING OBWEGESER BLADE SIZE: 5.0MM LENGTH = 21.0CM REUSABLE
24291 | 4229680387100 | RASPATORY RAMUS SCRAPING OBWEGESER BLADE SIZE: 7.0MM LENGTH = 21.0CM REUSABLE
24292 | 4229680387200 | RETRACTOR RAMUS OBWEGESER STAINLESS STEEL TIP SIZE: 75.0MM X 12.0MM-22.0MM LENGTH = 24.0CM REUSABLE
24293 | 4229680387300 | SEPARATOR RAMUS CRANIOMAXILLOFACIAL SURGERY SMITH LENGTH = 23.5CM REUSABLE
24294 | 4229680387500 | RASPATORY SCRAPING LAMBOTTE BLADE SIZE: 10.0MM LENGTH = 21.5CM REUSABLE
24295 | 4229680387600 | RASPATORY SCRAPING LAMBOTTE BLADE SIZE: 20.0MM LENGTH = 21.5CM REUSABLE
24296 | 4229680389700 | FORCEPS REPOSITION WITH THREAD LOCK STAINLESS STEEL LENGTH = 17.5CM REUSABLE
24297 | 4229680389800 | FORCEPS REPOSITION WITH THREAD LOCK STAINLESS STEEL LENGTH = 24.0CM REUSABLE
24298 | 4229680389900 | RETRACTOR WOUND ISRAEL/BLUNT STAINLESS STEEL TIP SIZE: 50.0MM X 60.0MM LENGTH = 24.5CM REUSABLE
24299 | 4229680390000 | RETRACTOR WOUND ISRAEL/BLUNT STAINLESS STEEL TIP SIZE: 70.0MM X 70.0MM LENGTH = 24.5CM REUSABLE
24300 | 4229680390100 | RETRACTOR SOFT TISSUE OWEGESER/DOWNWARD STAINLESS STEEL TIP SIZE: 66.0MM X 15.0MM LENGTH = 23.5CM REUSABLE
24301 | 4229680390200 | RETRACTOR WOUND SHARP/1 PRONG STAINLESS STEEL LENGTH = 21.5CM REUSABLE
24302 | 4229680390300 | RETRACTOR WOUND KOCHER/SEMISHARP/6 PRONGS STAINLESS STEEL LENGTH = 22.0CM REUSABLE
24303 | 4229680390400 | RETRACTOR WOUND KOERTE/SHARP/8 PRONGS STAINLESS STEEL LENGTH = 24.5CM REUSABLE
24304 | 4229680390500 | RETRACTOR SOFT TISSUE OWEGESER/DOWNWARD STAINLESS STEEL TIP SIZE: 25.0MM X 7.0MM LENGTH = 21.0CM REUSABLE
24305 | 4229680390600 | RETRACTOR SOFT TISSUE OWEGESER/DOWNWARD STAINLESS STEEL TIP SIZE: 35.0MM X 10.0MM LENGTH = 23.0CM REUSABLE
24306 | 4229680390700 | RETRACTOR SOFT TISSUE OWEGESER/DOWNWARD STAINLESS STEEL TIP SIZE: 42.0MM X 10.0MM LENGTH = 23.0CM REUSABLE
24307 | 4229680390800 | RETRACTOR SOFT TISSUE OWEGESER/UPWARD STAINLESS STEEL TIP SIZE: 25.0MM X 7.0MM LENGTH = 21.0CM REUSABLE
24308 | 4229680391000 | HANDLE SCALPEL ROUND/STRAIGHT/NO.3 LENGTH = 14.0CM REUSABLE
24309 | 4229680392400 | SEPARATOR CRANIOMAXILLOFACIAL SURGERY SMITH/LEFT LENGTH = 18.5CM REUSABLE
24310 | 4229680392500 | SEPARATOR CRANIOMAXILLOFACIAL SURGERY SMITH/RIGHT LENGTH = 18.5CM REUSABLE
24311 | 4229680392600 | OSTEOTOME SEPTUM BONE CUTTING OBWEGES BLADE SIZE: 4.0MM LENGTH = 19.0CM REUSABLE
24312 | 4229680392700 | OSTEOTOME SEPTUM BONE CUTTING OBWEGES BLADE SIZE: 6.0MM LENGTH = 19.0CM REUSABLE
24313 | 4229680393100 | RETRACTOR FREER STAINLESS STEEL FOR ORBITAL SURGERY
24314 | 4229680393200 | HOOKLET SKIN FIXATION/TRACTION JOSEPH/2 PRONGS TIP SIZE: 7.0MM LENGTH = 16.0CM REUSABLE
24315 | 4229680394000 | SPREADER RETRACTOR ADSON/BLUNT STAINLESS STEEL LENGTH = 14.0CM TEETH: 3X3 REUSABLE
24316 | 4229680394300 | TAMPER BONE COMPACTION CASPAR/SILICONE COATED HANDLE DIAMETER = 12.0MM LENGTH = 20.0CM REUSABLE
24317 | 4229680394600 | NIPPER SIDE CUTTING PEAR-LOCK TUNGSTEN CARBIDE LENGTH = 23.0CM REUSABLE
24318 | 4229680394800 | FORCEPS TISSUE ADSON TUNGSTEN CARBIDE LENGTH = 15.0CM TEETH: 1X1 REUSABLE
24319 | 4229680394900 | FORCEPS WIRE TWISTING CORWIN TUNGSTEN CARBIDE LENGTH = 16.0CM REUSABLE
24320 | 4229680395900 | DEPRESSOR TONGUE DISTANCING WIEDER BLADE SIZE: 36.0MM LENGTH = 14.0CM REUSABLE
24321 | 4229680397300 | SPREADER RIB CASTANEDA ALUMINUM LENGTH = 105.0MM REUSABLE
24322 | 4229680397400 | FORCEPS CARDIOVASCULAR ATRAUMATIC/DEBAKEY/STRAIGHT/CURVED STAINLESS STEEL LENGTH = 16.5CM REUSABLE
24323 | 4229680397500 | FORCEPS VASCULAR ATRAUMATIC/DEBAKEY/S-SHAPE STAINLESS STEEL LENGTH = 12.5CM REUSABLE
24324 | 4229680397600 | FORCEPS TISSUE ATRAUMATIC/PEDIATRIC/MEDIUM/ANGLED STAINLESS STEEL LENGTH = 15.5CM REUSABLE
24325 | 4229680397700 | FORCEPS HEMOSTATIC ATRAUMATIC/PEDIATRIC/CURVED STAINLESS STEEL LENGTH = 14.0CM REUSABLE
24326 | 4229680397800 | FORCEPS INTESTINAL DOYEN-B/CURVED STAINLESS STEEL LENGTH = 13.5CM REUSABLE
24327 | 4229680398000 | CURETTE BONE SAMPLE COLLECTION SPRATT/OVAL/NO.000 STAINLESS STEEL LENGTH = 17.0CM DEBULK HARD TISSUES FROM NARROW SURGICAL SITES REUSABLE
24328 | 4229680398100 | CURETTE BONE SAMPLE COLLECTION SPRATT/OVAL/NO.0000 STAINLESS STEEL LENGTH = 17.0CM DEBULK HARD TISSUES FROM NARROW SURGICAL SITES REUSABLE
24329 | 4229680398200 | CURETTE BONE SAMPLE COLLECTION SPRATT/OVAL/NO.0 STAINLESS STEEL LENGTH = 17.0CM DEBULK HARD TISSUES FROM NARROW SURGICAL SITES REUSABLE
24330 | 4229680398300 | CHISEL CUTTING PARTSCH BLADE WIDTH= 2.0MM LENGTH = 13.5CM REUSABLE
24331 | 4229680398400 | CHISEL CUTTING PARTSCH BLADE WIDTH= 6.0MM LENGTH = 13.5CM REUSABLE
24332 | 4229680398500 | SCISSORS DISSECTING GUM STAINLESS STEEL LENGTH = 13.0CM REUSABLE
24333 | 4229680398700 | GOUGE PARTSCH CUTTING/SCOOPING TIP WIDTH= 2.0MM LENGTH = 13.5CM REUSABLE
24334 | 4229680398800 | GOUGE PARTSCH CUTTING/SCOOPING TIP WIDTH= 3.0MM LENGTH = 13.5CM REUSABLE
24335 | 4229680398900 | GOUGE PARTSCH CUTTING/SCOOPING TIP WIDTH= 5.0MM LENGTH = 13.5CM REUSABLE
24336 | 4229680399000 | GUIDE NEEDLE ANGLED/TRIANGULAR STAINLESS STEEL SIZE: 10.0 CATHETER REUSABLE
24337 | 4229680399100 | FORCEPS HEMOSTATIC PROVIDENCE HOSPITAL/CURVED STAINLESS STEEL LENGTH = 13.5CM REUSABLE
24338 | 4229680399200 | SCISSORS SURGICAL IRIS/SHARP-SHARP/CURVED STAINLESS STEEL LENGTH = 9.0CM REUSABLE
24339 | 4229680399300 | MALLET HAMMERING LUCAE WEIGHT: 230.0GM LENGTH = 19.5CM DIAMETER = 19.0MM REUSABLE
24340 | 4229680399400 | ELEVATOR PERIOSTEAL WILLIGER STAINLESS STEEL DIAMETER = 6.5MM LENGTH = 16.0CM REUSABLE
24341 | 4229680399500 | RETRACTOR WOUND CORYLLOS STAINLESS STEEL TIP SIZE: 80.0MM X 22.0MM LENGTH = 24.0CM REUSABLE
24342 | 4229680399600 | RETRACTOR WOUND FRITSCH STAINLESS STEEL TIP SIZE: 33.0MM X 40.0MM LENGTH = 24.0CM REUSABLE
24343 | 4229680399700 | RETRACTOR WOUND SAUERBRUCH STAINLESS STEEL TIP SIZE: 45.0MM X 15.0MM LENGTH = 22.5CM REUSABLE
24344 | 4229680399800 | CONTRACTOR RIB APPROXIMATION BAILEY LENGTH = 15.5CM REUSABLE
24345 | 4229680399900 | SET VAGINAL SPECULUM DILATION KRISTELLER STAINLESS STEEL SIZE: 70.0MM X 15.0MM (PAIR) REUSABLE
24346 | 4229680400100 | EXPANSION DEVICE FOR MAGNETIC EXPANSION RODS (FREE OF CHARGE) SPINAL
24347 | 4229680400300 | SPREADER STERNAL FOR PREMATURE BABIES TITANIUM REUSABLE
24348 | 4229680400400 | TAMPER COMPACTION METAL DIAMETER = 4.0MM LENGTH = 15.5CM REUSABLE
24349 | 4229680400500 | SCISSORS DISSECTING METZEBAUM CURVED TUNGSTEN CARBIDE LENGTH = 11.5CM REUSABLE
24350 | 4229680400600 | RETRACTOR ALAR KILNER SHARP 8 CM REUSABLE
24351 | 4229680400700 | PUNCH ANTRUM UPWARDS JAW WIDTH= 4.0MM X 4.0MM LENGTH = 9.0CM REUSABLE
24352 | 4229680401100 | SCISSORS SURGICAL AQUILLA/DISSECTION/MAYO/STRAIGHT STAINLESS STEEL LENGTH = 17.0CM REUSABLE
24353 | 4229680401200 | SCISSORS SURGICAL AQUILLA/IRIS/SHARP-SHARP/CURVED STAINLESS STEEL LENGTH = 11.5CM REUSABLE
24354 | 4229680401300 | MARKER AREOLA BLUNT DIAMETER = 36.0MM REUSABLE
24355 | 4229680401400 | MARKER AREOLA BLUNT DIAMETER = 40.0MM REUSABLE
24356 | 4229680401500 | MARKER AREOLA BLUNT DIAMETER = 42.0MM REUSABLE
24357 | 4229680401600 | MARKER AREOLA BLUNT DIAMETER = 45.0MM REUSABLE
24358 | 4229680401800 | FORCEPS BONE CUTTING COTTLE-KAZAN STAINLESS STEEL LENGTH = 19.0CM REUSABLE
24359 | 4229680401900 | PUNCH BONE CITELLI JAW WIDTH= 3.0MM REUSABLE
24360 | 4229680402100 | PROBE SURGICAL FISTULA IDENTIFICATION/DILATION MALLEABLE/BOWMAN STAINLESS STEEL CONDITION: STERILE SIZE: 3/4 LACRIMAL REUSABLE
24361 | 4229680402200 | PROBE SURGICAL FISTULA IDENTIFICATION/DILATION MALLEABLE/BOWMAN STAINLESS STEEL CONDITION: STERILE SIZE: 5/6 LACRIMAL REUSABLE
24362 | 4229680402300 | CANNULA INFILTRATION LUER LOCK/22 HOLES/BAYONET DIAMETER = 3.0MM LENGTH = 20.0CM REUSABLE
24363 | 4229680402400 | CANNULA INFILTRATION LUER LOCK/22 HOLES/BAYONET DIAMETER = 4.0MM LENGTH = 20.0CM REUSABLE
24364 | 4229680402500 | CANNULA INFILTRATION LUER LOCK/22 HOLES/CURVED DIAMETER = 3.0MM LENGTH = 20.0CM REUSABLE
24365 | 4229680402600 | CANNULA INFILTRATION LUER LOCK/22 HOLES/CURVED DIAMETER = 4.0MM LENGTH = 20.0CM REUSABLE
24366 | 4229680402700 | CANNULA INFILTRATION LUER LOCK/22 HOLES/STRAIGHT DIAMETER = 3.0MM LENGTH = 20.0CM REUSABLE
24367 | 4229680402800 | CANNULA INFILTRATION LUER LOCK/22 HOLES/STRAIGHT DIAMETER = 4.0MM LENGTH = 20.0CM REUSABLE
24368 | 4229680402900 | CANNULA LIPOSUCTION FAT REMOVAL MERCEDES/FC/QUICK RELEASE FASTENER DIAMETER = 3.0MM LENGTH = 20.0CM REUSABLE
24369 | 4229680403000 | CANNULA LIPOSUCTION FAT REMOVAL MERCEDES/FC/QUICK RELEASE FASTENER DIAMETER = 3.0MM LENGTH = 25.0CM REUSABLE
24370 | 4229680403100 | CANNULA LIPOSUCTION FAT REMOVAL MERCEDES/FC/QUICK RELEASE FASTENER DIAMETER = 4.0MM LENGTH = 20.0CM REUSABLE
24371 | 4229680403200 | CANNULA LIPOSUCTION FAT REMOVAL MERCEDES/FC/QUICK RELEASE FASTENER DIAMETER = 4.0MM LENGTH = 25.0CM REUSABLE
24372 | 4229680403300 | CANNULA LIPOSUCTION FAT REMOVAL MONOPORT/FH/FIXED HANDLE/CURVED DIAMETER = 3.0MM LENGTH = 15.0CM REUSABLE
24373 | 4229680403400 | CANNULA LIPOSUCTION FAT REMOVAL MONOPORT/FH/FIXED HANDLE/CURVED DIAMETER = 3.0MM LENGTH = 25.0CM REUSABLE
24374 | 4229680403500 | CANNULA LIPOSUCTION FAT REMOVAL MONOPORT/FH/FIXED HANDLE/CURVED DIAMETER = 6.0MM LENGTH = 15.0CM REUSABLE
24375 | 4229680403600 | CANNULA LIPOSUCTION FAT REMOVAL MONOPORT/FH/FIXED HANDLE/CURVED DIAMETER = 6.0MM LENGTH = 25.0CM REUSABLE
24376 | 4229680403700 | CANNULA LIPOSUCTION FAT REMOVAL MONOPORT/FC/QUICK RELEASE FASTENER DIAMETER = 3.0MM LENGTH = 20.0CM REUSABLE
24377 | 4229680403800 | CANNULA LIPOSUCTION FAT REMOVAL MONOPORT/FC/QUICK RELEASE FASTENER DIAMETER = 3.0MM LENGTH = 30.0CM REUSABLE
24378 | 4229680403900 | CANNULA LIPOSUCTION FAT REMOVAL MONOPORT/FH/FIXED HANDLE/STRAIGHT DIAMETER = 3.0MM LENGTH = 15.0CM REUSABLE
24379 | 4229680404000 | CANNULA LIPOSUCTION FAT REMOVAL MONOPORT/FH/FIXED HANDLE/STRAIGHT DIAMETER = 3.0MM LENGTH = 25.0CM REUSABLE
24380 | 4229680404100 | CANNULA LIPOSUCTION FAT REMOVAL MONOPORT/FH/FIXED HANDLE/STRAIGHT DIAMETER = 4.0MM LENGTH = 15.0CM REUSABLE
24381 | 4229680404200 | CANNULA LIPOSUCTION FAT REMOVAL MONOPORT/FH/FIXED HANDLE/STRAIGHT DIAMETER = 4.0MM LENGTH = 25.0CM REUSABLE
24382 | 4229680404300 | CANNULA LIPOSUCTION FAT REMOVAL MONOPORT/FH/FIXED HANDLE/STRAIGHT DIAMETER = 6.0MM LENGTH = 15.0CM REUSABLE
24383 | 4229680404400 | CANNULA LIPOSUCTION FAT REMOVAL MONOPORT/FH/FIXED HANDLE/STRAIGHT DIAMETER = 6.0MM LENGTH = 25.0CM REUSABLE
24384 | 4229680404500 | CANNULA LIPOSUCTION FAT REMOVAL MONOPORT/FH/FIXED HANDLE/STRAIGHT DIAMETER = 9.0MM LENGTH = 30.0CM REUSABLE
24385 | 4229680405000 | CANNULA LIPOSUCTION FAT REMOVAL SHARK/FC/QUICK RELEASE FASTENER DIAMETER = 3.0MM LENGTH = 25.0CM REUSABLE
24386 | 4229680405100 | CANNULA LIPOSUCTION FAT REMOVAL SHARK/FC/QUICK RELEASE FASTENER DIAMETER = 3.0MM LENGTH = 30.0CM REUSABLE
24387 | 4229680405200 | CANNULA LIPOSUCTION FAT REMOVAL SHARK/FC/QUICK RELEASE FASTENER DIAMETER = 4.0MM LENGTH = 25.0CM REUSABLE
24388 | 4229680405300 | CANNULA LIPOSUCTION FAT REMOVAL SHARK/FC/QUICK RELEASE FASTENER DIAMETER = 4.0MM LENGTH = 30.0CM REUSABLE
24389 | 4229680405400 | CANNULA LIPOSUCTION FAT REMOVAL SHARK/FC/QUICK RELEASE FASTENER DIAMETER = 5.0MM LENGTH = 30.0CM REUSABLE
24390 | 4229680405500 | CANNULA LIPOSUCTION FAT REMOVAL SHARK/FC/QUICK RELEASE FASTENER DIAMETER = 6.0MM LENGTH = 30.0CM REUSABLE
24391 | 4229680405600 | CANNULA LIPOSUCTION FAT REMOVAL SPIRALE/FC/QUICK RELEASE FASTENER DIAMETER = 3.0MM LENGTH = 20.0CM REUSABLE
24392 | 4229680405700 | CANNULA LIPOSUCTION FAT REMOVAL SPIRALE/FC/QUICK RELEASE FASTENER DIAMETER = 3.0MM LENGTH = 30.0CM REUSABLE
24393 | 4229680405800 | CANNULA LIPOSUCTION FAT REMOVAL SPIRALE/FC/QUICK RELEASE FASTENER DIAMETER = 4.0MM LENGTH = 20.0CM REUSABLE
24394 | 4229680405900 | CANNULA LIPOSUCTION FAT REMOVAL SPIRALE/FC/QUICK RELEASE FASTENER DIAMETER = 4.0MM LENGTH = 30.0CM REUSABLE
24395 | 4229680406000 | CANNULA LIPOSUCTION FAT REMOVAL SPIRALE/FC/QUICK RELEASE FASTENER DIAMETER = 4.0MM LENGTH = 40.0CM REUSABLE
24396 | 4229680406100 | CANNULA LIPOSUCTION FAT REMOVAL SPIRALE/FC/QUICK RELEASE FASTENER DIAMETER = 5.0MM LENGTH = 30.0CM REUSABLE
24397 | 4229680406200 | CANNULA LIPOSUCTION FAT REMOVAL SPIRALE/FC/QUICK RELEASE FASTENER DIAMETER = 5.0MM LENGTH = 40.0CM REUSABLE
24398 | 4229680406300 | CANNULA LIPOSUCTION FAT REMOVAL SPIRALE/FC/QUICK RELEASE FASTENER DIAMETER = 6.0MM LENGTH = 30.0CM REUSABLE
24399 | 4229680406400 | CANNULA LIPOSUCTION FAT REMOVAL SPIRALE/FC/QUICK RELEASE FASTENER DIAMETER = 6.0MM LENGTH = 40.0CM REUSABLE
24400 | 4229680406500 | CANNULA LIPOSUCTION FAT REMOVAL TRIPORT/FC/QUICK RELEASE FASTENER DIAMETER = 3.0MM LENGTH = 20.0CM REUSABLE
24401 | 4229680406600 | CANNULA LIPOSUCTION FAT REMOVAL TRIPORT/FC/QUICK RELEASE FASTENER DIAMETER = 3.0MM LENGTH = 30.0CM REUSABLE
24402 | 4229680406700 | CANNULA LIPOSUCTION FAT REMOVAL TRIPORT/FH/FIXED HANDLE DIAMETER = 4.0MM LENGTH = 15.0CM REUSABLE
24403 | 4229680406800 | CANNULA LIPOSUCTION FAT REMOVAL TRIPORT/FH/FIXED HANDLE DIAMETER = 4.0MM LENGTH = 25.0CM REUSABLE
24404 | 4229680406900 | CANNULA LIPOSUCTION FAT REMOVAL TRIPORT/FH/FIXED HANDLE DIAMETER = 6.0MM LENGTH = 25.0CM REUSABLE
24405 | 4229680407000 | CANNULA LIPOSUCTION FAT REMOVAL TRIPORT/FH/FIXED HANDLE DIAMETER = 6.0MM LENGTH = 30.0CM REUSABLE
24406 | 4229680407500 | CRUSHER CARTILAGE GUBISCH SIZE: 65.0MM X 30.0MM REUSABLE
24407 | 4229680407700 | BLOCK CUTTING TEFLON SIZE: 5.5CM X 8.7CM X 1.2CM REUSABLE
24408 | 4229680407800 | DERMATOME CUTTING SCHINK/COMPLETE LENGTH = 30.0CM REUSABLE
24409 | 4229680408100 | FORCEPS DISSECTING KELLY/SLIGHT CURVED STAINLESS STEEL LENGTH = 22.5CM REUSABLE
24410 | 4229680408200 | DISSECTOR SEPARATION BREAST/BAYONET STAINLESS STEEL LENGTH = 34.0CM REUSABLE
24411 | 4229680408300 | DISSECTOR SEPARATION BREAST/BAYONET STAINLESS STEEL LENGTH = 37.0CM REUSABLE
24412 | 4229680408400 | DISSECTOR SEPARATION BREAST/HOOK STAINLESS STEEL LENGTH = 36.0CM REUSABLE
24413 | 4229680408500 | FORCEPS DRESSING STANDARD/SERRATED STAINLESS STEEL LENGTH = 13.0CM REUSABLE
24414 | 4229680408600 | FORCEPS DRESSING MEDIUM WIDE/SERRATED STAINLESS STEEL LENGTH = 13.0CM REUSABLE
24415 | 4229680408700 | HOOKLET DURA FIXATION/TRACTION FRAZIER/SHARP LENGTH = 18.0CM REUSABLE
24416 | 4229680408800 | FORCEPS EAR DRESSING JTROELTSCH STAINLESS STEEL LENGTH = 10.5CM REUSABLE
24417 | 4229680408900 | ELEVATOR SURGICAL ADSON/CURVED/ROUND STAINLESS STEEL LENGTH = 17.5CM REUSABLE
24418 | 4229680409000 | ELEVATOR BREAST BRUSTHEBER STAINLESS STEEL LENGTH = 28.0CM MAMMAPLASTY REUSABLE
24419 | 4229680409100 | ELEVATOR SEPTUM MCKENTY STAINLESS STEEL DIAMETER = 4.0MM LENGTH = 20.5CM REUSABLE
24420 | 4229680409200 | ELEVATOR SEPTUM NAGATA STAINLESS STEEL LENGTH = 16.0CM REUSABLE
24421 | 4229680409300 | FORCEPS ETHMOIDAL ANGLED 45 DEGREE UPWARD/NO.1 STAINLESS STEEL TIP WIDTH= 3.0MM REUSABLE
24422 | 4229680409400 | MARKER FACELIFT PITANGUY LENGTH = 16.0CM TIP WIDTH= 5.0MM REUSABLE
24423 | 4229680409500 | FORCEPS HEMOSTATIC MICRO/MOSQUITO/CURVED STAINLESS STEEL LENGTH = 12.0CM TEETH: 1X1 REUSABLE
24424 | 4229680409600 | FORCEPS TISSUE ADLERKREUTZ STAINLESS STEEL LENGTH = 15.5CM TEETH: 4X4 REUSABLE
24425 | 4229680409700 | FORCEPS SURGICAL AIACH/STRAIGHT STAINLESS STEEL LENGTH = 16.0CM TIP WIDTH= 5.0MM REUSABLE
24426 | 4229680409800 | FORCEPS TISSUE JEWELER/ANGLED/DOWN STAINLESS STEEL LENGTH = 11.0CM REUSABLE
24427 | 4229680409900 | FORCEPS TISSUE NELSON STAINLESS STEEL LENGTH = 23.0CM TEETH: 8X6 REUSABLE
24428 | 4229680410000 | FRAME MOUTH GAG REUSABLE
24429 | 4229680410100 | RASPATORY GLABELLUM SCRAPING AUFRICHT/PUSH LENGTH = 21.0CM REUSABLE
24430 | 4229680410200 | FORCEPS HEMOSTATIC PEAN/CURVED STAINLESS STEEL LENGTH = 24.0CM REUSABLE
24431 | 4229680410300 | HANDLE TC INSERTS LENGTH = 14.0CM NASAL RASPS REUSABLE
24432 | 4229680410400 | HANDLE CANNULA FC/WITH FINGER STOP REUSABLE
24433 | 4229680410500 | HANDLE CANNULA FC/WITH SLIDE VALVE REUSABLE
24434 | 4229680410800 | HOOK NEUROSURGERY CRILE/90 DEGREE LENGTH = 20.0CM REUSABLE
24435 | 4229680410900 | HOOKLET SKIN FIXATION/TRACTION BARSKY LENGTH = 15.0CM REUSABLE
24436 | 4229680411000 | HOOKLET RHINOLOGY FIXATION/TRACTION BLUNT/SHARP/2 PRONGS LENGTH = 14.5CM 2 PRONGS REUSABLE
24437 | 4229680411100 | HOOKLET MUCOSA FIXATION/TRACTION DOUBLE/MILLARD TIP SIZE: 5.0MM X 12.0MM LENGTH = 5.5CM REUSABLE
24438 | 4229680411200 | HOOKLET WOUND FIXATION/TRACTION FLEXIBLE SHARP/3 PRONGS LENGTH = 15.5CM REUSABLE
24439 | 4229680411300 | HOOKLET RHINOLOGY FIXATION/TRACTION SHARP/BLUNT/2 PRONGS LENGTH = 14.5CM 2 PRONGS REUSABLE
24440 | 4229680411400 | KEY HANDLE NASAL RASPS REUSABLE
24441 | 4229680411500 | FORCEPS SURGICAL LIGATURE/SERRATED/CURVED STAINLESS STEEL LENGTH = 12.0CM REUSABLE
24442 | 4229680411600 | NEEDLE LIGATURE KRONECKER/LEFT LENGTH = 12.0CM REUSABLE
24443 | 4229680411700 | MALLET HAMMERING PARTSCH WEIGHT: 175.0GM LENGTH = 19.0CM REUSABLE
24444 | 4229680412000 | HOOK MICRO WOUND SPREADING SHARP/1-PRONG/NO.1 LENGTH = 16.0CM REUSABLE
24445 | 4229680412100 | NEEDLE HOLDER MICRO/CURVED/WITHOUT LOCK LENGTH = 14.5CM REUSABLE
24446 | 4229680412200 | KNIFE MUCOUS FREER STAINLESS STEEL LENGTH = 16.5CM REUSABLE
24447 | 4229680412300 | FORCEPS NASAL CUTTING KNIGHT STAINLESS STEEL LENGTH = 17.0CM REUSABLE
24448 | 4229680412400 | RETRACTOR NASAL AUFRICHT STAINLESS STEEL TIP SIZE: 45.0MM X 11.0MM LENGTH = 19.0CM REUSABLE
24449 | 4229680412500 | SAW NASAL CUTTING BONE ANGLED LEFT LENGTH = 17.0CM REUSABLE
24450 | 4229680412600 | SAW NASAL CUTTING BONE ANGLED RIGHT LENGTH = 17.0CM REUSABLE
24451 | 4229680412700 | SCISSORS SURGICAL FOMON/CURVED STAINLESS STEEL LENGTH = 14.0CM REUSABLE
24452 | 4229680412800 | SPECULUM NASAL DILATION VIENNA STAINLESS STEEL SIZE: 30.0MM LENGTH = 13.5CM REUSABLE
24453 | 4229680413100 | SCISSORS OPERATING SHARP/BLUNT/STRAIGHT STAINLESS STEEL LENGTH = 13.0CM REUSABLE
24454 | 4229680413200 | SCISSORS OPERATING SHARP-SHARP/STRAIGHT STAINLESS STEEL LENGTH = 12.0CM REUSABLE
24455 | 4229680413300 | RASPATORY PALATAL SCRAPING CURVED LEFT BLADE SIZE: 4.0MM LENGTH = 14.0CM REUSABLE
24456 | 4229680413400 | RASPATORY PALATAL SCRAPING CURVED RIGHT BLADE SIZE: 4.0MM LENGTH = 14.0CM REUSABLE
24457 | 4229680413500 | ELEVATOR PERIOSTEAL HOWARTH STAINLESS STEEL LENGTH = 21.5CM REUSABLE
24458 | 4229680413600 | PROBE SURGICAL TISSUE MANIPULATION STAINLESS STEEL WITH EYE DIAMETER = 2.0MM LENGTH = 13.0CM REUSABLE
24459 | 4229680413700 | PROBE SURGICAL TISSUE MANIPULATION STAINLESS STEEL BUTTON END DIAMETER = 1.0MM LENGTH = 11.5CM REUSABLE
24460 | 4229680413800 | RASPATORY CARTILAGE SCRAPING DINGMAN/#1 LENGTH = 15.0CM REUSABLE
24461 | 4229680413900 | RASPATORY CARTILAGE SCRAPING DINGMAN/#2 LENGTH = 15.0CM REUSABLE
24462 | 4229680414000 | RETRACTOR BREAST STAINLESS STEEL TIP SIZE: 125.0MM X 30.0MM LENGTH = 27.0CM REUSABLE
24463 | 4229680414100 | RETRACTOR BREAST STAINLESS STEEL TIP SIZE: 140.0MM X 30.0MM LENGTH = 27.0CM REUSABLE
24464 | 4229680414200 | RETRACTOR MULTIPURPOSE COPE WALTER STAINLESS STEEL LENGTH = 17.5CM REUSABLE
24465 | 4229680414300 | RETRACTOR RHINOLOGY COTTLE NEIVERT/WITH GROOVE STAINLESS STEEL LENGTH = 19.5CM 2 PRONGS REUSABLE
24466 | 4229680414400 | RETRACTOR WOUND HOESEL STAINLESS STEEL TIP SIZE: 140.0MM X 30.0MM LENGTH = 26.0CM REUSABLE
24467 | 4229680414500 | RETRACTOR RHINOLOGY NEIVERT/WITH GROOVE STAINLESS STEEL LENGTH = 17.0CM REUSABLE
24468 | 4229680414600 | KNIFE RHINOPLASTIC COTTLE/STR STAINLESS STEEL LENGTH = 14.0CM REUSABLE
24469 | 4229680414700 | KNIFE RHINOPLASTIC JOSEPH/NO.1 STAINLESS STEEL REUSABLE
24470 | 4229680414800 | KNIFE RHINOPLASTIC JOSEPH/NO.2 STAINLESS STEEL REUSABLE
24471 | 4229680414900 | RULER MEASUREMENT MM/INCH LENGTH = 20.0CM REUSABLE
24472 | 4229680415000 | SCISSORS DISSECTING SUPERCUT/MAYO/CURVED STAINLESS STEEL LENGTH = 23.5CM REUSABLE
24473 | 4229680415100 | HANDLE SCALPEL LONG/FINE NO.5 LENGTH = 22.5CM REUSABLE
24474 | 4229680415200 | SCISSORS DISSECTING SUPERCUT/METZENBAUM/FINE/CURVED STAINLESS STEEL LENGTH = 14.5CM REUSABLE
24475 | 4229680415300 | SCISSORS DISSECTING SUPERCUT/KILNER/CURVED STAINLESS STEEL LENGTH = 12.0CM REUSABLE
24476 | 4229680415400 | SCISSORS DISSECTING SUPERCUT/KILNER/CURVED STAINLESS STEEL LENGTH = 15.0CM REUSABLE
24477 | 4229680415500 | SCISSORS SURGICAL SUPERCUT/IRIS/SHARP-SHARP/CURVED STAINLESS STEEL LENGTH = 11.5CM REUSABLE
24478 | 4229680415800 | SCISSORS SURGICAL SUPERCUT/STEVENS/BLUNT-BLUNT/CURVED STAINLESS STEEL LENGTH = 10.5CM REUSABLE
24479 | 4229680415900 | ELEVATOR SEPTUM FREER/SHARP STAINLESS STEEL LENGTH = 19.0CM REUSABLE
24480 | 4229680416000 | FORCEPS SEPTUM STRAIGHTENING ASCH STAINLESS STEEL LENGTH = 22.5CM REUSABLE
24481 | 4229680416100 | FORCEPS SKIN OGURA/GRAEFE STAINLESS STEEL LENGTH = 11.0CM TIP WIDTH= 4.0MM REUSABLE
24482 | 4229680416200 | SCISSORS DISSECTING IRIS FINE/SHARP-SHARP/CURVED STAINLESS STEEL LENGTH = 14.0CM REUSABLE
24483 | 4229680416300 | SCISSORS DISSECTING MAYO/STRAIGHT STAINLESS STEEL LENGTH = 14.0CM REUSABLE
24484 | 4229680416400 | SCISSORS DISSECTING STITCH/MAYO/STRAIGHT STAINLESS STEEL LENGTH = 17.0CM REUSABLE
24485 | 4229680416500 | SCISSORS DISSECTING METZENBAUM/CURVED STAINLESS STEEL LENGTH = 18.0CM REUSABLE
24486 | 4229680416600 | SCISSORS DISSECTING METZENBAUM/CURVED STAINLESS STEEL LENGTH = 20.0CM REUSABLE
24487 | 4229680416700 | SCISSORS SURGICAL FOMON/ANGLED STAINLESS STEEL LENGTH = 13.0CM REUSABLE
24488 | 4229680416800 | SCISSORS SURGICAL HEYMANN/ANGLED STAINLESS STEEL LENGTH = 18.0CM REUSABLE
24489 | 4229680416900 | SCISSORS OPERATING JOSEPH/SHARP-SHARP/CURVED STAINLESS STEEL LENGTH = 15.0CM REUSABLE
24490 | 4229680417000 | SCISSORS OPERATING JOSEPH/SHARP-SHARP/STRAIGHT STAINLESS STEEL LENGTH = 15.0CM REUSABLE
24491 | 4229680417100 | SCISSORS DISSECTING METZENBAU FINE/CURVED STAINLESS STEEL LENGTH = 18.0CM REUSABLE
24492 | 4229680417300 | SCISSORS DISSECTING STITCH/PECK-JOSEPH/BLUNT-BLUNT/CURVED STAINLESS STEEL LENGTH = 14.0CM REUSABLE
24493 | 4229680417400 | SCISSORS OPERATING STITCH/STEVENS/BLUNT-BLUNT/CURVED STAINLESS STEEL LENGTH = 11.5CM REUSABLE
24494 | 4229680417500 | TUBE SUCTION FERGUSSON DIAMETER = 2.0MM 12 FR REUSABLE
24495 | 4229680417600 | TUBE SUCTION POPPEN/ANGLED DIAMETER = 2.6MM LENGTH = 18.0CM REUSABLE
24496 | 4229680417700 | KNIFE SWIVEL BALLENGER/STR STAINLESS STEEL LENGTH = 3.0MM REUSABLE
24497 | 4229680417800 | KNIFE SWIVEL BALLENGER/STR STAINLESS STEEL LENGTH = 4.0MM REUSABLE
24498 | 4229680417900 | INSERT RHINOLOGY #1 TUNGSTEN CARBIDE REUSABLE
24499 | 4229680418000 | INSERT RHINOLOGY #3 TUNGSTEN CARBIDE REUSABLE
24500 | 4229680418100 | INSERT RHINOLOGY #5 TUNGSTEN CARBIDE REUSABLE
24501 | 4229680418200 | INSERT RHINOLOGY #7 TUNGSTEN CARBIDE REUSABLE
24502 | 4229680418300 | INSERT RHINOLOGY #9 TUNGSTEN CARBIDE REUSABLE
24503 | 4229680418400 | SCISSORS LIGATURE METZENBAUM CURVED/SERRATED TUNGSTEN CARBIDE LENGTH = 20.5CM REUSABLE
24504 | 4229680418500 | FORCEPS TISSUE STANDARD STAINLESS STEEL LENGTH = 18.0CM TEETH: 2X2 REUSABLE
24505 | 4229680418600 | DEPRESSOR TONGUE DISTANCING FENESTRATED/NO.1 REUSABLE
24506 | 4229680418700 | DEPRESSOR TONGUE DISTANCING FENESTRATED/WITH FIXED SUCTION TUBE/NO.2 REUSABLE
24507 | 4229680418800 | FORCEPS TOWEL GRACILE/SHARP STAINLESS STEEL LENGTH = 11.0CM REUSABLE
24508 | 4229680418900 | FORCEPS TOWEL GRACILE/SHARP STAINLESS STEEL LENGTH = 13.0CM REUSABLE
24509 | 4229680419000 | SPREADER OPHTHALMIC SHARP/2X3TEETH LENGTH = 5.0CM REUSABLE
24510 | 4229680419300 | TELESCOPE EXAMINATION ANGLE: 30.0 DEGREE DIAMETER = 4.0MM REUSABLE
24511 | 4229680420100 | FORCEPS TISSUE BABCOCK/ATRAUMATIC STAINLESS STEEL LENGTH = 24.0CM REUSABLE
24512 | 4229680420400 | BOWL VARIOUS SIZE: BIG METAL REUSABLE
24513 | 4229680420500 | BOWL VARIOUS SIZE: MEDIUM METAL REUSABLE
24514 | 4229680420600 | RETRACTOR RIB BURFOR-FINOCHIETTO/WITH 4 BLADES STAINLESS STEEL SIZE: CHILD/28.0MM X 32.0MM REUSABLE
24515 | 4229680421000 | RETRACTOR SCAPULA DAVIDSON/FENESTRATED/REUSABLE CONDITION: NON STERILE DIAMETER = 195.0MM DEPTH: 90.0MM WIDTH= 80.0MM
24516 | 4229680421100 | RETRACTOR MULTIPURPOSE DEAVER STAINLESS STEEL SIZE: 1.5INCHX12.0INCH REUSABLE
24517 | 4229680421200 | RETRACTOR MULTIPURPOSE DEAVER STAINLESS STEEL SIZE: 1.5INCHX12.5INCH REUSABLE
24518 | 4229680421300 | CLAMP TANGENTIAL OCCLUSION/DEBAKEY STAINLESS STEEL LENGTH = 19.7CM REUSABLE
24519 | 4229680422000 | FORCEPS GRASPING DUVAL LUNG/STRAIGHT/TRIANGULAR/SERRATED STAINLESS STEEL LENGTH = 20.3CM REUSABLE
24520 | 4229680422100 | RETRACTOR RIB FAVALORO-MORSE STERNAL MAXIMUM SPREAD: 20.3CM ARM LENGTH = 18.0CM BLADE LENGTH 1 9/15 REUSABLE
24521 | 4229680422200 | FORCEPS TISSUE FERRIS SMITH STAINLESS STEEL LENGTH = 15.2CM TEETH: 2X1 REUSABLE
24522 | 4229680422300 | CORD FIBER OPTIC CONNECTION BOTH PLUG ENDS CAMERA ONLY REUSABLE
24523 | 4229680422400 | FIBRE OPTIC LIGHT GUIDE SMALL 7 5CM FOR OPERATING LARYNGOSCOPES 100-500-001/-002 & 100-500-201/-202
24524 | 4229680422900 | RETRACTOR MULTIPURPOSE KELLY STAINLESS STEEL TIP SIZE: 2.5INCHX3.0INCH LENGTH = 10.0INCH REUSABLE
24525 | 4229680423000 | BASIN KIDNEY TRAY REUSABLE POLYPROPYLENE SIZE: 250MM
24526 | 4229680423500 | ADAPTER TO CONNECT LIGHT CABLE TO LIGHT SOURCE
24527 | 4229680423700 | SCISSORS DISSECTING MAYO CURVED STAINLESS STEEL LENGTH = 14.0CM REUSABLE
24528 | 4229680424100 | NEEDLE HOLDER MAYO-HEGAR STAINLESS STEEL LENGTH = 30.0CM REUSABLE
24529 | 4229680424600 | MEDIASTINOSCOPE EXAMINATION REUSABLE
24530 | 4229680425000 | SCISSORS DISSECTING METZENBAUM/CURVED STAINLESS STEEL LENGTH = 23.0CM REUSABLE
24531 | 4229680425100 | SCISSORS DISSECTING METZENBAUM/BLUNT-BLUNT/CURVED STAINLESS STEEL LENGTH = 17.5CM REUSABLE
24532 | 4229680425200 | SCISSORS DISSECTING METZENBAUM/CURVED STAINLESS STEEL LENGTH = 14.5CM REUSABLE
24533 | 4229680425300 | SCISSORS DISSECTING METZENBAUM/SUPERCUT/CURVED STAINLESS STEEL LENGTH = 26.0CM REUSABLE
24534 | 4229680428700 | TUBE SUCTION POOLE/STRAIGHT/WITH FINGER CUT-OFF DIAMETER = 30.0FR LENGTH = 10 1/4INCH REUSABLE
24535 | 4229680429100 | FORCEPS TISSUE RUSSIAN/STRAIGHT STAINLESS STEEL LENGTH = 25.4CM REUSABLE
24536 | 4229680429400 | CLAMP CARDIOTHORACIC SATINSKY/LARGE STRAIGHT STAINLESS STEEL LENGTH = 25.5CM REUSABLE
24537 | 4229680429700 | FORCEPS HEMOSTATIC SEMB LIGATURE/STRONGLY CURVED STAINLESS STEEL LENGTH = 24.7CM REUSABLE
24538 | 4229680430300 | FORCEPS BONE CUTTING STILLE-HORSLEY/DOUBLE ACTION/CURVED SHAFT STAINLESS STEEL REUSABLE
24539 | 4229680432300 | WIRE HOLDING PLIERS 170MM REUSABLE
24540 | 4229680432400 | SPREADER RIB FINOCHIETTO ALUMINIM LENGTH = 135.0MM REUSABLE
24541 | 4229680432500 | APPROXIMATOR CLAMPING/APPROXIMATION BIEMER-MUELLER WORKING END SIZE: 4.5MM REUSABLE
24542 | 4229680432600 | APPROXIMATOR CLAMPING/APPROXIMATION BIEMER-MUELLER WORKING END SIZE: 9.0MM REUSABLE
24543 | 4229680432700 | FORCEPS ANASTOMOSIS LAMBERT KAY STAINLESS STEEL LENGTH = 20.5CM REUSABLE
24544 | 4229680432800 | FORCEPS AORTIC COOLEY STAINLESS STEEL LENGTH = 26.5CM REUSABLE
24545 | 4229680432900 | CLAMP BULLDOG ATRAUMATIC/CURVED STAINLESS STEEL TIP WIDTH= 20.0MM REUSABLE
24546 | 4229680433100 | FORCEPS VASCULAR ATRAUMATIC/DEBAKEY STAINLESS STEEL LENGTH = 20.0CM REUSABLE
24547 | 4229680433200 | FORCEPS VASCULAR ATRAUMATIC/DEBAKEY/ANGLED STAINLESS STEEL LENGTH = 19.0CM REUSABLE
24548 | 4229680433300 | FORCEPS TISSUE ATRAUMATIC/DEBAKEY/ANGLED STAINLESS STEEL LENGTH = 21.0CM REUSABLE
24549 | 4229680433400 | FORCEPS VASCULAR ATRAUMATIC/DEBAKEY/CURVED STAINLESS STEEL LENGTH = 20.0CM REUSABLE
24550 | 4229680433500 | FORCEPS CLAMP STANDARD STAINLESS STEEL LENGTH = 20.0CM TIP LENGTH = 40MM KIDNEY/PANCREAS REUSABLE
24551 | 4229680433600 | FORCEPS CLAMP STANDARD STAINLESS STEEL LENGTH = 20.0CM TIP LENGTH = 50MM KIDNEY/PANCREAS REUSABLE
24552 | 4229680433800 | CLAMP VASCULAR ATRAUMATIC/PROFUNDA/GREGORY STAINLESS STEEL LENGTH = 16.0 CM REUSABLE
24553 | 4229680433900 | CLAMP PROFUNDA ATRAUMATIC/GREGORY STAINLESS STEEL LENGTH = 18.0 CM REUSABLE
24554 | 4229680434000 | FORCEPS VASCULAR ATRAUMATIC/VENA CAVA/CALNE STAINLESS STEEL LENGTH = 27.0CM REUSABLE
24555 | 4229680434100 | CLAMP AORTIC ATRAUMATIC/ABDOMINAL/KOWALSKI/FIG.2 STAINLESS STEEL LENGTH = 27.0 CM REUSABLE
24556 | 4229680434400 | BLADE MARSEAL IQ SYSTEM CONDITION: STERILE REUSABLE
24557 | 4229680434500 | BOWL FLAT METAL DIAMETER = 167.0MM HEIGHT: 45.0MM CAPACITY: 0.5L REUSABLE
24558 | 4229680434600 | CLAMP BULLDOG GLOVER/CURVED STAINLESS STEEL LENGTH = 6.5CM REUSABLE
24559 | 4229680434700 | CLAMP BULLDOG GREGORY-SOFT STAINLESS STEEL LENGTH = 11.0CM REUSABLE
24560 | 4229680434800 | CLAMP BULLDOG LIGHTWEIGHT/STRAIGHT STAINLESS STEEL TIP WIDTH= 35.0MM REUSABLE
24561 | 4229680434900 | CANNULA HEPARIN SIZE: 2.0MM X 45.0MM REUSABLE
24562 | 4229680435000 | CARRIER TUBE HOLDING TUBE HOLDING INLAYS REUSABLE
24563 | 4229680435100 | CLAMP SURGICAL CUT IQ WITH INSTRUMENT CODING MMM SIZE: 18.0CM REUSABLE
24564 | 4229680435200 | SCISSORS MICRO CORONARY/ANGLED 125 DEGREE STAINLESS STEEL LENGTH = 18.0CM TIP WIDTH= 7.0MM REUSABLE
24565 | 4229680435300 | SCISSORS MICRO CORONARY/ANGLED 60 DEGREE/ROUND HANDLE STAINLESS STEEL LENGTH = 18.0CM TIP WIDTH= 10.0MM REUSABLE
24566 | 4229680435400 | SCISSORS SURGICAL CUT BIPOLAR/SUPER SLIM/CURVED STAINLESS STEEL LENGTH = 13.0CM REUSABLE
24567 | 4229680435500 | DILATOR VASCULAR DEBAKEY NITINOL LENGTH = 19.0CM TIP DIAMETER = 2.5MM REUSABLE
24568 | 4229680435600 | DILATOR VASCULAR DEBAKEY NITINOL LENGTH = 19.0CM TIP DIAMETER = 3.5MM REUSABLE
24569 | 4229680435700 | DILATOR VASCULAR DEBAKEY NITINOL LENGTH = 19.0CM TIP DIAMETER = 4.5MM REUSABLE
24570 | 4229680435800 | FORCEPS DISSECTING MINI-GEMINI/CURVED STAINLESS STEEL LENGTH = 18.0CM REUSABLE
24571 | 4229680435900 | FORCEPS DISSECTING MINI-GEMINI/CURVED STAINLESS STEEL LENGTH = 23.0CM REUSABLE
24572 | 4229680436100 | SCISSORS DISSECTING FINE/S-SHAPE STAINLESS STEEL LENGTH = 18.0CM REUSABLE
24573 | 4229680436200 | FORCEPS TISSUE RESANO STAINLESS STEEL LENGTH = 23.0CM REUSABLE
24574 | 4229680436300 | FORCEPS HEMOSTATIC MOSQUITO/STRAIGHT STAINLESS STEEL LENGTH = 21.0CM REUSABLE
24575 | 4229680436400 | INLAY ADULTS TUBE HOLDER/VAR 1 REUSABLE
24576 | 4229680436500 | INLAY ADULTS TUBE HOLDER/VAR 2 REUSABLE
24577 | 4229680436600 | INLAY CHILDREN TUBE HOLDING CARRIER REUSABLE
24578 | 4229680436700 | INLAY INFANT TUBE HOLDING CARRIER REUSABLE
24579 | 4229680437000 | REMOVER SCALPEL BLADE KLING EX REUSABLE
24580 | 4229680437200 | NEEDLE HOLDER MICRO/STRAIGHT/WITH LOCK TIP DIAMETER = 1.2MM LENGTH = 18.0CM REUSABLE
24581 | 4229680437300 | NEEDLE HOLDER MICRO/STRAIGHT/WITH LOCK TIP DIAMETER = 1.2MM LENGTH = 21.0CM REUSABLE
24582 | 4229680437400 | NEEDLE HOLDER MICRO/CURVED/WITH LOCK STAINLESS STEEL LENGTH = 21.0CM REUSABLE
24583 | 4229680437500 | FORCEPS BIPOLAR NON-STICK/FLUSH/STRAIGHT STAINLESS STEEL COLOR: RED LENGTH = 23.0CM TIP: 2.0MM REUSABLE
24584 | 4229680437600 | FORCEPS BIPOLAR NON-STICK/FLUSH/STRAIGHT STAINLESS STEEL COLOR: RED LENGTH = 30.0CM TIP: 2.0MM REUSABLE
24585 | 4229680437700 | FORCEPS BIPOLAR NON-STICK/ANGLED/BLUNT STAINLESS STEEL COLOR: RED LENGTH = 12.0CM TIP: 0.6MM REUSABLE
24586 | 4229680437800 | FORCEPS BIPOLAR NON-STICK/STRAIGHT/BLUNT STAINLESS STEEL COLOR: RED LENGTH = 23.0CM TIP: 2.0MM REUSABLE
24587 | 4229680437900 | RETRACTOR RIB SPREADER DEBAKEY/LARGE/COMPLETE STAINLESS STEEL TIP SIZE: 240.0MM X 190.0MM REUSABLE
24588 | 4229680438000 | RETRACTOR WOUND VOLKMANN/SHARP/6 PRONGS STAINLESS STEEL LENGTH = 22.5CM REUSABLE
24589 | 4229680438100 | RETRACTOR WOUND ZENKER/ANGULATED STAINLESS STEEL TIP SIZE: 10.0MM X 3.0MM LENGTH = 18.0CM REUSABLE
24590 | 4229680438200 | FORCEPS DRESSING RING/STRAIGHT STAINLESS STEEL LENGTH = 21.0CM DIAMETER = 1.0MM X 0.5MM REUSABLE
24591 | 4229680438300 | SCISSORS DISSECTING SUPERCUT/METZENBAUM/FINE/CURVED TUNGSTEN CARBIDE LENGTH = 23.0CM REUSABLE
24592 | 4229680438400 | SCISSORS DISSECTING SUPERCUT/METZENBAUM/CURVED STAINLESS STEEL LENGTH = 18.0CM REUSABLE
24593 | 4229680438500 | SCISSORS DISSECTING SUPERCUT/METZENBAUM/CURVED TUNGSTEN CARBIDE LENGTH = 23.0CM REUSABLE
24594 | 4229680438600 | SCISSORS DISSECTING MAYO LEXER/FINE/CURVED STAINLESS STEEL LENGTH = 16.5CM REUSABLE
24595 | 4229680438700 | SCISSORS DISSECTING SUPERCUT/REYNOLDS/CURVED STAINLESS STEEL LENGTH = 15.5CM REUSABLE
24596 | 4229680438800 | SCISSORS DISSECTING SUPERCUT/REYNOLDS/CURVED STAINLESS STEEL LENGTH = 18.0CM REUSABLE
24597 | 4229680438900 | SCISSORS SURGICAL SUPERCUT/DIETRICH-POTTS/ANGLED 125 DEGREE STAINLESS STEEL LENGTH = 18.0CM TIP WIDTH= 10.0MM REUSABLE
24598 | 4229680439000 | SCISSORS MICRO SUPERCUT/DIETRICH-POTTS/ANGLED 45 DEGREE STAINLESS STEEL LENGTH = 18.0CM TIP WIDTH= 7.0MM REUSABLE
24599 | 4229680439100 | INSTRUMENT CONNECTOR SEAL SLIM/IQ/CPL/CODING SHAFT LENGTH = 200.0MM REUSABLE
24600 | 4229680439300 | TUBE SUCTION PEDIATRIC/90 DEGREE DIAMETER = 5.0MM LENGTH = 16.0CM REUSABLE
24601 | 4229680439400 | HOOK SUTURE NEUROSURGERY DIAMETER = 1.5MM LENGTH = 26.0CM REUSABLE
24602 | 4229680439600 | SCISSORS DISSECTING TCC-BLACKLINE/FINE/CURVED STAINLESS STEEL LENGTH = 17.0CM REUSABLE
24603 | 4229680439700 | FORCEPS DRESSING POTTS-SMITH TUNGSTEN CARBIDE LENGTH = 23.0CM REUSABLE
24604 | 4229680439800 | FORCEPS DRESSING WANGENSTEEN TUNGSTEN CARBIDE LENGTH = 23.0CM REUSABLE
24605 | 4229680439900 | NEEDLE HOLDER CRILE-WOOD TUNGSTEN CARBIDE LENGTH = 20.5CM REUSABLE
24606 | 4229680440000 | NEEDLE HOLDER RYDER-MARTIN TUNGSTEN CARBIDE LENGTH = 23.0CM REUSABLE
24607 | 4229680440100 | NEEDLE HOLDER RYDER-VASCULAR TUNGSTEN CARBIDE LENGTH = 12.0CM REUSABLE
24608 | 4229680440200 | FORCEPS MICRO ATRAUMATIC/STRAIGHT TITANIUM LENGTH = 18.0CM TIP WIDTH= 0.3MM REUSABLE
24609 | 4229680440300 | CLAMP BULLDOG DEBAKEY/STRAIGHT TITANIUM LENGTH = 8.0CM REUSABLE
24610 | 4229680440400 | NEEDLE HOLDER TI/MICRO/STRAIGHT/WITH LOCK LENGTH = 15.0CM REUSABLE
24611 | 4229680440500 | FORCEPS DRESSING RING/STRAIGHT TITANIUM LENGTH = 21.0CM DIAMETER = 1.0MM X 0.5MM REUSABLE
24612 | 4229680440600 | CLAMP BULLDOG SHUNT/ANGLED 45 DEGREE/12CH TITANIUM TIP WIDTH= 70.0MM REUSABLE
24613 | 4229680443700 | CLAMP TUBE STANDARD STAINLESS STEEL LENGTH = 15.5CM REUSABLE
24614 | 4229680443800 | CLAMP TUBE WITH PROTECTION CLIP STAINLESS STEEL LENGTH = 19.0CM REUSABLE
24615 | 4229680443900 | FORCEPS SUTURING MICRO/TYING/WITH PLATEAU STAINLESS STEEL LENGTH = 12.0CM TIP WIDTH= 0.3MM REUSABLE
24616 | 4229680444000 | RETRACTOR ABDOMINAL BALFOUR/BABY STAINLESS STEEL LENGTH = 12.5CM REUSABLE
24617 | 4229680444100 | FORCEPS CAPSULE MILLIN/ATRAUMATIC STAINLESS STEEL LENGTH = 22.5CM REUSABLE
24618 | 4229680444200 | FORCEPS CAPSULE MILLIN/ATRAUMATIC STAINLESS STEEL LENGTH = 24.5CM REUSABLE
24619 | 4229680444400 | FORCEPS HEMOSTATIC ATRAUMATIC/MOSQUITO/CURVED STAINLESS STEEL LENGTH = 15.0CM REUSABLE
24620 | 4229680444500 | FORCEPS HEMOSTATIC ATRAUMATIC/MOSQUITO/STRAIGHT STAINLESS STEEL LENGTH = 15.0CM REUSABLE
24621 | 4229680444600 | FORCEPS KIDNEY PEDICLE GUYON STAINLESS STEEL LENGTH = 24.0CM REUSABLE
24622 | 4229680444700 | CLAMP TANGENTIAL UROLOGICAL/ATRAUMATIC/NO.1 STAINLESS STEEL LENGTH = 25.0CM REUSABLE
24623 | 4229680444800 | DILATOR BILE DUCT BAKES LENGTH = 32.0CM TIP DIAMETER = 1.0MM REUSABLE
24624 | 4229680444900 | RETRACTOR BLADDER MILLIN/COMPLETE STAINLESS STEEL REUSABLE
24625 | 4229680445000 | PROBE SURGICAL FISTULA IDENTIFICATION/DILATION MALLEABLE/BOWMAN STAINLESS STEEL CONDITION: STERILE SIZE: 0/1 LACRIMAL REUSABLE
24626 | 4229680445100 | PROBE SURGICAL FISTULA IDENTIFICATION/DILATION MALLEABLE/BOWMAN STAINLESS STEEL CONDITION: STERILE SIZE: 7/8 LACRIMAL REUSABLE
24627 | 4229680445200 | FORCEPS DISSECTING BAYON STAINLESS STEEL LENGTH = 18.5CM TEETH: 1X1 REUSABLE
24628 | 4229680445300 | FORCEPS DISSECTING MIXTER/STRAIGHT/CURVED STAINLESS STEEL LENGTH = 23.0CM REUSABLE
24629 | 4229680445400 | FORCEPS DISSECTING O'SHAUGNESSY STAINLESS STEEL LENGTH = 23.0CM REUSABLE
24630 | 4229680445500 | SCISSORS DISSECTING KILNER/CURVED STAINLESS STEEL LENGTH = 12.0CM REUSABLE
24631 | 4229680445600 | FORCEPS DRESSING DELICATE STAINLESS STEEL LENGTH = 13.0CM REUSABLE
24632 | 4229680445700 | FORCEPS MICRO HEMOSTATIC MOSQUITO/STRAIGHT STAINLESS STEEL LENGTH = 10.0CM TEETH: 1X1 REUSABLE
24633 | 4229680445800 | FORCEPS MICRO HEMOSTATIC MOSQUITO/STRAIGHT STAINLESS STEEL LENGTH = 12.0CM TEETH: 1X1 REUSABLE
24634 | 4229680445900 | FORCEPS KIDNEY STONE RANDALL/NO.6 STAINLESS STEEL LENGTH = 19.0CM REUSABLE
24635 | 4229680446000 | FORCEPS HEMOSTATIC KOCHER-NIPPON/STRAIGHT STAINLESS STEEL LENGTH = 14.5CM TEETH: 1X1 REUSABLE
24636 | 4229680446100 | HOOK FISTULA GYNECOLOGY EMMETT/NO.3/ANGLED LENGTH = 23.0CM REUSABLE
24637 | 4229680446200 | FORCEPS TISSUE ADLERKREUTZ STAINLESS STEEL LENGTH = 25.0CM TEETH: 4X4 REUSABLE
24638 | 4229680446300 | FORCEPS HEMOSTATIC PEAN-NIPPON/STRAIGHT STAINLESS STEEL LENGTH = 18.5CM REUSABLE
24639 | 4229680446400 | FORCEPS HEMOSTATIC ROBERTS/CURVED STAINLESS STEEL LENGTH = 22.0CM REUSABLE
24640 | 4229680446500 | FORCEPS HEMOSTATIC SPENCER-WELLS/STRAIGHT STAINLESS STEEL LENGTH = 13.0CM REUSABLE
24641 | 4229680446600 | SCOOP GALLSTONE SIZE: 000/2.7MM LENGTH = 32.0CM REUSABLE
24642 | 4229680446700 | DIRECTOR GROOVED BUTTON ENDED STAINLESS STEEL LENGTH = 14.5 CM REUSABLE
24643 | 4229680446800 | DIRECTOR GROOVED STRAIGHT STAINLESS STEEL LENGTH = 14.5CM REUSABLE
24644 | 4229680446900 | FORCEPS HEMOSTATIC ADSON/STRAIGHT STAINLESS STEEL LENGTH = 19.0CM REUSABLE
24645 | 4229680447000 | FORCEPS HEMOSTATIC HARTMANN/STRAIGHT STAINLESS STEEL LENGTH = 10.0CM REUSABLE
24646 | 4229680447100 | HOOKLET WOUND FIXATION/TRACTION DOUBLE/RAGNELL DAVIS LENGTH = 15.0CM REUSABLE
24647 | 4229680447200 | HOOKLET WOUND FIXATION/TRACTION MALLEABLE SHAFT TIP SIZE: 11.0MM LENGTH = 24.0CM REUSABLE
24648 | 4229680447300 | HOOKLET WOUND FIXATION/TRACTION MINI LANGENBECK TIP SIZE: 18.0MM X 6.0MM LENGTH = 16.0CM REUSABLE
24649 | 4229680447400 | HOOKLET WOUND FIXATION/TRACTION MINI LANGENBECK TIP SIZE: 21.0MM X 8.0MM LENGTH = 16.0CM REUSABLE
24650 | 4229680447500 | FORCEPS KIDNEY STONE RANDALL/NO.1 STAINLESS STEEL LENGTH = 23.0CM REUSABLE
24651 | 4229680447600 | FORCEPS KIDNEY STONE RANDALL/NO.2 STAINLESS STEEL LENGTH = 21.0CM REUSABLE
24652 | 4229680447700 | FORCEPS KIDNEY STONE RANDALL/NO.3 STAINLESS STEEL LENGTH = 19.0CM REUSABLE
24653 | 4229680447800 | FORCEPS CARRYING LIGATURE/MILLIN STAINLESS STEEL LENGTH = 24.0CM REUSABLE
24654 | 4229680447900 | NEEDLE LIGATURE KRONECKER/RIGHT LENGTH = 12.0CM REUSABLE
24655 | 4229680448000 | HOOKLET WOUND FIXATION/TRACTION MICRO/GRAEFE/SHARP LENGTH = 15.0CM REUSABLE
24656 | 4229680448100 | NEEDLE HOLDER MICRO/YASARGIL/BAYONET SHAPE LENGTH = 22.5CM REUSABLE
24657 | 4229680448200 | HOOKLET MUCOUS FIXATION/TRACTION JOSEPH/SHARP LENGTH = 15.5CM REUSABLE
24658 | 4229680448300 | NEEDLE HOLDER HEANY/CURVED STAINLESS STEEL LENGTH = 20.5CM REUSABLE
24659 | 4229680448400 | SCISSORS OPERATING BLUNT-BLUNT/STRAIGHT STAINLESS STEEL LENGTH = 14.5CM REUSABLE
24660 | 4229680448500 | SCISSORS OPERATING SHARP/BLUNT/CURVED STAINLESS STEEL LENGTH = 12.0CM REUSABLE
24661 | 4229680448600 | CLAMP PENIS STOCKMANN STAINLESS STEEL LENGTH = 8.0CM REUSABLE
24662 | 4229680448700 | FORCEPS PERITONEAL BABY-MIKULICZ STAINLESS STEEL LENGTH = 14.5CM REUSABLE
24663 | 4229680448800 | FORCEPS PERITONEAL FAURES/SLIGHTLY CURVED STAINLESS STEEL LENGTH = 21.0CM REUSABLE
24664 | 4229680448900 | PROBE SURGICAL TISSUE MANIPULATION STAINLESS STEEL BUTTON END DIAMETER = 1.0MM LENGTH = 14.5CM REUSABLE
24665 | 4229680449000 | PROBE SURGICAL TISSUE MANIPULATION STAINLESS STEEL BUTTON END DIAMETER = 1.0MM LENGTH = 18.0CM REUSABLE
24666 | 4229680449100 | PROBE SURGICAL TISSUE MANIPULATION STAINLESS STEEL DOUBLE ENDED/MALLEABLE DIAMETER = 3.5MM LENGTH = 40.0CM REUSABLE
24667 | 4229680449200 | RETRACTOR PROSTATE YOUNG/BULB STAINLESS STEEL LENGTH = 22.0CM REUSABLE
24668 | 4229680449300 | RETRACTOR PROSTATE YOUNG/FORKED STAINLESS STEEL LENGTH = 23.0CM REUSABLE
24669 | 4229680449400 | RETRACTOR PROSTATE YOUNG/SLIM STAINLESS STEEL LENGTH = 22.0CM REUSABLE
24670 | 4229680449500 | RETRACTOR BLADDER LEGUEU STAINLESS STEEL TIP SIZE: 90.0MM X 35.0MM LENGTH = 27.0CM REUSABLE
24671 | 4229680449600 | RETRACTOR WOUND KOCHER LANG STAINLESS STEEL TIP SIZE: 60.0MM X 25.0MM LENGTH = 21.5CM REUSABLE
24672 | 4229680449700 | SET WOUND RETRACTOR DOUBLE/FARABEUF STAINLESS STEEL LENGTH = 15.5CM (PAIR) REUSABLE
24673 | 4229680449800 | RETRACTOR WOUND DELICATE/BLUNT/4 PRONGS STAINLESS STEEL LENGTH = 16.5CM REUSABLE
24674 | 4229680449900 | SET WOUND RETRACTOR DOUBLE/FARABEUF STAINLESS STEEL LENGTH = 12.0CM (PAIR) REUSABLE
24675 | 4229680450000 | RETRACTOR WOUND FRITSCH STAINLESS STEEL TIP SIZE: 45.0MM X 63.0MM LENGTH = 25.0CM REUSABLE
24676 | 4229680450100 | RETRACTOR WOUND KADER STAINLESS STEEL TIP SIZE: 30.0MM/WIDE LENGTH = 28.0CM REUSABLE
24677 | 4229680450200 | RETRACTOR WOUND KOCHER STAINLESS STEEL TIP SIZE: 61.0MM X 25.0MM LENGTH = 23.0CM REUSABLE
24678 | 4229680450300 | RETRACTOR WOUND KOCHER/SHARP/4 PRONGS STAINLESS STEEL LENGTH = 22.5CM REUSABLE
24679 | 4229680450400 | RETRACTOR WOUND MIKULICZ STAINLESS STEEL TIP SIZE: 90.0MM X 35.0MM LENGTH = 25.0CM REUSABLE
24680 | 4229680450500 | SCISSORS DISSECTING SUPERCUT/METZENBAUM FINE/CURVED STAINLESS STEEL LENGTH = 18.0CM REUSABLE
24681 | 4229680450600 | SCISSORS DISSECTING MAYO/CURVED STAINLESS STEEL LENGTH = 14.5CM REUSABLE
24682 | 4229680450700 | SCISSORS SURGICAL POTTS/ANGLED UPWARD STAINLESS STEEL LENGTH = 19.5CM REUSABLE
24683 | 4229680450800 | SCISSORS DISSECTING REYNOLDS/CURVED STAINLESS STEEL LENGTH = 15.5CM REUSABLE
24684 | 4229680450900 | FORCEPS SPLINTER SERRATED/STRAIGHT STAINLESS STEEL LENGTH = 12.5CM REUSABLE
24685 | 4229680451000 | FORCEPS SPONGE HOLDING RAMPLEY/STRAIGHT STAINLESS STEEL LENGTH = 18.0CM REUSABLE
24686 | 4229680451100 | TUBE SUCTION POPPEN/ANGLED DIAMETER = 2.0MM LENGTH = 18.0CM REUSABLE
24687 | 4229680451200 | GUIDE SUTURE WOUND CLOSURE YASARGIL/SLIGHT CURVED LENGTH = 18.5CM REUSABLE
24688 | 4229680451300 | FORCEPS DRESSING POTTS-SMITH TUNGSTEN CARBIDE LENGTH = 16.0CM REUSABLE
24689 | 4229680451400 | FORCEPS MICRO ADSON TUNGSTEN CARBIDE LENGTH = 12.0CM TEETH: 1X1 REUSABLE
24690 | 4229680451500 | SCISSORS SURGICAL IRIS/SHARP-SHARP/STRAIGHT TUNGSTEN CARBIDE LENGTH = 11.5CM REUSABLE
24691 | 4229680451600 | NEEDLE HOLDER DERF TUNGSTEN CARBIDE LENGTH = 12.0CM REUSABLE
24692 | 4229680451700 | NEEDLE HOLDER STRATTE/CURVED TO RIGHT TUNGSTEN CARBIDE LENGTH = 23.0CM REUSABLE
24693 | 4229680451800 | SCISSORS DISSECTING METZENBAUM-THOREK TUNGSTEN CARBIDE LENGTH = 23.0CM REUSABLE
24694 | 4229680451900 | SCISSORS OPERATING TENOTOMY/SHARP-SHARP/CURVED STAINLESS STEEL LENGTH = 11.0CM REUSABLE
24695 | 4229680452000 | FORCEPS TISSUE JUDD STAINLESS STEEL LENGTH = 13.0CM TEETH: 1X1 REUSABLE
24696 | 4229680452100 | FORCEPS TISSUE ADSON STAINLESS STEEL LENGTH = 18.0CM TEETH: 2X2 REUSABLE
24697 | 4229680452200 | FORCEPS TISSUE JUDD STAINLESS STEEL LENGTH = 19.0CM TEETH: 3X3 REUSABLE
24698 | 4229680452300 | URETHRAL BOUGIE URETHRAL DILATION V. BUREN DIAMETER = 10CH LENGTH = 27.0CM REUSABLE
24699 | 4229680452400 | URETHRAL BOUGIE URETHRAL DILATION V. BUREN DIAMETER = 14CH LENGTH = 27.0CM REUSABLE
24700 | 4229680452500 | BOUGIE URETHRAL DIAGNOSIS/TREATMENT V. BUREN DIAMETER = 16.0FR LENGTH = 27.0CM REUSABLE
24701 | 4229680452600 | URETHRAL BOUGIE URETHRAL DILATION V. BUREN DIAMETER = 18CH LENGTH = 27.0CM REUSABLE
24702 | 4229680452700 | BOUGIE URETHRAL DIAGNOSIS/TREATMENT V. BUREN DIAMETER = 20.0FR LENGTH = 27.0CM REUSABLE
24703 | 4229680452800 | URETHRAL BOUGIE URETHRAL DILATION V. BUREN DIAMETER = 22CH LENGTH = 27.0CM REUSABLE
24704 | 4229680452900 | BOUGIE URETHRAL DIAGNOSIS/TREATMENT V. BUREN DIAMETER = 24.0FR LENGTH = 27.0CM REUSABLE
24705 | 4229680453000 | URETHRAL BOUGIE URETHRAL DILATION V. BUREN DIAMETER = 26CH LENGTH = 27.0CM REUSABLE
24706 | 4229680453100 | SPREADER NECK VESICAL/MULLIN STAINLESS STEEL LENGTH = 29.5CM REUSABLE
24707 | 4229680453200 | SPREADER WOUND ALM/SHARP/4X4TEETH LENGTH = 7.0CM REUSABLE
24708 | 4229680453300 | SCISSORS BANDAGE UNIVERSAL STAINLESS STEEL LENGTH = 19.0CM REUSABLE
24709 | 4229680453400 | FORCEPS BIOPSY VAN DOREN STAINLESS STEEL LENGTH = 25.5CM REUSABLE
24710 | 4229680453500 | PROBE SURGICAL TISSUE MANIPULATION STAINLESS STEEL MYRTLE LEAF DIAMETER = 2.0MM LENGTH = 20.0CM REUSABLE
24711 | 4229680453600 | FORCEPS PLASTER BREAKING WOLFF STAINLESS STEEL LENGTH = 17.5CM REUSABLE
24712 | 4229680453700 | FORCEPS PLASTER BREAKING WOLFF STAINLESS STEEL LENGTH = 26.5CM REUSABLE
24713 | 4229680453800 | KNIFE PLASTER REMOVAL LENGTH = 18.0CM REUSABLE
24714 | 4229680453900 | SHEARS PLASTER REMOVAL BERGMANN/ANGLED LENGTH = 23.0CM REUSABLE
24715 | 4229680454000 | SHEARS PLASTER REMOVAL BRUNS/SMOOTH LENGTH = 24.0CM REUSABLE
24716 | 4229680454100 | SHEARS PLASTER REMOVAL STILLE LENGTH = 27.0CM REUSABLE
24717 | 4229680454200 | SPREADER CAST/PLASTER HENNIG STAINLESS STEEL LENGTH = 28.0CM REUSABLE
24718 | 4229680454300 | PROBE SURGICAL TISSUE MANIPULATION STAINLESS STEEL BUTTON END DIAMETER = 1.5MM LENGTH = 18.0CM REUSABLE
24719 | 4229680454400 | SAW PLASTER OPEN UP PLASTER CAST ENGEL LENGTH = 15.5CM REUSABLE
24720 | 4229680454500 | HANDLE SCALPEL NO.3L/ANGULATED LENGTH = 21.5CM REUSABLE
24721 | 4229680454600 | HANDLE SCALPEL NO.3XL LENGTH = 26.0CM REUSABLE
24722 | 4229680454700 | FORCEPS UTERINE SPOON/ASCH STAINLESS STEEL LENGTH = 20.0CM REUSABLE
24723 | 4229680454800 | FORCEPS WIRE CUTTING STANDARD TUNGSTEN CARBIDE LENGTH = 18.5CM REUSABLE
24724 | 4229680454900 | SCOOP UTERINE SCHROEDER SIZE: 5 LENGTH = 30.0CM REUSABLE
24725 | 4229680455000 | SCOOP UTERINE SIMON SIZE: 1 LENGTH = 23.0CM REUSABLE
24726 | 4229680455100 | TIGHTENER WIRE WITH CLAMPING JAWS STAINLESS STEEL LENGTH = 18.5CM REUSABLE
24727 | 4229680455200 | BOW WIRE TRACTION STABILIZING FRACTURES KIRSCHNER SIZE: 120.0MM X 120.0MM REUSABLE
24728 | 4229680455300 | BOW WIRE TRACTION STABILIZING FRACTURES KIRSCHNER SIZE: 155.0MM X 155.0MM REUSABLE
24729 | 4229680455400 | BOW WIRE TRACTION STABILIZING FRACTURES KIRSCHNER SIZE: 200.0MM X 155.0MM REUSABLE
24730 | 4229680455500 | BOW WIRE TRACTION STABILIZING FRACTURES KIRSCHNER SIZE: 95.0MM X 110.0MM REUSABLE
24731 | 4229680455600 | BOW WIRE TRACTION STABILIZING FRACTURES KIRSCHNER SIZE: 95.0MM X 70.0MM REUSABLE
24732 | 4229680455700 | WRENCH DOUBLE-ENDED SIZE: 14MM/17MM LENGTH = 20.0CM REUSABLE
24733 | 4229680455800 | SPECULUM VAGINAL DILATION BRAUN STAINLESS STEEL SIZE: 56.0MM X 13.0MM LENGTH = 18.0CM REUSABLE
24734 | 4229680455900 | SPECULUM VAGINAL DILATION BRAUN STAINLESS STEEL SIZE: 60.0MM X 10.0MM LENGTH = 18.0CM REUSABLE
24735 | 4229680456000 | SPECULUM VAGINAL DILATION SEIDL STAINLESS STEEL SIZE: 80.0MM X 8.0MM REUSABLE
24736 | 4229680460100 | VANNAS MICRO SCISSORS SPRING TYPE BAYONET-SHAPED STRAIGHT TIPS LENGTH 20 CM
24737 | 4229680460200 | VANNAS MICRO SCISSORS SPRING TYPE BAYONET-SHAPED SCISSOR BLADES CURVED UPWARDS LENGTH 20 CM
24738 | 4229680460600 | BLADE HOLDER BEAVER/ MICRO SURGICAL BLADE 15 CM LENGTH TO MAKE INCISION OVER THE CORONARY ARTERY STAINLESS STEEL REUSABLE
24739 | 4229680469100 | FORCEPS ADSON DRESSING SERRATED LENGTH 12 CM
24740 | 4229680478100 | SCISSORS DISSECTING METZENBAUM FINE/STRAIGHT STAINLESS STEEL LENGTH = 14.0CM REUSABLE
24741 | 4229680483200 | SCISSORS DISSECTING STRAIGHT 180 MM REUSABLE
24742 | 4229680494000 | LONG NOSE PLIER AND SIDE CUTTING NIPPER (FOR PULLING EARMOLD TUBING) OR EQUIVALENT
24743 | 4229680501400 | METZENBAUM SCISSOR CURVED 14CM LENGTH
24744 | 4229680505900 | NEEDLE HOLDER DUROGRIP RYDER DELICATE 230MM REUSABLE
24745 | 4229680510900 | DISSECTOR FOR LAPAROSCOPIC CURVED WITH MONOPOLAR CAUTERY 5 MM 42-45 CM DISPOSABLE STERILE
24746 | 4229680511000 | CLAW SPETZLER MICRO LONG L4.6 INCH (11.7 CM) DISPOSABLE STERILE
24747 | 4229680511100 | NEEDLE MICROSURGICAL FOR INJECTION 30 GAUGE STERILE
24748 | 4229680511300 | TUBE JONES DIFFERENT SIZE AS PER REQUIRED
24749 | 4229680511600 | SURGICAL LENS PROCEDURES GONIO ACS GONIOSCOPY REUSABLE
24750 | 4229680511700 | LENS AVG SURGICAL GONIO STABILIZE AND CONTROL THE GLOBE MINIMIZE PRESSURE ON THE CORNEA TO MAINTAIN CLEAR ANGLE VISUALIZATION WITHOUT ANTERIOR CHAMBER DISTORTION AND MORE REUSABLE
24751 | 4229680511800 | CHOPPER NUCLEUS 45 DEGREE ANGLE WITH 11CM (4.5 INCH) DISPOSABLE STERILE
24752 | 4229680511900 | TRAQUAIR PERIOSTEAL ELEVATOR DOUBLE ENDED WITH BLUNT ANGLED TIP HEXAGONAL HANDLE REUSABLE
24753 | 4229680512000 | SPATULA SARNICOLA DALK BIG BUBBLE REUSABLE
24754 | 4229680512100 | TRABECULOTOMY PROBE DOUBLE RIGHT/LEFT AS PER HOSPITAL REQUEST REUSABLE
24755 | 4229680515700 | RETRACTOR WOUND FIXATION/TRACTION SENN MUELLER/SHARP LENGTH = 16.0CM REUSABLE
24756 | 4229680600100 | BILATERAL SAGITTAL SPLIT OSTEOTOMY (BSSO) GLIDING PLATE DIFFERENT FOR MANDIBULAR ADVANCEMENT DIFFERENT DISTANCES WITH MINIMUM BSS O GLIDING PLATE IN DIFFERENT LENGTHS FOR MAXIMUM ADVANCEMENTS OF 11MM 16MM 21MM WITH GRADUATION ON THE PLATE TO SHOW THE LENGTH OF ADVANCEMENT WITH REMOVABLE GLIDING DEVICE WITH MINIMUM TWO HOLES IN PROXIMAL SEGMENT AND FOUR HOLES IN DISTAL SEGMENT
24757 | 4229680600200 | ORTHODONTIC PLATES PROFILE 0.6MM CLOVERLEAF
24758 | 4229680600300 | ORTHODONTIC PLATES PROFILE 0.6MM STRAIGHT
24759 | 4229680600400 | ORTHODONTIC PLATES PROFILE 1.00MM CLOVERLEAF
24760 | 4229680600500 | ORTHODONTIC PLATES PROFILE 1.00MM STRAIGHT
24761 | 4229680600600 | TESSIER MOBILIZER FOR RIGHT AND LEFT MAXILLA GRADE 410-420 SERIES STAINLESS STEEL (HIGH CARBON CONTENT AND A CERTAIN PERCENTAGE OF CHROMIUM) HEAT TREATED FOR GREATER RIGIDITY
24762 | 4229680600900 | HOLDER FOR CLEANING INDICATOR LOAD CHECK STAINLESS STEEL SPRING LOADED FOR QUALITY ASSURANCE MONITOR COMPATIBLE WITH CLEANING INDICATOR
24763 | 4229680601100 | HAND-HELD INSERTION TOOL USED TO FIT ALL MAGNACAPS AND MAGNABUTMENTS. INBUILT MAGNET PROVIDES SAFE KEEPER HANDLING. NON-STERILE. (PCS=SET)
24764 | 4229680700700 | CLIP LIGATION POLYMER EXTRA LARGE GOLD CARTRIDGE 6 CLIPS PER CARTRIDGE DISPOSABLE STERILE
24765 | 4229680700900 | MESH 3 D - SHAPE LIGHT LEFT SIZE 12 X 17 CM ( +/- 1 CM ) DISPOSABLE STERILE
24766 | 4229680701000 | MESH 3 D - SHAPE LIGHT RIGHT SIZE 12 X 17 CM ( +/- 1 CM ) DISPOSABLE STERILE
24767 | 4229680701100 | MESH 3 D - SHAPE LIGHT LEFT SIZE 10 X 16 CM ( +/- 1 CM) DISPOSABLE STERILE
24768 | 4229680701200 | MESH 3 D - SHAPE LIGHT RIGHT SIZE 10 X 16 CM (+/- 1 CM ) DISPOSABLE STERILE
24769 | 4229680701300 | MESH 3 D - SHAPE LIGHT LEFT SIZE 8 X 13 CM (+/- 1 CM ) DISPOSABLE STERILE
24770 | 4229680701500 | MESH 3 D - SHAPE LIGHT RIGHT SIZE 8 X 13 CM ( +/- 1 CM ) DISPOSABLE STERILE
24771 | 4229680706200 | FORCEPS ALLIGATOR LARYNGEAL CURVED TO LEFT. JAWS: 8.6MM X 0.6MM. LENGTH 22CM
24772 | 4229680706300 | FORCEPS ALLIGATOR LARYNGEAL CURVED TO RIGHT. JAWS: 8.6MM X 0.6MM. LENGTH 22CM
24773 | 4229680706400 | FORCEPS ALLIGATOR LARYNGEAL ROSEN MICRO-CURVED MINI FLAP RETRACTOR LEFT WITH DIAMOND DUST LENGTH 22CM
24774 | 4229680706500 | FORCEPS ALLIGATOR LARYNGEAL ROSEN MICRO-CURVED MINI FLAP RETRACTOR RIGHT WITH DIAMOND DUST LENGTH 22CM
24775 | 4229680706600 | FORCEPS FOR ATRAUMATIC RETRACTION OF TRUE VOCAL CORDS LENGTH 24 CM
24776 | 4229680706700 | FORCEPS LARYNGEAL GRASPING ATRAUMATIC HEART SHAPED CURVED OFF SET 45 DEGREE TO THE LEFT LENGTH 22CM.
24777 | 4229680706800 | FORCEPS LARYNGEAL GRASPING ATRAUMATIC HEART SHAPED FORCEPS CURVED OFF SET 45 DEGREE TO THE RIGHT. LENGTH 22CM
24778 | 4229680706900 | FORCEPS KLEINSASSER GRASPING WITHOUT RATCHET SERRATED STRAIGHT WITH CLEANING CONNECTOR WORKING LENGTH 23CM
24779 | 4229680707000 | MICRO-FLAP LARYNGEAL INSTRUMENT FOR MICRO-FLAP ELEVATION. LENGTH 25CM. BALL DISSECTOR LONG RIGHT ANGLE
24780 | 4229680707100 | MICRO-FLAP LARYNGEAL INSTRUMENT FOR MICRO-FLAP ELEVATION. LENGTH 25CM. BALL DISSECTOR OBLIQUE BLUNT.
24781 | 4229680707200 | FORCEPS KLEINSASSER ARTERY WITH RATCHET WITH CLEANING CONNECTOR WORKING LENGTH 23CM
24782 | 4229680707300 | MICRO-FLAP LARYNGEAL INSTRUMENT FOR MICRO-FLAP ELEVATION. LENGTH 25CM. BALL DISSECTOR STRAIGHT.
24783 | 4229680707400 | FORCEPS KLEINSASSER GRASPING WITHOUT RATCHET SERRATED CURVED LEFT T WITH CLEANING CONNECTOR WORKING LENGTH 23CM
24784 | 4229680707500 | MICRO-FLAP LARYNGEAL INSTRUMENT FOR MICRO-FLAP ELEVATION. LENGTH 25CM. MARAGOS ROUND KNIFE.
24785 | 4229680707600 | MICRO-FLAP LARYNGEAL INSTRUMENT FOR MICRO-FLAP ELEVATION. LENGTH 25CM. SICKLE KNIFE.
24786 | 4229680707700 | MICRO-FLAP LARYNGEAL INSTRUMENT FOR MICRO-FLAP ELEVATION. LENGTH 25CM. SPATULA (ROSEN FINE ANGLED)
24787 | 4229680707800 | MICRO-FLAP LARYNGEAL INSTRUMENT FOR MICRO-FLAP ELEVATION. LENGTH 25CM. SPATULA CURVED.
24788 | 4229680707900 | MICRO-FLAP LARYNGEAL INSTRUMENT FOR MICRO-FLAP ELEVATION. LENGTH 25CM. SPATULA FINE ANGLED
24789 | 4229680708000 | FORCEPS KLEINSASSER GRASPING WITHOUT RATCHET SERRATED CURVED RIGHT T WITH CLEANING CONNECTOR WORKING LENGTH 23CM
24790 | 4229680708100 | MICRO-FLAP LARYNGEAL INSTRUMENT FOR MICRO-FLAP ELEVATION. LENGTH 25CM. SPEAR KNIFE.
24791 | 4229680708200 | MICRO-FLAP LARYNGEAL INSTRUMENT. UNIVERSAL HANDLE
24792 | 4229680708300 | FORCEPS MICRO MINI ALLIGATOR LARYNGEAL CURVED TO LEFT. JAWS: 6.55MM X 0.42MM. LENGTH 22CM
24793 | 4229680708400 | FORCEPS MICRO MINI ALLIGATOR LARYNGEAL CURVED TO RIGHT. JAWS: 6.55MM X 0.42MM. LENGTH 22CM
24794 | 4229680708500 | FORCEPS MICRO MINI LARYNGEAL GRASPING ATRAUMATIC MICRO MINI HEART SHAPED CURVED OFF SET 45 DEGREE TO THE LEFT LENGTH 22CM
24795 | 4229680708600 | LARYNGEAL CUP FORCEPS CURVED UPWARDS LEFT LENGTH 22CM 2MM CUP
24796 | 4229680708700 | LARYNGEAL CUP FORCEPS CURVED UPWARDS RIGHT LENGTH 22CM 2MM CUP
24797 | 4229680708800 | LARYNGEAL GRASPING ATRAUMATIC FORCEPS HEART SHAPED CURVED OFF SET 45 DEGREE TO THE LEFT LENGTH 22CM.
24798 | 4229680708900 | LARYNGEAL GRASPING ATRAUMATIC FORCEPS HEART SHAPED CURVED OFF SET 45 DEGREE TO THE RIGHT. LENGTH 22CM
24799 | 4229680709000 | MICRO MINI LARYNGEAL CUP FORCEPS MICRO MINI CURVED UPWARD LEFT LENGTH 22CM 1MM CUP
24800 | 4229680709100 | MICRO MINI LARYNGEAL CUP FORCEPS MICRO MINI CURVED UPWARD RIGHT LENGTH 22CM 1MM CUP
24801 | 4229680709200 | MICRO MINI LARYNGEAL GRASPING ATRAUMATIC FORCEPS MICRO MINI HEART SHAPED CURVED OFF SET 45 DEGREE TO THE LEFT LENGTH 22CM
24802 | 4229680709300 | NEEDLE DOUBLE BEVEL TRANSORAL FOR VOCAL CORD INJECTION 24G
24803 | 4229680800900 | CORD BIPOLAR HIGH FREQUENCY FOR KARL STORZ REUSABLE
24804 | 4229680801100 | BIPOLAR RESECTOSCOPE CORD COMPATIBLE WITH END USER MACHINE REUSABLE
24805 | 4229680801900 | SPATULA MERMOUD PREDESCEMETIC REUSABLE
24806 | 4229680802300 | PLASTIC CONTAINER FOR STERILIZING AND STORAGE PERFORATED WITH LID FOR TWO-LEVEL STORAGE FOR USE WITH 30 CM AND 36 CM LAPAROSCOPIC INSTRUMENTS EXTERNAL DIMENSIONS: SIZE 54CM X 26CM X 12 CM REUSABLE
24807 | 4229680802400 | TRAY STERILIZATION DIN SPECIAL 536X240X85MM WITH LID VALVE GATE PRO (OR EQUIVALENT) REUSABLE
24808 | 4229680900500 | EVACUATOR ELLIK REUSABLE
24809 | 4229680900800 | CLAMP ATRAUMATIC SLIDER-SHAFT 32CM 50MM 1X2 DEBAKEY-SERRATIONS VALVE GATE (OR EQUIVALENT) REUSABLE
24810 | 4229681603900 | SET COMPLETE INSTRUMENTATION FOR GLENOID BONE LOSS RECONSTRUCTION INCLUDING NECESSARY CASES
24811 | 4229681604100 | KIT FOR HIP ARTHROSCOPY ACCESS NEEDLES AND CANNULA
24812 | 4229681604200 | CANNULA FLEXIBLE SHOULDER ARTHROSCOPY (GLENOID BONE LOSS) ASSORTED TYPES AND SIZES REQUESTED BY END USER
24813 | 4229681606100 | DEPRESSOR DOUGHTY TONGUEBLADE DEPTH: 102MM REUSABLE
24814 | 4229681608500 | SCISSOR NASAL CURVED TO THE LEFT WITH CLEANING CONNECTOR WORKING LENGTH 13 CM
24815 | 4229681608600 | SCISSOR NASAL CURVED TO THE RIGHT WITH CLEANING CONNECTOR WORKING LENGTH 13 CM
24816 | 4229681611100 | DEPRESSOR TONGUE WEDER 125 MM SMALL FENESTRATED REUSABLE
24817 | 4229681614100 | LAPAROSCOPIC OUTER SHEATH INSULATED OUTER TUBE WITH LUER-LOCK / CONNECTOR SIZE 3.5 MM LENGTH 36 CM REUSABLE
24818 | 4231150000700 | BANDAGE ELASTIC ADHESIVE HYPOALLERGENIC WITH INTERLEAF PLASTIC LAYER INDIVIDUALLY WRAPPED PACKED IN A RIGID OUTER SUITABLE SIZE AND NOT IN A CLOTH SIZE: 10 X 450 CM
24819 | 4231150000800 | BANDAGE CREPE COTTON WITH CLIPS INDIVIDUALLY WRAPPED PACKED IN A RIGID OUTER CARTON OF SUITABLE SIZE AND NOT IN CLOTH SIZE : 20 X 450 CM
24820 | 4231150001100 | BANDAGE ORTHOPEDIC HIGH STRENGTH NON-WOVEN FABRIC OF PURIFIED COTTON SIZE: 5 X 250-300 CM
24821 | 4231150001200 | "BANDAGE RUBBER ELASTIC STRETCH WITH 2 FASTENER DOUBLE WRAPPED PEEL PACK OR SINGLE THICK PLASTIC PEEL POUCH 10 CM X 4.5-5 M STERILE"
24822 | 4231150001400 | "BANDAGE RUBBER ELASTIC STRETCH WITH 2 FASTENER DOUBLE WRAPPED PEEL PACK OR SINGLE THICK PLASTIC PEEL POUCH 15 CM X 4.5-5 M STERILE"
24823 | 4231150001500 | "BANDAGE RUBBER ELASTIC STRETCH WITH 2 FASTENER DOUBLE WRAPPED PEEL PACK OR SINGLE THICK PLASTIC PEEL POUCH 5 CM X 4.5-5 M STERILE"
24824 | 4231150001600 | "BANDAGE RUBBER ELASTIC STRETCH WITH 2 FASTENER DOUBLE WRAPPED PEEL PACK OR SINGLE THICK PLASTIC PEEL POUCH 7.5 CM X 4.5-5 M STERILE"
24825 | 4231150002000 | BANDAGE TUBULAR CODE L (FOR LARGE TRUNK) SIZE: 30 TO 32.50 CM WIDTH X 10 - 20 METERS LENGTH PACKING: INDIVIDUALLY WRAPPED (ONE ROLL/PKT) PACKED IN A RIGID OUTER CARTON OF SUITABLE SIZE AND NOT IN CLOTH
24826 | 4231150002100 | "BANDAGE TUBULAR SOFT WITH TWO WAY STRETCH LATEX FREE NON-IRRITATING SIZE : 10.5-11 CM X 1 M WET/DRY WRAPPING SUITABLE FOR EB PATIENTS (WOUND AND OSTOMY CARE)"
24827 | 4231150002200 | "BANDAGE TUBULAR SOFT WITH TWO WAY STRETCH LATEX FREE NON-IRRITATING SIZE : 7-7.5 CM X 1 M WET/DRY WRAPPING SUITABLE FOR EB PATIENTS (WOUND AND OSTOMY CARE)"
24828 | 4231150002300 | "BANDAGE TUBULAR SOFT WITH TWO WAY STRETCH LATEX FREE NON-IRRITATING SIZE : 5-5.5 CM X 1M WET/DRY WRAPPING SUITABLE FOR EB PATIENTS (WOUND AND OSTOMY CARE)"
24829 | 4231150002600 | "TAPE ADHESIVE HYPOALLERGENIC NON - WOVEN SOFT AND STRETCHABLE SIZE : 15 CM X 10 M APPROXIMATELY NON STERILE"
24830 | 4231150002700 | "TAPE ADHESIVE HYPOALLERGENIC NON - WOVEN SOFT AND STRETCHABLE SIZE : 5 CM X 10 M APPROXIMATELY NON STERILE"
24831 | 4231150002800 | TAPE ADHESIVE HYPOALLERGENIC NON - WOVEN MICROPOROUS 2.5 CM X 10 M OR 9.1 M
24832 | 4231150002900 | "TAPE ADHESIVE HYPOALLERGENIC NON - WOVEN SOFT AND STRETCHABLE SIZE : 20 CM X 10 M APPROXIMATELY NON STERILE"
24833 | 4231150003000 | "TAPE ADHESIVE HYPOALLERGENIC NON - WOVEN SOFT AND STRETCHABLE SIZE : 30 CM X 10 M APPROXIMATELY NON STERILE"
24834 | 4231150004300 | TAPE ADHESIVE LOW GREEN PRINTED WITH "I AM CLEAN" 100 METER
24835 | 4231150004400 | TAPE ADHESIVE PLASTER MEDICAL PLASTIC 2.5 CM X 9 M OR 5 M WATERPROOF
24836 | 4231150004500 | TAPE ADHESIVE PLASTER ZINC OXIDE CAOUTCHOUC FOR FICTION OF DRESSING ON NORMAL SKIN SECURING TUBES CATHETERS PROBES CANNULA
24837 | 4231150004700 | HEMOSTASIS CONTAIN 1 GRAM OF 100% COLLAGEN ABSORBABLE PRE - LOADED APPLICATOR SYRINGE DISPOSABLE STERILE
24838 | 4231150005000 | HEMOSTASIS ABSORBABLE OXIDIZED REGENERATED CELLULOSE NON WOVEN TEXTURE BACTERICIDAL 4X4 INCH STERILE
24839 | 4231150005100 | HEMOSTASIS DRESSING SURGICAL SURGICEL OR ANY OTHER EQUIVALENT 1.3 X 5 CM (1/2 X 2 INCH) STERILE
24840 | 4231150005200 | HEMOSTASIS ABSORBABLE OXIDIZED REGENERATED CELLULOSE NON WOVEN TEXTURE BACTERICIDAL 1X2 INCH STERILE
24841 | 4231150008800 | SLING BANDAGE TRIANGULAR MEDIUM 95 X 95 X 135 CM (+/- 5 CM)
24842 | 4231150008900 | DRESSING KIT CONTAINS CHG IMPREGNATED SOFT SPONGE DISK (SIZE 1.5 MM HOLE AND CONTAIN MORE THAN 50 MG CHG ABLE TO ABSORB 8 TIMES OF ITS WEIGHT COVER THE SITE 360 CAN STAY FOR 7 DAYS CAN PROTECT THE EXIT SITE) 3 LAYERS FACE MASK LOOP PAIRS OF EXAMINATION GLOVES MEDIUM YELLOW WASTE BAG DISPOSABLE TOWEL SIZE 50X50 IV TRANSPARENT SECUREMENT DRESSING 7 X 9 CM (BREATHABLE CAN STAY FOR 7 DAYS PORTED AND HYPOALLERGIC) APPLICATOR 2% CHLORHEXIDINE WITH 70% ISOPROPYL ALCOHOL 3 ML STERILE (WOUND AND OSTOMY CARE)
24843 | 4231150009000 | DRESSING KIT CONTAINS CHG IMPREGNATED SOFT SPONGE DISK (SIZE 4MM HOLE AND CONTAIN MORE THAN 90 MG CHG ABLE TO ABSORB 8 TIMES OF ITS WEIGHT COVER THE SITE 360 CAN STAY FOR 7 DAYS CAN PROTECT THE EXIT SITE) 3 LAYERS FACE MASK LOOP PAIRS OF EXAMINATION GLOVES MEDIUM YELLOW WASTE BAG DISPOSABLE TOWEL SIZE 50X50 IV TRANSPARENT SECUREMENT DRESSING 10 X 12 CM (BREATHABLE CAN STAY FOR 7 DAYS PORTED AND HYPOALLERGIC) APPLICATOR 2% CHLORHEXIDINE WITH 70% ISOPROPYL ALCOHOL 3 ML STERILE (WOUND AND OSTOMY CARE)
24844 | 4231150009100 | DRESSING KIT CONTAINS CHG IMPREGNATED SOFT SPONGE DISK (SIZE 7MM HOLE AND CONTAIN MORE THAN 80 MG CHG ABLE TO ABSORB 8 TIMES OF ITS WEIGHT COVER THE SITE 360 CAN STAY FOR 7 DAYS CAN PROTECT THE EXIT SITE) 3 LAYERS FACE MASK LOOP PAIRS OF EXAMINATION GLOVES MEDIUM YELLOW WASTE BAG DISPOSABLE TOWEL SIZE 50X50 IV TRANSPARENT SECUREMENT DRESSING 10 X 12 CM(BREATHABLE CAN STAY FOR 7 DAYS PORTED AND HYPOALLERGIC) APPLICATOR 2% CHLORHEXIDINE WITH 70% ISOPROPYL ALCOHOL 3 ML STERILE (WOUND AND OSTOMY CARE)
24845 | 4231150009200 | "DRESSING FOR CENTRAL LINE TRANSPARENT: IV SECUREMENT DRESSINGS IMPREGNATED WITH 2-3% CHLORHEXIDINE FOR CENTRAL LINES WITH SILVER HIGHLY BREATHABLE FOR MOISTURE EVAPORATION LATEX FREE PEDIATRIC SIZE 6 X 25 CM (+/- 1 CM) WATERPROOF 2 SECURING STRIP DOCUMENTATION LABEL DISPOSABLE STERILE MSDS SHOULD BE PROVIDED IN SOFT COPY ( WOUND AND OSTOMY CARE)"
24846 | 4231150009500 | "DRESSING POSTOPERATIVE TRANSPARENT WATERPROOF BORDER WITH ABSORBENT FLEXIBLE AND STRETCHABLE PAD SIZE 10 CM X 20 CM (+/- 2CM) DISPOSABLE STERILE (WOUND AND OSTOMY CARE)"
24847 | 4231150009600 | "DRESSING POSTOPERATIVE TRANSPARENT WATERPROOF BORDER WITH ABSORBENT FLEXIBLE AND STRETCHABLE PAD SIZE 10 CM X 25 CM (+/- 2CM) DISPOSABLE STERILE (WOUND AND OSTOMY CARE)"
24848 | 4231150009700 | "DRESSING POSTOPERATIVE TRANSPARENT WATERPROOF BORDER WITH ABSORBENT FLEXIBLE AND STRETCHABLE PAD SIZE 10 CM X 15 CM (+/- 2CM) DISPOSABLE STERILE (WOUND AND OSTOMY CARE)"
24849 | 4231150009800 | "DRESSING POSTOPERATIVE TRANSPARENT WATERPROOF BORDER WITH ABSORBENT FLEXIBLE AND STRETCHABLE PAD SIZE 6 CM X 8 CM (+/- 1CM) DISPOSABLE STERILE (WOUND AND OSTOMY CARE)"
24850 | 4231150009900 | "DRESSING POSTOPERATIVE TRANSPARENT WATERPROOF BORDER WITH ABSORBENT FLEXIBLE AND STRETCHABLE PAD SIZE 10 CM X 10 CM (+/- 2CM) DISPOSABLE STERILE (WOUND AND OSTOMY CARE)"
24851 | 4231150010000 | "DRESSING FLEXIBLE AND STRETCHABLE FOAM FOUR LAYERS ABSORBENT LOCK IN EXUDATE UNDER COMPRESSION WEAR TIME NOT LESS THAN 24 HOURS WITH SOFT SILICONE FOAM ADHESIVE BORDER PERMEABLE SIZE 5 X 12 CM (+\-2) DISPOSABLE STERILE (WOUND AND OSTOMY CARE"
24852 | 4231150010100 | "DRESSING FLEXIBLE AND STRETCHABLE FOAM FIVE LAYERS ABSORBENT LOCK IN EXUDATE UNDER COMPRESSION WEAR TIME NOT LESS THAN 24 HOURS WITH SOFT SILICON FOAM ADHESIVE BORDER PERMEABLE SIZE 10 X 10 CM (+\-2) DISPOSABLE STERILE (WOUND AND OSTOMY CARE"
24853 | 4231150010200 | "DRESSING FLEXIBLE AND STRETCHABLE FOAM FIVE LAYERS ABSORBENT LOCK IN EXUDATE UNDER COMPRESSION WEAR TIME NOT LESS THAN 24 HOURS WITH SOFT SILICON FOAM ADHESIVE BORDER PERMEABLE SIZE 7.5 X 7.5 CM (+\-2) DISPOSABLE STERILE (WOUND AND OSTOMY CARE"
24854 | 4231150010300 | "DRESSING FLEXIBLE AND STRETCHABLE FOAM FOUR LAYERS ABSORBENT LOCK IN EXUDATE UNDER COMPRESSION WEAR TIME NOT LESS THAN 24 HOURS WITH SOFT SILICONE FOAM ADHESIVE BORDER PERMEABLE SIZE 15 X 15 CM (+\-2) DISPOSABLE STERILE (WOUND AND OSTOMY CARE"
24855 | 4231150010400 | "DRESSING FLEXIBLE AND STRETCHABLE FOAM FOUR LAYERS ABSORBENT LOCK IN EXUDATE UNDER COMPRESSION WEAR TIME NOT LESS THAN 24 HOURS WITH SOFT SILICONE FOAM ADHESIVE BORDER PERMEABLE SIZE 5 X 5 CM (+\-1) DISPOSABLE STERILE (WOUND AND OSTOMY CARE"
24856 | 4231150010700 | "DRESSING WOUND DRESSING PAD FOR WET THERAPY CONTAIN RINGER LACTATE PHMB SIZE 4 CM ROUND STERILE MSDS SHOULD BE PROVIDED IN SOFT COPY (WOUND AND OSTOMY CARE)"
24857 | 4231150010800 | "DRESSING RADIOTHERAPY INDUCED SKIN REACTION TRANSPARENT PREVENTIVE SILICONE FILM 10X25 CM (+/- 2CM ) (WOUND AND OSTOMY CARE)"
24858 | 4231150010900 | "DRESSING RADIOTHERAPY INDUCED SKIN REACTION TRANSPARENT PREVENTIVE SILICONE FILM 15X20 CM (+/- 2 CM) (WOUND AND OSTOMY CARE)"
24859 | 4231150011100 | "DRESSING POSTOPERATIVE TRANSPARENT WATERPROOF BORDER WITH ABSORBENT SILVER PAD FLEXIBLE AND STRETCHABLE PAD SIZE 10 CM X 30 CM (+/- 2CM) DISPOSABLE STERILE (WOUND AND OSTOMY CARE)"
24860 | 4231150011200 | DRESSING SOFT WICKING FABRIC IMPREGNATED WITH SILVER FOR MANAGING SKIN INTERTRIGO DERMATITIS MOISTURE RASH FOLDS FRICTION SIZE APPROX. 25 X 95 CM (+/- 5 CM) NON STERILE (WOUND AND OSTOMY CARE)
24861 | 4231150011300 | "DRESSING FLEXIBLE AND STRETCHABLE FOAM FIVE LAYERS OVAL SHAPE ABSORBENT LOCK IN EXUDATE UNDER COMPRESSION WEAR TIME NOT LESS THAN 24 HOURS WITH SOFT SILICON FOAM ADHESIVE BORDER PERMEABLE SIZE 12 X 15 CM (+\-2) DISPOSABLE STERILE (WOUND AND OSTOMY CARE"
24862 | 4231150011400 | "DRESSING FLEXIBLE AND STRETCHABLE FOAM FIVE LAYERS OVAL SHAPE ABSORBENT LOCK IN EXUDATE UNDER COMPRESSION WEAR TIME NOT LESS THAN 24 HOURS WITH SOFT SILICON FOAM ADHESIVE BORDER PERMEABLE SIZE 15 X 20 CM (+\-2) DISPOSABLE STERILE (WOUND AND OSTOMY CARE"
24863 | 4231150011500 | "DRESSING FLEXIBLE AND STRETCHABLE FOAM FIVE LAYERS OVAL SHAPE ABSORBENT LOCK IN EXUDATE UNDER COMPRESSION WEAR TIME NOT LESS THAN 24 HOURS WITH SOFT SILICON FOAM ADHESIVE BORDER PERMEABLE SIZE 8 X 10 CM (+\-2) DISPOSABLE STERILE (WOUND AND OSTOMY CARE"
24864 | 4231150011600 | KIT PORTABLE NEGATIVE PRESSURE WOUND THERAPY SYSTEM (NPWT) IT CAN BE USED UP TO 14 DAYS DOUBLE LUMEN ANTI BLOCK TUBING WITH SILICON DRESSING SIZE 10CM X 20CM WITH CANISTER 50ML STERILE DISPOSABLE (WOUND AND OSTOMY CARE)
24865 | 4231150011700 | SUTURE POLYESTER COATED SILICON OR POLYBUTILATE MULTIFILAMENT NON-ABSORBABLE SIZE 2/0 25-26 MM 1/2 CIRCLE ROUND BODY DOUBLE ARM NEEDLE 90-95 CM GREEN STERILE
24866 | 4231150011800 | SUTURE POLYGLACTIN 910 MULTIFILAMENT RAPID ABSORPTION SIZE 2/0 25-26 MM 1/2 CIRCLE ROUND BODY NEEDLE 70-75 CM UNDYED STERILE
24867 | 4231150200200 | CATHETER CENTRAL VENOUS CATHETER REPAIR KIT CONTENTS; 2.7 FR EXTERNAL CATHETER REPAIR SEGMENT SILICONE ADHESIVE END CAP SYRINGE 3ML NEEDLE BLUNT 18G X 25 MM DISPOSABLE STERILE
24868 | 4231150200400 | CATHETER CENTRAL VENOUS CATHETER REPAIR KIT CONTENTS; 4.2 FR EXTERNAL CATHETER REPAIR SEGMENT SILICONE ADHESIVE END CAP SYRINGE 3ML NEEDLE BLUNT 18G X 25 MM DISPOSABLE STERILE
24869 | 4231150200700 | DRESSING SUPER ABSORBENT POLYURETHANE FLUID RETENTION NON-ADHESIVE INDIVIDUALLY PACKED SIZE 20 X 40 CM (+\-2) DISPOSABLE STERILE (WOUND AND OSTOMY CARE )
24870 | 4231150201300 | DRESSING KIT FOR HEMODIALYSIS INERTION CATHETER ( PRE AND POST DIALYSIS ) ALL STERILE THE FIRST SET IS FOR PRE DIALYSIS WHICH CONTENTS: (3) 2% CHLORHEXIDINE SWAB STICK (2) SYRINGE 3 ML (2) SYRINGE 10 ML (2) NEEDLE G20 (5) GAUZE SWAB 5X5 CM 8 PLY ( 5) GAUZE SWAB 10 X 10 CM 12 PLY (1) TRANSPARENT ADHESIVE 2.5 CM X 0.5 M (1) NON WOVEN SWAB WITH (T) CUT 5 X 5 CM (1) NON ADHERENT SPONGE 5 X 5 CM (1) WATER PROOF ADHESIVE DRESSING 10 X 15 CM (1) TOWEL 40 X 40 CM (2) PLASTIC FORCEP TWEEZERS (1 PAIR) SURGICAL GLOVES POWDER FREE IN A SINGLE PACKAGE (1) FACE MASK (1) STERILE FIELD 50 X 50 CM (1) WASTE BAG (2) GALLIPOT TRAY THE SECOND SET IS FOR POST DIALYSIS WHICH CONTENTS: (2) SYRINGE 3 ML (2) SYRINGE 10 ML (5) GAUZE SWAB 10 X 10 CM 12 PLY (2) LUER LOCK PLUG ( EACH SET HAS A SEPARATE PACKAGE AND THE TWO SET SHOULD BE IN ONE KIT )
24871 | 4231150400000 | "DRESSING BURN PAD 45 X 45 CM MADE OF COTTON TISSUE ENCLOSED INTO NOT LESS THAN 20 THREAD/CM GAUZE LOCK-STITCHED ALL EDGES BUNDLED AND PROVIDED WITH SAFETY PINS 1PC/PACK DISPOSABLE STERILE (WOUND AND OSTOMY CARE)"
24872 | 4231150400100 | "DRESSING BURN PAD 45 X 75 CM MADE OF COTTON TISSUE ENCLOSED INTO NOT LESS THAN 20 THREAD/CM GAUZE LOCK-STITCHED ALL EDGES BUNDLED AND PROVIDED WITH SAFETY PINS 1PC/PACK DISPOSABLE STERILE (WOUND AND OSTOMY CARE)"
24873 | 4231150501900 | DRESSING ABSORBENT VISCOSE / POLYESTER NON - WOVEN IMPREGNATED WITH SODIUM CHLORIDE SIZE 5 X 5 CM OR EQUIVALENT IN THE SIZE (+\ - 2) DISPOS ABLE STERILE
24874 | 4231150502000 | "DRESSING NOT LESS THAN FOUR LAYERS ABSORBENT WITH SOFT SILICON FOAM ADHESIVE BORDER PERMEABLE SIZE 10 X 10 CM (+\-2) DISPOSABLE STERILE ( WOUND AND OSTOMY CARE )"
24875 | 4231150502100 | "DRESSING NOT LESS THAN FOUR LAYERS ABSORBENT WITH SOFT SILICON FOAM ADHESIVE BORDER PERMEABLE SIZE 5 X 12.5 CM (+\-0.5 CM) DISPOSABLE STERILE (WOUND AND OSTOMY CARE)"
24876 | 4231150502200 | DRESSING HYDROCOLLOID THIN 20 X 20 CM DISPOSABLE STERILE (WOUND AND OSTOMY CARE)
24877 | 4231150502500 | DRESSING TRANSPARENT ADHESIVE FILM SIZE 15 X 20 CM PACKING INDIVIDUALLY WRAPPED DISPOSABLE STERILE (WOUND AND OSTOMY CARE)
24878 | 4231150502600 | "TAPE SELF ADHESIVE SILK EASILY CUT WITHOUT SCISSOR SIZE: 1.25 CM X 9 M APPROXIMATELY"
24879 | 4231150502700 | "DRESSING GAUZE IMPREGNATED WITH CHLORHEXIDINE SIZE: 15 X 20 CM INDIVIDUALLY PACK DISPOSABLE STERILE MSDS SHOULD BE PROVIDED IN SOFT COPY (WOUND AND OSTOMY CARE)"
24880 | 4231150502800 | "DRESSING GAUZE IMPREGNATED IN PLAIN PARAFFIN NON-ADHERENT SIZE 10 X 10 CM (+/- 1 CM) INDIVIDUALLY PACKED DISPOSABLE STERILE (WOUND AND OSTOMY CARE)"
24881 | 4231150503200 | "TAPE SELF ADHESIVE ZINC OXIDE EASILY CUT WITHOUT SCISSOR SIZE: 10 CM X 9 M APPROXIMATELY"
24882 | 4231150503800 | DRESSING ADHESIVE BAND-AID WATERPROOF SIZE: 2.5 X 7.2 CM (+/- 0.5) PACKING: 100 PIECES/PACK
24883 | 4231150504000 | "DRESSING PIV TRANSPARENT ANCHORING MEDICAL IV DRESSING FOR FIXING THE PERIPHERAL LINE FOR PEDIATRIC SIZE 5 X 6 CM (+/- 0.5 CM) LATEX FREE BREATHAB LE WATERPROOF WITH 2 PARTS (TRANSPARENT AND CLOTH LIKE) 2 SECURING STERILE STRIPS FUNNY LOGO DISPOSABLE STERILE"
24884 | 4231150504400 | "DRESSING SUPER ABSORBENT POLYURETHANE FLUID RETENTION NON-ADHESIVE INDIVIDUALLY PACKED SIZE 10 X 10 CM (+\-2) DISPOSABLE STERILE ( WOUND AND OSTOMY CARE )"
24885 | 4231150504500 | "DRESSING SOFT SILICONE FOAM SELF ADHESIVE WITHOUT BORDER 20 X 20 CM (+/-2 CM) DISPOSABLE STERILE (WOUND AND OSTOMY CARE)"
24886 | 4231150504600 | DRESSING TRANSPARENT WITH LABEL ADHESIVE WATER-PROOF SEMI -PERMEABLE CLEAR THIN FILM DESIGNED FOR I.V. CATHETER SITE AND TO SECUREMENT OR COVER INTRAVASCULAR DEVICES INDIVIDUALLY PACKED SIZE 4.5 X 4.5 CM (+/- 0.5 CM) DISPOSABLE STERILE
24887 | 4231150504700 | DRESSING SELF ADHESIVE ROUND SIZE : 7/8 INCH DISPOSABLE STERILE
24888 | 4231150504800 | DRESSING SEMI-PERMEABLE TRANSPARENT FILM WITH FRAME MOISTURE VAPOR ADHESIVE SIZE 10 X 12 CM (+/- 1CM) DISPOSABLE STERILE (WOUND AND OSTOMY CARE)
24889 | 4231150504900 | DRESSING SEMI-PERMEABLE TRANSPARENT FILM WITH FRAME MOISTURE VAPOR ADHESIVE SIZE 6 X 7 CM (+/- 1CM) DISPOSABLE STERILE (WOUND AND OSTOMY CARE)
24890 | 4231150505000 | "WOOL FELT PAD WITH ADHESIVE BACKING HIGH DENSITY FELT NON-TOXIC HYPOALLERGENIC ADHESIVE FREE OF ZINC OXIDE AND LEAVES NO RESIDUE ON THE SKIN SIZE 22 CM X 45 CM X 5 MM (WOUND AND OSTOMY CARE)"
24891 | 4231150505100 | BANDAGE COHESIVE ELASTIC CONFORMING BANDAGE WITH DOUBLE ADHESIVE EFFECT LATEX FREE PERMEABLE TO AIR CONSIST OF VISCOSE COTTON POLYAMIDE ROLL OF 12 CM X 4 M
24892 | 4231150505200 | BANDAGE COHESIVE ELASTIC CONFORMING BANDAGE WITH DOUBLE ADHESIVE EFFECT LATEX FREE PERMEABLE TO AIR CONSIST OF VISCOSE COTTON POLYAMIDE ROLL OF 8 CM X 4 M
24893 | 4231150505500 | DRAIN SILICONE ROUND RADIO-OPAQUE 10 MM 3/4 FLAT FLUTED WITH COLLECTION BULB RESERVOIR GRADUATED SELF EXPANDABLE SIZE: 400-450 ML WITHOUT TROCAR DISPOSABLE STERILE
24894 | 4231150506600 | "ABDOMINAL BINDER (ABDOMINAL BELT) SUPPORT WITH VELCRO FASTENER BREATHABLE 100 - 120 CM (+/- 5CM)"
24895 | 4231150509200 | ELASTICATED TUBULAR BANDAGE ROLL OF 10-20 METERS WIDTH 6.25 CM APPROXIMATELY
24896 | 4231150512500 | ELASTICATED TUBULAR BANDAGE ROLL OF 10-20 METERS WIDTH 7.5 CM APPROXIMATELY
24897 | 4231150513800 | "TAPE SELF ADHESIVE HYPOALLERGENIC SURGICAL PAPER SIZE: 1.25 CM X 9 M APPROXIMATELY"
24898 | 4231150516100 | BANDAGE ELASTIC GAUZE CONFORMING 7.5 CM X 4-4.5 M PEEL PACK STERILE
24899 | 4231150517000 | "DRESSING FILM TRANSPARENT ULTRA THIN BREATHABLE SOFT SILICONE HYPOALLERGENIC FOR FRAGILE SKIN SIZE 10 X 12 CM (+/- 2 CM) DISPOSABLE STERILE (WOUND AND OSTOMY CARE)"
24900 | 4231150517100 | DRESSING PAD COMBINED SIZE 20 X 19 CM (8 X 7.5 INCH) DISPOSABLE STERILE
24901 | 4231150517400 | DRESSING PLASTER BAND - AID SIZE: 19 MM X 72 MM
24902 | 4231150517500 | DRESSING SELF ADHESIVE NON-WOVEN WATERPROOF MICROPOROUS SIZE APPROXIMATELY: 28 X 30 CM (+/- 2 CM) PACKING: INDIVIDUALLY WRAPPED MAXIMUM 100 STRIPS/PACK DISPOSABLE STERILE
24903 | 4231150517600 | DRESSING SELF ADHESIVE NON-WOVEN WATERPROOF MICROPOROUS SIZE APPROXIMATELY: 6 X 8 CM (+/- 1 CM) PACKING: INDIVIDUALLY WRAPPED MAXIMUM 100 STRIPS/PACK DISPOSABLE STERILE
24904 | 4231150517700 | DRESSING SELF ADHESIVE NON-WOVEN WATERPROOF MICROPOROUS SIZE APPROXIMATELY: 8 X 18 CM (+/- 2 CM) PACKING: INDIVIDUALLY WRAPPED MAXIMUM 100 STRIPS/PACK DISPOSABLE STERILE
24905 | 4231150517800 | DRESSING SELF ADHESIVE NON-WOVEN WATERPROOF MICROPOROUS SIZE APPROXIMATELY: 8 X 26 CM (+/- 2 CM) PACKING: INDIVIDUALLY WRAPPED MAXIMUM 100 STRIPS/PACK DISPOSABLE STERILE
24906 | 4231150518000 | DRESSING SEMIPERMEABLE FILM TRANSPARENT ADHESIVE 6 X 8.5 CM DISPOSABLE STERILE
24907 | 4231150518400 | "DRESSING NON ADHERENT CONTACT LAYER WITH SILICONE SIZE XL FINGER DISPOSABLE STERILE (WOUND AND OSTOMY CARE)"
24908 | 4231150518500 | OSTOMY COHESIVE SEAL THICK DIAMETER 45MM (+/- 10MM) RING SHAPE DISPOSABLE (WOUND AND OSTOMY CARE)
24909 | 4231150519200 | DRESSING STRIP PLASTIC ADHESIVE BANDAGE PEDIATRIC FRIENDLY W/ NON - STICK PAD SIZE 2.5 X 8 CM (1 X 3 INCH)
24910 | 4231150519300 | "DRESSING ANTI-MICROBIAL SPONGE 1.5 MM CENTER HOLE ABSORBENT IMPREGNATED WITH CHLORHEXIDINE GLUCONATE (CHG) ABLE TO COVER THE SITE OF INSERTION 360 DEGREE WITH TRANSPARENT FILM DISPOSABLE STERILE MSDS SHOULD BE PROVIDED IN SOFT COPY ( WOUND AND OSTOMY CARE)"
24911 | 4231150519400 | WORKING ELEMENT BIPOLAR MOTION BY MEANS OF A SPRING. THE THUMB SUPPORT IS MOVABLE. IN REST POSITION THE ELECTRODE TIP IS INSIDE THE SHEATH
24912 | 4231150523200 | "TAPE SELF ADHESIVE HYPOALLERGENIC SURGICAL PAPER SIZE: 2.5 CM X 9 M APPROXIMATELY"
24913 | 4231150523400 | BANDAGE CREPE COTTON WITH CLIPS INDIVIDUALLY WRAPPED PACKED IN A RIGID OUTER CARTON OF SUITABLE SIZE AND NOT IN CLOTH SIZE : 5 X 450 CM
24914 | 4231150523500 | BANDAGE CREPE COTTON WITH CLIPS INDIVIDUALLY WRAPPED PACKED IN A RIGID OUTER CARTON OF SUITABLE SIZE AND NOT IN CLOTH SIZE : 10 X 450 CM
24915 | 4231150523600 | BANDAGE CREPE COTTON WITH CLIPS INDIVIDUALLY WRAPPED PACKED IN A RIGID OUTER CARTON OF SUITABLE SIZE AND NOT IN CLOTH SIZE : 15 X 450 CM
24916 | 4231150523700 | BANDAGE CREPE COTTON WITH CLIPS INDIVIDUALLY WRAPPED PACKED IN A RIGID OUTER CARTON OF SUITABLE SIZE AND NOT IN CLOTH SIZE : 7.5 X 450 CM
24917 | 4231150523800 | BANDAGE ELASTIC ADHESIVE HYPOALLERGENIC WITH INTERLEAF PLASTIC LAYER INDIVIDUALLY WRAPPED PACKED IN A RIGID OUTER SUITABLE SIZE AND NOT IN A CLOTH SIZE: 7.5 X 450 CM
24918 | 4231150523900 | BANDAGE ELASTIC NET TUBULAR (FOR ADULT) SIZE: 6-6.5 CM X 20-25 METERS ROLL LENGTH PACKING: INDIVIDUALLY WRAPPED (ONE ROLL/PKT) PACKED IN A RIGID OUTER CARTON OF SUITABLE SIZE AND NOT IN CLOTH.
24919 | 4231150524000 | BANDAGE ELASTIC NET TUBULAR (FOR ADULT) SIZE: ABOUT 4-4.5 CM X 20-25 METERS ROLL LENGTH PACKING: INDIVIDUALLY WRAPPED (ONE ROLL/PKT) PACKED IN A RIGID OUTER CARTON OF SUITABLE SIZE AND NOT IN CLOTH.
24920 | 4231150524200 | BANDAGE GAUZE OF ABSORBENT COTTON NOT LESS THAN 15 THREADS/CM2 STITCHED EDGES SIZE: 5 X 400-450 CM PACKING: INDIVIDUALLY WRAPPED PACKED IN A RIGID OUTER CARTON OF SUITABLE SIZE AND NOT IN CLOTH
24921 | 4231150524300 | BANDAGE GAUZE OF ABSORBENT COTTON NOT LESS THAN 15 THREADS/CM2 STITCHED EDGES SIZE: 7.5 X 400-450 CM PACKING: INDIVIDUALLY WRAPPED PACKED IN A RIGID OUTER CARTON OF SUITABLE SIZE AND NOT IN CLOTH
24922 | 4231150524400 | BANDAGE GAUZE OF ABSORBENT COTTON NOT LESS THAN 15 THREADS/CM2 STITCHED EDGES SIZE: 10 X 400-450 CM PACKING: INDIVIDUALLY WRAPPED PACKED IN A RIGID OUTER CARTON OF SUITABLE SIZE AND NOT IN CLOTH
24923 | 4231150524500 | BANDAGE ORTHOPEDIC HIGH STRENGTH NON-WOVEN FABRIC OF PURIFIED COTTON SIZE: 10 X 250-300 CM
24924 | 4231150524600 | BANDAGE ORTHOPEDIC HIGH STRENGTH NON-WOVEN FABRIC OF PURIFIED COTTON SIZE: 15 X 250-300 CM
24925 | 4231150524700 | BANDAGE ORTHOPEDIC HIGH STRENGTH NON-WOVEN FABRIC OF PURIFIED COTTON SIZE: 20 X 250-300 CM
24926 | 4231150524800 | BANDAGE ORTHOPEDIC HIGH STRENGTH NON-WOVEN FABRIC OF PURIFIED COTTON SIZE: 7.5 X 250-300 CM
24927 | 4231150524900 | "BANDAGE TUBULAR (FOR ADULT LIMBS) SIZE: 4.5 TO 5.5 CM WIDTH X 20-25 METERS LENGTH PACKING: INDIVIDUALLY WRAPPED (ONE ROLL/PKT) PACKED IN A RIGID OUTER CARTON OF SUITABLE SIZE AND NOT IN CLOTH"
24928 | 4231150525000 | "BANDAGE TUBULAR (FOR BULKY FINGER) SIZE: ABOUT 1.5 TO 2 CM WIDTH X 20-25 METERS LENGTH PACKING: INDIVIDUALLY WRAPPED (ONE ROLL/PKT) PACKED IN A RIG ID OUTER CARTON OF SUITABLE SIZE AND NOT IN CLOTH"
24929 | 4231150525100 | "BANDAGE TUBULAR (FOR CHILD LIMB) SIZE: ABOUT 2 TO 2.5 CM WIDTH X 20-25 METERS LENGTH PACKING: INDIVIDUALLY WRAPPED (ONE ROLL/PKT) PACKED IN A RIGID OUTER CARTON OF SUITABLE SIZE AND NOT IN CLOTH"
24930 | 4231150525200 | "BANDAGE TUBULAR ELASTICATED SUPPORT (FOR LARGE ADULT LIMBS) SIZE: 6.5 CM WIDTH X 10-20 METERS LENGTH PACKING: INDIVIDUALLY WRAPPED (ONE ROLL/PKT) PACKED IN A RIGID OUTER CARTON OF SUITABLE SIZE AND NOT IN CLOTH"
24931 | 4231150525300 | "BANDAGE TUBULAR ELASTICATED SUPPORT (FOR LARGE ARM MEDIUM ANKLE SMALL KNEE) SIZE: 7.5 CM WIDTH X 10-20 METERS LENGTH PACKING: INDIVIDUALLY WRAPPED (ONE ROLL/PKT) PACKED IN A RIGID OUTER CARTON OF SUITABLE SIZE AND NOT IN CLOTH"
24932 | 4231150525400 | SLING VERSATILE SOFT FOAM FOR SUSPENDING THE ARM TO THE NECK 5 CM X 6 M ROLL
24933 | 4231150525500 | "DRESSING KIT CONSISTS : GAUZE SWABS 10 X 10 CM (10 PCS) WASTE BAG PLASTIC WITH WIRE TO CLOSE THE BAG DIVIDING TRAY WATERPROOF STERILE SHEET NON POROUS 30 X 50 CM METALLIC FORCEPS PLASTIC SCALP HOLDER"
24934 | 4231150525800 | BANDAGE GAUZE OF ABSORBENT COTTON NOT LESS THAN 15 THREADS/CM2 STITCHED EDGES SIZE: 15 X 400-450 CM PACKING: INDIVIDUALLY WRAPPED PACKED IN A RIGID OUTER CARTON OF SUITABLE SIZE AND NOT IN CLOTH
24935 | 4231150526100 | "TAPE ADHESIVE HYPOALLERGENIC POROUS TRANSLUCENT SIZE: 7.5 CM X 9 M APPROXIMATELY"
24936 | 4231150526200 | "TAPE ADHESIVE HYPOALLERGENIC POROUS TRANSLUCENT SIZE: 1.25 CM X 9 M APPROXIMATELY"
24937 | 4231150526300 | "TAPE ADHESIVE HYPOALLERGENIC POROUS TRANSLUCENT SIZE: 2.5 CM X 9 M APPROXIMATELY"
24938 | 4231150526400 | "TAPE ADHESIVE HYPOALLERGENIC POROUS TRANSLUCENT SIZE: 5 CM X 9 M APPROXIMATELY"
24939 | 4231150526500 | "TAPE SELF ADHESIVE SILK EASILY CUT WITHOUT SCISSOR SIZE: 2.5 CM X 9 M APPROXIMATELY"
24940 | 4231150526600 | "TAPE SELF ADHESIVE ZINC OXIDE EASILY CUT WITHOUT SCISSOR SIZE: 1.25 CM X 9 M APPROXIMATELY"
24941 | 4231150526700 | "TAPE SELF ADHESIVE ZINC OXIDE EASILY CUT WITHOUT SCISSOR SIZE: 2.5 CM X 9 M APPROXIMATELY"
24942 | 4231150526800 | "TAPE SELF ADHESIVE ZINC OXIDE EASILY CUT WITHOUT SCISSOR SIZE: 5 CM X 9 M APPROXIMATELY"
24943 | 4231150526900 | "TAPE SELF ADHESIVE ZINC OXIDE EASILY CUT WITHOUT SCISSOR SIZE: 7.5 CM X 9 M APPROXIMATELY"
24944 | 4231150527100 | "DRESSING PACK FOR HEAVY DRAINAGE CONTAINS: GAUZE SWAB 10 X 10 CM-8 PLY 20 X 40 CM ABDOMINAL PAD DISPOSABLE STERILE"
24945 | 4231150604100 | LIGHT MULTIDIRECTIONAL MEDIUM STRETCH ELASTIC COMPRESSION BANDAGE WITH FITTING INDICATOR SIZE: 4 CM WIDTH 5 METER LENGTH
24946 | 4231150604200 | BANDAGE COMPRESSION STRONG MULTIDIRECTIONAL MEDIUM STRETCH ELASTIC SIZE: 10 CM WIDTH 5 METER LENGTH (LYMPHEDEMA)
24947 | 4231150604300 | BANDAGE COMPRESSION STRONG MULTIDIRECTIONAL MEDIUM STRETCH ELASTIC SIZE: 8 CM WIDTH 4 METER LENGTH (LYMPHEDEMA)
24948 | 4231150606800 | WRAP COBAN OR EQUIVALENT SELF ADHERENT 4 INCH
24949 | 4231150607100 | ELASTICATED TUBULAR BANDAGE ROLL OF 10-20 METERS WIDTH 4.5 CM APPROXIMATELY
24950 | 4231150607200 | BANDAGE TUBULAR CODE C (FOR MEDIUM ARMS AND SMALL ANKLES) SIZE: 6.75 TO 7 CM WIDTH X 10 - 20 METERS LENGTH PACKING: INDIVIDUALLY WRAPPED (ONE ROLL/PK T) PACKED IN A RIGID OUTER CARTON OF SUITABLE SIZE AND NOT IN CLOTH
24951 | 4231150607400 | BANDAGE TUBULAR CODE G (FOR LARGE THIGHS) SIZE: 12 TO 13 CM WIDTH X 10 - 20 METERS LENGTH PACKING: INDIVIDUALLY WRAPPED (ONE ROLL/PKT) PACKED IN A RIGID OUTER CARTON OF SUITABLE SIZE AND NOT IN CLOTH
24952 | 4231150607600 | BANDAGE TUBULAR CODE J (FOR SMALL TRUNK) SIZE: 16 - 18 CM WIDTH X 10 - 20 METERS LENGTH PACKING: INDIVIDUALLY WRAPPED (ONE ROLL/PKT) PACKED IN A RIGID OUTER CARTON OF SUITABLE SIZE AND NOT IN CLOTH
24953 | 4231150607700 | BANDAGE TUBULAR CODE K (FOR MEDIUM TRUNK) SIZE: 20 TO 22 CM WIDTH X 10 - 20 METERS LENGTH PACKING: INDIVIDUALLY WRAPPED (ONE ROLL/PKT) PACKED IN A RIGID OUTER CARTON OF SUITABLE SIZE AND NOT IN CLOTH
24954 | 4231150607800 | BANDAGE ELASTIC NET TUBULAR (FOR ADULT) SIZE: ABOUT 8.5-9 CM X 20-25 METERS ROLL LENGTH PACKED IN A RIGID OUTER CARTON OF SUITABLE SIZE AND NOT IN CLOTH.
24955 | 4231150607900 | BANDAGE TUBULAR CODE E (FOR LARGE ANKLES MEDIUM KNEES AND SMALL THIGHS) SIZE: 8.5 TO 9 CM WIDTH X 10 - 20 METERS LENGTH PACKING: INDIVIDUALLY WRAPPED (ONE ROLL/PKT) PACKED IN A RIGID OUTER CARTON OF SUITABLE SIZE AND NOT IN CLOTH
24956 | 4231150608000 | "BANDAGE TUBULAR ELASTICATED SUPPORT (FOR LARGE KNEE MEDIUM THIGHS) SIZE: 10CM WIDTH X 10-20 METERS LENGTH PACKING: INDIVIDUALLY WRAPPED (ONE ROLL/PKT) PACKED IN A RIGID OUTER CARTON OF SUITABLE SIZE AND NOT IN CLOTH"