## قائمة الطرح
SN | Original Generic | Original Desc | UOM | Sum of Sum of Original Open Qty | SRM
1 | 4218170800700 | "ELECTRODE, PEDIATRIC ECG (1 PACK OF 3 ELECTRODE) MRI COMPATIBLE" | EA | 60 | 3000012990
2 | 4220341107000 | CATHETER, ARTERIAL, THIN WALL, 8 - 10 CM LENGTH, 20 G NEEDLE, SHORTBEVEL, 25 CM GUIDEWIRE, DISPOSABLE, STERILE | EA | 3685 | 3000012990
3 | 4222230700100 | "SET BLOOD/FLUID WARMING HIGH FLOW, DUAL SPIKE, HEAT EXCHANGER, DRIPCHAMBER WITH MICRON FILTER, AUTO VENTING BUBBLE TRAP, LATEX FRE E,SHOULD BE COMPATIBLE WITH RANGER SYSTEM OR EQUIVALENT, ONE (1) EACH =ONE (1) SET" | EA | 270 | 3000012990
4 | 4222230700200 | "SET BLOOD/FLUID WARMING SET STANDER, SHOULD BE COMPATIBLE WITH RANGERSYSTEM OR EQUIVALENT, ONE (1) EACH = ONE (1) SET" | EA | 1600 | 3000012990
5 | 4227150000600 | "SENSOR RESPIRATORY RATE, ACOUSTIC RESPIRATION CLOTH SENSOR CLIP FOR(ADULT) TO MEASURE RESPIRATORY RATE SINGLE PATIENT USE" | EA | 180 | 3000012990
6 | 4227150000900 | "SENSOR MEASURING THE CONSCIOUSNESS LEVEL FOR ADULT, DISPOSABLE,COMPATIBLE WITH MASIMO SYSTEM OR EQUIVALENT" | EA | 2775 | 3000012990
7 | 4227150001000 | "SENSOR SPO2 PROBE WITH ADHESIVE TAPE FOR USE WITH PEDIATRIC 20-50KG.WITH HIGH ACCURACY IN CRITICAL AND CHALLENGING CASES IN MOTION AND LOWPERFUSION PATIENT, FDA APPROVED. REPLACEMENT TAPES CAN BE USED.COMPATIBLE WITH MASIMO SET TECHNOLOGY OR EQUIVALENT (WITH FREE OF CHARGEMODULE AND CABLE) (MONITORS / ADAPTOR / MODULES AND NECESSARY SOFTWAREMUST BE PROVIDED FOC FOR EVERY CENTER)" | EA | 1145 | 3000012990
8 | 4227150001100 | SENSOR SPO2 PROBE WITH ADHESIVE TAPE FOR USE WITH PEDIATRIC AND INFANTFINGERS >20 KG. WITH HIGH ACCURACY IN CRITICAL AND CHALLENGING CASES INMOTION AND LOW PERFUSION PATIENTS (WITH FREE OF CHARGE MODULE ANDCABLE). (MONITORS / ADAPTOR / MODULES AND NECESSARY SOFTWARE MUST BEPROVIDED FOC FOR EVERY CENTER) | EA | 1075 | 3000012990
9 | 4227150001300 | " ADAPTER FOR VENTILATOR CIRCUIT, SIDESTREAM, WITH HUMIDITY FILTER,ADULT/ PEDIATRIC, FOR USE WITH INTUBATED PATIENT FOR CONTINUOUS C O2MEASUREMENT, SINGLE PATIENT USE, LENGTH 3 M, COMPATIBLE WITH MASIMO OREQUIVALENT, ONE (1) ITEM/PC = ONE (1) SET" | EA | 1505 | 3000012990
10 | 4227150500400 | "BIPAP VENTILATOR CIRCUIT NON-HEATED, SINGLE LUMEN, WITH EXHALATION PORTAND PRESSURE LINE, SIZE ADULT, COMPATIBLE WITH V60/V680 OR EQUIVALENT" | EA | 152 | 3000012990
11 | 4227150501800 | "MDI ADAPTER FOR VENTILATOR CIRCUIT, STRAIGHT, DISPOSABLE, PORT TOWARDSPATIENT, 15 (OD), MACHINE SIDE 15 (ID)" | EA | 1059 | 3000012990
12 | 4227150504100 | "NASAL CANNULA OXYGEN NEONATAL 2.1 M SOFT PRONGS KINK RESISTANT, NONSTERILE, CURVED PRONGS AND ROUNDED TIP, DISPOSABLE" | EA | 337 | 3000012990
13 | 4227150504200 | "NASAL CANNULA OXYGEN PEDIATRIC 2.1 M SOFT PRONGS RESISTANT, NONSTERILE, CURVED, DISPOSABLE" | EA | 39163 | 3000012990
14 | 4227150504300 | "NASAL CANNULA OXYGEN ADULT, LENGTH 2.1 M SOFT CURVED PRONGS KINKRESISTANT, NON STERILE, DISPOSABLE." | EA | 42753 | 3000012990
15 | 4227160000700 | BLANKET AIR WARMING ADULT FULL BODY | EA | 401 | 3000012990
16 | 4227160001600 | "RESUSCITATION KIT BAG, ADULT, PATIENT VALVE, WITH OXYGEN TUBING, WITHRESERVOIR BAG, 2.5 L DISPOSABLE, (SHOULD BE COMPLETE KIT PEEP VALVE,RESERVOIR BAG, OXYGEN TUBING, MASK SIZE 5), ALL KIT SECURED IN ATRANSPARENT HANGABLE BAG." | EA | 16356 | 3000012990
17 | 4227160001700 | "RESUSCITATION KIT BAG, PEDIATRIC, PATIENT VALVE, WITH OXYGEN TUBING,WITH RESERVOIR BAG, 1.0 L DISPOSABLE, (SHOULD BE COMPATIBLE KIT PEEPVALVE, RESERVOIR BAG, OXYGEN TUBING, MASK SIZE 1 AND 2) AND PRESSUREGAUGE MANOMETER, RELEASE VALVE SET AT 40 CM.H2O, ALL KIT SECURED IN ATRANSPARENT HANGABLE BAG." | EA | 6947 | 3000012990
18 | 4227160001800 | "RESUSCITATION KIT BAG, INFANT, PATIENT VALVE, WITH OXYGEN TUBING, WITHRESERVOIR BAG, 0.5 L DISPOSABLE, (SHOULD BE COMPLETE KIT PEEP VALVE,RESERVOIR BAG, OXYGEN TUBING, MASK SIZE 0) AND PRESSURE GAUGE MANOMETER,RELEASE VALVE SET AT 40 CM.H2O, ALL KIT SECURED IN A TRANSPARENTHANGABLE BAG." | EA | 5474 | 3000012990
19 | 4227160002300 | "BREATHING SYSTEM INFANT T-PIECE, 1.7M TO 1.8M LENGTH, WITH 0.5L OPENTAIL BAG, ONE (1) ITEM/PC = ONE (1) SET" | EA | 250 | 3000012990
20 | 4227160003100 | "FILTER HME AND (BACTERIAL/VIRAL), HIGH FILTRATION EFFICIENCY 99.999%,MECHANICAL, MACHINE SIDE 22MM (ID) 15MM (OD), PATIENT SIDE 15MM (ID)22MM (OD),STRAIGHT,WITH CO2 PORT, ADULT, DISPOSABLE." | EA | 3350 | 3000012990
21 | 4227160003300 | "FILTER HME AND (BACTERIAL/VIRAL), HIGH FILTRATION EFFICIENCY 99.999%,MECHANICAL, MACHINE SIDE 15MM (OD), PATIENT SIDE 15MM (ID),STRAIGHT,WITHCO2 PORT, NEONATE, DISPOSABLE." | EA | 518 | 3000012990
22 | 4227160003500 | CO2 SAMPLING LINE SINGLE USE LENGTH 2.3 M- 2.6 M | EA | 600 | 3000012990
23 | 4227160004000 | "ADULT VOLUMETRIC EXERCISER 4000-5000 ML VOLUME MEASUREMENT ADVANCEDLOW-WORK-OF-BREATHING FILTER INDICATOR FOR VISUALIZATION OF DAILYIMPROVEMENT, MOUTH PIECE WITH 6 INCH EXTENDABLE TUBE, SINGLE-PATIENTUSE, PATIENT LABEL." | EA | 31320 | 3000012990
24 | 4227160004100 | "PEDIATRIC VOLUMETRIC EXERCISER 2500ML VOLUME MEASUREMENT ADVANCEDLOW-WORK-OF-BREATHING FILTER WITH INDICATOR FOR VISUALIZATION OF DAILYIMPROVEMENT, MOUTH PIECE WITH 6 INCH EXTENDABLE TUBE, SINGLE-PATIENTUSE, PATIENT LABEL." | EA | 7968 | 3000012990
25 | 4227160004200 | FILTER, BLOOD TRANSFUSION, 40-60 MICRON, LOW RESIDUAL VOLUME 20 ML,RAPID FLOW RATE, COMPATIBLE WITH MULTIPLE BLOOD COMPONENTS, STERILE | EA | 135 | 3000012990
26 | 4227160004500 | "PRE-FILLED DISTILLED WATER 500ML TO 550 ML BUBBLE HUMIDIFIER WITHPRESSURE RELIEF VALVE, O2 OUTLET ADAPTER, DISPOSABLE" | EA | 40396 | 3000012990
27 | 4227160005500 | CONNECTOR ANGLED SWIVEL, WITH SILICON CAP, BRONCHOSCOPE FIBEROPTIC PORTWITH CAP, 15MM (ID) AND 15 (OD), STERILE, DISPOSABLE. | EA | 185 | 3000012990
28 | 4227160005600 | "CATHETER MOUNT, EXTENDABLE 15 CM, 22 OD /15 ID SWIVEL ELBOW WITH DOUBLEFLIP CAP AND SEAL, DISPOSABLE" | EA | 17780 | 3000012990
29 | 4227160005700 | OXYGEN TUBING CONNECTING, MADE OF PVC, SIZE 3-5MM (ID), ROLL LENGTH 30M, WITH BUBBLE EVERY APPROXIMATELY 90 CM INCREMENT. | EA | 613 | 3000012990
30 | 4227160006000 | "PNEUMOTHORAX KIT, 20 SIDE PORTS, 18 G X 20 CM NEEDLE, 9FR X 30 CM,DISPOSABLE, STERILE, ONE (1) ITEM/PC = ONE (1) KIT" | EA | 147 | 3000012990
31 | 4227160008900 | "SENSOR MEASURING THE CONSCIOUSNESS LEVEL FOR ADULT, DISPOSABLE,COMPATIBLE WITH BIS SYSTEM OR EQUIVALENT" | EA | 75 | 3000012990
32 | 4227160009000 | "SENSOR MEASURING THE CONSCIOUSNESS LEVEL FOR PEDIATRIC, DISPOSABLE,COMPATIBLE WITH BIS SYSTEM OR EQUIVALENT" | EA | 25 | 3000012990
33 | 4227160009200 | PAD DEFIBRILLATOR PRE -GELLED 4.5*4.5 INCH | EA | 150 | 3000012990
34 | 4227160009500 | PRESSURE MONITORING KIT, SINGLE, FOR TRANSDUCER WITH MICRO DRIP CHAMBER,FLUSH DEVICE, EXTENSION FOR PRESSURE TUBING NOT LESS THAN (110 CM) AND 3WAY STOPCOCK, NON COMPLIANT, RED COLOR (SHOULD BE COMPATIBLE WITH EDWARDSYSTEM OR EQUIVALENT) | EA | 384 | 3000012990
35 | 4227160009900 | "CATHETER CENTRAL VENOUS COMPLETE SET, RADIOPAQUE, CONTAINS: - DOUBLELUMEN PUR CATHETER, GUIDE WIRE(UNKINKABLE), NON LUER LOCK SYRINGE 5 ML,INTRODUCER NEEDLE SHORT BEVEL, INTRODUCER CANNULA, DILATOR, SECONDARYFIXATION DEVICE, SLIDING CLAMPS, SCAL P BLADE, SIZE: 7 FR, LENGTH 15-18CM, PEEL PACK, DISPOSABLE, STERILE" | EA | 261 | 3000012990
36 | 4227160010300 | "CATHETER CENTRAL VENOUS COMPLETE SET, RADIOPAQUE, CONTAINS: - TRIPLELUMEN PUR CATHETER. - GUIDE WIRE(UNKINKABLE) - NON LUER LOCK SY RANGE 5ML - INTRODUCER NEEDLE SHORT BEVEL. - INTRODUCER CANNULA. - DILATOR. -SECONDARY FIXATION DEVICE. -SLIDING CLAMPS. - SCALP B LADE. - SIZE: 7FR, LENGTH 20 CM, PEEL PACK, DISPOSABLE, STERILE" | EA | 1681 | 3000012990
37 | 4227160010400 | CATHETER CENTRAL VENOUS COMPLETE SET, RADIOPAQUE, CONTAINS: - TRIPLELUMEN PUR CATHETER. - GUIDE WIRE (UNKINKABLE) - NON LUER LOCK SY RANGE 5ML - INTRODUCER NEEDLE SHORT BEVEL. - INTRODUCER CANNULA. - DILATOR. -SECONDARY FIXATION DEVICE. -SLIDING CLAMPS, SIZE: 7 FR, LENGTH 30 CM,PEEL PACK, DISPOSABLE, STERILE | EA | 1714 | 3000012990
38 | 4227160010600 | "CATHETER CENTRAL VENOUS COMPLETE KIT, CONTAINS: DOUBLE LUMEN CATHETER 4FR X 5CM - GUIDE WIRE (UNKINKABLE) NOT LESS THAN 40CM WITH SOFT TIP ANDEND J- TIP, EXTENSION LINE CLAMPS, FENESTRATED DRAPE ADHESIVE NOT LESSTHAN 40*60 CM WITH 7-10CM FENESTRATION- CATHETER CONTAIN CLAMP- SCALPELNUMBER 11, NOT LESS THAN FOUR GAUZE 4X4, NOT LESS THAN TWO 2X2, SUTUREBRAIDED SILK WITH STRAIGHT NEEDLE, TISSUE DILATOR, INJECTION NEEDLE 25G,SYRINGE 3ML LUER LOCK, SYRINGE 5ML LUER SLIP, INTRODUCER NEEDLE 21 GA,CATHETER 22 GA X NOT LESS THAN 4.0CM RADIOPAQUE WITH INTRODUCER NEEDLEWITH 5 ML LUER-SLIP SYRINGE, DISPOSABLE, STERILE" | EA | 524 | 3000012990
39 | 4227160010700 | "CATHETER CENTRAL VENOUS COMPLETE KIT, CONTAINS: DOUBLE LUMEN CATHETER 4FR X 8CM - GUIDE WIRE (UNKINKABLE) NOT LESS THAN 40CM WITH SOFT TIP ANDEND J- TIP, EXTENSION LINE CLAMPS, FENESTRATED DRAPE ADHESIVE NOT LESSTHAN 40*60 CM WITH 7-10CM FENESTRATION- CATHETE R CONTAIN CLAMP- SCALPELNUMBER 11, NOT LESS THAN FOUR GAUZE 4X4, NOT LESS THAN TWO 2X2, SUTUREBRAIDED SILK WITH STRAIGHT NEEDL E, TISSUE DILATOR, INJECTION NEEDLE25G, SYRINGE 3ML LUER LOCK, SYRINGE 5ML LUER SLIP, INTRODUCER NEEDLE 21GA, CATHETER 22 GA X NOT LESS THAN 4.0CM RADIOPAQUE WITH INTRODUCERNEEDLE WITH 5 ML LUER-SLIP SYRINGE, DISPOSABLE, STERILE, ONE (1) SET =ONE (1) KIT" | EA | 61 | 3000012990
40 | 4227160011200 | "CATHETER, PULMONARY ARTERY (SWAN GANZ), BALLOON TIPPED FLOATING, FOUROR FIVE LUMEN, WITH THERMO DILUTION CARDIAC OUTPUT THERMISTOR, LENGTH110 CM, DISPOSABLE, LATEX FREE, STERILE, SIZE 7.0FR" | EA | 445 | 3000012990
41 | 4227160011300 | "PERCUTANEOUS SHEATH INTRODUCER SET, WITH NEEDLE, GUIDEWIRE, GAUZE ANDDRAPE WITH DISINFECTED (FOR SWAN GANZ), LENGTH 11CM, DISPOSABLE,STERILE, SIZE 6.0FR" | EA | 62 | 3000012990
42 | 4227160011500 | CATHETER ARTERIAL SIZE, 19GX10CM, SELDINGER TECHNIQUE, GUIDEWIRE,INTRODUCER NEEDLE, STERILE | EA | 680 | 3000012990
43 | 4227160011600 | "CATHETER ARTERIAL SIZE, 20G X 8CM, GUIDEWIRE, INTRODUCER NEEDLE,STERILE" | EA | 104 | 3000012990
44 | 4227160011700 | "CATHETER, ARTERIAL, POLYETHYLENE INDWELLING CATHETER 20G, 5CM LONG,LATEX-FREE, PVC-FREE, DEHP-FREE WITH WINGED RED HUB FOR SECURE FIXATIONAND EASY IDENTIFICATION WITH 7 CM INTEGRATED EXTENSION LINE ANDREMOVABLE SLIDE CLAMP, 35CM X 0.50-0.55MM SPRING-WIRE GUIDE WITH EXITMARKING AND SOFT TIP ENDS FOR PLACEMENT USING SELDINGER TECHNIQUE,INTRODUCER 20 G NEEDLE, (1MM X 4 CM), RADIAL, DISPOSABLE, STERILE" | ST | 257 | 3000012990
45 | 4227160011800 | "CATHETER, ARTERIAL, POLYETHYLENE INDWELLING CATHETER 22G, 5CM LONG,LATEX-FREE, PVC-FREE, DEHP-FREE WITH WINGED RED HUB FOR SECURE FI XATIONAND EASY IDENTIFICATION WITH 7 CM INTEGRATED EXTENSION LINE ANDREMOVABLE SLIDE CLAMP, 35CM X 0.50-0.55MM SPRING-WIRE GUIDE WITH EXITMARKING AND SOFT TIP ENDS FOR PLACEMENT USING SELDINGER TECHNIQUE,INTRODUCER 22 G NEEDLE, (1MM X 4 CM), RADIAL, DISPOSABLE, STERILE" | EA | 1780 | 3000012990
46 | 4227160013200 | "CATHETER SUCTION, SILICON MATERIAL, SIZE 16 FR, COLOR CODED, STERILEPACKAGE, LATEX FREE WITH CONTROL VALVE, WHISTLE TIP SOFT CATHETER,GRADED" | EA | 3000 | 3000012990
47 | 4227160013600 | "CLOSE SUCTION SYSTEM, MINIMUM 72 HRS, STERILE, DISPOSABLE, 12 FR,GRADUATED, COLOR CODED, TRANSPARENT ELASTIC SHEATH, MDI ADAPTER F ORETT., ONE (1) ITEM/PC = ONE (1) SET" | EA | 133673 | 3000012990
48 | 4227160016800 | "HME PAPER FILTER, FOR TRACHED PATIENTS, ADULT PEDIATRIC, OXYGEN ANDSUCTION PORT WITH MECHANICAL CAP, IN BLISTER PACK, STERILE, DISPOSABLE,RESISTANCE 0.7 CMH2O AT GAS FLOW RATE OF 60 LPM." | EA | 2078 | 3000012990
49 | 4227170500200 | "CORRUGATED TUBE 40 INCH (100 CM) LONG, SOFT INTERNAL SURFACE FREE OFCORRUGATION RIDGES, LATEX FREE, DISPOSABLE, STERILE." | EA | 420 | 3000012990
50 | 4227170500300 | "CORRUGATED TUBE 6 INCH( 15CM )SOFT INTERNAL SURFACE FREE OF CORRUGATIONRIDGES, LATEX FREE, DISPOSABLE, STERILE" | EA | 80 | 3000012990
51 | 4227190322400 | HOLDER ENDOTRACHEAL TUBE SET, WITH PLASTIC TUBE GRIP, HOOKUP LOOP STRAPVELCRO ADJUSTABLE, FOR 6.0 ETT AND ABOVE. | EA | 800 | 3000012990
52 | 4227190322800 | "TUBE ENDOTRACHEAL, PVC, ORAL / NASAL TYPE, PROFILE CUFF HIGH VOLUME/LOWPRESSURE, RADIOPAQUE WITH 15MM TERMINATION CONNECTOR, NUMERI CAL SCALINGEVERY 1 CM STARTING FROM INSERTION SIDE, PROPER CORRELATION BETWEENID/OD, SMOOTH FORMED MURPHY EYE AND TIP, SMOOTH TAPE RED MEMBRANE CUFF,DISPOSABLE, STERILE, SIZE, 4.5MM (ID)" | EA | 235 | 3000012990
53 | 4227190323100 | "TUBE ENDOTRACHEAL, PVC, ORAL / NASAL TYPE, PROFILE CUFF HIGH VOLUME/LOWPRESSURE, RADIOPAQUE WITH 15MM TERMINATION CONNECTOR, NUMERIC AL SCALINGEVERY 1 CM STARTING FROM INSERTION SIDE, PROPER CORRELATION BETWEENID/OD, SMOOTH FORMED MURPHY EYE AND TIP, SMOOTH TAPER ED MEMBRANE CUFF,DISPOSABLE, STERILE, SIZE, 6.0MM (ID)" | EA | 748 | 3000012990
54 | 4227190323200 | "TUBE ENDOTRACHEAL, PVC, ORAL / NASAL TYPE, PROFILE CUFF HIGH VOLUME/LOWPRESSURE, RADIOPAQUE WITH 15MM TERMINATION CONNECTOR, NUMERIC AL SCALINGEVERY 1 CM STARTING FROM INSERTION SIDE, PROPER CORRELATION BETWEENID/OD, SMOOTH FORMED MURPHY EYE AND TIP, SMOOTH TAPER ED MEMBRANE CUFF,DISPOSABLE, STERILE, SIZE, 6.5MM (ID)" | EA | 3880 | 3000012990
55 | 4227190323300 | "TUBE ENDOTRACHEAL, PVC, ORAL / NASAL TYPE, PROFILE CUFF HIGH VOLUME/LOWPRESSURE, RADIOPAQUE WITH 15MM TERMINATION CONNECTOR, NUMERI CAL SCALINGEVERY 1 CM STARTING FROM INSERTION SIDE, PROPER CORRELATION BETWEENID/OD, SMOOTH FORMED MURPHY EYE AND TIP, SMOOTH TAPE RED MEMBRANE CUFF,DISPOSABLE, STERILE, SIZE, 7.0MM (ID)" | EA | 3499 | 3000012990
56 | 4227190323400 | "TUBE ENDOTRACHEAL, PVC, ORAL / NASAL TYPE, PROFILE CUFF HIGH VOLUME/LOWPRESSURE, RADIOPAQUE WITH 15MM TERMINATION CONNECTOR, NUMERI CAL SCALINGEVERY 1 CM STARTING FROM INSERTION SIDE, PROPER CORRELATION BETWEENID/OD, SMOOTH FORMED MURPHY EYE AND TIP, SMOOTH TAPE RED MEMBRANE CUFF,DISPOSABLE, STERILE, SIZE, 7.5MM (ID)" | EA | 3996 | 3000012990
57 | 4227190323500 | "TUBE ENDOTRACHEAL, PVC, ORAL / NASAL TYPE, PROFILE CUFF HIGH VOLUME/LOWPRESSURE, RADIOPAQUE WITH 15MM TERMINATION CONNECTOR, NUMERI CAL SCALINGEVERY 1 CM STARTING FROM INSERTION SIDE, PROPER CORRELATION BETWEENID/OD, SMOOTH FORMED MURPHY EYE AND TIP, SMOOTH TAPE RED MEMBRANE CUFF,DISPOSABLE, STERILE, SIZE, 8.0MM (ID)" | EA | 234 | 3000012990
58 | 4227190323600 | TUBE ENDOTRACHEAL, POLYVINYL (PVC), ORAL / NASAL TYPE, PROFILE CUFF HIGHVOLUME/LOW PRESSURE, RADIOPAQUE WITH 15MM TERMINATION CONNECTOR, NUMERICAL SCALING EVERY 1 CM STARTING FROM INSERTION SIDE, PROPER CORRELATIONBETWEEN ID/OD, SMOOTH FORMED MURPHY EYE AND TIP, SMOOTH TAPER EDMEMBRANE CUFF, DISPOSABLE, STERILE, SIZE, 8.5MM (ID) | EA | 120 | 3000012990
59 | 4227190323700 | "TUBE ENDOTRACHEAL, POLYVINYL, PLAIN, ORAL / NASAL TYPE, RADIOPAQUE WITH15MM TERMINATION CONNECTOR, SMOOTH FORMED MURPHY EYE AND TIP, NUMERICALSCALING EVERY 1 CM STARTING FROM INSERTION SIDE, PROPER CORRELATIONBETWEEN ID/OD, DISPOSABLE, STERILE, INNER DIAMETER SI ZE, 2.5MM (ID)" | EA | 3934 | 3000012990
60 | 4227190323800 | "TUBE ENDOTRACHEAL, POLYVINYL, PLAIN, ORAL / NASAL TYPE, RADIOPAQUE WITH15MM TERMINATION CONNECTOR, SMOOTH FORMED MURPHY EYE AND TIP, NUMERICALSCALING EVERY 1 CM STARTING FROM INSERTION SIDE, PROPER CORRELATIONBETWEEN ID/OD, DISPOSABLE, STERILE, INNER DIAMETER SI ZE, 3.0MM (ID)" | EA | 2332 | 3000012990
61 | 4227190323900 | "TUBE ENDOTRACHEAL, POLYVINYL, PLAIN, ORAL / NASAL TYPE, RADIOPAQUE WITH15MM TERMINATION CONNECTOR, SMOOTH FORMED MURPHY EYE AND TIP, NUMERICALSCALING EVERY 1 CM STARTING FROM INSERTION SIDE, PROPER CORRELATIONBETWEEN ID/OD, DISPOSABLE, STERILE, INNER DIAMETER SI ZE, 3.5MM (ID)" | EA | 2844 | 3000012990
62 | 4227190324000 | "TUBE ENDOTRACHEAL, POLYVINYL, PLAIN, ORAL / NASAL TYPE, RADIOPAQUE WITH15MM TERMINATION CONNECTOR, SMOOTH FORMED MURPHY EYE AND TIP, NUMERICALSCALING EVERY 1 CM STARTING FROM INSERTION SIDE, PROPER CORRELATIONBETWEEN ID/OD, DISPOSABLE, STERILE, INNER DIAMETER SI ZE, 4.0MM (ID)" | EA | 2081 | 3000012990
63 | 4227190324100 | "TUBE ENDOTRACHEAL, POLYVINYL, PLAIN, ORAL / NASAL TYPE, RADIOPAQUE WITH15MM TERMINATION CONNECTOR, SMOOTH FORMED MURPHY EYE AND TIP, NUMERICALSCALING EVERY 1 CM STARTING FROM INSERTION SIDE, PROPER CORRELATIONBETWEEN ID/OD, DISPOSABLE, STERILE, INNER DIAMETER S IZE, 4.5MM (ID)" | EA | 4809 | 3000012990
64 | 4227190324200 | "TUBE ENDOTRACHEAL, POLYVINYL, PLAIN, ORAL / NASAL TYPE, RADIOPAQUE WITH15MM TERMINATION CONNECTOR, SMOOTH FORMED MURPHY EYE AND TIP, NUMERICALSCALING EVERY 1 CM STARTING FROM INSERTION SIDE, PROPER CORRELATIONBETWEEN ID/OD, DISPOSABLE, STERILE, INNER DIAMETER SI ZE, 5.0MM (ID)" | EA | 1396 | 3000012990
65 | 4227190324300 | "TUBE ENDOTRACHEAL, POLYVINYL, PLAIN, ORAL / NASAL TYPE, RADIOPAQUE WITH15MM TERMINATION CONNECTOR, SMOOTH FORMED MURPHY EYE AND TIP, NUMERICALSCALING EVERY 1 CM STARTING FROM INSERTION SIDE, PROPER CORRELATIONBETWEEN ID/OD, DISPOSABLE, STERILE, INNER DIAMETER SI ZE, 5.5MM (ID)" | EA | 1018 | 3000012990
66 | 4227190324400 | "TUBE ENDOTRACHEAL, POLYVINYL, PLAIN, ORAL / NASAL TYPE, RADIOPAQUE WITH15MM TERMINATION CONNECTOR, SMOOTH FORMED MURPHY EYE AND TIP, NUMERICALSCALING EVERY 1 CM STARTING FROM INSERTION SIDE, PROPER CORRELATIONBETWEEN ID/OD, DISPOSABLE, STERILE, INNER DIAMETER SI ZE, 6.0MM (ID)" | EA | 240 | 3000012990
67 | 4227190325500 | "TUBE ENDOTRACHEAL, PVC, ORAL / NASAL TYPE, TAPERED CUFF, WITH PILOTCUFF MARKED WITH TUBE SIZE, RADIOPAQUE WITH 15MM TERMINATION CONNECTOR,SMOOTH FORMED MURPHY EYE AND TIP, WITH SUBGLOTTIC SUCTION PORT LOCATEDJUST ABOVE THE CUFF, TUBE LINES MUST ALLOW FOR TUBE SHORTENING,NUMERICAL SCALING EVERY 1 CM STARTING FROM INSERTION SIDE, PROPERCORRELATION BETWEEN ID/OD, DISPOSABLE, STERILE, SIZE 7.5MM (ID)" | EA | 832 | 3000012990
68 | 4227190325900 | "TUBE ENDOTRACHEAL, RAE- PREFORMED, PVC, UNCUFFED, ORAL TYPE, RADIOPAQUEWITH 15MM TERMINATION CONNECTOR, SMOOTH FORMED MURPHY EYE AND TIP,NUMERICAL SCALING EVERY 1 CM STARTING FROM INSERTION SIDE, PROPERCORRELATION BETWEEN ID/OD, DISPOSABLE, STERILE, SIZE, 3.0MM ( ID)" | EA | 14 | 3000012990
69 | 4227190326000 | "TUBE ENDOTRACHEAL, RAE- PREFORMED, PVC, UNCUFFED, ORAL TYPE, RADIOPAQUEWITH 15MM TERMINATION CONNECTOR, SMOOTH FORMED MURPHY EYE AND TIP,NUMERICAL SCALING EVERY 1 CM STARTING FROM INSERTION SIDE, PROPERCORRELATION BETWEEN ID/OD, DISPOSABLE, STERILE, SIZE, 3.5MM ( ID)" | EA | 277 | 3000012990
70 | 4227190326100 | "TUBE ENDOTRACHEAL, RAE- PREFORMED, PVC, UNCUFFED, ORAL TYPE, RADIOPAQUEWITH 15MM TERMINATION CONNECTOR, SMOOTH FORMED MURPHY EYE AND TIP,NUMERICAL SCALING EVERY 1 CM STARTING FROM INSERTION SIDE, PROPERCORRELATION BETWEEN ID/OD, DISPOSABLE, STERILE, SIZE, 4.0MM ( ID)" | EA | 181 | 3000012990
71 | 4227190326100 | "TUBE ENDOTRACHEAL, RAE- PREFORMED, PVC, UNCUFFED, ORAL TYPE, RADIOPAQUEWITH 15MM TERMINATION CONNECTOR, SMOOTH FORMED MURPHY EYE AND TIP,NUMERICAL SCALING EVERY 1 CM STARTING FROM INSERTION SIDE, PROPERCORRELATION BETWEEN ID/OD, DISPOSABLE, STERILE, SIZE, 4.5MM ( ID)" | ST | 16 | 3000012990
72 | 4227190326200 | "TUBE ENDOTRACHEAL, RAE- PREFORMED, PVC, UNCUFFED, ORAL TYPE, RADIOPAQUEWITH 15MM TERMINATION CONNECTOR, SMOOTH FORMED MURPHY EYE AND TIP,NUMERICAL SCALING EVERY 1 CM STARTING FROM INSERTION SIDE, PROPERCORRELATION BETWEEN ID/OD, DISPOSABLE, STERILE, SIZE, 5.0MM ( ID)" | EA | 122 | 3000012990
73 | 4227190326300 | "TUBE ENDOTRACHEAL, RAE- PREFORMED, PVC, UNCUFFED, ORAL TYPE, RADIOPAQUEWITH 15MM TERMINATION CONNECTOR, SMOOTH FORMED MURPHY EYE AND TIP,NUMERICAL SCALING EVERY 1 CM STARTING FROM INSERTION SIDE, PROPERCORRELATION BETWEEN ID/OD, DISPOSABLE, STERILE, SIZE, 7.0MM ( ID)" | EA | 20 | 3000012990
74 | 4227190326700 | "TUBE ENDOTRACHEAL, RAE- PREFORMED, PVC, CUFFED, ORAL TYPE, RADIOPAQUEWITH 15MM TERMINATION CONNECTOR, SMOOTH FORMED MURPHY EYE AND T IP,NUMERICAL SCALING EVERY 1 CM STARTING FROM INSERTION SIDE, PROPERCORRELATION BETWEEN ID/OD, DISPOSABLE, STERILE, SIZE, 7.0MM (ID )" | EA | 16 | 3000012990
75 | 4227190327600 | "TUBE ENDOTRACHEAL, RAE- PREFORMED, PVC, CUFFED, ORAL TYPE, RADIOPAQUEWITH 15MM TERMINATION CONNECTOR, SMOOTH FORMED MURPHY EYE AND T IP,NUMERICAL SCALING EVERY 1 CM STARTING FROM INSERTION SIDE, PROPERCORRELATION BETWEEN ID/OD, DISPOSABLE, STERILE, SIZE, 8.0MM (ID )" | EA | 20 | 3000012990
76 | 4227190327800 | "TUBE ENDOTRACHEAL, POLYVINYL, REINFORCED BY CIRCUMFERENTIAL RIBS,ORAL/NASAL TYPE, UNCUFFED, RADIOPAQUE WITH 15MM TERMINATION CONNECT OR,SMOOTH FORMED MURPHY EYE AND TIP, WITH STYLET, NUMERICAL SCALING EVERY 1CM STARTING FROM INSERTION SIDE, PROPER CORRELATION BET WEEN ID/OD,DISPOSABLE, STERILE, SIZE 3.0MM (ID)" | EA | 219 | 3000012990
77 | 4227190328100 | "TUBE ENDOTRACHEAL, POLYVINYL, REINFORCED BY CIRCUMFERENTIAL RIBS,ORAL/NASAL TYPE, PROFILE CUFF HIGH VOLUME/LOW PRESSURE, RADIOPAQUE WITH15MM TERMINATION CONNECTOR, WITH STYLET, NUMERICAL SCALING EVERY 1 CMSTARTING FROM INSERTION SIDE, PROPER CORRELATION BETWEEN ID/OD, SMOOTHFORMED MURPHY EYE AND TIP, SMOOTH TAPERED MEMBRANE CUFF, DISPOSABLE,STERILE, SIZE, 4.0MM (ID)" | EA | 83 | 3000012990
78 | 4227190329300 | "TUBE ENDOTRACHEAL, POLYVINYL, REINFORCED BY CIRCUMFERENTIAL RIBS,ORAL/NASAL TYPE, PROFILE CUFF HIGH VOLUME/LOW PRESSURE, RADIOPAQUE WITH15MM TERMINATION CONNECTOR, WITH STYLET, NUMERICAL SCALING EVERY 1 CMSTARTING FROM INSERTION SIDE, PROPER CORRELATION BETWEEN ID/OD, SMOOTHFORMED MURPHY EYE AND TIP, SMOOTH TAPERED MEMBRANE CUFF, DISPOSABLE,STERILE, SIZE, 4.5MM (ID)" | EA | 227 | 3000012990
79 | 4227190329400 | "TUBE ENDOTRACHEAL, POLYVINYL, REINFORCED BY CIRCUMFERENTIAL RIBS,ORAL/NASAL TYPE, PROFILE CUFF HIGH VOLUME/LOW PRESSURE, RADIOPAQUE WITH15MM TERMINATION CONNECTOR, WITH STYLET, NUMERICAL SCALING EVERY 1 CMSTARTING FROM INSERTION SIDE, PROPER CORRELATION BETWEEN ID/OD, SMOOTHFORMED MURPHY EYE AND TIP, SMOOTH TAPERED MEMBRANE CUFF, DISPOSABLE,STERILE, SIZE, 7.0MM (ID)" | EA | 106 | 3000012990
80 | 4227190329900 | TUBE ENDOTRACHEAL, POLYVINYL (PVC), REINFORCED BY CIRCUMFERENTIAL RIBS,ORAL/NASAL TYPE, PROFILE CUFF HIGH VOLUME/LOW PRESSURE, RADIOPAQUE WITH15MM TERMINATION CONNECTOR, WITH STYLET, NUMERICAL SCALING EVERY 1 CMSTARTING FROM INSERTION SIDE, PROPER CORRELATION BETWEEN ID/OD, SMOOTHFORMED MURPHY EYE AND TIP, SMOOTH TAPERED MEMBRANE CUFF, DISPOSABLE,STERILE, SIZE, 8.5MM (ID) | EA | 840 | 3000012990
81 | 4227190330200 | "TUBE ENDOTRACHEAL, PREFORMED, PVC, PLAIN, NASAL TYPE, RADIOPAQUE WITH15MM TERMINATION CONNECTOR, SMOOTH FORMED MURPHY EYE AND TIP, NUMERICALSCALING EVERY 1 CM STARTING FROM INSERTION SIDE, PROPER CORRELATIONBETWEEN ID/OD, DISPOSABLE, STERILE, SIZE, 3.0MM(ID)" | EA | 39 | 3000012990
82 | 4227190330500 | "TUBE ENDOTRACHEAL, PREFORMED, PVC, PLAIN, NASAL TYPE, RADIOPAQUE WITH15MM TERMINATION CONNECTOR, SMOOTH FORMED MURPHY EYE AND TIP, NUMERICALSCALING EVERY 1 CM STARTING FROM INSERTION SIDE, PROPER CORRELATIONBETWEEN ID/OD, DISPOSABLE, STERILE, SIZE, 4.0MM(ID)" | EA | 18 | 3000012990
83 | 4227190330700 | "TUBE ENDOTRACHEAL, PREFORMED, PVC, PLAIN, NASAL TYPE, RADIOPAQUE WITH15MM TERMINATION CONNECTOR, SMOOTH FORMED MURPHY EYE AND TIP, NUMERICALSCALING EVERY 1 CM STARTING FROM INSERTION SIDE, PROPER CORRELATIONBETWEEN ID/OD, DISPOSABLE, STERILE, SIZE, 4.5MM(ID)" | EA | 15 | 3000012990
84 | 4227190330800 | "NASOPHARYNGEAL AIRWAY, LATEX FREE, IVORY, (ADJUSTABLE) WITH DISTAL -ROUNDED TIP + DEPTH FIXATION DEVICE + 15MM (ID) CONNECTOR STERILE,DISPOSABLE SIZE 6.5MM (ID)" | EA | 3 | 3000012990
85 | 4227190336800 | "NASOPHARYNGEAL AIRWAY, LATEX FREE, IVORY, (ADJUSTABLE) WITH DISTAL -ROUNDED TIP + DEPTH FIXATION DEVICE + 15MM (ID) CONNECTOR STERILE,DISPOSABLE SIZE 7.0MM (ID)" | EA | 460 | 3000012990
86 | 4227190336900 | "NASOPHARYNGEAL AIRWAY, LATEX FREE, IVORY, (ADJUSTABLE) WITH DISTAL -ROUNDED TIP + DEPTH FIXATION DEVICE + 15MM (ID) CONNECTOR STERILE,DISPOSABLE SIZE 7.5MM (ID)" | EA | 1304 | 3000012990
87 | 4227190337000 | "NASOPHARYNGEAL AIRWAY, LATEX FREE, IVORY, (ADJUSTABLE) WITH DISTAL -ROUNDED TIP + DEPTH FIXATION DEVICE + 15MM (ID) CONNECTOR STERILE,DISPOSABLE SIZE 8.0MM (ID)" | EA | 140 | 3000012990
88 | 4227190337100 | "TUBE ENDO - BRONCHIAL DOUBLE LUMEN LEFT SZ 37, CURVED BRONCHIAL TIP,WITH X-RAY OPAQUE MARKERS AT THE DISTAL TIP, ABOVE THE BRONCHIAL CUFFAND AT THE TRACHEAL OPENING, COLORED CODED CUFF FOR BRONCHIAL SIDE, MADEOF POLYURETHANE CUFF, WITH SUCTION CATHETER AND DOUBLE SWIVEL CONNECTOR,AND STYLET CAN MAINTAIN ANATOMICAL SHAPE OF THE TUBE, STERILE,DISPOSABLE SET" | EA | 270 | 3000012990
89 | 4227190502000 | "CONNECTOR SWIVEL WITH WIDE SUCTION PORT, FOR PATIENT SIDE 15MM (ID)MACHINE SIDE 15MM (OD) SYSTEM ANGLE PIECE, DISPOSABLE." | EA | 20 | 3000012990
90 | 4227190503700 | "TUBE ENDO-BRONCHIAL BLOCKER, Y BIFURCATION, DOUBLE BALLOON, MULTIPORTADAPTOR ALLOW VENTILATION, BRONCHOSCOPY AND THE BLOCKER SIMULTANEOUSLYFOR USE IN THORACIC SURGERY, ADULT, DISPOSABLE, STERILE" | EA | 120 | 3000012990
91 | 4227190503800 | "BLOOD GAS SAMPLING KIT, 1ML SYRINGE, LUER SLIP TIP, WITH NEEDLE SIZE23G, 2.5 CM LENGTH, HEPARINIZED 20 -35 IU/ML, SAFETY NEEDLE CA P, WITHBUBBLE REMOVER, STERILE, DISPOSABLE., ONE (1) ITEM/PC = ONE (1) KIT" | EA | 8 | 3000012990
92 | 4227190504000 | "SET BLOOD/FLUID WARMING PEDIATRIC /NEONATAL, SHOULD BE COMPATIBLE WITHRANGER SYSTEM OR EQUIVALENT" | EA | 73200 | 3000012990
93 | 4227190504500 | AIRWAY ORAL PHARYNGEAL GUEDEL PLASTIC, DISPOSABLE, LENGTH PRINTEDPERMANENTLY 50-55MM, DISTAL END CURVE WITH ATRAUMATIC EDGE COLOR CODED,ONE (1) EACH = ONE (1) SET | EA | 90 | 3000012990
94 | 4227190902800 | AIRWAY ORAL PHARYNGEAL GUEDEL PLASTIC, DISPOSABLE, LENGTH PRINTEDPERMANENTLY 60-65MM, DISTAL END CURVE WITH ATRAUMATIC EDGE COLOR CODED | EA | 4275 | 3000012990
95 | 4227190903100 | AIRWAY ORAL PHARYNGEAL GUEDEL PLASTIC, DISPOSABLE, LENGTH PRINTEDPERMANENTLY 70MM, DISTAL END CURVE WITH ATRAUMATIC EDGE COLOR CODED | EA | 2530 | 3000012990
96 | 4227190903200 | AIRWAY ORAL PHARYNGEAL GUEDEL PLASTIC, DISPOSABLE, LENGTH PRINTEDPERMANENTLY 80MM, DISTAL END CURVE WITH ATRAUMATIC EDGE COLOR CODED | EA | 13375 | 3000012990
97 | 4227191202300 | AIRWAY ORAL PHARYNGEAL GUEDEL PLASTIC, DISPOSABLE, LENGTH PRINTEDPERMANENTLY 90MM, DISTAL END CURVE WITH ATRAUMATIC EDGE COLOR CODED | EA | 5450 | 3000012990
98 | 4227191202400 | TRACHEOSTOMY CARE TRAY | EA | 4848 | 3000012990
99 | 4227191500900 | "TUBE ENDO - BRONCHIAL DOUBLE LUMEN LEFT SZ 41, CURVED BRONCHIAL TIP,WITH X-RAY OPAQUE MARKERS AT THE DISTAL TIP, ABOVE THE BRONCHIAL CUFFAND AT THE TRACHEAL OPENING, COLORED CODED CUFF FOR BRONCHIAL SIDE, MADEOF POLYURETHANE CUFF, WITH SUCTION CATHETER AND DOUBLE SWIVEL CONNECTOR,AND STYLET CAN MAINTAIN ANATOMICAL SHAPE OF THE TUBE, STERILE,DISPOSABLE SET" | EA | 5400 | 3000012990
100 | 4227191528200 | FILTER H.M.E WITH OXYGEN PORT FOR TRACHEOSTOMY, ADULT, DISPOSABLE | EA | 20 | 3000012990
101 | 4227191529000 | "NEBULIZER KIT, SMALL VOLUME, WITH OXYGEN TUBING, T-PIECE AND CORRUGATEDTUBING AND MOUTHPIECE." | EA | 960 | 3000012990
102 | 4227191529300 | "MASK FULL FACE ADULT SILICONE/GEL, VENTED, SIZE LARGE WITH STRAP ANDSWIVEL, ADJUSTABLE SILICON PADDED FOREHEAD SUPPORT, DISPOSABLE FORCPAP/BIPAP MACHINE., ONE (1) ITEM/PC = ONE (1) SET" | EA | 2752 | 3000012990
103 | 4227191530000 | MASK NASAL ADULT SILICONE/GEL, FOAM VENTED SMALL WITH STRAP AND SWIVEL DISPOSABLE FOR CPAP/BIPAP MACHINE | EA | 2010 | 3000012990
104 | 4227191530400 | "FACE MASK RESUSCITATION, ROUND SILICONE SIZE INTERNAL DIAMETER 50MM(+/- 2MM), DISPOSABLE" | EA | 6 | 3000012990
105 | 4227191530900 | "FACE MASK RESUSCITATION, ROUND SILICONE SIZE INTERNAL DIAMETER 60MM(+/- 2MM), DISPOSABLE" | EA | 700 | 3000012990
106 | 4227191531000 | "FACE MASK RESUSCITATION, ROUND SILICONE SIZE DIAMETER 80MM, DISPOSABLE" | EA | 581 | 3000012990
107 | 4227191531200 | "ANESTHESIA FACE MASK, FULLY TRANSPARENT ALL MASK AND INFLATABLE, AIRCUSHION, ANATOMICAL FIT WITH EFFECTIVE SEAL, EASY AND COMFORTABLE GRIPFOR USER, FLEXIBLE MASK BODY, NON SLIP RIDGES, LATEX FREE, DISPOSABLE,SIZE 4 ADULT MEDIUM" | EA | 863 | 3000012990
108 | 4227191531300 | MASK NASAL PEDIATRIC (SILICONE/GEL), VENTED, SIZE SMALL WITH STRAP ANDSWIVEL, ADJUSTABLE FOREHEAD SUPPORT, ADJUSTABLE MOLD DISPOSABLE FORCPAP/BIPAP MACHINE. | EA | 9680 | 3000012990
109 | 4227191532200 | "MASK OXYGEN ADULT, CLEAR PLASTIC WITH METAL STRIP OVER NOSE, SMALLEXHALATION PORT BILATERAL OXYGEN TUBING RESISTANT LENGTH 2.1 M ADU LTDISPOSABLE" | EA | 141 | 3000012990
110 | 4227191534200 | "INTRODUCER TRACHEAL TUBE ADULT (BOUGIE) ANGLED, 15CH X 700-800MM" | EA | 39566 | 3000012990
111 | 4227191535300 | "CUFF INFLATOR / PRESSURE GAUGE FOR ENDOTRACHEAL- TRACHEOSTOMY MEASURINGCUFF PRESSURE, REUSABLE" | EA | 1788 | 3000012990
112 | 4227191535500 | "TRACHEOSTOMY TUBE HOLDER, ONE PIECE, VELCRO SECURING, SOFT PADDED FOAMCOVERED WITH FABRIC, ADULT/PEDIATRIC SIZE, 1.5 INCH WIDE, FITS NECK FROM18INCH TO 22 INCH , DISPOSABLE, NON-STERILE." | EA | 139 | 3000012990
113 | 4227191535600 | "LARYNGEAL MASK HYPER CURVED AIRWAY TUBE, OVAL SHAPED, INFLATABLE MASKWITH CUFF, DISPOSABLE, STERILE, SIZE 1.0" | EA | 10167 | 3000012990
114 | 4227201805000 | "LARYNGEAL MASK HYPER CURVED AIRWAY TUBE, OVAL SHAPED, INFLATABLE MASKWITH CUFF, DISPOSABLE, STERILE, SIZE 1.5" | EA | 40 | 3000012990
115 | 4227201805100 | "LARYNGEAL MASK AIRWAY (LMA) TUBE, CURVED, WITH FIXATION TAB, ELONGATEDCUFF, CUFF SILICON MATERIAL, SOFT BITE BLOCKER AND GASTRIC ACCESS WHICHENABLES PASSIVE OR ACTIVE DRAINAGE OF GASTRIC CONTENT INDEPENDENTLY OFVENTILATION, SIZE 1.5" | EA | 10 | 3000012990
116 | 4227201805800 | "LARYNGEAL MASK AIRWAY (LMA) TUBE, CURVED, WITH FIXATION TAB, ELONGATEDCUFF, CUFF SILICON MATERIAL, SOFT BITE BLOCKER AND GASTRIC ACCESS WHICHENABLES PASSIVE OR ACTIVE DRAINAGE OF GASTRIC CONTENT INDEPENDENTLY OFVENTILATION, SIZE 2.0" | EA | 10 | 3000012990
117 | 4227201805900 | LARYNGEAL MASK AIRWAY (LMA) TUBE, CURVED, WITH FIXATION TAB, ELONGATEDCUFF, CUFF SILICON MATERIAL, SOFT BITE BLOCKER AND GASTRIC ACCESS WHICHENABLES PASSIVE OR ACTIVE DRAINAGE OF GASTRIC CONTENT INDEPENDENTLY OFVENTILATION, SIZE 2.5 | EA | 259 | 3000012990
118 | 4227201806000 | "LARYNGEAL MASK AIRWAY (LMA) TUBE, CURVED, WITH FIXATION TAB, ELONGATEDCUFF, CUFF SILICON MATERIAL, SOFT BITE BLOCKER AND GASTRIC ACCESS WHICHENABLES PASSIVE OR ACTIVE DRAINAGE OF GASTRIC CONTENT INDEPENDENTLY OFVENTILATION, SIZE 3.0" | EA | 335 | 3000012990
119 | 4227201806100 | "LARYNGEAL MASK AIRWAY (LMA) TUBE, CURVED, WITH FIXATION TAB, ELONGATEDCUFF, CUFF SILICON MATERIAL, SOFT BITE BLOCKER AND GASTRIC ACCESS WHICHENABLES PASSIVE OR ACTIVE DRAINAGE OF GASTRIC CONTENT INDEPENDENTLY OFVENTILATION, SIZE 4.0" | EA | 2601 | 3000012990
120 | 4227201806200 | "LARYNGEAL MASK AIRWAY (LMA) TUBE, CURVED, WITH FIXATION TAB, ELONGATEDCUFF, CUFF SILICON MATERIAL, SOFT BITE BLOCKER AND GASTRIC ACCESS WHICHENABLES PASSIVE OR ACTIVE DRAINAGE OF GASTRIC CONTENT INDEPENDENTLY OFVENTILATION, SIZE 5.0" | EA | 1635 | 3000012990
121 | 4227201806300 | "SPINAL NEEDLE WHITACRE PENCIL POINT WITH INTRODUCER 22G X 3.5""" | EA | 1890 | 3000012990
122 | 4227250003200 | EPIDURAL COMBINED SPINAL DISPOSABLE, STERILE SET CONSIST OF:18G X80-100MM CSE TUOHY NEEDLE, LOSS-OF RESISTANCE SYRINGE, WELL SEALED, NONLUER LOCK 20G CLEAR AND SCALED EPIDURAL CATHETER, EASILY INSERTED, NONKINKABLE, ATRAUMATIC CATHETER INTRODUCER PIECE, CATHETER CONNECTOR,EPIDURAL CATHETER LABEL 0.2M LUER LOCK FLAT FILTER, FILTER STRAW, WITHFIXATOR TO HOLD CATHETER, CSE SPINAL NEEDLE 26-27G X 90-125MM, PENCILPOINT WITH INTERLOCK CONNECTION TO TUOHY NEEDLE | EA | 53972 | 3000012990
123 | 4227250003600 | "EPIDURAL SET G16 FOR ADULT : 16G X 12-15 CM TUOHY NEEDLE, LOSS-OFRESISTANCE SYRINGE, WELL SEALED, NON LUER LOCK 20G CLEAR & SCALEDEPIDURAL CATHETER, EASILY INSERTED, NON KINKABLE, ATRAUMATIC CATHETERINTRODUCER PIECE, CATHETER CONNECTOR EPIDURAL, CATHETER LABEL0.2M LUERLOCK FLAT FILTER (5 M X 4 STRAW FILTER) ADHESIVE APPLICATION SPONGE TOHOLD CATHETER, PAPER DRAPE EYE SHIELD, TRANSPARENT ADHESIVE, FENESTRATEDDRAPE, DISPOSABLE, STERILE" | EA | 52 | 3000012990
124 | 4227250003800 | "EPIDURAL SET G18 FOR ADULT :18G X 8-10 CM TUOHY NEEDL, PLASTIC LOSS-OFRESISTANCE SYRINGE10 ML, WELL SEALED, NON LUER LOCK.20G CLEAR & SCALEDEPIDURAL CATHETER, EASILY INSERTED, NON KINKABLE, ATRAUMATIC CATHETERINTRODUCER PIECE, CATHETER CONNECTOR EPIDURAL CATHETER LABEL 0.2M LUERLOCK FLAT FILTER (5 M X 4 STRAW FILTER) ADHESIVE APPLICATION SPONGE TOHOLD CATHETER, PAPER DRAPE EYE SHIELD, TRANSPARENT ADHESIVE, FENESTRATEDDRAPE, DISPOSABLE, STERILE" | EA | 429 | 3000012990
125 | 4227250003900 | "EPIDURAL SET FOR CHILDREN :19G X 8 -9CM TUOHY NEEDLE, PLASTIC LOSS-OFRESISTANCE SYRINGE10 ML, WELL SEALED, NON LUER LOCK 20G CLEAR & SCALEDEPIDURAL CATHETER, EASILY INSERTED, NON KINKABLE, ATRAUMATIC CATHETERINTRODUCER PIECE, CATHETER CONNECTOR EPIDURAL CATHETER LABEL 0.2M LUERLOCK FLAT FILTER (5 M X 4 STRAW FILTER) ADHESIVE APPLICATION SPONGE TOHOLD CATHETER, DISPOSABLE, STERILE" | EA | 1020 | 3000012990
126 | 4227250004100 | "AIR PRESSURE BAG FOR INVASIVE MONITOR, WITH MANOMETER, REUSABLE, 500ML" | EA | 1016 | 3000012990
127 | 4227250005300 | HME FILTER FOR TRACHED PATIENTS, FOR ADULT,TIDAL VOLUME RANGE WITH O2AND SUCTION PORT, IN BLISTER PACK STERILE, DISPOSABLE | EA | 76 | 3000012990
128 | 4227250008200 | SENSOR GAS FLOW 1.8 M LENGTH, FOR ADULT, DISPOSABLE, SHOULD BECOMPATIBLE WITH HAMILTON VENTILATOR OR EQUIVALENT | EA | 240 | 3000012990
129 | 4227250009200 |  | EA | 50 | 3000012990

## توزيع المناطق
Original Pur group name | Original Tender desc | Original Tender no | Original Generic | Original Delivery Address | Original Desc | UOM | Sum of Original Open Qty
MOH | تأمين لوازم العلاج التنفسي والتخدير | NPT0011/19 | 4227160005600 | MOH - Riiyadh Cluster 1 | "CATHETER MOUNT, EXTENDABLE 15 CM, 22 OD /15 ID SWIVEL ELBOW WITH DOUBLEFLIP CAP AND SEAL, DISPOSABLE" | EA | 325
MOH | تأمين لوازم العلاج التنفسي والتخدير | NPT0011/19 | 4227160005600 | MOH - Riiyadh Cluster 2 | "CATHETER MOUNT, EXTENDABLE 15 CM, 22 OD /15 ID SWIVEL ELBOW WITH DOUBLEFLIP CAP AND SEAL, DISPOSABLE" | EA | 130
MOH | تأمين لوازم العلاج التنفسي والتخدير | NPT0011/19 | 4227160005600 | MOH - Riiyadh Cluster 3 | "CATHETER MOUNT, EXTENDABLE 15 CM, 22 OD /15 ID SWIVEL ELBOW WITH DOUBLEFLIP CAP AND SEAL, DISPOSABLE" | EA | 195
MOH | منافسة تأمين لوازم العلاج التنفسي والتخدير | NPT0011/19 | 4218170800700 | MOH - Makkah | "ELECTRODE, PEDIATRIC ECG (1 PACK OF 3 ELECTRODE) MRI COMPATIBLE" | EA | 60
MOH | منافسة تأمين لوازم العلاج التنفسي والتخدير | NPT0011/19 | 4220341107000 | MOH - Ahsa | CATHETER, ARTERIAL, THIN WALL, 8 - 10 CM LENGTH, 20 G NEEDLE, SHORTBEVEL, 25 CM GUIDEWIRE, DISPOSABLE, STERILE | EA | 472
MOH | منافسة تأمين لوازم العلاج التنفسي والتخدير | NPT0011/19 | 4220341107000 | MOH - Dammam | CATHETER, ARTERIAL, THIN WALL, 8 - 10 CM LENGTH, 20 G NEEDLE, SHORTBEVEL, 25 CM GUIDEWIRE, DISPOSABLE, STERILE | EA | 150
MOH | منافسة تأمين لوازم العلاج التنفسي والتخدير | NPT0011/19 | 4220341107000 | MOH - Jeddah | CATHETER, ARTERIAL, THIN WALL, 8 - 10 CM LENGTH, 20 G NEEDLE, SHORTBEVEL, 25 CM GUIDEWIRE, DISPOSABLE, STERILE | EA | 1836
MOH | منافسة تأمين لوازم العلاج التنفسي والتخدير | NPT0011/19 | 4220341107000 | MOH - Makkah | CATHETER, ARTERIAL, THIN WALL, 8 - 10 CM LENGTH, 20 G NEEDLE, SHORTBEVEL, 25 CM GUIDEWIRE, DISPOSABLE, STERILE | EA | 210
MOH | منافسة تأمين لوازم العلاج التنفسي والتخدير | NPT0011/19 | 4220341107000 | MOH - Najran | CATHETER, ARTERIAL, THIN WALL, 8 - 10 CM LENGTH, 20 G NEEDLE, SHORTBEVEL, 25 CM GUIDEWIRE, DISPOSABLE, STERILE | EA | 387
MOH | منافسة تأمين لوازم العلاج التنفسي والتخدير | NPT0011/19 | 4220341107000 | MOH - PMAH | CATHETER, ARTERIAL, THIN WALL, 8 - 10 CM LENGTH, 20 G NEEDLE, SHORTBEVEL, 25 CM GUIDEWIRE, DISPOSABLE, STERILE | EA | 446
MOH | منافسة تأمين لوازم العلاج التنفسي والتخدير | NPT0011/19 | 4220341107000 | MOH - Qassim | CATHETER, ARTERIAL, THIN WALL, 8 - 10 CM LENGTH, 20 G NEEDLE, SHORTBEVEL, 25 CM GUIDEWIRE, DISPOSABLE, STERILE | EA | 163
MOH | منافسة تأمين لوازم العلاج التنفسي والتخدير | NPT0011/19 | 4220341107000 | MOH - Qonfodah | CATHETER, ARTERIAL, THIN WALL, 8 - 10 CM LENGTH, 20 G NEEDLE, SHORTBEVEL, 25 CM GUIDEWIRE, DISPOSABLE, STERILE | EA | 3
MOH | منافسة تأمين لوازم العلاج التنفسي والتخدير | NPT0011/19 | 4220341107000 | MOH - Riiyadh Cluster 2 | CATHETER, ARTERIAL, THIN WALL, 8 - 10 CM LENGTH, 20 G NEEDLE, SHORTBEVEL, 25 CM GUIDEWIRE, DISPOSABLE, STERILE | EA | 12
MOH | منافسة تأمين لوازم العلاج التنفسي والتخدير | NPT0011/19 | 4220341107000 | MOH - Riiyadh Cluster 3 | CATHETER, ARTERIAL, THIN WALL, 8 - 10 CM LENGTH, 20 G NEEDLE, SHORTBEVEL, 25 CM GUIDEWIRE, DISPOSABLE, STERILE | EA | 6
MOH | منافسة تأمين لوازم العلاج التنفسي والتخدير | NPT0011/19 | 4222230700100 | MOH - Dammam | "SET BLOOD/FLUID WARMING HIGH FLOW, DUAL SPIKE, HEAT EXCHANGER, DRIPCHAMBER WITH MICRON FILTER, AUTO VENTING BUBBLE TRAP, LATEX FRE E,SHOULD BE COMPATIBLE WITH RANGER SYSTEM OR EQUIVALENT, ONE (1) EACH =ONE (1) SET" | EA | 100
MOH | منافسة تأمين لوازم العلاج التنفسي والتخدير | NPT0011/19 | 4222230700100 | MOH - Joaf Health Directorateالمديريةالعامة للشؤون الصحية الجوف | "SET BLOOD/FLUID WARMING HIGH FLOW, DUAL SPIKE, HEAT EXCHANGER, DRIPCHAMBER WITH MICRON FILTER, AUTO VENTING BUBBLE TRAP, LATEX FRE E,SHOULD BE COMPATIBLE WITH RANGER SYSTEM OR EQUIVALENT, ONE (1) EACH =ONE (1) SET" | EA | 130
MOH | منافسة تأمين لوازم العلاج التنفسي والتخدير | NPT0011/19 | 4222230700100 | MOH - Makkah | "SET BLOOD/FLUID WARMING HIGH FLOW, DUAL SPIKE, HEAT EXCHANGER, DRIPCHAMBER WITH MICRON FILTER, AUTO VENTING BUBBLE TRAP, LATEX FRE E,SHOULD BE COMPATIBLE WITH RANGER SYSTEM OR EQUIVALENT, ONE (1) EACH =ONE (1) SET" | EA | 30
MOH | منافسة تأمين لوازم العلاج التنفسي والتخدير | NPT0011/19 | 4222230700100 | MOH - Riiyadh Cluster 2 | "SET BLOOD/FLUID WARMING HIGH FLOW, DUAL SPIKE, HEAT EXCHANGER, DRIPCHAMBER WITH MICRON FILTER, AUTO VENTING BUBBLE TRAP, LATEX FRE E,SHOULD BE COMPATIBLE WITH RANGER SYSTEM OR EQUIVALENT, ONE (1) EACH =ONE (1) SET" | EA | 10
MOH | منافسة تأمين لوازم العلاج التنفسي والتخدير | NPT0011/19 | 4222230700200 | MOH - Makkah | "SET BLOOD/FLUID WARMING SET STANDER, SHOULD BE COMPATIBLE WITH RANGERSYSTEM OR EQUIVALENT, ONE (1) EACH = ONE (1) SET" | EA | 1600
MOH | منافسة تأمين لوازم العلاج التنفسي والتخدير | NPT0011/19 | 4227150000900 | MOH - Joaf Health Directorateالمديريةالعامة للشؤون الصحية الجوف | "SENSOR MEASURING THE CONSCIOUSNESS LEVEL FOR ADULT, DISPOSABLE,COMPATIBLE WITH MASIMO SYSTEM OR EQUIVALENT" | EA | 1900
MOH | منافسة تأمين لوازم العلاج التنفسي والتخدير | NPT0011/19 | 4227150001300 | MOH - Jezan Health Directorateالمديريةالعامة للشؤون الصحية جازان | " ADAPTER FOR VENTILATOR CIRCUIT, SIDESTREAM, WITH HUMIDITY FILTER,ADULT/ PEDIATRIC, FOR USE WITH INTUBATED PATIENT FOR CONTINUOUS C O2MEASUREMENT, SINGLE PATIENT USE, LENGTH 3 M, COMPATIBLE WITH MASIMO OREQUIVALENT, ONE (1) ITEM/PC = ONE (1) SET" | EA | 30
MOH | منافسة تأمين لوازم العلاج التنفسي والتخدير | NPT0011/19 | 4227150001300 | MOH - Makkah Health Directorateالمديريةالعامة للشؤون الصحية مكة ال | " ADAPTER FOR VENTILATOR CIRCUIT, SIDESTREAM, WITH HUMIDITY FILTER,ADULT/ PEDIATRIC, FOR USE WITH INTUBATED PATIENT FOR CONTINUOUS C O2MEASUREMENT, SINGLE PATIENT USE, LENGTH 3 M, COMPATIBLE WITH MASIMO OREQUIVALENT, ONE (1) ITEM/PC = ONE (1) SET" | EA | 200
MOH | منافسة تأمين لوازم العلاج التنفسي والتخدير | NPT0011/19 | 4227150001300 | MOH - Najran Health directorateالمديريةالعامة للشؤون الصحية نجران | " ADAPTER FOR VENTILATOR CIRCUIT, SIDESTREAM, WITH HUMIDITY FILTER,ADULT/ PEDIATRIC, FOR USE WITH INTUBATED PATIENT FOR CONTINUOUS C O2MEASUREMENT, SINGLE PATIENT USE, LENGTH 3 M, COMPATIBLE WITH MASIMO OREQUIVALENT, ONE (1) ITEM/PC = ONE (1) SET" | EA | 50
MOH | منافسة تأمين لوازم العلاج التنفسي والتخدير | NPT0011/19 | 4227150500400 |  | "BIPAP VENTILATOR CIRCUIT NON-HEATED, SINGLE LUMEN, WITH EXHALATION PORTAND PRESSURE LINE, SIZE ADULT, COMPATIBLE WITH V60/V680 OR EQUIVALENT" | EA | 152
MOH | منافسة تأمين لوازم العلاج التنفسي والتخدير | NPT0011/19 | 4227150501800 | MOH - Ahsa | "MDI ADAPTER FOR VENTILATOR CIRCUIT, STRAIGHT, DISPOSABLE, PORT TOWARDSPATIENT, 15 (OD), MACHINE SIDE 15 (ID)" | EA | 94
MOH | منافسة تأمين لوازم العلاج التنفسي والتخدير | NPT0011/19 | 4227150501800 | MOH - Ahsa | "MDI ADAPTER FOR VENTILATOR CIRCUIT, STRAIGHT, DISPOSABLE, PORT TOWARDSPATIENT, 15 (OD), MACHINE SIDE 15 (ID)" | EA | 73
MOH | منافسة تأمين لوازم العلاج التنفسي والتخدير | NPT0011/19 | 4227150501800 | MOH - Dammam | "MDI ADAPTER FOR VENTILATOR CIRCUIT, STRAIGHT, DISPOSABLE, PORT TOWARDSPATIENT, 15 (OD), MACHINE SIDE 15 (ID)" | EA | 596
MOH | منافسة تأمين لوازم العلاج التنفسي والتخدير | NPT0011/19 | 4227150501800 | MOH - KSMC | "MDI ADAPTER FOR VENTILATOR CIRCUIT, STRAIGHT, DISPOSABLE, PORT TOWARDSPATIENT, 15 (OD), MACHINE SIDE 15 (ID)" | EA | 60
MOH | منافسة تأمين لوازم العلاج التنفسي والتخدير | NPT0011/19 | 4227150501800 | MOH - Makkah | "MDI ADAPTER FOR VENTILATOR CIRCUIT, STRAIGHT, DISPOSABLE, PORT TOWARDSPATIENT, 15 (OD), MACHINE SIDE 15 (ID)" | EA | 19
MOH | منافسة تأمين لوازم العلاج التنفسي والتخدير | NPT0011/19 | 4227150501800 | MOH - Makkah | "MDI ADAPTER FOR VENTILATOR CIRCUIT, STRAIGHT, DISPOSABLE, PORT TOWARDSPATIENT, 15 (OD), MACHINE SIDE 15 (ID)" | EA | 60
MOH | منافسة تأمين لوازم العلاج التنفسي والتخدير | NPT0011/19 | 4227150501800 | MOH - Makkah | "MDI ADAPTER FOR VENTILATOR CIRCUIT, STRAIGHT, DISPOSABLE, PORT TOWARDSPATIENT, 15 (OD), MACHINE SIDE 15 (ID)" | EA | 145
MOH | منافسة تأمين لوازم العلاج التنفسي والتخدير | NPT0011/19 | 4227150501800 | MOH - Najran | "MDI ADAPTER FOR VENTILATOR CIRCUIT, STRAIGHT, DISPOSABLE, PORT TOWARDSPATIENT, 15 (OD), MACHINE SIDE 15 (ID)" | EA | 12
MOH | منافسة تأمين لوازم العلاج التنفسي والتخدير | NPT0011/19 | 4227150504100 | MOH - Qonfodah | "NASAL CANNULA OXYGEN NEONATAL 2.1 M SOFT PRONGS KINK RESISTANT, NONSTERILE, CURVED PRONGS AND ROUNDED TIP, DISPOSABLE" | EA | 100
MOH | منافسة تأمين لوازم العلاج التنفسي والتخدير | NPT0011/19 | 4227150504100 | MOH - Riiyadh Cluster 2 | "NASAL CANNULA OXYGEN NEONATAL 2.1 M SOFT PRONGS KINK RESISTANT, NONSTERILE, CURVED PRONGS AND ROUNDED TIP, DISPOSABLE" | EA | 237
MOH | منافسة تأمين لوازم العلاج التنفسي والتخدير | NPT0011/19 | 4227150504200 |  | "NASAL CANNULA OXYGEN PEDIATRIC 2.1 M SOFT PRONGS RESISTANT, NONSTERILE, CURVED, DISPOSABLE" | EA | 249
MOH | منافسة تأمين لوازم العلاج التنفسي والتخدير | NPT0011/19 | 4227150504200 | MOH - Ahsa | "NASAL CANNULA OXYGEN PEDIATRIC 2.1 M SOFT PRONGS RESISTANT, NONSTERILE, CURVED, DISPOSABLE" | EA | 2781
MOH | منافسة تأمين لوازم العلاج التنفسي والتخدير | NPT0011/19 | 4227150504200 | MOH - Aseer Health Directorateالمديريةالعامة للشؤون الصحية عسير | "NASAL CANNULA OXYGEN PEDIATRIC 2.1 M SOFT PRONGS RESISTANT, NONSTERILE, CURVED, DISPOSABLE" | EA | 1664
MOH | منافسة تأمين لوازم العلاج التنفسي والتخدير | NPT0011/19 | 4227150504200 | MOH - Aseer Health Directorateالمديريةالعامة للشؤون الصحية عسير | "NASAL CANNULA OXYGEN PEDIATRIC 2.1 M SOFT PRONGS RESISTANT, NONSTERILE, CURVED, DISPOSABLE" | EA | 1664
MOH | منافسة تأمين لوازم العلاج التنفسي والتخدير | NPT0011/19 | 4227150504200 | MOH - Baha | "NASAL CANNULA OXYGEN PEDIATRIC 2.1 M SOFT PRONGS RESISTANT, NONSTERILE, CURVED, DISPOSABLE" | EA | 609
MOH | منافسة تأمين لوازم العلاج التنفسي والتخدير | NPT0011/19 | 4227150504200 | MOH - Beshah Health Directorateالمديريةالعامة للشؤون الصحية بيشه | "NASAL CANNULA OXYGEN PEDIATRIC 2.1 M SOFT PRONGS RESISTANT, NONSTERILE, CURVED, DISPOSABLE" | EA | 2500
MOH | منافسة تأمين لوازم العلاج التنفسي والتخدير | NPT0011/19 | 4227150504200 | MOH - Hael Health Directorateالمديريةالعامة للشؤون الصحية حائل | "NASAL CANNULA OXYGEN PEDIATRIC 2.1 M SOFT PRONGS RESISTANT, NONSTERILE, CURVED, DISPOSABLE" | EA | 4200
MOH | منافسة تأمين لوازم العلاج التنفسي والتخدير | NPT0011/19 | 4227150504200 | MOH - Hael Health Directorateالمديريةالعامة للشؤون الصحية حائل | "NASAL CANNULA OXYGEN PEDIATRIC 2.1 M SOFT PRONGS RESISTANT, NONSTERILE, CURVED, DISPOSABLE" | EA | 8400
MOH | منافسة تأمين لوازم العلاج التنفسي والتخدير | NPT0011/19 | 4227150504200 | MOH - Hafer Health Directorateالمديريةالعامة للشؤون الصحية حفر ال | "NASAL CANNULA OXYGEN PEDIATRIC 2.1 M SOFT PRONGS RESISTANT, NONSTERILE, CURVED, DISPOSABLE" | EA | 606
MOH | منافسة تأمين لوازم العلاج التنفسي والتخدير | NPT0011/19 | 4227150504200 | MOH - KSMC | "NASAL CANNULA OXYGEN PEDIATRIC 2.1 M SOFT PRONGS RESISTANT, NONSTERILE, CURVED, DISPOSABLE" | EA | 5565
MOH | منافسة تأمين لوازم العلاج التنفسي والتخدير | NPT0011/19 | 4227150504200 | MOH - Najran | "NASAL CANNULA OXYGEN PEDIATRIC 2.1 M SOFT PRONGS RESISTANT, NONSTERILE, CURVED, DISPOSABLE" | EA | 2402
MOH | منافسة تأمين لوازم العلاج التنفسي والتخدير | NPT0011/19 | 4227150504200 | MOH - Qonfodah | "NASAL CANNULA OXYGEN PEDIATRIC 2.1 M SOFT PRONGS RESISTANT, NONSTERILE, CURVED, DISPOSABLE" | EA | 51
MOH | منافسة تأمين لوازم العلاج التنفسي والتخدير | NPT0011/19 | 4227150504200 | MOH - Riiyadh Cluster 1 | "NASAL CANNULA OXYGEN PEDIATRIC 2.1 M SOFT PRONGS RESISTANT, NONSTERILE, CURVED, DISPOSABLE" | EA | 1524
MOH | منافسة تأمين لوازم العلاج التنفسي والتخدير | NPT0011/19 | 4227150504200 | MOH - Riiyadh Cluster 2 | "NASAL CANNULA OXYGEN PEDIATRIC 2.1 M SOFT PRONGS RESISTANT, NONSTERILE, CURVED, DISPOSABLE" | EA | 609
MOH | منافسة تأمين لوازم العلاج التنفسي والتخدير | NPT0011/19 | 4227150504200 | MOH - Tabouk Health Directorateالمديريةالعامة للشؤون الصحية تبوك | "NASAL CANNULA OXYGEN PEDIATRIC 2.1 M SOFT PRONGS RESISTANT, NONSTERILE, CURVED, DISPOSABLE" | EA | 498
MOH | منافسة تأمين لوازم العلاج التنفسي والتخدير | NPT0011/19 | 4227150504200 | MOH - Tabouk Health Directorateالمديريةالعامة للشؤون الصحية تبوك | "NASAL CANNULA OXYGEN PEDIATRIC 2.1 M SOFT PRONGS RESISTANT, NONSTERILE, CURVED, DISPOSABLE" | EA | 998
MOH | منافسة تأمين لوازم العلاج التنفسي والتخدير | NPT0011/19 | 4227150504200 | MOH - Taif Health Clusterالتجمع الصحي بالطائف | "NASAL CANNULA OXYGEN PEDIATRIC 2.1 M SOFT PRONGS RESISTANT, NONSTERILE, CURVED, DISPOSABLE" | EA | 919
MOH | منافسة تأمين لوازم العلاج التنفسي والتخدير | NPT0011/19 | 4227150504200 | MOH - Taif Health Clusterالتجمع الصحي بالطائف | "NASAL CANNULA OXYGEN PEDIATRIC 2.1 M SOFT PRONGS RESISTANT, NONSTERILE, CURVED, DISPOSABLE" | EA | 3924
MOH | منافسة تأمين لوازم العلاج التنفسي والتخدير | NPT0011/19 | 4227150504300 | MOH - KSMC | "NASAL CANNULA OXYGEN ADULT, LENGTH 2.1 M SOFT CURVED PRONGS KINKRESISTANT, NON STERILE, DISPOSABLE." | EA | 11063
MOH | منافسة تأمين لوازم العلاج التنفسي والتخدير | NPT0011/19 | 4227150504300 | MOH - Qassim | "NASAL CANNULA OXYGEN ADULT, LENGTH 2.1 M SOFT CURVED PRONGS KINKRESISTANT, NON STERILE, DISPOSABLE." | EA | 6794
MOH | منافسة تأمين لوازم العلاج التنفسي والتخدير | NPT0011/19 | 4227150504300 | MOH - Riiyadh Cluster 1 | "NASAL CANNULA OXYGEN ADULT, LENGTH 2.1 M SOFT CURVED PRONGS KINKRESISTANT, NON STERILE, DISPOSABLE." | EA | 11754
MOH | منافسة تأمين لوازم العلاج التنفسي والتخدير | NPT0011/19 | 4227150504300 | MOH - Riiyadh Cluster 2 | "NASAL CANNULA OXYGEN ADULT, LENGTH 2.1 M SOFT CURVED PRONGS KINKRESISTANT, NON STERILE, DISPOSABLE." | EA | 4701
MOH | منافسة تأمين لوازم العلاج التنفسي والتخدير | NPT0011/19 | 4227150504300 | MOH - Riiyadh Cluster 3 | "NASAL CANNULA OXYGEN ADULT, LENGTH 2.1 M SOFT CURVED PRONGS KINKRESISTANT, NON STERILE, DISPOSABLE." | EA | 4702
MOH | منافسة تأمين لوازم العلاج التنفسي والتخدير | NPT0011/19 | 4227150504300 | MOH - Tabouk Health Directorateالمديريةالعامة للشؤون الصحية تبوك | "NASAL CANNULA OXYGEN ADULT, LENGTH 2.1 M SOFT CURVED PRONGS KINKRESISTANT, NON STERILE, DISPOSABLE." | EA | 3739
MOH | منافسة تأمين لوازم العلاج التنفسي والتخدير | NPT0011/19 | 4227160000700 |  | BLANKET AIR WARMING ADULT FULL BODY | EA | 281
MOH | منافسة تأمين لوازم العلاج التنفسي والتخدير | NPT0011/19 | 4227160000700 | MOH - Makkah | BLANKET AIR WARMING ADULT FULL BODY | EA | 120
MOH | منافسة تأمين لوازم العلاج التنفسي والتخدير | NPT0011/19 | 4227160001600 | MOH - Beshah Health Directorateالمديريةالعامة للشؤون الصحية بيشه | "RESUSCITATION KIT BAG, ADULT, PATIENT VALVE, WITH OXYGEN TUBING, WITHRESERVOIR BAG, 2.5 L DISPOSABLE, (SHOULD BE COMPLETE KIT PEEP VALVE,RESERVOIR BAG, OXYGEN TUBING, MASK SIZE 5), ALL KIT SECURED IN ATRANSPARENT HANGABLE BAG." | EA | 600
MOH | منافسة تأمين لوازم العلاج التنفسي والتخدير | NPT0011/19 | 4227160001600 | MOH - Hael Health Directorateالمديريةالعامة للشؤون الصحية حائل | "RESUSCITATION KIT BAG, ADULT, PATIENT VALVE, WITH OXYGEN TUBING, WITHRESERVOIR BAG, 2.5 L DISPOSABLE, (SHOULD BE COMPLETE KIT PEEP VALVE,RESERVOIR BAG, OXYGEN TUBING, MASK SIZE 5), ALL KIT SECURED IN ATRANSPARENT HANGABLE BAG." | EA | 9556
MOH | منافسة تأمين لوازم العلاج التنفسي والتخدير | NPT0011/19 | 4227160001600 | MOH - Hafer Health Directorateالمديريةالعامة للشؤون الصحية حفر ال | "RESUSCITATION KIT BAG, ADULT, PATIENT VALVE, WITH OXYGEN TUBING, WITHRESERVOIR BAG, 2.5 L DISPOSABLE, (SHOULD BE COMPLETE KIT PEEP VALVE,RESERVOIR BAG, OXYGEN TUBING, MASK SIZE 5), ALL KIT SECURED IN ATRANSPARENT HANGABLE BAG." | EA | 480
MOH | منافسة تأمين لوازم العلاج التنفسي والتخدير | NPT0011/19 | 4227160001600 | MOH - Hafer Health Directorateالمديريةالعامة للشؤون الصحية حفر ال | "RESUSCITATION KIT BAG, ADULT, PATIENT VALVE, WITH OXYGEN TUBING, WITHRESERVOIR BAG, 2.5 L DISPOSABLE, (SHOULD BE COMPLETE KIT PEEP VALVE,RESERVOIR BAG, OXYGEN TUBING, MASK SIZE 5), ALL KIT SECURED IN ATRANSPARENT HANGABLE BAG." | EA | 960
MOH | منافسة تأمين لوازم العلاج التنفسي والتخدير | NPT0011/19 | 4227160001600 | MOH - Jezan Health Directorateالمديريةالعامة للشؤون الصحية جازان | "RESUSCITATION KIT BAG, ADULT, PATIENT VALVE, WITH OXYGEN TUBING, WITHRESERVOIR BAG, 2.5 L DISPOSABLE, (SHOULD BE COMPLETE KIT PEEP VALVE,RESERVOIR BAG, OXYGEN TUBING, MASK SIZE 5), ALL KIT SECURED IN ATRANSPARENT HANGABLE BAG." | EA | 648
MOH | منافسة تأمين لوازم العلاج التنفسي والتخدير | NPT0011/19 | 4227160001600 | MOH - Joaf Health Directorateالمديريةالعامة للشؤون الصحية الجوف | "RESUSCITATION KIT BAG, ADULT, PATIENT VALVE, WITH OXYGEN TUBING, WITHRESERVOIR BAG, 2.5 L DISPOSABLE, (SHOULD BE COMPLETE KIT PEEP VALVE,RESERVOIR BAG, OXYGEN TUBING, MASK SIZE 5), ALL KIT SECURED IN ATRANSPARENT HANGABLE BAG." | EA | 312
MOH | منافسة تأمين لوازم العلاج التنفسي والتخدير | NPT0011/19 | 4227160001600 | MOH - Tabouk Health Directorateالمديريةالعامة للشؤون الصحية تبوك | "RESUSCITATION KIT BAG, ADULT, PATIENT VALVE, WITH OXYGEN TUBING, WITHRESERVOIR BAG, 2.5 L DISPOSABLE, (SHOULD BE COMPLETE KIT PEEP VALVE,RESERVOIR BAG, OXYGEN TUBING, MASK SIZE 5), ALL KIT SECURED IN ATRANSPARENT HANGABLE BAG." | EA | 3392
MOH | منافسة تأمين لوازم العلاج التنفسي والتخدير | NPT0011/19 | 4227160001600 | MOH - Taif Health Clusterالتجمع الصحي بالطائف | "RESUSCITATION KIT BAG, ADULT, PATIENT VALVE, WITH OXYGEN TUBING, WITHRESERVOIR BAG, 2.5 L DISPOSABLE, (SHOULD BE COMPLETE KIT PEEP VALVE,RESERVOIR BAG, OXYGEN TUBING, MASK SIZE 5), ALL KIT SECURED IN ATRANSPARENT HANGABLE BAG." | EA | 408
MOH | منافسة تأمين لوازم العلاج التنفسي والتخدير | NPT0011/19 | 4227160001700 | MOH - Baha | "RESUSCITATION KIT BAG, PEDIATRIC, PATIENT VALVE, WITH OXYGEN TUBING,WITH RESERVOIR BAG, 1.0 L DISPOSABLE, (SHOULD BE COMPATIBLE KIT PEEPVALVE, RESERVOIR BAG, OXYGEN TUBING, MASK SIZE 1 AND 2) AND PRESSUREGAUGE MANOMETER, RELEASE VALVE SET AT 40 CM.H2O, ALL KIT SECURED IN ATRANSPARENT HANGABLE BAG." | EA | 701
MOH | منافسة تأمين لوازم العلاج التنفسي والتخدير | NPT0011/19 | 4227160001700 | MOH - Beshah Health Directorateالمديريةالعامة للشؤون الصحية بيشه | "RESUSCITATION KIT BAG, PEDIATRIC, PATIENT VALVE, WITH OXYGEN TUBING,WITH RESERVOIR BAG, 1.0 L DISPOSABLE, (SHOULD BE COMPATIBLE KIT PEEPVALVE, RESERVOIR BAG, OXYGEN TUBING, MASK SIZE 1 AND 2) AND PRESSUREGAUGE MANOMETER, RELEASE VALVE SET AT 40 CM.H2O, ALL KIT SECURED IN ATRANSPARENT HANGABLE BAG." | EA | 234
MOH | منافسة تأمين لوازم العلاج التنفسي والتخدير | NPT0011/19 | 4227160001700 | MOH - Dammam | "RESUSCITATION KIT BAG, PEDIATRIC, PATIENT VALVE, WITH OXYGEN TUBING,WITH RESERVOIR BAG, 1.0 L DISPOSABLE, (SHOULD BE COMPATIBLE KIT PEEPVALVE, RESERVOIR BAG, OXYGEN TUBING, MASK SIZE 1 AND 2) AND PRESSUREGAUGE MANOMETER, RELEASE VALVE SET AT 40 CM.H2O, ALL KIT SECURED IN ATRANSPARENT HANGABLE BAG." | EA | 786
MOH | منافسة تأمين لوازم العلاج التنفسي والتخدير | NPT0011/19 | 4227160001700 | MOH - Hael Health Directorateالمديريةالعامة للشؤون الصحية حائل | "RESUSCITATION KIT BAG, PEDIATRIC, PATIENT VALVE, WITH OXYGEN TUBING,WITH RESERVOIR BAG, 1.0 L DISPOSABLE, (SHOULD BE COMPATIBLE KIT PEEPVALVE, RESERVOIR BAG, OXYGEN TUBING, MASK SIZE 1 AND 2) AND PRESSUREGAUGE MANOMETER, RELEASE VALVE SET AT 40 CM.H2O, ALL KIT SECURED IN ATRANSPARENT HANGABLE BAG." | EA | 2372
MOH | منافسة تأمين لوازم العلاج التنفسي والتخدير | NPT0011/19 | 4227160001700 | MOH - Hafer Health Directorateالمديريةالعامة للشؤون الصحية حفر ال | "RESUSCITATION KIT BAG, PEDIATRIC, PATIENT VALVE, WITH OXYGEN TUBING,WITH RESERVOIR BAG, 1.0 L DISPOSABLE, (SHOULD BE COMPATIBLE KIT PEEPVALVE, RESERVOIR BAG, OXYGEN TUBING, MASK SIZE 1 AND 2) AND PRESSUREGAUGE MANOMETER, RELEASE VALVE SET AT 40 CM.H2O, ALL KIT SECURED IN ATRANSPARENT HANGABLE BAG." | EA | 216
MOH | منافسة تأمين لوازم العلاج التنفسي والتخدير | NPT0011/19 | 4227160001700 | MOH - Jeddah | "RESUSCITATION KIT BAG, PEDIATRIC, PATIENT VALVE, WITH OXYGEN TUBING,WITH RESERVOIR BAG, 1.0 L DISPOSABLE, (SHOULD BE COMPATIBLE KIT PEEPVALVE, RESERVOIR BAG, OXYGEN TUBING, MASK SIZE 1 AND 2) AND PRESSUREGAUGE MANOMETER, RELEASE VALVE SET AT 40 CM.H2O, ALL KIT SECURED IN ATRANSPARENT HANGABLE BAG." | EA | 546
MOH | منافسة تأمين لوازم العلاج التنفسي والتخدير | NPT0011/19 | 4227160001700 | MOH - Joaf Health Directorateالمديريةالعامة للشؤون الصحية الجوف | "RESUSCITATION KIT BAG, PEDIATRIC, PATIENT VALVE, WITH OXYGEN TUBING,WITH RESERVOIR BAG, 1.0 L DISPOSABLE, (SHOULD BE COMPATIBLE KIT PEEPVALVE, RESERVOIR BAG, OXYGEN TUBING, MASK SIZE 1 AND 2) AND PRESSUREGAUGE MANOMETER, RELEASE VALVE SET AT 40 CM.H2O, ALL KIT SECURED IN ATRANSPARENT HANGABLE BAG." | EA | 666
MOH | منافسة تأمين لوازم العلاج التنفسي والتخدير | NPT0011/19 | 4227160001700 | MOH - Makkah | "RESUSCITATION KIT BAG, PEDIATRIC, PATIENT VALVE, WITH OXYGEN TUBING,WITH RESERVOIR BAG, 1.0 L DISPOSABLE, (SHOULD BE COMPATIBLE KIT PEEPVALVE, RESERVOIR BAG, OXYGEN TUBING, MASK SIZE 1 AND 2) AND PRESSUREGAUGE MANOMETER, RELEASE VALVE SET AT 40 CM.H2O, ALL KIT SECURED IN ATRANSPARENT HANGABLE BAG." | EA | 312
MOH | منافسة تأمين لوازم العلاج التنفسي والتخدير | NPT0011/19 | 4227160001700 | MOH - Qonfodah | "RESUSCITATION KIT BAG, PEDIATRIC, PATIENT VALVE, WITH OXYGEN TUBING,WITH RESERVOIR BAG, 1.0 L DISPOSABLE, (SHOULD BE COMPATIBLE KIT PEEPVALVE, RESERVOIR BAG, OXYGEN TUBING, MASK SIZE 1 AND 2) AND PRESSUREGAUGE MANOMETER, RELEASE VALVE SET AT 40 CM.H2O, ALL KIT SECURED IN ATRANSPARENT HANGABLE BAG." | EA | 84
MOH | منافسة تأمين لوازم العلاج التنفسي والتخدير | NPT0011/19 | 4227160001700 | MOH - Tabouk Health Directorateالمديريةالعامة للشؤون الصحية تبوك | "RESUSCITATION KIT BAG, PEDIATRIC, PATIENT VALVE, WITH OXYGEN TUBING,WITH RESERVOIR BAG, 1.0 L DISPOSABLE, (SHOULD BE COMPATIBLE KIT PEEPVALVE, RESERVOIR BAG, OXYGEN TUBING, MASK SIZE 1 AND 2) AND PRESSUREGAUGE MANOMETER, RELEASE VALVE SET AT 40 CM.H2O, ALL KIT SECURED IN ATRANSPARENT HANGABLE BAG." | EA | 778
MOH | منافسة تأمين لوازم العلاج التنفسي والتخدير | NPT0011/19 | 4227160001700 | MOH - Taif Health Clusterالتجمع الصحي بالطائف | "RESUSCITATION KIT BAG, PEDIATRIC, PATIENT VALVE, WITH OXYGEN TUBING,WITH RESERVOIR BAG, 1.0 L DISPOSABLE, (SHOULD BE COMPATIBLE KIT PEEPVALVE, RESERVOIR BAG, OXYGEN TUBING, MASK SIZE 1 AND 2) AND PRESSUREGAUGE MANOMETER, RELEASE VALVE SET AT 40 CM.H2O, ALL KIT SECURED IN ATRANSPARENT HANGABLE BAG." | EA | 252
MOH | منافسة تأمين لوازم العلاج التنفسي والتخدير | NPT0011/19 | 4227160001800 | MOH - Aseer Health Directorateالمديريةالعامة للشؤون الصحية عسير | "RESUSCITATION KIT BAG, INFANT, PATIENT VALVE, WITH OXYGEN TUBING, WITHRESERVOIR BAG, 0.5 L DISPOSABLE, (SHOULD BE COMPLETE KIT PEEP VALVE,RESERVOIR BAG, OXYGEN TUBING, MASK SIZE 0) AND PRESSURE GAUGE MANOMETER,RELEASE VALVE SET AT 40 CM.H2O, ALL KIT SECURED IN A TRANSPARENTHANGABLE BAG." | EA | 648
MOH | منافسة تأمين لوازم العلاج التنفسي والتخدير | NPT0011/19 | 4227160001800 | MOH - Baha | "RESUSCITATION KIT BAG, INFANT, PATIENT VALVE, WITH OXYGEN TUBING, WITHRESERVOIR BAG, 0.5 L DISPOSABLE, (SHOULD BE COMPLETE KIT PEEP VALVE,RESERVOIR BAG, OXYGEN TUBING, MASK SIZE 0) AND PRESSURE GAUGE MANOMETER,RELEASE VALVE SET AT 40 CM.H2O, ALL KIT SECURED IN A TRANSPARENTHANGABLE BAG." | EA | 728
MOH | منافسة تأمين لوازم العلاج التنفسي والتخدير | NPT0011/19 | 4227160001800 | MOH - Hael Health Directorateالمديريةالعامة للشؤون الصحية حائل | "RESUSCITATION KIT BAG, INFANT, PATIENT VALVE, WITH OXYGEN TUBING, WITHRESERVOIR BAG, 0.5 L DISPOSABLE, (SHOULD BE COMPLETE KIT PEEP VALVE,RESERVOIR BAG, OXYGEN TUBING, MASK SIZE 0) AND PRESSURE GAUGE MANOMETER,RELEASE VALVE SET AT 40 CM.H2O, ALL KIT SECURED IN A TRANSPARENTHANGABLE BAG." | EA | 852
MOH | منافسة تأمين لوازم العلاج التنفسي والتخدير | NPT0011/19 | 4227160001800 | MOH - Jezan Health Directorateالمديريةالعامة للشؤون الصحية جازان | "RESUSCITATION KIT BAG, INFANT, PATIENT VALVE, WITH OXYGEN TUBING, WITHRESERVOIR BAG, 0.5 L DISPOSABLE, (SHOULD BE COMPLETE KIT PEEP VALVE,RESERVOIR BAG, OXYGEN TUBING, MASK SIZE 0) AND PRESSURE GAUGE MANOMETER,RELEASE VALVE SET AT 40 CM.H2O, ALL KIT SECURED IN A TRANSPARENTHANGABLE BAG." | EA | 2250
MOH | منافسة تأمين لوازم العلاج التنفسي والتخدير | NPT0011/19 | 4227160001800 | MOH - Qorayat Health Directorateالمديريةالعامة للشؤون الصحية القريا | "RESUSCITATION KIT BAG, INFANT, PATIENT VALVE, WITH OXYGEN TUBING, WITHRESERVOIR BAG, 0.5 L DISPOSABLE, (SHOULD BE COMPLETE KIT PEEP VALVE,RESERVOIR BAG, OXYGEN TUBING, MASK SIZE 0) AND PRESSURE GAUGE MANOMETER,RELEASE VALVE SET AT 40 CM.H2O, ALL KIT SECURED IN A TRANSPARENTHANGABLE BAG." | EA | 72
MOH | منافسة تأمين لوازم العلاج التنفسي والتخدير | NPT0011/19 | 4227160001800 | MOH - Tabouk Health Directorateالمديريةالعامة للشؤون الصحية تبوك | "RESUSCITATION KIT BAG, INFANT, PATIENT VALVE, WITH OXYGEN TUBING, WITHRESERVOIR BAG, 0.5 L DISPOSABLE, (SHOULD BE COMPLETE KIT PEEP VALVE,RESERVOIR BAG, OXYGEN TUBING, MASK SIZE 0) AND PRESSURE GAUGE MANOMETER,RELEASE VALVE SET AT 40 CM.H2O, ALL KIT SECURED IN A TRANSPARENTHANGABLE BAG." | EA | 924
MOH | منافسة تأمين لوازم العلاج التنفسي والتخدير | NPT0011/19 | 4227160002300 | MOH - Ahsa | "BREATHING SYSTEM INFANT T-PIECE, 1.7M TO 1.8M LENGTH, WITH 0.5L OPENTAIL BAG, ONE (1) ITEM/PC = ONE (1) SET" | EA | 52
MOH | منافسة تأمين لوازم العلاج التنفسي والتخدير | NPT0011/19 | 4227160002300 | MOH - Jeddah | "BREATHING SYSTEM INFANT T-PIECE, 1.7M TO 1.8M LENGTH, WITH 0.5L OPENTAIL BAG, ONE (1) ITEM/PC = ONE (1) SET" | EA | 66
MOH | منافسة تأمين لوازم العلاج التنفسي والتخدير | NPT0011/19 | 4227160002300 | MOH - Qonfodah | "BREATHING SYSTEM INFANT T-PIECE, 1.7M TO 1.8M LENGTH, WITH 0.5L OPENTAIL BAG, ONE (1) ITEM/PC = ONE (1) SET" | EA | 132
MOH | منافسة تأمين لوازم العلاج التنفسي والتخدير | NPT0011/19 | 4227160003100 | MOH - Beshah Health Directorateالمديريةالعامة للشؤون الصحية بيشه | "FILTER HME AND (BACTERIAL/VIRAL), HIGH FILTRATION EFFICIENCY 99.999%,MECHANICAL, MACHINE SIDE 22MM (ID) 15MM (OD), PATIENT SIDE 15MM (ID)22MM (OD),STRAIGHT,WITH CO2 PORT, ADULT, DISPOSABLE." | EA | 800
MOH | منافسة تأمين لوازم العلاج التنفسي والتخدير | NPT0011/19 | 4227160003100 | MOH - Najran | "FILTER HME AND (BACTERIAL/VIRAL), HIGH FILTRATION EFFICIENCY 99.999%,MECHANICAL, MACHINE SIDE 22MM (ID) 15MM (OD), PATIENT SIDE 15MM (ID)22MM (OD),STRAIGHT,WITH CO2 PORT, ADULT, DISPOSABLE." | EA | 2550
MOH | منافسة تأمين لوازم العلاج التنفسي والتخدير | NPT0011/19 | 4227160003300 | MOH - Ahsa | "FILTER HME AND (BACTERIAL/VIRAL), HIGH FILTRATION EFFICIENCY 99.999%,MECHANICAL, MACHINE SIDE 15MM (OD), PATIENT SIDE 15MM (ID),STRAIGHT,WITHCO2 PORT, NEONATE, DISPOSABLE." | EA | 275
MOH | منافسة تأمين لوازم العلاج التنفسي والتخدير | NPT0011/19 | 4227160003300 | MOH - Makkah | "FILTER HME AND (BACTERIAL/VIRAL), HIGH FILTRATION EFFICIENCY 99.999%,MECHANICAL, MACHINE SIDE 15MM (OD), PATIENT SIDE 15MM (ID),STRAIGHT,WITHCO2 PORT, NEONATE, DISPOSABLE." | EA | 243
MOH | منافسة تأمين لوازم العلاج التنفسي والتخدير | NPT0011/19 | 4227160003500 | MOH - KSMC | CO2 SAMPLING LINE SINGLE USE LENGTH 2.3 M- 2.6 M | EA | 200
MOH | منافسة تأمين لوازم العلاج التنفسي والتخدير | NPT0011/19 | 4227160003500 | MOH - Makkah | CO2 SAMPLING LINE SINGLE USE LENGTH 2.3 M- 2.6 M | EA | 400
MOH | منافسة تأمين لوازم العلاج التنفسي والتخدير | NPT0011/19 | 4227160004000 |  | "ADULT VOLUMETRIC EXERCISER 4000-5000 ML VOLUME MEASUREMENT ADVANCEDLOW-WORK-OF-BREATHING FILTER INDICATOR FOR VISUALIZATION OF DAILYIMPROVEMENT, MOUTH PIECE WITH 6 INCH EXTENDABLE TUBE, SINGLE-PATIENTUSE, PATIENT LABEL." | EA | 2340
MOH | منافسة تأمين لوازم العلاج التنفسي والتخدير | NPT0011/19 | 4227160004000 | MOH - Ahsa | "ADULT VOLUMETRIC EXERCISER 4000-5000 ML VOLUME MEASUREMENT ADVANCEDLOW-WORK-OF-BREATHING FILTER INDICATOR FOR VISUALIZATION OF DAILYIMPROVEMENT, MOUTH PIECE WITH 6 INCH EXTENDABLE TUBE, SINGLE-PATIENTUSE, PATIENT LABEL." | EA | 5544
MOH | منافسة تأمين لوازم العلاج التنفسي والتخدير | NPT0011/19 | 4227160004000 | MOH - Baha | "ADULT VOLUMETRIC EXERCISER 4000-5000 ML VOLUME MEASUREMENT ADVANCEDLOW-WORK-OF-BREATHING FILTER INDICATOR FOR VISUALIZATION OF DAILYIMPROVEMENT, MOUTH PIECE WITH 6 INCH EXTENDABLE TUBE, SINGLE-PATIENTUSE, PATIENT LABEL." | EA | 768
MOH | منافسة تأمين لوازم العلاج التنفسي والتخدير | NPT0011/19 | 4227160004000 | MOH - Beshah Health Directorateالمديريةالعامة للشؤون الصحية بيشه | "ADULT VOLUMETRIC EXERCISER 4000-5000 ML VOLUME MEASUREMENT ADVANCEDLOW-WORK-OF-BREATHING FILTER INDICATOR FOR VISUALIZATION OF DAILYIMPROVEMENT, MOUTH PIECE WITH 6 INCH EXTENDABLE TUBE, SINGLE-PATIENTUSE, PATIENT LABEL." | EA | 1020
MOH | منافسة تأمين لوازم العلاج التنفسي والتخدير | NPT0011/19 | 4227160004000 | MOH - Dammam | "ADULT VOLUMETRIC EXERCISER 4000-5000 ML VOLUME MEASUREMENT ADVANCEDLOW-WORK-OF-BREATHING FILTER INDICATOR FOR VISUALIZATION OF DAILYIMPROVEMENT, MOUTH PIECE WITH 6 INCH EXTENDABLE TUBE, SINGLE-PATIENTUSE, PATIENT LABEL." | EA | 1476
MOH | منافسة تأمين لوازم العلاج التنفسي والتخدير | NPT0011/19 | 4227160004000 | MOH - Hafer Health Directorateالمديريةالعامة للشؤون الصحية حفر ال | "ADULT VOLUMETRIC EXERCISER 4000-5000 ML VOLUME MEASUREMENT ADVANCEDLOW-WORK-OF-BREATHING FILTER INDICATOR FOR VISUALIZATION OF DAILYIMPROVEMENT, MOUTH PIECE WITH 6 INCH EXTENDABLE TUBE, SINGLE-PATIENTUSE, PATIENT LABEL." | EA | 96
MOH | منافسة تأمين لوازم العلاج التنفسي والتخدير | NPT0011/19 | 4227160004000 | MOH - Jeddah | "ADULT VOLUMETRIC EXERCISER 4000-5000 ML VOLUME MEASUREMENT ADVANCEDLOW-WORK-OF-BREATHING FILTER INDICATOR FOR VISUALIZATION OF DAILYIMPROVEMENT, MOUTH PIECE WITH 6 INCH EXTENDABLE TUBE, SINGLE-PATIENTUSE, PATIENT LABEL." | EA | 3312
MOH | منافسة تأمين لوازم العلاج التنفسي والتخدير | NPT0011/19 | 4227160004000 | MOH - Jeddah | "ADULT VOLUMETRIC EXERCISER 4000-5000 ML VOLUME MEASUREMENT ADVANCEDLOW-WORK-OF-BREATHING FILTER INDICATOR FOR VISUALIZATION OF DAILYIMPROVEMENT, MOUTH PIECE WITH 6 INCH EXTENDABLE TUBE, SINGLE-PATIENTUSE, PATIENT LABEL." | EA | 1656
MOH | منافسة تأمين لوازم العلاج التنفسي والتخدير | NPT0011/19 | 4227160004000 | MOH - Joaf Health Directorateالمديريةالعامة للشؤون الصحية الجوف | "ADULT VOLUMETRIC EXERCISER 4000-5000 ML VOLUME MEASUREMENT ADVANCEDLOW-WORK-OF-BREATHING FILTER INDICATOR FOR VISUALIZATION OF DAILYIMPROVEMENT, MOUTH PIECE WITH 6 INCH EXTENDABLE TUBE, SINGLE-PATIENTUSE, PATIENT LABEL." | EA | 156
MOH | منافسة تأمين لوازم العلاج التنفسي والتخدير | NPT0011/19 | 4227160004000 | MOH - KSMC | "ADULT VOLUMETRIC EXERCISER 4000-5000 ML VOLUME MEASUREMENT ADVANCEDLOW-WORK-OF-BREATHING FILTER INDICATOR FOR VISUALIZATION OF DAILYIMPROVEMENT, MOUTH PIECE WITH 6 INCH EXTENDABLE TUBE, SINGLE-PATIENTUSE, PATIENT LABEL." | EA | 3480
MOH | منافسة تأمين لوازم العلاج التنفسي والتخدير | NPT0011/19 | 4227160004000 | MOH - KSMC | "ADULT VOLUMETRIC EXERCISER 4000-5000 ML VOLUME MEASUREMENT ADVANCEDLOW-WORK-OF-BREATHING FILTER INDICATOR FOR VISUALIZATION OF DAILYIMPROVEMENT, MOUTH PIECE WITH 6 INCH EXTENDABLE TUBE, SINGLE-PATIENTUSE, PATIENT LABEL." | EA | 1392
MOH | منافسة تأمين لوازم العلاج التنفسي والتخدير | NPT0011/19 | 4227160004000 | MOH - Makkah | "ADULT VOLUMETRIC EXERCISER 4000-5000 ML VOLUME MEASUREMENT ADVANCEDLOW-WORK-OF-BREATHING FILTER INDICATOR FOR VISUALIZATION OF DAILYIMPROVEMENT, MOUTH PIECE WITH 6 INCH EXTENDABLE TUBE, SINGLE-PATIENTUSE, PATIENT LABEL." | EA | 2340
MOH | منافسة تأمين لوازم العلاج التنفسي والتخدير | NPT0011/19 | 4227160004000 | MOH - Makkah | "ADULT VOLUMETRIC EXERCISER 4000-5000 ML VOLUME MEASUREMENT ADVANCEDLOW-WORK-OF-BREATHING FILTER INDICATOR FOR VISUALIZATION OF DAILYIMPROVEMENT, MOUTH PIECE WITH 6 INCH EXTENDABLE TUBE, SINGLE-PATIENTUSE, PATIENT LABEL." | EA | 810
MOH | منافسة تأمين لوازم العلاج التنفسي والتخدير | NPT0011/19 | 4227160004000 | MOH - Najran | "ADULT VOLUMETRIC EXERCISER 4000-5000 ML VOLUME MEASUREMENT ADVANCEDLOW-WORK-OF-BREATHING FILTER INDICATOR FOR VISUALIZATION OF DAILYIMPROVEMENT, MOUTH PIECE WITH 6 INCH EXTENDABLE TUBE, SINGLE-PATIENTUSE, PATIENT LABEL." | EA | 2160
MOH | منافسة تأمين لوازم العلاج التنفسي والتخدير | NPT0011/19 | 4227160004000 | MOH - PMAH | "ADULT VOLUMETRIC EXERCISER 4000-5000 ML VOLUME MEASUREMENT ADVANCEDLOW-WORK-OF-BREATHING FILTER INDICATOR FOR VISUALIZATION OF DAILYIMPROVEMENT, MOUTH PIECE WITH 6 INCH EXTENDABLE TUBE, SINGLE-PATIENTUSE, PATIENT LABEL." | EA | 2520
MOH | منافسة تأمين لوازم العلاج التنفسي والتخدير | NPT0011/19 | 4227160004000 | MOH - Qassim | "ADULT VOLUMETRIC EXERCISER 4000-5000 ML VOLUME MEASUREMENT ADVANCEDLOW-WORK-OF-BREATHING FILTER INDICATOR FOR VISUALIZATION OF DAILYIMPROVEMENT, MOUTH PIECE WITH 6 INCH EXTENDABLE TUBE, SINGLE-PATIENTUSE, PATIENT LABEL." | EA | 984
MOH | منافسة تأمين لوازم العلاج التنفسي والتخدير | NPT0011/19 | 4227160004000 | MOH - Qonfodah | "ADULT VOLUMETRIC EXERCISER 4000-5000 ML VOLUME MEASUREMENT ADVANCEDLOW-WORK-OF-BREATHING FILTER INDICATOR FOR VISUALIZATION OF DAILYIMPROVEMENT, MOUTH PIECE WITH 6 INCH EXTENDABLE TUBE, SINGLE-PATIENTUSE, PATIENT LABEL." | EA | 108
MOH | منافسة تأمين لوازم العلاج التنفسي والتخدير | NPT0011/19 | 4227160004000 | MOH - Riiyadh Cluster 1 | "ADULT VOLUMETRIC EXERCISER 4000-5000 ML VOLUME MEASUREMENT ADVANCEDLOW-WORK-OF-BREATHING FILTER INDICATOR FOR VISUALIZATION OF DAILYIMPROVEMENT, MOUTH PIECE WITH 6 INCH EXTENDABLE TUBE, SINGLE-PATIENTUSE, PATIENT LABEL." | EA | 416
MOH | منافسة تأمين لوازم العلاج التنفسي والتخدير | NPT0011/19 | 4227160004000 | MOH - Riiyadh Cluster 2 | "ADULT VOLUMETRIC EXERCISER 4000-5000 ML VOLUME MEASUREMENT ADVANCEDLOW-WORK-OF-BREATHING FILTER INDICATOR FOR VISUALIZATION OF DAILYIMPROVEMENT, MOUTH PIECE WITH 6 INCH EXTENDABLE TUBE, SINGLE-PATIENTUSE, PATIENT LABEL." | EA | 166
MOH | منافسة تأمين لوازم العلاج التنفسي والتخدير | NPT0011/19 | 4227160004000 | MOH - Riiyadh Cluster 3 | "ADULT VOLUMETRIC EXERCISER 4000-5000 ML VOLUME MEASUREMENT ADVANCEDLOW-WORK-OF-BREATHING FILTER INDICATOR FOR VISUALIZATION OF DAILYIMPROVEMENT, MOUTH PIECE WITH 6 INCH EXTENDABLE TUBE, SINGLE-PATIENTUSE, PATIENT LABEL." | EA | 372
MOH | منافسة تأمين لوازم العلاج التنفسي والتخدير | NPT0011/19 | 4227160004000 | MOH - Tabouk Health Directorateالمديريةالعامة للشؤون الصحية تبوك | "ADULT VOLUMETRIC EXERCISER 4000-5000 ML VOLUME MEASUREMENT ADVANCEDLOW-WORK-OF-BREATHING FILTER INDICATOR FOR VISUALIZATION OF DAILYIMPROVEMENT, MOUTH PIECE WITH 6 INCH EXTENDABLE TUBE, SINGLE-PATIENTUSE, PATIENT LABEL." | EA | 204
MOH | منافسة تأمين لوازم العلاج التنفسي والتخدير | NPT0011/19 | 4227160004100 |  | "PEDIATRIC VOLUMETRIC EXERCISER 2500ML VOLUME MEASUREMENT ADVANCEDLOW-WORK-OF-BREATHING FILTER WITH INDICATOR FOR VISUALIZATION OF DAILYIMPROVEMENT, MOUTH PIECE WITH 6 INCH EXTENDABLE TUBE, SINGLE-PATIENTUSE, PATIENT LABEL." | EA | 1584
MOH | منافسة تأمين لوازم العلاج التنفسي والتخدير | NPT0011/19 | 4227160004100 | MOH - Ahsa | "PEDIATRIC VOLUMETRIC EXERCISER 2500ML VOLUME MEASUREMENT ADVANCEDLOW-WORK-OF-BREATHING FILTER WITH INDICATOR FOR VISUALIZATION OF DAILYIMPROVEMENT, MOUTH PIECE WITH 6 INCH EXTENDABLE TUBE, SINGLE-PATIENTUSE, PATIENT LABEL." | EA | 576
MOH | منافسة تأمين لوازم العلاج التنفسي والتخدير | NPT0011/19 | 4227160004100 | MOH - Baha | "PEDIATRIC VOLUMETRIC EXERCISER 2500ML VOLUME MEASUREMENT ADVANCEDLOW-WORK-OF-BREATHING FILTER WITH INDICATOR FOR VISUALIZATION OF DAILYIMPROVEMENT, MOUTH PIECE WITH 6 INCH EXTENDABLE TUBE, SINGLE-PATIENTUSE, PATIENT LABEL." | EA | 96
MOH | منافسة تأمين لوازم العلاج التنفسي والتخدير | NPT0011/19 | 4227160004100 | MOH - Beshah Health Directorateالمديريةالعامة للشؤون الصحية بيشه | "PEDIATRIC VOLUMETRIC EXERCISER 2500ML VOLUME MEASUREMENT ADVANCEDLOW-WORK-OF-BREATHING FILTER WITH INDICATOR FOR VISUALIZATION OF DAILYIMPROVEMENT, MOUTH PIECE WITH 6 INCH EXTENDABLE TUBE, SINGLE-PATIENTUSE, PATIENT LABEL." | EA | 120
MOH | منافسة تأمين لوازم العلاج التنفسي والتخدير | NPT0011/19 | 4227160004100 | MOH - Dammam | "PEDIATRIC VOLUMETRIC EXERCISER 2500ML VOLUME MEASUREMENT ADVANCEDLOW-WORK-OF-BREATHING FILTER WITH INDICATOR FOR VISUALIZATION OF DAILYIMPROVEMENT, MOUTH PIECE WITH 6 INCH EXTENDABLE TUBE, SINGLE-PATIENTUSE, PATIENT LABEL." | EA | 1080
MOH | منافسة تأمين لوازم العلاج التنفسي والتخدير | NPT0011/19 | 4227160004100 | MOH - Jeddah | "PEDIATRIC VOLUMETRIC EXERCISER 2500ML VOLUME MEASUREMENT ADVANCEDLOW-WORK-OF-BREATHING FILTER WITH INDICATOR FOR VISUALIZATION OF DAILYIMPROVEMENT, MOUTH PIECE WITH 6 INCH EXTENDABLE TUBE, SINGLE-PATIENTUSE, PATIENT LABEL." | EA | 2232
MOH | منافسة تأمين لوازم العلاج التنفسي والتخدير | NPT0011/19 | 4227160004100 | MOH - KSMC | "PEDIATRIC VOLUMETRIC EXERCISER 2500ML VOLUME MEASUREMENT ADVANCEDLOW-WORK-OF-BREATHING FILTER WITH INDICATOR FOR VISUALIZATION OF DAILYIMPROVEMENT, MOUTH PIECE WITH 6 INCH EXTENDABLE TUBE, SINGLE-PATIENTUSE, PATIENT LABEL." | EA | 1800
MOH | منافسة تأمين لوازم العلاج التنفسي والتخدير | NPT0011/19 | 4227160004100 | MOH - Makkah | "PEDIATRIC VOLUMETRIC EXERCISER 2500ML VOLUME MEASUREMENT ADVANCEDLOW-WORK-OF-BREATHING FILTER WITH INDICATOR FOR VISUALIZATION OF DAILYIMPROVEMENT, MOUTH PIECE WITH 6 INCH EXTENDABLE TUBE, SINGLE-PATIENTUSE, PATIENT LABEL." | EA | 360
MOH | منافسة تأمين لوازم العلاج التنفسي والتخدير | NPT0011/19 | 4227160004100 | MOH - Qonfodah | "PEDIATRIC VOLUMETRIC EXERCISER 2500ML VOLUME MEASUREMENT ADVANCEDLOW-WORK-OF-BREATHING FILTER WITH INDICATOR FOR VISUALIZATION OF DAILYIMPROVEMENT, MOUTH PIECE WITH 6 INCH EXTENDABLE TUBE, SINGLE-PATIENTUSE, PATIENT LABEL." | EA | 36
MOH | منافسة تأمين لوازم العلاج التنفسي والتخدير | NPT0011/19 | 4227160004100 | MOH - Tabouk Health Directorateالمديريةالعامة للشؤون الصحية تبوك | "PEDIATRIC VOLUMETRIC EXERCISER 2500ML VOLUME MEASUREMENT ADVANCEDLOW-WORK-OF-BREATHING FILTER WITH INDICATOR FOR VISUALIZATION OF DAILYIMPROVEMENT, MOUTH PIECE WITH 6 INCH EXTENDABLE TUBE, SINGLE-PATIENTUSE, PATIENT LABEL." | EA | 84
MOH | منافسة تأمين لوازم العلاج التنفسي والتخدير | NPT0011/19 | 4227160004200 | MOH - Ahsa | FILTER, BLOOD TRANSFUSION, 40-60 MICRON, LOW RESIDUAL VOLUME 20 ML,RAPID FLOW RATE, COMPATIBLE WITH MULTIPLE BLOOD COMPONENTS, STERILE | EA | 36
MOH | منافسة تأمين لوازم العلاج التنفسي والتخدير | NPT0011/19 | 4227160004200 | MOH - Qonfodah | FILTER, BLOOD TRANSFUSION, 40-60 MICRON, LOW RESIDUAL VOLUME 20 ML,RAPID FLOW RATE, COMPATIBLE WITH MULTIPLE BLOOD COMPONENTS, STERILE | EA | 99
MOH | منافسة تأمين لوازم العلاج التنفسي والتخدير | NPT0011/19 | 4227160004500 |  | "PRE-FILLED DISTILLED WATER 500ML TO 550 ML BUBBLE HUMIDIFIER WITHPRESSURE RELIEF VALVE, O2 OUTLET ADAPTER, DISPOSABLE" | EA | 3984
MOH | منافسة تأمين لوازم العلاج التنفسي والتخدير | NPT0011/19 | 4227160004500 | MOH - Ahsa | "PRE-FILLED DISTILLED WATER 500ML TO 550 ML BUBBLE HUMIDIFIER WITHPRESSURE RELIEF VALVE, O2 OUTLET ADAPTER, DISPOSABLE" | EA | 48
MOH | منافسة تأمين لوازم العلاج التنفسي والتخدير | NPT0011/19 | 4227160004500 | MOH - Dammam | "PRE-FILLED DISTILLED WATER 500ML TO 550 ML BUBBLE HUMIDIFIER WITHPRESSURE RELIEF VALVE, O2 OUTLET ADAPTER, DISPOSABLE" | EA | 5136
MOH | منافسة تأمين لوازم العلاج التنفسي والتخدير | NPT0011/19 | 4227160004500 | MOH - Jeddah | "PRE-FILLED DISTILLED WATER 500ML TO 550 ML BUBBLE HUMIDIFIER WITHPRESSURE RELIEF VALVE, O2 OUTLET ADAPTER, DISPOSABLE" | EA | 5148
MOH | منافسة تأمين لوازم العلاج التنفسي والتخدير | NPT0011/19 | 4227160004500 | MOH - Joaf Health Directorateالمديريةالعامة للشؤون الصحية الجوف | "PRE-FILLED DISTILLED WATER 500ML TO 550 ML BUBBLE HUMIDIFIER WITHPRESSURE RELIEF VALVE, O2 OUTLET ADAPTER, DISPOSABLE" | EA | 4140
MOH | منافسة تأمين لوازم العلاج التنفسي والتخدير | NPT0011/19 | 4227160004500 | MOH - KSMC | "PRE-FILLED DISTILLED WATER 500ML TO 550 ML BUBBLE HUMIDIFIER WITHPRESSURE RELIEF VALVE, O2 OUTLET ADAPTER, DISPOSABLE" | EA | 1560
MOH | منافسة تأمين لوازم العلاج التنفسي والتخدير | NPT0011/19 | 4227160004500 | MOH - Makkah | "PRE-FILLED DISTILLED WATER 500ML TO 550 ML BUBBLE HUMIDIFIER WITHPRESSURE RELIEF VALVE, O2 OUTLET ADAPTER, DISPOSABLE" | EA | 5628
MOH | منافسة تأمين لوازم العلاج التنفسي والتخدير | NPT0011/19 | 4227160004500 | MOH - Qassim | "PRE-FILLED DISTILLED WATER 500ML TO 550 ML BUBBLE HUMIDIFIER WITHPRESSURE RELIEF VALVE, O2 OUTLET ADAPTER, DISPOSABLE" | EA | 4968
MOH | منافسة تأمين لوازم العلاج التنفسي والتخدير | NPT0011/19 | 4227160004500 | MOH - Qonfodah | "PRE-FILLED DISTILLED WATER 500ML TO 550 ML BUBBLE HUMIDIFIER WITHPRESSURE RELIEF VALVE, O2 OUTLET ADAPTER, DISPOSABLE" | EA | 144
MOH | منافسة تأمين لوازم العلاج التنفسي والتخدير | NPT0011/19 | 4227160004500 | MOH - Riiyadh Cluster 1 | "PRE-FILLED DISTILLED WATER 500ML TO 550 ML BUBBLE HUMIDIFIER WITHPRESSURE RELIEF VALVE, O2 OUTLET ADAPTER, DISPOSABLE" | EA | 4580
MOH | منافسة تأمين لوازم العلاج التنفسي والتخدير | NPT0011/19 | 4227160004500 | MOH - Riiyadh Cluster 2 | "PRE-FILLED DISTILLED WATER 500ML TO 550 ML BUBBLE HUMIDIFIER WITHPRESSURE RELIEF VALVE, O2 OUTLET ADAPTER, DISPOSABLE" | EA | 1832
MOH | منافسة تأمين لوازم العلاج التنفسي والتخدير | NPT0011/19 | 4227160004500 | MOH - Riiyadh Cluster 3 | "PRE-FILLED DISTILLED WATER 500ML TO 550 ML BUBBLE HUMIDIFIER WITHPRESSURE RELIEF VALVE, O2 OUTLET ADAPTER, DISPOSABLE" | EA | 2748
MOH | منافسة تأمين لوازم العلاج التنفسي والتخدير | NPT0011/19 | 4227160004500 | MOH - Tabouk Health Directorateالمديريةالعامة للشؤون الصحية تبوك | "PRE-FILLED DISTILLED WATER 500ML TO 550 ML BUBBLE HUMIDIFIER WITHPRESSURE RELIEF VALVE, O2 OUTLET ADAPTER, DISPOSABLE" | EA | 480
MOH | منافسة تأمين لوازم العلاج التنفسي والتخدير | NPT0011/19 | 4227160005500 |  | CONNECTOR ANGLED SWIVEL, WITH SILICON CAP, BRONCHOSCOPE FIBEROPTIC PORTWITH CAP, 15MM (ID) AND 15 (OD), STERILE, DISPOSABLE. | EA | 120
MOH | منافسة تأمين لوازم العلاج التنفسي والتخدير | NPT0011/19 | 4227160005500 | MOH - Joaf Health Directorateالمديريةالعامة للشؤون الصحية الجوف | CONNECTOR ANGLED SWIVEL, WITH SILICON CAP, BRONCHOSCOPE FIBEROPTIC PORTWITH CAP, 15MM (ID) AND 15 (OD), STERILE, DISPOSABLE. | EA | 49
MOH | منافسة تأمين لوازم العلاج التنفسي والتخدير | NPT0011/19 | 4227160005500 | MOH - Makkah | CONNECTOR ANGLED SWIVEL, WITH SILICON CAP, BRONCHOSCOPE FIBEROPTIC PORTWITH CAP, 15MM (ID) AND 15 (OD), STERILE, DISPOSABLE. | EA | 16
MOH | منافسة تأمين لوازم العلاج التنفسي والتخدير | NPT0011/19 | 4227160005600 |  | "CATHETER MOUNT, EXTENDABLE 15 CM, 22 OD /15 ID SWIVEL ELBOW WITH DOUBLEFLIP CAP AND SEAL, DISPOSABLE" | EA | 3200
MOH | منافسة تأمين لوازم العلاج التنفسي والتخدير | NPT0011/19 | 4227160005600 | MOH - Ahsa | "CATHETER MOUNT, EXTENDABLE 15 CM, 22 OD /15 ID SWIVEL ELBOW WITH DOUBLEFLIP CAP AND SEAL, DISPOSABLE" | EA | 600
MOH | منافسة تأمين لوازم العلاج التنفسي والتخدير | NPT0011/19 | 4227160005600 | MOH - Baha | "CATHETER MOUNT, EXTENDABLE 15 CM, 22 OD /15 ID SWIVEL ELBOW WITH DOUBLEFLIP CAP AND SEAL, DISPOSABLE" | EA | 1200
MOH | منافسة تأمين لوازم العلاج التنفسي والتخدير | NPT0011/19 | 4227160005600 | MOH - Dammam | "CATHETER MOUNT, EXTENDABLE 15 CM, 22 OD /15 ID SWIVEL ELBOW WITH DOUBLEFLIP CAP AND SEAL, DISPOSABLE" | EA | 300
MOH | منافسة تأمين لوازم العلاج التنفسي والتخدير | NPT0011/19 | 4227160005600 | MOH - Jeddah | "CATHETER MOUNT, EXTENDABLE 15 CM, 22 OD /15 ID SWIVEL ELBOW WITH DOUBLEFLIP CAP AND SEAL, DISPOSABLE" | EA | 1800
MOH | منافسة تأمين لوازم العلاج التنفسي والتخدير | NPT0011/19 | 4227160005600 | MOH - KSMC | "CATHETER MOUNT, EXTENDABLE 15 CM, 22 OD /15 ID SWIVEL ELBOW WITH DOUBLEFLIP CAP AND SEAL, DISPOSABLE" | EA | 1100
MOH | منافسة تأمين لوازم العلاج التنفسي والتخدير | NPT0011/19 | 4227160005600 | MOH - Makkah | "CATHETER MOUNT, EXTENDABLE 15 CM, 22 OD /15 ID SWIVEL ELBOW WITH DOUBLEFLIP CAP AND SEAL, DISPOSABLE" | EA | 2400
MOH | منافسة تأمين لوازم العلاج التنفسي والتخدير | NPT0011/19 | 4227160005600 | MOH - Najran | "CATHETER MOUNT, EXTENDABLE 15 CM, 22 OD /15 ID SWIVEL ELBOW WITH DOUBLEFLIP CAP AND SEAL, DISPOSABLE" | EA | 900
MOH | منافسة تأمين لوازم العلاج التنفسي والتخدير | NPT0011/19 | 4227160005600 | MOH - PMAH | "CATHETER MOUNT, EXTENDABLE 15 CM, 22 OD /15 ID SWIVEL ELBOW WITH DOUBLEFLIP CAP AND SEAL, DISPOSABLE" | EA | 1200
MOH | منافسة تأمين لوازم العلاج التنفسي والتخدير | NPT0011/19 | 4227160005600 | MOH - Qassim | "CATHETER MOUNT, EXTENDABLE 15 CM, 22 OD /15 ID SWIVEL ELBOW WITH DOUBLEFLIP CAP AND SEAL, DISPOSABLE" | EA | 4200
MOH | منافسة تأمين لوازم العلاج التنفسي والتخدير | NPT0011/19 | 4227160005600 | MOH - Qonfodah Health Directorateالمديريةالعامة للشؤون الصحية القنفذ | "CATHETER MOUNT, EXTENDABLE 15 CM, 22 OD /15 ID SWIVEL ELBOW WITH DOUBLEFLIP CAP AND SEAL, DISPOSABLE" | EA | 230
MOH | منافسة تأمين لوازم العلاج التنفسي والتخدير | NPT0011/19 | 4227160005700 |  | OXYGEN TUBING CONNECTING, MADE OF PVC, SIZE 3-5MM (ID), ROLL LENGTH 30M, WITH BUBBLE EVERY APPROXIMATELY 90 CM INCREMENT. | EA | 140
MOH | منافسة تأمين لوازم العلاج التنفسي والتخدير | NPT0011/19 | 4227160005700 | MOH - Ahsa | OXYGEN TUBING CONNECTING, MADE OF PVC, SIZE 3-5MM (ID), ROLL LENGTH 30M, WITH BUBBLE EVERY APPROXIMATELY 90 CM INCREMENT. | EA | 39
MOH | منافسة تأمين لوازم العلاج التنفسي والتخدير | NPT0011/19 | 4227160005700 | MOH - Dammam | OXYGEN TUBING CONNECTING, MADE OF PVC, SIZE 3-5MM (ID), ROLL LENGTH 30M, WITH BUBBLE EVERY APPROXIMATELY 90 CM INCREMENT. | EA | 40
MOH | منافسة تأمين لوازم العلاج التنفسي والتخدير | NPT0011/19 | 4227160005700 | MOH - Jezan Health Directorateالمديريةالعامة للشؤون الصحية جازان | OXYGEN TUBING CONNECTING, MADE OF PVC, SIZE 3-5MM (ID), ROLL LENGTH 30M, WITH BUBBLE EVERY APPROXIMATELY 90 CM INCREMENT. | EA | 187
MOH | منافسة تأمين لوازم العلاج التنفسي والتخدير | NPT0011/19 | 4227160005700 | MOH - Joaf Health Directorateالمديريةالعامة للشؤون الصحية الجوف | OXYGEN TUBING CONNECTING, MADE OF PVC, SIZE 3-5MM (ID), ROLL LENGTH 30M, WITH BUBBLE EVERY APPROXIMATELY 90 CM INCREMENT. | EA | 12
MOH | منافسة تأمين لوازم العلاج التنفسي والتخدير | NPT0011/19 | 4227160005700 | MOH - KSMC | OXYGEN TUBING CONNECTING, MADE OF PVC, SIZE 3-5MM (ID), ROLL LENGTH 30M, WITH BUBBLE EVERY APPROXIMATELY 90 CM INCREMENT. | EA | 64
MOH | منافسة تأمين لوازم العلاج التنفسي والتخدير | NPT0011/19 | 4227160005700 | MOH - Qonfodah | OXYGEN TUBING CONNECTING, MADE OF PVC, SIZE 3-5MM (ID), ROLL LENGTH 30M, WITH BUBBLE EVERY APPROXIMATELY 90 CM INCREMENT. | EA | 11
MOH | منافسة تأمين لوازم العلاج التنفسي والتخدير | NPT0011/19 | 4227160005700 | MOH - Tabouk Health Directorateالمديريةالعامة للشؤون الصحية تبوك | OXYGEN TUBING CONNECTING, MADE OF PVC, SIZE 3-5MM (ID), ROLL LENGTH 30M, WITH BUBBLE EVERY APPROXIMATELY 90 CM INCREMENT. | EA | 120
MOH | منافسة تأمين لوازم العلاج التنفسي والتخدير | NPT0011/19 | 4227160006000 |  | "PNEUMOTHORAX KIT, 20 SIDE PORTS, 18 G X 20 CM NEEDLE, 9FR X 30 CM,DISPOSABLE, STERILE, ONE (1) ITEM/PC = ONE (1) KIT" | EA | 58
MOH | منافسة تأمين لوازم العلاج التنفسي والتخدير | NPT0011/19 | 4227160006000 | MOH - Ahsa | "PNEUMOTHORAX KIT, 20 SIDE PORTS, 18 G X 20 CM NEEDLE, 9FR X 30 CM,DISPOSABLE, STERILE, ONE (1) ITEM/PC = ONE (1) KIT" | EA | 35
MOH | منافسة تأمين لوازم العلاج التنفسي والتخدير | NPT0011/19 | 4227160006000 | MOH - Dammam | "PNEUMOTHORAX KIT, 20 SIDE PORTS, 18 G X 20 CM NEEDLE, 9FR X 30 CM,DISPOSABLE, STERILE, ONE (1) ITEM/PC = ONE (1) KIT" | EA | 20
MOH | منافسة تأمين لوازم العلاج التنفسي والتخدير | NPT0011/19 | 4227160006000 | MOH - Makkah | "PNEUMOTHORAX KIT, 20 SIDE PORTS, 18 G X 20 CM NEEDLE, 9FR X 30 CM,DISPOSABLE, STERILE, ONE (1) ITEM/PC = ONE (1) KIT" | EA | 14
MOH | منافسة تأمين لوازم العلاج التنفسي والتخدير | NPT0011/19 | 4227160006000 | MOH - Qonfodah | "PNEUMOTHORAX KIT, 20 SIDE PORTS, 18 G X 20 CM NEEDLE, 9FR X 30 CM,DISPOSABLE, STERILE, ONE (1) ITEM/PC = ONE (1) KIT" | EA | 20
MOH | منافسة تأمين لوازم العلاج التنفسي والتخدير | NPT0011/19 | 4227160008900 |  | "SENSOR MEASURING THE CONSCIOUSNESS LEVEL FOR ADULT, DISPOSABLE,COMPATIBLE WITH BIS SYSTEM OR EQUIVALENT" | EA | 75
MOH | منافسة تأمين لوازم العلاج التنفسي والتخدير | NPT0011/19 | 4227160009000 | MOH - Hafer Health Directorateالمديريةالعامة للشؤون الصحية حفر ال | "SENSOR MEASURING THE CONSCIOUSNESS LEVEL FOR PEDIATRIC, DISPOSABLE,COMPATIBLE WITH BIS SYSTEM OR EQUIVALENT" | EA | 25
MOH | منافسة تأمين لوازم العلاج التنفسي والتخدير | NPT0011/19 | 4227160009200 | MOH - Joaf Health Directorateالمديريةالعامة للشؤون الصحية الجوف | PAD DEFIBRILLATOR PRE -GELLED 4.5*4.5 INCH | EA | 90
MOH | منافسة تأمين لوازم العلاج التنفسي والتخدير | NPT0011/19 | 4227160009200 | MOH - Makkah | PAD DEFIBRILLATOR PRE -GELLED 4.5*4.5 INCH | EA | 60
MOH | منافسة تأمين لوازم العلاج التنفسي والتخدير | NPT0011/19 | 4227160009500 |  | PRESSURE MONITORING KIT, SINGLE, FOR TRANSDUCER WITH MICRO DRIP CHAMBER,FLUSH DEVICE, EXTENSION FOR PRESSURE TUBING NOT LESS THAN (110 CM) AND 3WAY STOPCOCK, NON COMPLIANT, RED COLOR (SHOULD BE COMPATIBLE WITH EDWARDSYSTEM OR EQUIVALENT) | EA | 384
MOH | منافسة تأمين لوازم العلاج التنفسي والتخدير | NPT0011/19 | 4227160009900 | MOH - Ahsa | "CATHETER CENTRAL VENOUS COMPLETE SET, RADIOPAQUE, CONTAINS: - DOUBLELUMEN PUR CATHETER, GUIDE WIRE(UNKINKABLE), NON LUER LOCK SYRINGE 5 ML,INTRODUCER NEEDLE SHORT BEVEL, INTRODUCER CANNULA, DILATOR, SECONDARYFIXATION DEVICE, SLIDING CLAMPS, SCAL P BLADE, SIZE: 7 FR, LENGTH 15-18CM, PEEL PACK, DISPOSABLE, STERILE" | EA | 85
MOH | منافسة تأمين لوازم العلاج التنفسي والتخدير | NPT0011/19 | 4227160009900 | MOH - Aseer Health Directorateالمديريةالعامة للشؤون الصحية عسير | "CATHETER CENTRAL VENOUS COMPLETE SET, RADIOPAQUE, CONTAINS: - DOUBLELUMEN PUR CATHETER, GUIDE WIRE(UNKINKABLE), NON LUER LOCK SYRINGE 5 ML,INTRODUCER NEEDLE SHORT BEVEL, INTRODUCER CANNULA, DILATOR, SECONDARYFIXATION DEVICE, SLIDING CLAMPS, SCAL P BLADE, SIZE: 7 FR, LENGTH 15-18CM, PEEL PACK, DISPOSABLE, STERILE" | EA | 100
MOH | منافسة تأمين لوازم العلاج التنفسي والتخدير | NPT0011/19 | 4227160009900 | MOH - Riiyadh Cluster 1 | "CATHETER CENTRAL VENOUS COMPLETE SET, RADIOPAQUE, CONTAINS: - DOUBLELUMEN PUR CATHETER, GUIDE WIRE(UNKINKABLE), NON LUER LOCK SYRINGE 5 ML,INTRODUCER NEEDLE SHORT BEVEL, INTRODUCER CANNULA, DILATOR, SECONDARYFIXATION DEVICE, SLIDING CLAMPS, SCAL P BLADE, SIZE: 7 FR, LENGTH 15-18CM, PEEL PACK, DISPOSABLE, STERILE" | EA | 76
MOH | منافسة تأمين لوازم العلاج التنفسي والتخدير | NPT0011/19 | 4227160010300 | MOH - Ahsa | "CATHETER CENTRAL VENOUS COMPLETE SET, RADIOPAQUE, CONTAINS: - TRIPLELUMEN PUR CATHETER. - GUIDE WIRE(UNKINKABLE) - NON LUER LOCK SY RANGE 5ML - INTRODUCER NEEDLE SHORT BEVEL. - INTRODUCER CANNULA. - DILATOR. -SECONDARY FIXATION DEVICE. -SLIDING CLAMPS. - SCALP B LADE. - SIZE: 7FR, LENGTH 20 CM, PEEL PACK, DISPOSABLE, STERILE" | EA | 89
MOH | منافسة تأمين لوازم العلاج التنفسي والتخدير | NPT0011/19 | 4227160010300 | MOH - Ahsa | "CATHETER CENTRAL VENOUS COMPLETE SET, RADIOPAQUE, CONTAINS: - TRIPLELUMEN PUR CATHETER. - GUIDE WIRE(UNKINKABLE) - NON LUER LOCK SY RANGE 5ML - INTRODUCER NEEDLE SHORT BEVEL. - INTRODUCER CANNULA. - DILATOR. -SECONDARY FIXATION DEVICE. -SLIDING CLAMPS. - SCALP B LADE. - SIZE: 7FR, LENGTH 20 CM, PEEL PACK, DISPOSABLE, STERILE" | EA | 80
MOH | منافسة تأمين لوازم العلاج التنفسي والتخدير | NPT0011/19 | 4227160010300 | MOH - Aseer Health Directorateالمديريةالعامة للشؤون الصحية عسير | "CATHETER CENTRAL VENOUS COMPLETE SET, RADIOPAQUE, CONTAINS: - TRIPLELUMEN PUR CATHETER. - GUIDE WIRE(UNKINKABLE) - NON LUER LOCK SY RANGE 5ML - INTRODUCER NEEDLE SHORT BEVEL. - INTRODUCER CANNULA. - DILATOR. -SECONDARY FIXATION DEVICE. -SLIDING CLAMPS. - SCALP B LADE. - SIZE: 7FR, LENGTH 20 CM, PEEL PACK, DISPOSABLE, STERILE" | EA | 92
MOH | منافسة تأمين لوازم العلاج التنفسي والتخدير | NPT0011/19 | 4227160010300 | MOH - Baha | "CATHETER CENTRAL VENOUS COMPLETE SET, RADIOPAQUE, CONTAINS: - TRIPLELUMEN PUR CATHETER. - GUIDE WIRE(UNKINKABLE) - NON LUER LOCK SY RANGE 5ML - INTRODUCER NEEDLE SHORT BEVEL. - INTRODUCER CANNULA. - DILATOR. -SECONDARY FIXATION DEVICE. -SLIDING CLAMPS. - SCALP B LADE. - SIZE: 7FR, LENGTH 20 CM, PEEL PACK, DISPOSABLE, STERILE" | EA | 51
MOH | منافسة تأمين لوازم العلاج التنفسي والتخدير | NPT0011/19 | 4227160010300 | MOH - Beshah Health Directorateالمديريةالعامة للشؤون الصحية بيشه | "CATHETER CENTRAL VENOUS COMPLETE SET, RADIOPAQUE, CONTAINS: - TRIPLELUMEN PUR CATHETER. - GUIDE WIRE(UNKINKABLE) - NON LUER LOCK SY RANGE 5ML - INTRODUCER NEEDLE SHORT BEVEL. - INTRODUCER CANNULA. - DILATOR. -SECONDARY FIXATION DEVICE. -SLIDING CLAMPS. - SCALP B LADE. - SIZE: 7FR, LENGTH 20 CM, PEEL PACK, DISPOSABLE, STERILE" | EA | 603
MOH | منافسة تأمين لوازم العلاج التنفسي والتخدير | NPT0011/19 | 4227160010300 | MOH - Dammam | "CATHETER CENTRAL VENOUS COMPLETE SET, RADIOPAQUE, CONTAINS: - TRIPLELUMEN PUR CATHETER. - GUIDE WIRE(UNKINKABLE) - NON LUER LOCK SY RANGE 5ML - INTRODUCER NEEDLE SHORT BEVEL. - INTRODUCER CANNULA. - DILATOR. -SECONDARY FIXATION DEVICE. -SLIDING CLAMPS. - SCALP B LADE. - SIZE: 7FR, LENGTH 20 CM, PEEL PACK, DISPOSABLE, STERILE" | EA | 150
MOH | منافسة تأمين لوازم العلاج التنفسي والتخدير | NPT0011/19 | 4227160010300 | MOH - Hafer Health Directorateالمديريةالعامة للشؤون الصحية حفر ال | "CATHETER CENTRAL VENOUS COMPLETE SET, RADIOPAQUE, CONTAINS: - TRIPLELUMEN PUR CATHETER. - GUIDE WIRE(UNKINKABLE) - NON LUER LOCK SY RANGE 5ML - INTRODUCER NEEDLE SHORT BEVEL. - INTRODUCER CANNULA. - DILATOR. -SECONDARY FIXATION DEVICE. -SLIDING CLAMPS. - SCALP B LADE. - SIZE: 7FR, LENGTH 20 CM, PEEL PACK, DISPOSABLE, STERILE" | EA | 20
MOH | منافسة تأمين لوازم العلاج التنفسي والتخدير | NPT0011/19 | 4227160010300 | MOH - Makkah | "CATHETER CENTRAL VENOUS COMPLETE SET, RADIOPAQUE, CONTAINS: - TRIPLELUMEN PUR CATHETER. - GUIDE WIRE(UNKINKABLE) - NON LUER LOCK SY RANGE 5ML - INTRODUCER NEEDLE SHORT BEVEL. - INTRODUCER CANNULA. - DILATOR. -SECONDARY FIXATION DEVICE. -SLIDING CLAMPS. - SCALP B LADE. - SIZE: 7FR, LENGTH 20 CM, PEEL PACK, DISPOSABLE, STERILE" | EA | 288
MOH | منافسة تأمين لوازم العلاج التنفسي والتخدير | NPT0011/19 | 4227160010300 | MOH - Najran | "CATHETER CENTRAL VENOUS COMPLETE SET, RADIOPAQUE, CONTAINS: - TRIPLELUMEN PUR CATHETER. - GUIDE WIRE(UNKINKABLE) - NON LUER LOCK SY RANGE 5ML - INTRODUCER NEEDLE SHORT BEVEL. - INTRODUCER CANNULA. - DILATOR. -SECONDARY FIXATION DEVICE. -SLIDING CLAMPS. - SCALP B LADE. - SIZE: 7FR, LENGTH 20 CM, PEEL PACK, DISPOSABLE, STERILE" | EA | 200
MOH | منافسة تأمين لوازم العلاج التنفسي والتخدير | NPT0011/19 | 4227160010300 | MOH - Qonfodah | "CATHETER CENTRAL VENOUS COMPLETE SET, RADIOPAQUE, CONTAINS: - TRIPLELUMEN PUR CATHETER. - GUIDE WIRE(UNKINKABLE) - NON LUER LOCK SY RANGE 5ML - INTRODUCER NEEDLE SHORT BEVEL. - INTRODUCER CANNULA. - DILATOR. -SECONDARY FIXATION DEVICE. -SLIDING CLAMPS. - SCALP B LADE. - SIZE: 7FR, LENGTH 20 CM, PEEL PACK, DISPOSABLE, STERILE" | EA | 10
MOH | منافسة تأمين لوازم العلاج التنفسي والتخدير | NPT0011/19 | 4227160010300 | MOH - Riiyadh Cluster 2 | "CATHETER CENTRAL VENOUS COMPLETE SET, RADIOPAQUE, CONTAINS: - TRIPLELUMEN PUR CATHETER. - GUIDE WIRE(UNKINKABLE) - NON LUER LOCK SY RANGE 5ML - INTRODUCER NEEDLE SHORT BEVEL. - INTRODUCER CANNULA. - DILATOR. -SECONDARY FIXATION DEVICE. -SLIDING CLAMPS. - SCALP B LADE. - SIZE: 7FR, LENGTH 20 CM, PEEL PACK, DISPOSABLE, STERILE" | EA | 82
MOH | منافسة تأمين لوازم العلاج التنفسي والتخدير | NPT0011/19 | 4227160010300 | MOH - Riiyadh Cluster 3 | "CATHETER CENTRAL VENOUS COMPLETE SET, RADIOPAQUE, CONTAINS: - TRIPLELUMEN PUR CATHETER. - GUIDE WIRE(UNKINKABLE) - NON LUER LOCK SY RANGE 5ML - INTRODUCER NEEDLE SHORT BEVEL. - INTRODUCER CANNULA. - DILATOR. -SECONDARY FIXATION DEVICE. -SLIDING CLAMPS. - SCALP B LADE. - SIZE: 7FR, LENGTH 20 CM, PEEL PACK, DISPOSABLE, STERILE" | EA | 16
MOH | منافسة تأمين لوازم العلاج التنفسي والتخدير | NPT0011/19 | 4227160010400 | MOH - Ahsa | CATHETER CENTRAL VENOUS COMPLETE SET, RADIOPAQUE, CONTAINS: - TRIPLELUMEN PUR CATHETER. - GUIDE WIRE (UNKINKABLE) - NON LUER LOCK SY RANGE 5ML - INTRODUCER NEEDLE SHORT BEVEL. - INTRODUCER CANNULA. - DILATOR. -SECONDARY FIXATION DEVICE. -SLIDING CLAMPS, SIZE: 7 FR, LENGTH 30 CM,PEEL PACK, DISPOSABLE, STERILE | EA | 408
MOH | منافسة تأمين لوازم العلاج التنفسي والتخدير | NPT0011/19 | 4227160010400 | MOH - Beshah Health Directorateالمديريةالعامة للشؤون الصحية بيشه | CATHETER CENTRAL VENOUS COMPLETE SET, RADIOPAQUE, CONTAINS: - TRIPLELUMEN PUR CATHETER. - GUIDE WIRE (UNKINKABLE) - NON LUER LOCK SY RANGE 5ML - INTRODUCER NEEDLE SHORT BEVEL. - INTRODUCER CANNULA. - DILATOR. -SECONDARY FIXATION DEVICE. -SLIDING CLAMPS, SIZE: 7 FR, LENGTH 30 CM,PEEL PACK, DISPOSABLE, STERILE | EA | 1019
MOH | منافسة تأمين لوازم العلاج التنفسي والتخدير | NPT0011/19 | 4227160010400 | MOH - Jeddah | CATHETER CENTRAL VENOUS COMPLETE SET, RADIOPAQUE, CONTAINS: - TRIPLELUMEN PUR CATHETER. - GUIDE WIRE (UNKINKABLE) - NON LUER LOCK SY RANGE 5ML - INTRODUCER NEEDLE SHORT BEVEL. - INTRODUCER CANNULA. - DILATOR. -SECONDARY FIXATION DEVICE. -SLIDING CLAMPS, SIZE: 7 FR, LENGTH 30 CM,PEEL PACK, DISPOSABLE, STERILE | EA | 161
MOH | منافسة تأمين لوازم العلاج التنفسي والتخدير | NPT0011/19 | 4227160010400 | MOH - Qonfodah | CATHETER CENTRAL VENOUS COMPLETE SET, RADIOPAQUE, CONTAINS: - TRIPLELUMEN PUR CATHETER. - GUIDE WIRE (UNKINKABLE) - NON LUER LOCK SY RANGE 5ML - INTRODUCER NEEDLE SHORT BEVEL. - INTRODUCER CANNULA. - DILATOR. -SECONDARY FIXATION DEVICE. -SLIDING CLAMPS, SIZE: 7 FR, LENGTH 30 CM,PEEL PACK, DISPOSABLE, STERILE | EA | 126
MOH | منافسة تأمين لوازم العلاج التنفسي والتخدير | NPT0011/19 | 4227160010600 | MOH - Ahsa | "CATHETER CENTRAL VENOUS COMPLETE KIT, CONTAINS: DOUBLE LUMEN CATHETER 4FR X 5CM - GUIDE WIRE (UNKINKABLE) NOT LESS THAN 40CM WITH SOFT TIP ANDEND J- TIP, EXTENSION LINE CLAMPS, FENESTRATED DRAPE ADHESIVE NOT LESSTHAN 40*60 CM WITH 7-10CM FENESTRATION- CATHETER CONTAIN CLAMP- SCALPELNUMBER 11, NOT LESS THAN FOUR GAUZE 4X4, NOT LESS THAN TWO 2X2, SUTUREBRAIDED SILK WITH STRAIGHT NEEDLE, TISSUE DILATOR, INJECTION NEEDLE 25G,SYRINGE 3ML LUER LOCK, SYRINGE 5ML LUER SLIP, INTRODUCER NEEDLE 21 GA,CATHETER 22 GA X NOT LESS THAN 4.0CM RADIOPAQUE WITH INTRODUCER NEEDLEWITH 5 ML LUER-SLIP SYRINGE, DISPOSABLE, STERILE" | EA | 280
MOH | منافسة تأمين لوازم العلاج التنفسي والتخدير | NPT0011/19 | 4227160010600 | MOH - Dammam | "CATHETER CENTRAL VENOUS COMPLETE KIT, CONTAINS: DOUBLE LUMEN CATHETER 4FR X 5CM - GUIDE WIRE (UNKINKABLE) NOT LESS THAN 40CM WITH SOFT TIP ANDEND J- TIP, EXTENSION LINE CLAMPS, FENESTRATED DRAPE ADHESIVE NOT LESSTHAN 40*60 CM WITH 7-10CM FENESTRATION- CATHETER CONTAIN CLAMP- SCALPELNUMBER 11, NOT LESS THAN FOUR GAUZE 4X4, NOT LESS THAN TWO 2X2, SUTUREBRAIDED SILK WITH STRAIGHT NEEDLE, TISSUE DILATOR, INJECTION NEEDLE 25G,SYRINGE 3ML LUER LOCK, SYRINGE 5ML LUER SLIP, INTRODUCER NEEDLE 21 GA,CATHETER 22 GA X NOT LESS THAN 4.0CM RADIOPAQUE WITH INTRODUCER NEEDLEWITH 5 ML LUER-SLIP SYRINGE, DISPOSABLE, STERILE" | EA | 57
MOH | منافسة تأمين لوازم العلاج التنفسي والتخدير | NPT0011/19 | 4227160010600 | MOH - KSMC | "CATHETER CENTRAL VENOUS COMPLETE KIT, CONTAINS: DOUBLE LUMEN CATHETER 4FR X 5CM - GUIDE WIRE (UNKINKABLE) NOT LESS THAN 40CM WITH SOFT TIP ANDEND J- TIP, EXTENSION LINE CLAMPS, FENESTRATED DRAPE ADHESIVE NOT LESSTHAN 40*60 CM WITH 7-10CM FENESTRATION- CATHETER CONTAIN CLAMP- SCALPELNUMBER 11, NOT LESS THAN FOUR GAUZE 4X4, NOT LESS THAN TWO 2X2, SUTUREBRAIDED SILK WITH STRAIGHT NEEDLE, TISSUE DILATOR, INJECTION NEEDLE 25G,SYRINGE 3ML LUER LOCK, SYRINGE 5ML LUER SLIP, INTRODUCER NEEDLE 21 GA,CATHETER 22 GA X NOT LESS THAN 4.0CM RADIOPAQUE WITH INTRODUCER NEEDLEWITH 5 ML LUER-SLIP SYRINGE, DISPOSABLE, STERILE" | EA | 143
MOH | منافسة تأمين لوازم العلاج التنفسي والتخدير | NPT0011/19 | 4227160010600 | MOH - Makkah | "CATHETER CENTRAL VENOUS COMPLETE KIT, CONTAINS: DOUBLE LUMEN CATHETER 4FR X 5CM - GUIDE WIRE (UNKINKABLE) NOT LESS THAN 40CM WITH SOFT TIP ANDEND J- TIP, EXTENSION LINE CLAMPS, FENESTRATED DRAPE ADHESIVE NOT LESSTHAN 40*60 CM WITH 7-10CM FENESTRATION- CATHETER CONTAIN CLAMP- SCALPELNUMBER 11, NOT LESS THAN FOUR GAUZE 4X4, NOT LESS THAN TWO 2X2, SUTUREBRAIDED SILK WITH STRAIGHT NEEDLE, TISSUE DILATOR, INJECTION NEEDLE 25G,SYRINGE 3ML LUER LOCK, SYRINGE 5ML LUER SLIP, INTRODUCER NEEDLE 21 GA,CATHETER 22 GA X NOT LESS THAN 4.0CM RADIOPAQUE WITH INTRODUCER NEEDLEWITH 5 ML LUER-SLIP SYRINGE, DISPOSABLE, STERILE" | EA | 12
MOH | منافسة تأمين لوازم العلاج التنفسي والتخدير | NPT0011/19 | 4227160010600 | MOH - Qassim | "CATHETER CENTRAL VENOUS COMPLETE KIT, CONTAINS: DOUBLE LUMEN CATHETER 4FR X 5CM - GUIDE WIRE (UNKINKABLE) NOT LESS THAN 40CM WITH SOFT TIP ANDEND J- TIP, EXTENSION LINE CLAMPS, FENESTRATED DRAPE ADHESIVE NOT LESSTHAN 40*60 CM WITH 7-10CM FENESTRATION- CATHETER CONTAIN CLAMP- SCALPELNUMBER 11, NOT LESS THAN FOUR GAUZE 4X4, NOT LESS THAN TWO 2X2, SUTUREBRAIDED SILK WITH STRAIGHT NEEDLE, TISSUE DILATOR, INJECTION NEEDLE 25G,SYRINGE 3ML LUER LOCK, SYRINGE 5ML LUER SLIP, INTRODUCER NEEDLE 21 GA,CATHETER 22 GA X NOT LESS THAN 4.0CM RADIOPAQUE WITH INTRODUCER NEEDLEWITH 5 ML LUER-SLIP SYRINGE, DISPOSABLE, STERILE" | EA | 32
MOH | منافسة تأمين لوازم العلاج التنفسي والتخدير | NPT0011/19 | 4227160010700 | MOH - Ahsa | "CATHETER CENTRAL VENOUS COMPLETE KIT, CONTAINS: DOUBLE LUMEN CATHETER 4FR X 8CM - GUIDE WIRE (UNKINKABLE) NOT LESS THAN 40CM WITH SOFT TIP ANDEND J- TIP, EXTENSION LINE CLAMPS, FENESTRATED DRAPE ADHESIVE NOT LESSTHAN 40*60 CM WITH 7-10CM FENESTRATION- CATHETE R CONTAIN CLAMP- SCALPELNUMBER 11, NOT LESS THAN FOUR GAUZE 4X4, NOT LESS THAN TWO 2X2, SUTUREBRAIDED SILK WITH STRAIGHT NEEDL E, TISSUE DILATOR, INJECTION NEEDLE25G, SYRINGE 3ML LUER LOCK, SYRINGE 5ML LUER SLIP, INTRODUCER NEEDLE 21GA, CATHETER 22 GA X NOT LESS THAN 4.0CM RADIOPAQUE WITH INTRODUCERNEEDLE WITH 5 ML LUER-SLIP SYRINGE, DISPOSABLE, STERILE, ONE (1) SET =ONE (1) KIT" | EA | 15
MOH | منافسة تأمين لوازم العلاج التنفسي والتخدير | NPT0011/19 | 4227160010700 | MOH - Makkah | "CATHETER CENTRAL VENOUS COMPLETE KIT, CONTAINS: DOUBLE LUMEN CATHETER 4FR X 8CM - GUIDE WIRE (UNKINKABLE) NOT LESS THAN 40CM WITH SOFT TIP ANDEND J- TIP, EXTENSION LINE CLAMPS, FENESTRATED DRAPE ADHESIVE NOT LESSTHAN 40*60 CM WITH 7-10CM FENESTRATION- CATHETE R CONTAIN CLAMP- SCALPELNUMBER 11, NOT LESS THAN FOUR GAUZE 4X4, NOT LESS THAN TWO 2X2, SUTUREBRAIDED SILK WITH STRAIGHT NEEDL E, TISSUE DILATOR, INJECTION NEEDLE25G, SYRINGE 3ML LUER LOCK, SYRINGE 5ML LUER SLIP, INTRODUCER NEEDLE 21GA, CATHETER 22 GA X NOT LESS THAN 4.0CM RADIOPAQUE WITH INTRODUCERNEEDLE WITH 5 ML LUER-SLIP SYRINGE, DISPOSABLE, STERILE, ONE (1) SET =ONE (1) KIT" | EA | 10
MOH | منافسة تأمين لوازم العلاج التنفسي والتخدير | NPT0011/19 | 4227160010700 | MOH - Riiyadh Cluster 2 | "CATHETER CENTRAL VENOUS COMPLETE KIT, CONTAINS: DOUBLE LUMEN CATHETER 4FR X 8CM - GUIDE WIRE (UNKINKABLE) NOT LESS THAN 40CM WITH SOFT TIP ANDEND J- TIP, EXTENSION LINE CLAMPS, FENESTRATED DRAPE ADHESIVE NOT LESSTHAN 40*60 CM WITH 7-10CM FENESTRATION- CATHETE R CONTAIN CLAMP- SCALPELNUMBER 11, NOT LESS THAN FOUR GAUZE 4X4, NOT LESS THAN TWO 2X2, SUTUREBRAIDED SILK WITH STRAIGHT NEEDL E, TISSUE DILATOR, INJECTION NEEDLE25G, SYRINGE 3ML LUER LOCK, SYRINGE 5ML LUER SLIP, INTRODUCER NEEDLE 21GA, CATHETER 22 GA X NOT LESS THAN 4.0CM RADIOPAQUE WITH INTRODUCERNEEDLE WITH 5 ML LUER-SLIP SYRINGE, DISPOSABLE, STERILE, ONE (1) SET =ONE (1) KIT" | EA | 10
MOH | منافسة تأمين لوازم العلاج التنفسي والتخدير | NPT0011/19 | 4227160010700 | MOH - Tabouk Health Directorateالمديريةالعامة للشؤون الصحية تبوك | "CATHETER CENTRAL VENOUS COMPLETE KIT, CONTAINS: DOUBLE LUMEN CATHETER 4FR X 8CM - GUIDE WIRE (UNKINKABLE) NOT LESS THAN 40CM WITH SOFT TIP ANDEND J- TIP, EXTENSION LINE CLAMPS, FENESTRATED DRAPE ADHESIVE NOT LESSTHAN 40*60 CM WITH 7-10CM FENESTRATION- CATHETE R CONTAIN CLAMP- SCALPELNUMBER 11, NOT LESS THAN FOUR GAUZE 4X4, NOT LESS THAN TWO 2X2, SUTUREBRAIDED SILK WITH STRAIGHT NEEDL E, TISSUE DILATOR, INJECTION NEEDLE25G, SYRINGE 3ML LUER LOCK, SYRINGE 5ML LUER SLIP, INTRODUCER NEEDLE 21GA, CATHETER 22 GA X NOT LESS THAN 4.0CM RADIOPAQUE WITH INTRODUCERNEEDLE WITH 5 ML LUER-SLIP SYRINGE, DISPOSABLE, STERILE, ONE (1) SET =ONE (1) KIT" | EA | 26
MOH | منافسة تأمين لوازم العلاج التنفسي والتخدير | NPT0011/19 | 4227160011200 |  | "CATHETER, PULMONARY ARTERY (SWAN GANZ), BALLOON TIPPED FLOATING, FOUROR FIVE LUMEN, WITH THERMO DILUTION CARDIAC OUTPUT THERMISTOR, LENGTH110 CM, DISPOSABLE, LATEX FREE, STERILE, SIZE 7.0FR" | EA | 10
MOH | منافسة تأمين لوازم العلاج التنفسي والتخدير | NPT0011/19 | 4227160011200 |  | "CATHETER, PULMONARY ARTERY (SWAN GANZ), BALLOON TIPPED FLOATING, FOUROR FIVE LUMEN, WITH THERMO DILUTION CARDIAC OUTPUT THERMISTOR, LENGTH110 CM, DISPOSABLE, LATEX FREE, STERILE, SIZE 7.0FR" | EA | 15
MOH | منافسة تأمين لوازم العلاج التنفسي والتخدير | NPT0011/19 | 4227160011200 | MOH - Ahsa | "CATHETER, PULMONARY ARTERY (SWAN GANZ), BALLOON TIPPED FLOATING, FOUROR FIVE LUMEN, WITH THERMO DILUTION CARDIAC OUTPUT THERMISTOR, LENGTH110 CM, DISPOSABLE, LATEX FREE, STERILE, SIZE 7.0FR" | EA | 70
MOH | منافسة تأمين لوازم العلاج التنفسي والتخدير | NPT0011/19 | 4227160011200 | MOH - Ahsa | "CATHETER, PULMONARY ARTERY (SWAN GANZ), BALLOON TIPPED FLOATING, FOUROR FIVE LUMEN, WITH THERMO DILUTION CARDIAC OUTPUT THERMISTOR, LENGTH110 CM, DISPOSABLE, LATEX FREE, STERILE, SIZE 7.0FR" | EA | 45
MOH | منافسة تأمين لوازم العلاج التنفسي والتخدير | NPT0011/19 | 4227160011200 | MOH - Joaf Health Directorateالمديريةالعامة للشؤون الصحية الجوف | "CATHETER, PULMONARY ARTERY (SWAN GANZ), BALLOON TIPPED FLOATING, FOUROR FIVE LUMEN, WITH THERMO DILUTION CARDIAC OUTPUT THERMISTOR, LENGTH110 CM, DISPOSABLE, LATEX FREE, STERILE, SIZE 7.0FR" | EA | 98
MOH | منافسة تأمين لوازم العلاج التنفسي والتخدير | NPT0011/19 | 4227160011200 | MOH - KSMC | "CATHETER, PULMONARY ARTERY (SWAN GANZ), BALLOON TIPPED FLOATING, FOUROR FIVE LUMEN, WITH THERMO DILUTION CARDIAC OUTPUT THERMISTOR, LENGTH110 CM, DISPOSABLE, LATEX FREE, STERILE, SIZE 7.0FR" | EA | 40
MOH | منافسة تأمين لوازم العلاج التنفسي والتخدير | NPT0011/19 | 4227160011200 | MOH - KSMC | "CATHETER, PULMONARY ARTERY (SWAN GANZ), BALLOON TIPPED FLOATING, FOUROR FIVE LUMEN, WITH THERMO DILUTION CARDIAC OUTPUT THERMISTOR, LENGTH110 CM, DISPOSABLE, LATEX FREE, STERILE, SIZE 7.0FR" | EA | 35
MOH | منافسة تأمين لوازم العلاج التنفسي والتخدير | NPT0011/19 | 4227160011200 | MOH - Makkah | "CATHETER, PULMONARY ARTERY (SWAN GANZ), BALLOON TIPPED FLOATING, FOUROR FIVE LUMEN, WITH THERMO DILUTION CARDIAC OUTPUT THERMISTOR, LENGTH110 CM, DISPOSABLE, LATEX FREE, STERILE, SIZE 7.0FR" | EA | 5
MOH | منافسة تأمين لوازم العلاج التنفسي والتخدير | NPT0011/19 | 4227160011200 | MOH - Makkah | "CATHETER, PULMONARY ARTERY (SWAN GANZ), BALLOON TIPPED FLOATING, FOUROR FIVE LUMEN, WITH THERMO DILUTION CARDIAC OUTPUT THERMISTOR, LENGTH110 CM, DISPOSABLE, LATEX FREE, STERILE, SIZE 7.0FR" | EA | 5
MOH | منافسة تأمين لوازم العلاج التنفسي والتخدير | NPT0011/19 | 4227160011200 | MOH - Najran | "CATHETER, PULMONARY ARTERY (SWAN GANZ), BALLOON TIPPED FLOATING, FOUROR FIVE LUMEN, WITH THERMO DILUTION CARDIAC OUTPUT THERMISTOR, LENGTH110 CM, DISPOSABLE, LATEX FREE, STERILE, SIZE 7.0FR" | EA | 80
MOH | منافسة تأمين لوازم العلاج التنفسي والتخدير | NPT0011/19 | 4227160011200 | MOH - PMAH | "CATHETER, PULMONARY ARTERY (SWAN GANZ), BALLOON TIPPED FLOATING, FOUROR FIVE LUMEN, WITH THERMO DILUTION CARDIAC OUTPUT THERMISTOR, LENGTH110 CM, DISPOSABLE, LATEX FREE, STERILE, SIZE 7.0FR" | EA | 12
MOH | منافسة تأمين لوازم العلاج التنفسي والتخدير | NPT0011/19 | 4227160011200 | MOH - Qassim | "CATHETER, PULMONARY ARTERY (SWAN GANZ), BALLOON TIPPED FLOATING, FOUROR FIVE LUMEN, WITH THERMO DILUTION CARDIAC OUTPUT THERMISTOR, LENGTH110 CM, DISPOSABLE, LATEX FREE, STERILE, SIZE 7.0FR" | EA | 5
MOH | منافسة تأمين لوازم العلاج التنفسي والتخدير | NPT0011/19 | 4227160011200 | MOH - Qassim | "CATHETER, PULMONARY ARTERY (SWAN GANZ), BALLOON TIPPED FLOATING, FOUROR FIVE LUMEN, WITH THERMO DILUTION CARDIAC OUTPUT THERMISTOR, LENGTH110 CM, DISPOSABLE, LATEX FREE, STERILE, SIZE 7.0FR" | EA | 25
MOH | منافسة تأمين لوازم العلاج التنفسي والتخدير | NPT0011/19 | 4227160011300 |  | "PERCUTANEOUS SHEATH INTRODUCER SET, WITH NEEDLE, GUIDEWIRE, GAUZE ANDDRAPE WITH DISINFECTED (FOR SWAN GANZ), LENGTH 11CM, DISPOSABLE,STERILE, SIZE 6.0FR" | EA | 10
MOH | منافسة تأمين لوازم العلاج التنفسي والتخدير | NPT0011/19 | 4227160011300 | MOH - Jeddah | "PERCUTANEOUS SHEATH INTRODUCER SET, WITH NEEDLE, GUIDEWIRE, GAUZE ANDDRAPE WITH DISINFECTED (FOR SWAN GANZ), LENGTH 11CM, DISPOSABLE,STERILE, SIZE 6.0FR" | EA | 22
MOH | منافسة تأمين لوازم العلاج التنفسي والتخدير | NPT0011/19 | 4227160011300 | MOH - Qassim | "PERCUTANEOUS SHEATH INTRODUCER SET, WITH NEEDLE, GUIDEWIRE, GAUZE ANDDRAPE WITH DISINFECTED (FOR SWAN GANZ), LENGTH 11CM, DISPOSABLE,STERILE, SIZE 6.0FR" | EA | 30
MOH | منافسة تأمين لوازم العلاج التنفسي والتخدير | NPT0011/19 | 4227160011500 |  | CATHETER ARTERIAL SIZE, 19GX10CM, SELDINGER TECHNIQUE, GUIDEWIRE,INTRODUCER NEEDLE, STERILE | EA | 250
MOH | منافسة تأمين لوازم العلاج التنفسي والتخدير | NPT0011/19 | 4227160011500 | MOH - Aseer Health Directorateالمديريةالعامة للشؤون الصحية عسير | CATHETER ARTERIAL SIZE, 19GX10CM, SELDINGER TECHNIQUE, GUIDEWIRE,INTRODUCER NEEDLE, STERILE | EA | 56
MOH | منافسة تأمين لوازم العلاج التنفسي والتخدير | NPT0011/19 | 4227160011500 | MOH - Aseer Health Directorateالمديريةالعامة للشؤون الصحية عسير | CATHETER ARTERIAL SIZE, 19GX10CM, SELDINGER TECHNIQUE, GUIDEWIRE,INTRODUCER NEEDLE, STERILE | EA | 56
MOH | منافسة تأمين لوازم العلاج التنفسي والتخدير | NPT0011/19 | 4227160011500 | MOH - KSMC | CATHETER ARTERIAL SIZE, 19GX10CM, SELDINGER TECHNIQUE, GUIDEWIRE,INTRODUCER NEEDLE, STERILE | EA | 105
MOH | منافسة تأمين لوازم العلاج التنفسي والتخدير | NPT0011/19 | 4227160011500 | MOH - Makkah | CATHETER ARTERIAL SIZE, 19GX10CM, SELDINGER TECHNIQUE, GUIDEWIRE,INTRODUCER NEEDLE, STERILE | EA | 205
MOH | منافسة تأمين لوازم العلاج التنفسي والتخدير | NPT0011/19 | 4227160011500 | MOH - Riiyadh Cluster 1 | CATHETER ARTERIAL SIZE, 19GX10CM, SELDINGER TECHNIQUE, GUIDEWIRE,INTRODUCER NEEDLE, STERILE | EA | 6
MOH | منافسة تأمين لوازم العلاج التنفسي والتخدير | NPT0011/19 | 4227160011500 | MOH - Riiyadh Cluster 2 | CATHETER ARTERIAL SIZE, 19GX10CM, SELDINGER TECHNIQUE, GUIDEWIRE,INTRODUCER NEEDLE, STERILE | EA | 2
MOH | منافسة تأمين لوازم العلاج التنفسي والتخدير | NPT0011/19 | 4227160011600 | MOH - Dammam | "CATHETER ARTERIAL SIZE, 20G X 8CM, GUIDEWIRE, INTRODUCER NEEDLE,STERILE" | EA | 93
MOH | منافسة تأمين لوازم العلاج التنفسي والتخدير | NPT0011/19 | 4227160011600 | MOH - Riiyadh Cluster 1 | "CATHETER ARTERIAL SIZE, 20G X 8CM, GUIDEWIRE, INTRODUCER NEEDLE,STERILE" | EA | 11
MOH | منافسة تأمين لوازم العلاج التنفسي والتخدير | NPT0011/19 | 4227160011700 | MOH - KSMC | "CATHETER, ARTERIAL, POLYETHYLENE INDWELLING CATHETER 20G, 5CM LONG,LATEX-FREE, PVC-FREE, DEHP-FREE WITH WINGED RED HUB FOR SECURE FIXATIONAND EASY IDENTIFICATION WITH 7 CM INTEGRATED EXTENSION LINE ANDREMOVABLE SLIDE CLAMP, 35CM X 0.50-0.55MM SPRING-WIRE GUIDE WITH EXITMARKING AND SOFT TIP ENDS FOR PLACEMENT USING SELDINGER TECHNIQUE,INTRODUCER 20 G NEEDLE, (1MM X 4 CM), RADIAL, DISPOSABLE, STERILE" | ST | 257
MOH | منافسة تأمين لوازم العلاج التنفسي والتخدير | NPT0011/19 | 4227160011800 | MOH - KSMC | "CATHETER, ARTERIAL, POLYETHYLENE INDWELLING CATHETER 22G, 5CM LONG,LATEX-FREE, PVC-FREE, DEHP-FREE WITH WINGED RED HUB FOR SECURE FI XATIONAND EASY IDENTIFICATION WITH 7 CM INTEGRATED EXTENSION LINE ANDREMOVABLE SLIDE CLAMP, 35CM X 0.50-0.55MM SPRING-WIRE GUIDE WITH EXITMARKING AND SOFT TIP ENDS FOR PLACEMENT USING SELDINGER TECHNIQUE,INTRODUCER 22 G NEEDLE, (1MM X 4 CM), RADIAL, DISPOSABLE, STERILE" | EA | 1780
MOH | منافسة تأمين لوازم العلاج التنفسي والتخدير | NPT0011/19 | 4227160013200 | MOH - Makkah | "CATHETER SUCTION, SILICON MATERIAL, SIZE 16 FR, COLOR CODED, STERILEPACKAGE, LATEX FREE WITH CONTROL VALVE, WHISTLE TIP SOFT CATHETER,GRADED" | EA | 3000
MOH | منافسة تأمين لوازم العلاج التنفسي والتخدير | NPT0011/19 | 4227160013600 |  | "CLOSE SUCTION SYSTEM, MINIMUM 72 HRS, STERILE, DISPOSABLE, 12 FR,GRADUATED, COLOR CODED, TRANSPARENT ELASTIC SHEATH, MDI ADAPTER F ORETT., ONE (1) ITEM/PC = ONE (1) SET" | EA | 2560
MOH | منافسة تأمين لوازم العلاج التنفسي والتخدير | NPT0011/19 | 4227160013600 |  | "CLOSE SUCTION SYSTEM, MINIMUM 72 HRS, STERILE, DISPOSABLE, 12 FR,GRADUATED, COLOR CODED, TRANSPARENT ELASTIC SHEATH, MDI ADAPTER F ORETT., ONE (1) ITEM/PC = ONE (1) SET" | EA | 2600
MOH | منافسة تأمين لوازم العلاج التنفسي والتخدير | NPT0011/19 | 4227160013600 | MOH - Ahsa | "CLOSE SUCTION SYSTEM, MINIMUM 72 HRS, STERILE, DISPOSABLE, 12 FR,GRADUATED, COLOR CODED, TRANSPARENT ELASTIC SHEATH, MDI ADAPTER F ORETT., ONE (1) ITEM/PC = ONE (1) SET" | EA | 6320
MOH | منافسة تأمين لوازم العلاج التنفسي والتخدير | NPT0011/19 | 4227160013600 | MOH - Ahsa | "CLOSE SUCTION SYSTEM, MINIMUM 72 HRS, STERILE, DISPOSABLE, 12 FR,GRADUATED, COLOR CODED, TRANSPARENT ELASTIC SHEATH, MDI ADAPTER F ORETT., ONE (1) ITEM/PC = ONE (1) SET" | EA | 1240
MOH | منافسة تأمين لوازم العلاج التنفسي والتخدير | NPT0011/19 | 4227160013600 | MOH - Aseer Health Directorateالمديريةالعامة للشؤون الصحية عسير | "CLOSE SUCTION SYSTEM, MINIMUM 72 HRS, STERILE, DISPOSABLE, 12 FR,GRADUATED, COLOR CODED, TRANSPARENT ELASTIC SHEATH, MDI ADAPTER F ORETT., ONE (1) ITEM/PC = ONE (1) SET" | EA | 1020
MOH | منافسة تأمين لوازم العلاج التنفسي والتخدير | NPT0011/19 | 4227160013600 | MOH - Aseer Health Directorateالمديريةالعامة للشؤون الصحية عسير | "CLOSE SUCTION SYSTEM, MINIMUM 72 HRS, STERILE, DISPOSABLE, 12 FR,GRADUATED, COLOR CODED, TRANSPARENT ELASTIC SHEATH, MDI ADAPTER F ORETT., ONE (1) ITEM/PC = ONE (1) SET" | EA | 1500
MOH | منافسة تأمين لوازم العلاج التنفسي والتخدير | NPT0011/19 | 4227160013600 | MOH - Beshah Health Directorateالمديريةالعامة للشؤون الصحية بيشه | "CLOSE SUCTION SYSTEM, MINIMUM 72 HRS, STERILE, DISPOSABLE, 12 FR,GRADUATED, COLOR CODED, TRANSPARENT ELASTIC SHEATH, MDI ADAPTER F ORETT., ONE (1) ITEM/PC = ONE (1) SET" | EA | 1280
MOH | منافسة تأمين لوازم العلاج التنفسي والتخدير | NPT0011/19 | 4227160013600 | MOH - Beshah Health Directorateالمديريةالعامة للشؤون الصحية بيشه | "CLOSE SUCTION SYSTEM, MINIMUM 72 HRS, STERILE, DISPOSABLE, 12 FR,GRADUATED, COLOR CODED, TRANSPARENT ELASTIC SHEATH, MDI ADAPTER F ORETT., ONE (1) ITEM/PC = ONE (1) SET" | EA | 1280
MOH | منافسة تأمين لوازم العلاج التنفسي والتخدير | NPT0011/19 | 4227160013600 | MOH - Dammam | "CLOSE SUCTION SYSTEM, MINIMUM 72 HRS, STERILE, DISPOSABLE, 12 FR,GRADUATED, COLOR CODED, TRANSPARENT ELASTIC SHEATH, MDI ADAPTER F ORETT., ONE (1) ITEM/PC = ONE (1) SET" | EA | 4244
MOH | منافسة تأمين لوازم العلاج التنفسي والتخدير | NPT0011/19 | 4227160013600 | MOH - Dammam | "CLOSE SUCTION SYSTEM, MINIMUM 72 HRS, STERILE, DISPOSABLE, 12 FR,GRADUATED, COLOR CODED, TRANSPARENT ELASTIC SHEATH, MDI ADAPTER F ORETT., ONE (1) ITEM/PC = ONE (1) SET" | EA | 3360
MOH | منافسة تأمين لوازم العلاج التنفسي والتخدير | NPT0011/19 | 4227160013600 | MOH - Hael Health Directorateالمديريةالعامة للشؤون الصحية حائل | "CLOSE SUCTION SYSTEM, MINIMUM 72 HRS, STERILE, DISPOSABLE, 12 FR,GRADUATED, COLOR CODED, TRANSPARENT ELASTIC SHEATH, MDI ADAPTER F ORETT., ONE (1) ITEM/PC = ONE (1) SET" | EA | 1020
MOH | منافسة تأمين لوازم العلاج التنفسي والتخدير | NPT0011/19 | 4227160013600 | MOH - Hael Health Directorateالمديريةالعامة للشؤون الصحية حائل | "CLOSE SUCTION SYSTEM, MINIMUM 72 HRS, STERILE, DISPOSABLE, 12 FR,GRADUATED, COLOR CODED, TRANSPARENT ELASTIC SHEATH, MDI ADAPTER F ORETT., ONE (1) ITEM/PC = ONE (1) SET" | EA | 3660
MOH | منافسة تأمين لوازم العلاج التنفسي والتخدير | NPT0011/19 | 4227160013600 | MOH - Hael Health Directorateالمديريةالعامة للشؤون الصحية حائل | "CLOSE SUCTION SYSTEM, MINIMUM 72 HRS, STERILE, DISPOSABLE, 12 FR,GRADUATED, COLOR CODED, TRANSPARENT ELASTIC SHEATH, MDI ADAPTER F ORETT., ONE (1) ITEM/PC = ONE (1) SET" | EA | 2040
MOH | منافسة تأمين لوازم العلاج التنفسي والتخدير | NPT0011/19 | 4227160013600 | MOH - Hafer Health Directorateالمديريةالعامة للشؤون الصحية حفر ال | "CLOSE SUCTION SYSTEM, MINIMUM 72 HRS, STERILE, DISPOSABLE, 12 FR,GRADUATED, COLOR CODED, TRANSPARENT ELASTIC SHEATH, MDI ADAPTER F ORETT., ONE (1) ITEM/PC = ONE (1) SET" | EA | 40
MOH | منافسة تأمين لوازم العلاج التنفسي والتخدير | NPT0011/19 | 4227160013600 | MOH - Hafer Health Directorateالمديريةالعامة للشؤون الصحية حفر ال | "CLOSE SUCTION SYSTEM, MINIMUM 72 HRS, STERILE, DISPOSABLE, 12 FR,GRADUATED, COLOR CODED, TRANSPARENT ELASTIC SHEATH, MDI ADAPTER F ORETT., ONE (1) ITEM/PC = ONE (1) SET" | EA | 200
MOH | منافسة تأمين لوازم العلاج التنفسي والتخدير | NPT0011/19 | 4227160013600 | MOH - Jeddah | "CLOSE SUCTION SYSTEM, MINIMUM 72 HRS, STERILE, DISPOSABLE, 12 FR,GRADUATED, COLOR CODED, TRANSPARENT ELASTIC SHEATH, MDI ADAPTER F ORETT., ONE (1) ITEM/PC = ONE (1) SET" | EA | 2560
MOH | منافسة تأمين لوازم العلاج التنفسي والتخدير | NPT0011/19 | 4227160013600 | MOH - Jeddah | "CLOSE SUCTION SYSTEM, MINIMUM 72 HRS, STERILE, DISPOSABLE, 12 FR,GRADUATED, COLOR CODED, TRANSPARENT ELASTIC SHEATH, MDI ADAPTER F ORETT., ONE (1) ITEM/PC = ONE (1) SET" | EA | 12320
MOH | منافسة تأمين لوازم العلاج التنفسي والتخدير | NPT0011/19 | 4227160013600 | MOH - Jezan Health Directorateالمديريةالعامة للشؤون الصحية جازان | "CLOSE SUCTION SYSTEM, MINIMUM 72 HRS, STERILE, DISPOSABLE, 12 FR,GRADUATED, COLOR CODED, TRANSPARENT ELASTIC SHEATH, MDI ADAPTER F ORETT., ONE (1) ITEM/PC = ONE (1) SET" | EA | 6900
MOH | منافسة تأمين لوازم العلاج التنفسي والتخدير | NPT0011/19 | 4227160013600 | MOH - Jezan Health Directorateالمديريةالعامة للشؤون الصحية جازان | "CLOSE SUCTION SYSTEM, MINIMUM 72 HRS, STERILE, DISPOSABLE, 12 FR,GRADUATED, COLOR CODED, TRANSPARENT ELASTIC SHEATH, MDI ADAPTER F ORETT., ONE (1) ITEM/PC = ONE (1) SET" | EA | 5640
MOH | منافسة تأمين لوازم العلاج التنفسي والتخدير | NPT0011/19 | 4227160013600 | MOH - Joaf Health Directorateالمديريةالعامة للشؤون الصحية الجوف | "CLOSE SUCTION SYSTEM, MINIMUM 72 HRS, STERILE, DISPOSABLE, 12 FR,GRADUATED, COLOR CODED, TRANSPARENT ELASTIC SHEATH, MDI ADAPTER F ORETT., ONE (1) ITEM/PC = ONE (1) SET" | EA | 1140
MOH | منافسة تأمين لوازم العلاج التنفسي والتخدير | NPT0011/19 | 4227160013600 | MOH - Joaf Health Directorateالمديريةالعامة للشؤون الصحية الجوف | "CLOSE SUCTION SYSTEM, MINIMUM 72 HRS, STERILE, DISPOSABLE, 12 FR,GRADUATED, COLOR CODED, TRANSPARENT ELASTIC SHEATH, MDI ADAPTER F ORETT., ONE (1) ITEM/PC = ONE (1) SET" | EA | 1360
MOH | منافسة تأمين لوازم العلاج التنفسي والتخدير | NPT0011/19 | 4227160013600 | MOH - KSMC | "CLOSE SUCTION SYSTEM, MINIMUM 72 HRS, STERILE, DISPOSABLE, 12 FR,GRADUATED, COLOR CODED, TRANSPARENT ELASTIC SHEATH, MDI ADAPTER F ORETT., ONE (1) ITEM/PC = ONE (1) SET" | EA | 14760
MOH | منافسة تأمين لوازم العلاج التنفسي والتخدير | NPT0011/19 | 4227160013600 | MOH - KSMC | "CLOSE SUCTION SYSTEM, MINIMUM 72 HRS, STERILE, DISPOSABLE, 12 FR,GRADUATED, COLOR CODED, TRANSPARENT ELASTIC SHEATH, MDI ADAPTER F ORETT., ONE (1) ITEM/PC = ONE (1) SET" | EA | 12080
MOH | منافسة تأمين لوازم العلاج التنفسي والتخدير | NPT0011/19 | 4227160013600 | MOH - Makkah | "CLOSE SUCTION SYSTEM, MINIMUM 72 HRS, STERILE, DISPOSABLE, 12 FR,GRADUATED, COLOR CODED, TRANSPARENT ELASTIC SHEATH, MDI ADAPTER F ORETT., ONE (1) ITEM/PC = ONE (1) SET" | EA | 2160
MOH | منافسة تأمين لوازم العلاج التنفسي والتخدير | NPT0011/19 | 4227160013600 | MOH - Makkah | "CLOSE SUCTION SYSTEM, MINIMUM 72 HRS, STERILE, DISPOSABLE, 12 FR,GRADUATED, COLOR CODED, TRANSPARENT ELASTIC SHEATH, MDI ADAPTER F ORETT., ONE (1) ITEM/PC = ONE (1) SET" | EA | 1640
MOH | منافسة تأمين لوازم العلاج التنفسي والتخدير | NPT0011/19 | 4227160013600 | MOH - Najran | "CLOSE SUCTION SYSTEM, MINIMUM 72 HRS, STERILE, DISPOSABLE, 12 FR,GRADUATED, COLOR CODED, TRANSPARENT ELASTIC SHEATH, MDI ADAPTER F ORETT., ONE (1) ITEM/PC = ONE (1) SET" | EA | 4020
MOH | منافسة تأمين لوازم العلاج التنفسي والتخدير | NPT0011/19 | 4227160013600 | MOH - Najran | "CLOSE SUCTION SYSTEM, MINIMUM 72 HRS, STERILE, DISPOSABLE, 12 FR,GRADUATED, COLOR CODED, TRANSPARENT ELASTIC SHEATH, MDI ADAPTER F ORETT., ONE (1) ITEM/PC = ONE (1) SET" | EA | 2940
MOH | منافسة تأمين لوازم العلاج التنفسي والتخدير | NPT0011/19 | 4227160013600 | MOH - Qasim Health Directorateالمديريةالعامة للشؤون الصحية القصيم | "CLOSE SUCTION SYSTEM, MINIMUM 72 HRS, STERILE, DISPOSABLE, 12 FR,GRADUATED, COLOR CODED, TRANSPARENT ELASTIC SHEATH, MDI ADAPTER F ORETT., ONE (1) ITEM/PC = ONE (1) SET" | EA | 3720
MOH | منافسة تأمين لوازم العلاج التنفسي والتخدير | NPT0011/19 | 4227160013600 | MOH - Qassim | "CLOSE SUCTION SYSTEM, MINIMUM 72 HRS, STERILE, DISPOSABLE, 12 FR,GRADUATED, COLOR CODED, TRANSPARENT ELASTIC SHEATH, MDI ADAPTER F ORETT., ONE (1) ITEM/PC = ONE (1) SET" | EA | 1600
MOH | منافسة تأمين لوازم العلاج التنفسي والتخدير | NPT0011/19 | 4227160013600 | MOH - Qassim | "CLOSE SUCTION SYSTEM, MINIMUM 72 HRS, STERILE, DISPOSABLE, 12 FR,GRADUATED, COLOR CODED, TRANSPARENT ELASTIC SHEATH, MDI ADAPTER F ORETT., ONE (1) ITEM/PC = ONE (1) SET" | EA | 14880
MOH | منافسة تأمين لوازم العلاج التنفسي والتخدير | NPT0011/19 | 4227160013600 | MOH - Qonfodah | "CLOSE SUCTION SYSTEM, MINIMUM 72 HRS, STERILE, DISPOSABLE, 12 FR,GRADUATED, COLOR CODED, TRANSPARENT ELASTIC SHEATH, MDI ADAPTER F ORETT., ONE (1) ITEM/PC = ONE (1) SET" | EA | 80
MOH | منافسة تأمين لوازم العلاج التنفسي والتخدير | NPT0011/19 | 4227160013600 | MOH - Qonfodah | "CLOSE SUCTION SYSTEM, MINIMUM 72 HRS, STERILE, DISPOSABLE, 12 FR,GRADUATED, COLOR CODED, TRANSPARENT ELASTIC SHEATH, MDI ADAPTER F ORETT., ONE (1) ITEM/PC = ONE (1) SET" | EA | 40
MOH | منافسة تأمين لوازم العلاج التنفسي والتخدير | NPT0011/19 | 4227160013600 | MOH - Qorayat Health Directorateالمديريةالعامة للشؤون الصحية القريا | "CLOSE SUCTION SYSTEM, MINIMUM 72 HRS, STERILE, DISPOSABLE, 12 FR,GRADUATED, COLOR CODED, TRANSPARENT ELASTIC SHEATH, MDI ADAPTER F ORETT., ONE (1) ITEM/PC = ONE (1) SET" | EA | 60
MOH | منافسة تأمين لوازم العلاج التنفسي والتخدير | NPT0011/19 | 4227160013600 | MOH - Riiyadh Cluster 1 | "CLOSE SUCTION SYSTEM, MINIMUM 72 HRS, STERILE, DISPOSABLE, 12 FR,GRADUATED, COLOR CODED, TRANSPARENT ELASTIC SHEATH, MDI ADAPTER F ORETT., ONE (1) ITEM/PC = ONE (1) SET" | EA | 664
MOH | منافسة تأمين لوازم العلاج التنفسي والتخدير | NPT0011/19 | 4227160013600 | MOH - Riiyadh Cluster 1 | "CLOSE SUCTION SYSTEM, MINIMUM 72 HRS, STERILE, DISPOSABLE, 12 FR,GRADUATED, COLOR CODED, TRANSPARENT ELASTIC SHEATH, MDI ADAPTER F ORETT., ONE (1) ITEM/PC = ONE (1) SET" | EA | 1011
MOH | منافسة تأمين لوازم العلاج التنفسي والتخدير | NPT0011/19 | 4227160013600 | MOH - Riiyadh Cluster 2 | "CLOSE SUCTION SYSTEM, MINIMUM 72 HRS, STERILE, DISPOSABLE, 12 FR,GRADUATED, COLOR CODED, TRANSPARENT ELASTIC SHEATH, MDI ADAPTER F ORETT., ONE (1) ITEM/PC = ONE (1) SET" | EA | 415
MOH | منافسة تأمين لوازم العلاج التنفسي والتخدير | NPT0011/19 | 4227160013600 | MOH - Riiyadh Cluster 2 | "CLOSE SUCTION SYSTEM, MINIMUM 72 HRS, STERILE, DISPOSABLE, 12 FR,GRADUATED, COLOR CODED, TRANSPARENT ELASTIC SHEATH, MDI ADAPTER F ORETT., ONE (1) ITEM/PC = ONE (1) SET" | EA | 540
MOH | منافسة تأمين لوازم العلاج التنفسي والتخدير | NPT0011/19 | 4227160013600 | MOH - Riiyadh Cluster 3 | "CLOSE SUCTION SYSTEM, MINIMUM 72 HRS, STERILE, DISPOSABLE, 12 FR,GRADUATED, COLOR CODED, TRANSPARENT ELASTIC SHEATH, MDI ADAPTER F ORETT., ONE (1) ITEM/PC = ONE (1) SET" | EA | 375
MOH | منافسة تأمين لوازم العلاج التنفسي والتخدير | NPT0011/19 | 4227160013600 | MOH - Riiyadh Cluster 3 | "CLOSE SUCTION SYSTEM, MINIMUM 72 HRS, STERILE, DISPOSABLE, 12 FR,GRADUATED, COLOR CODED, TRANSPARENT ELASTIC SHEATH, MDI ADAPTER F ORETT., ONE (1) ITEM/PC = ONE (1) SET" | EA | 483
MOH | منافسة تأمين لوازم العلاج التنفسي والتخدير | NPT0011/19 | 4227160013600 | MOH - Riyadh | "CLOSE SUCTION SYSTEM, MINIMUM 72 HRS, STERILE, DISPOSABLE, 12 FR,GRADUATED, COLOR CODED, TRANSPARENT ELASTIC SHEATH, MDI ADAPTER F ORETT., ONE (1) ITEM/PC = ONE (1) SET" | EA | 294
MOH | منافسة تأمين لوازم العلاج التنفسي والتخدير | NPT0011/19 | 4227160013600 | MOH - Tabouk Health Directorateالمديريةالعامة للشؤون الصحية تبوك | "CLOSE SUCTION SYSTEM, MINIMUM 72 HRS, STERILE, DISPOSABLE, 12 FR,GRADUATED, COLOR CODED, TRANSPARENT ELASTIC SHEATH, MDI ADAPTER F ORETT., ONE (1) ITEM/PC = ONE (1) SET" | EA | 217
MOH | منافسة تأمين لوازم العلاج التنفسي والتخدير | NPT0011/19 | 4227160013600 | MOH - Tabouk Health Directorateالمديريةالعامة للشؤون الصحية تبوك | "CLOSE SUCTION SYSTEM, MINIMUM 72 HRS, STERILE, DISPOSABLE, 12 FR,GRADUATED, COLOR CODED, TRANSPARENT ELASTIC SHEATH, MDI ADAPTER F ORETT., ONE (1) ITEM/PC = ONE (1) SET" | EA | 360
MOH | منافسة تأمين لوازم العلاج التنفسي والتخدير | NPT0011/19 | 4227160013600 | MOH - Taif Health Clusterالتجمع الصحي بالطائف | "CLOSE SUCTION SYSTEM, MINIMUM 72 HRS, STERILE, DISPOSABLE, 12 FR,GRADUATED, COLOR CODED, TRANSPARENT ELASTIC SHEATH, MDI ADAPTER F ORETT., ONE (1) ITEM/PC = ONE (1) SET" | EA | 2250
MOH | منافسة تأمين لوازم العلاج التنفسي والتخدير | NPT0011/19 | 4227160013600 | MOH - Taif Health Clusterالتجمع الصحي بالطائف | "CLOSE SUCTION SYSTEM, MINIMUM 72 HRS, STERILE, DISPOSABLE, 12 FR,GRADUATED, COLOR CODED, TRANSPARENT ELASTIC SHEATH, MDI ADAPTER F ORETT., ONE (1) ITEM/PC = ONE (1) SET" | EA | 6800
MOH | منافسة تأمين لوازم العلاج التنفسي والتخدير | NPT0011/19 | 4227160016800 | MOH - Ahsa | "HME PAPER FILTER, FOR TRACHED PATIENTS, ADULT PEDIATRIC, OXYGEN ANDSUCTION PORT WITH MECHANICAL CAP, IN BLISTER PACK, STERILE, DISPOSABLE,RESISTANCE 0.7 CMH2O AT GAS FLOW RATE OF 60 LPM." | EA | 200
MOH | منافسة تأمين لوازم العلاج التنفسي والتخدير | NPT0011/19 | 4227160016800 | MOH - Jeddah | "HME PAPER FILTER, FOR TRACHED PATIENTS, ADULT PEDIATRIC, OXYGEN ANDSUCTION PORT WITH MECHANICAL CAP, IN BLISTER PACK, STERILE, DISPOSABLE,RESISTANCE 0.7 CMH2O AT GAS FLOW RATE OF 60 LPM." | EA | 650
MOH | منافسة تأمين لوازم العلاج التنفسي والتخدير | NPT0011/19 | 4227160016800 | MOH - KSMC | "HME PAPER FILTER, FOR TRACHED PATIENTS, ADULT PEDIATRIC, OXYGEN ANDSUCTION PORT WITH MECHANICAL CAP, IN BLISTER PACK, STERILE, DISPOSABLE,RESISTANCE 0.7 CMH2O AT GAS FLOW RATE OF 60 LPM." | EA | 700
MOH | منافسة تأمين لوازم العلاج التنفسي والتخدير | NPT0011/19 | 4227160016800 | MOH - Makkah | "HME PAPER FILTER, FOR TRACHED PATIENTS, ADULT PEDIATRIC, OXYGEN ANDSUCTION PORT WITH MECHANICAL CAP, IN BLISTER PACK, STERILE, DISPOSABLE,RESISTANCE 0.7 CMH2O AT GAS FLOW RATE OF 60 LPM." | EA | 478
MOH | منافسة تأمين لوازم العلاج التنفسي والتخدير | NPT0011/19 | 4227160016800 | MOH - Qonfodah | "HME PAPER FILTER, FOR TRACHED PATIENTS, ADULT PEDIATRIC, OXYGEN ANDSUCTION PORT WITH MECHANICAL CAP, IN BLISTER PACK, STERILE, DISPOSABLE,RESISTANCE 0.7 CMH2O AT GAS FLOW RATE OF 60 LPM." | EA | 50
MOH | منافسة تأمين لوازم العلاج التنفسي والتخدير | NPT0011/19 | 4227170500200 |  | "CORRUGATED TUBE 40 INCH (100 CM) LONG, SOFT INTERNAL SURFACE FREE OFCORRUGATION RIDGES, LATEX FREE, DISPOSABLE, STERILE." | EA | 220
MOH | منافسة تأمين لوازم العلاج التنفسي والتخدير | NPT0011/19 | 4227170500200 | MOH - Ahsa | "CORRUGATED TUBE 40 INCH (100 CM) LONG, SOFT INTERNAL SURFACE FREE OFCORRUGATION RIDGES, LATEX FREE, DISPOSABLE, STERILE." | EA | 40
MOH | منافسة تأمين لوازم العلاج التنفسي والتخدير | NPT0011/19 | 4227170500200 | MOH - Aseer Health Directorateالمديريةالعامة للشؤون الصحية عسير | "CORRUGATED TUBE 40 INCH (100 CM) LONG, SOFT INTERNAL SURFACE FREE OFCORRUGATION RIDGES, LATEX FREE, DISPOSABLE, STERILE." | EA | 100
MOH | منافسة تأمين لوازم العلاج التنفسي والتخدير | NPT0011/19 | 4227170500200 | MOH - PMAH | "CORRUGATED TUBE 40 INCH (100 CM) LONG, SOFT INTERNAL SURFACE FREE OFCORRUGATION RIDGES, LATEX FREE, DISPOSABLE, STERILE." | EA | 60
MOH | منافسة تأمين لوازم العلاج التنفسي والتخدير | NPT0011/19 | 4227170500300 |  | "CORRUGATED TUBE 6 INCH( 15CM )SOFT INTERNAL SURFACE FREE OF CORRUGATIONRIDGES, LATEX FREE, DISPOSABLE, STERILE" | EA | 80
MOH | منافسة تأمين لوازم العلاج التنفسي والتخدير | NPT0011/19 | 4227190322400 | MOH - Ahsa | HOLDER ENDOTRACHEAL TUBE SET, WITH PLASTIC TUBE GRIP, HOOKUP LOOP STRAPVELCRO ADJUSTABLE, FOR 6.0 ETT AND ABOVE. | EA | 800
MOH | منافسة تأمين لوازم العلاج التنفسي والتخدير | NPT0011/19 | 4227190322800 | MOH - Qonfodah | "TUBE ENDOTRACHEAL, PVC, ORAL / NASAL TYPE, PROFILE CUFF HIGH VOLUME/LOWPRESSURE, RADIOPAQUE WITH 15MM TERMINATION CONNECTOR, NUMERI CAL SCALINGEVERY 1 CM STARTING FROM INSERTION SIDE, PROPER CORRELATION BETWEENID/OD, SMOOTH FORMED MURPHY EYE AND TIP, SMOOTH TAPE RED MEMBRANE CUFF,DISPOSABLE, STERILE, SIZE, 4.5MM (ID)" | EA | 160
MOH | منافسة تأمين لوازم العلاج التنفسي والتخدير | NPT0011/19 | 4227190322800 | MOH - Riiyadh Cluster 3 | "TUBE ENDOTRACHEAL, PVC, ORAL / NASAL TYPE, PROFILE CUFF HIGH VOLUME/LOWPRESSURE, RADIOPAQUE WITH 15MM TERMINATION CONNECTOR, NUMERI CAL SCALINGEVERY 1 CM STARTING FROM INSERTION SIDE, PROPER CORRELATION BETWEENID/OD, SMOOTH FORMED MURPHY EYE AND TIP, SMOOTH TAPE RED MEMBRANE CUFF,DISPOSABLE, STERILE, SIZE, 4.5MM (ID)" | EA | 75
MOH | منافسة تأمين لوازم العلاج التنفسي والتخدير | NPT0011/19 | 4227190323100 | MOH - Qonfodah | "TUBE ENDOTRACHEAL, PVC, ORAL / NASAL TYPE, PROFILE CUFF HIGH VOLUME/LOWPRESSURE, RADIOPAQUE WITH 15MM TERMINATION CONNECTOR, NUMERIC AL SCALINGEVERY 1 CM STARTING FROM INSERTION SIDE, PROPER CORRELATION BETWEENID/OD, SMOOTH FORMED MURPHY EYE AND TIP, SMOOTH TAPER ED MEMBRANE CUFF,DISPOSABLE, STERILE, SIZE, 6.0MM (ID)" | EA | 120
MOH | منافسة تأمين لوازم العلاج التنفسي والتخدير | NPT0011/19 | 4227190323100 | MOH - Riiyadh Cluster 1 | "TUBE ENDOTRACHEAL, PVC, ORAL / NASAL TYPE, PROFILE CUFF HIGH VOLUME/LOWPRESSURE, RADIOPAQUE WITH 15MM TERMINATION CONNECTOR, NUMERIC AL SCALINGEVERY 1 CM STARTING FROM INSERTION SIDE, PROPER CORRELATION BETWEENID/OD, SMOOTH FORMED MURPHY EYE AND TIP, SMOOTH TAPER ED MEMBRANE CUFF,DISPOSABLE, STERILE, SIZE, 6.0MM (ID)" | EA | 372
MOH | منافسة تأمين لوازم العلاج التنفسي والتخدير | NPT0011/19 | 4227190323100 | MOH - Riiyadh Cluster 3 | "TUBE ENDOTRACHEAL, PVC, ORAL / NASAL TYPE, PROFILE CUFF HIGH VOLUME/LOWPRESSURE, RADIOPAQUE WITH 15MM TERMINATION CONNECTOR, NUMERIC AL SCALINGEVERY 1 CM STARTING FROM INSERTION SIDE, PROPER CORRELATION BETWEENID/OD, SMOOTH FORMED MURPHY EYE AND TIP, SMOOTH TAPER ED MEMBRANE CUFF,DISPOSABLE, STERILE, SIZE, 6.0MM (ID)" | EA | 256
MOH | منافسة تأمين لوازم العلاج التنفسي والتخدير | NPT0011/19 | 4227190323200 |  | "TUBE ENDOTRACHEAL, PVC, ORAL / NASAL TYPE, PROFILE CUFF HIGH VOLUME/LOWPRESSURE, RADIOPAQUE WITH 15MM TERMINATION CONNECTOR, NUMERIC AL SCALINGEVERY 1 CM STARTING FROM INSERTION SIDE, PROPER CORRELATION BETWEENID/OD, SMOOTH FORMED MURPHY EYE AND TIP, SMOOTH TAPER ED MEMBRANE CUFF,DISPOSABLE, STERILE, SIZE, 6.5MM (ID)" | EA | 651
MOH | منافسة تأمين لوازم العلاج التنفسي والتخدير | NPT0011/19 | 4227190323200 | MOH - Aseer Health Directorateالمديريةالعامة للشؤون الصحية عسير | "TUBE ENDOTRACHEAL, PVC, ORAL / NASAL TYPE, PROFILE CUFF HIGH VOLUME/LOWPRESSURE, RADIOPAQUE WITH 15MM TERMINATION CONNECTOR, NUMERIC AL SCALINGEVERY 1 CM STARTING FROM INSERTION SIDE, PROPER CORRELATION BETWEENID/OD, SMOOTH FORMED MURPHY EYE AND TIP, SMOOTH TAPER ED MEMBRANE CUFF,DISPOSABLE, STERILE, SIZE, 6.5MM (ID)" | EA | 840
MOH | منافسة تأمين لوازم العلاج التنفسي والتخدير | NPT0011/19 | 4227190323200 | MOH - Baha | "TUBE ENDOTRACHEAL, PVC, ORAL / NASAL TYPE, PROFILE CUFF HIGH VOLUME/LOWPRESSURE, RADIOPAQUE WITH 15MM TERMINATION CONNECTOR, NUMERIC AL SCALINGEVERY 1 CM STARTING FROM INSERTION SIDE, PROPER CORRELATION BETWEENID/OD, SMOOTH FORMED MURPHY EYE AND TIP, SMOOTH TAPER ED MEMBRANE CUFF,DISPOSABLE, STERILE, SIZE, 6.5MM (ID)" | EA | 840
MOH | منافسة تأمين لوازم العلاج التنفسي والتخدير | NPT0011/19 | 4227190323200 | MOH - Hafer Health Directorateالمديريةالعامة للشؤون الصحية حفر ال | "TUBE ENDOTRACHEAL, PVC, ORAL / NASAL TYPE, PROFILE CUFF HIGH VOLUME/LOWPRESSURE, RADIOPAQUE WITH 15MM TERMINATION CONNECTOR, NUMERIC AL SCALINGEVERY 1 CM STARTING FROM INSERTION SIDE, PROPER CORRELATION BETWEENID/OD, SMOOTH FORMED MURPHY EYE AND TIP, SMOOTH TAPER ED MEMBRANE CUFF,DISPOSABLE, STERILE, SIZE, 6.5MM (ID)" | EA | 60
MOH | منافسة تأمين لوازم العلاج التنفسي والتخدير | NPT0011/19 | 4227190323200 | MOH - Makkah | "TUBE ENDOTRACHEAL, PVC, ORAL / NASAL TYPE, PROFILE CUFF HIGH VOLUME/LOWPRESSURE, RADIOPAQUE WITH 15MM TERMINATION CONNECTOR, NUMERIC AL SCALINGEVERY 1 CM STARTING FROM INSERTION SIDE, PROPER CORRELATION BETWEENID/OD, SMOOTH FORMED MURPHY EYE AND TIP, SMOOTH TAPER ED MEMBRANE CUFF,DISPOSABLE, STERILE, SIZE, 6.5MM (ID)" | EA | 360
MOH | منافسة تأمين لوازم العلاج التنفسي والتخدير | NPT0011/19 | 4227190323200 | MOH - Riiyadh Cluster 1 | "TUBE ENDOTRACHEAL, PVC, ORAL / NASAL TYPE, PROFILE CUFF HIGH VOLUME/LOWPRESSURE, RADIOPAQUE WITH 15MM TERMINATION CONNECTOR, NUMERIC AL SCALINGEVERY 1 CM STARTING FROM INSERTION SIDE, PROPER CORRELATION BETWEENID/OD, SMOOTH FORMED MURPHY EYE AND TIP, SMOOTH TAPER ED MEMBRANE CUFF,DISPOSABLE, STERILE, SIZE, 6.5MM (ID)" | EA | 377
MOH | منافسة تأمين لوازم العلاج التنفسي والتخدير | NPT0011/19 | 4227190323200 | MOH - Riiyadh Cluster 2 | "TUBE ENDOTRACHEAL, PVC, ORAL / NASAL TYPE, PROFILE CUFF HIGH VOLUME/LOWPRESSURE, RADIOPAQUE WITH 15MM TERMINATION CONNECTOR, NUMERIC AL SCALINGEVERY 1 CM STARTING FROM INSERTION SIDE, PROPER CORRELATION BETWEENID/OD, SMOOTH FORMED MURPHY EYE AND TIP, SMOOTH TAPER ED MEMBRANE CUFF,DISPOSABLE, STERILE, SIZE, 6.5MM (ID)" | EA | 300
MOH | منافسة تأمين لوازم العلاج التنفسي والتخدير | NPT0011/19 | 4227190323200 | MOH - Riiyadh Cluster 3 | "TUBE ENDOTRACHEAL, PVC, ORAL / NASAL TYPE, PROFILE CUFF HIGH VOLUME/LOWPRESSURE, RADIOPAQUE WITH 15MM TERMINATION CONNECTOR, NUMERIC AL SCALINGEVERY 1 CM STARTING FROM INSERTION SIDE, PROPER CORRELATION BETWEENID/OD, SMOOTH FORMED MURPHY EYE AND TIP, SMOOTH TAPER ED MEMBRANE CUFF,DISPOSABLE, STERILE, SIZE, 6.5MM (ID)" | EA | 452
MOH | منافسة تأمين لوازم العلاج التنفسي والتخدير | NPT0011/19 | 4227190323300 |  | "TUBE ENDOTRACHEAL, PVC, ORAL / NASAL TYPE, PROFILE CUFF HIGH VOLUME/LOWPRESSURE, RADIOPAQUE WITH 15MM TERMINATION CONNECTOR, NUMERI CAL SCALINGEVERY 1 CM STARTING FROM INSERTION SIDE, PROPER CORRELATION BETWEENID/OD, SMOOTH FORMED MURPHY EYE AND TIP, SMOOTH TAPE RED MEMBRANE CUFF,DISPOSABLE, STERILE, SIZE, 7.0MM (ID)" | EA | 1202
MOH | منافسة تأمين لوازم العلاج التنفسي والتخدير | NPT0011/19 | 4227190323300 | MOH - Makkah | "TUBE ENDOTRACHEAL, PVC, ORAL / NASAL TYPE, PROFILE CUFF HIGH VOLUME/LOWPRESSURE, RADIOPAQUE WITH 15MM TERMINATION CONNECTOR, NUMERI CAL SCALINGEVERY 1 CM STARTING FROM INSERTION SIDE, PROPER CORRELATION BETWEENID/OD, SMOOTH FORMED MURPHY EYE AND TIP, SMOOTH TAPE RED MEMBRANE CUFF,DISPOSABLE, STERILE, SIZE, 7.0MM (ID)" | EA | 1320
MOH | منافسة تأمين لوازم العلاج التنفسي والتخدير | NPT0011/19 | 4227190323300 | MOH - Riiyadh Cluster 1 | "TUBE ENDOTRACHEAL, PVC, ORAL / NASAL TYPE, PROFILE CUFF HIGH VOLUME/LOWPRESSURE, RADIOPAQUE WITH 15MM TERMINATION CONNECTOR, NUMERI CAL SCALINGEVERY 1 CM STARTING FROM INSERTION SIDE, PROPER CORRELATION BETWEENID/OD, SMOOTH FORMED MURPHY EYE AND TIP, SMOOTH TAPE RED MEMBRANE CUFF,DISPOSABLE, STERILE, SIZE, 7.0MM (ID)" | EA | 698
MOH | منافسة تأمين لوازم العلاج التنفسي والتخدير | NPT0011/19 | 4227190323300 | MOH - Riiyadh Cluster 2 | "TUBE ENDOTRACHEAL, PVC, ORAL / NASAL TYPE, PROFILE CUFF HIGH VOLUME/LOWPRESSURE, RADIOPAQUE WITH 15MM TERMINATION CONNECTOR, NUMERI CAL SCALINGEVERY 1 CM STARTING FROM INSERTION SIDE, PROPER CORRELATION BETWEENID/OD, SMOOTH FORMED MURPHY EYE AND TIP, SMOOTH TAPE RED MEMBRANE CUFF,DISPOSABLE, STERILE, SIZE, 7.0MM (ID)" | EA | 279
MOH | منافسة تأمين لوازم العلاج التنفسي والتخدير | NPT0011/19 | 4227190323400 | MOH - KSMC | "TUBE ENDOTRACHEAL, PVC, ORAL / NASAL TYPE, PROFILE CUFF HIGH VOLUME/LOWPRESSURE, RADIOPAQUE WITH 15MM TERMINATION CONNECTOR, NUMERI CAL SCALINGEVERY 1 CM STARTING FROM INSERTION SIDE, PROPER CORRELATION BETWEENID/OD, SMOOTH FORMED MURPHY EYE AND TIP, SMOOTH TAPE RED MEMBRANE CUFF,DISPOSABLE, STERILE, SIZE, 7.5MM (ID)" | EA | 840
MOH | منافسة تأمين لوازم العلاج التنفسي والتخدير | NPT0011/19 | 4227190323400 | MOH - Qassim | "TUBE ENDOTRACHEAL, PVC, ORAL / NASAL TYPE, PROFILE CUFF HIGH VOLUME/LOWPRESSURE, RADIOPAQUE WITH 15MM TERMINATION CONNECTOR, NUMERI CAL SCALINGEVERY 1 CM STARTING FROM INSERTION SIDE, PROPER CORRELATION BETWEENID/OD, SMOOTH FORMED MURPHY EYE AND TIP, SMOOTH TAPE RED MEMBRANE CUFF,DISPOSABLE, STERILE, SIZE, 7.5MM (ID)" | EA | 1560
MOH | منافسة تأمين لوازم العلاج التنفسي والتخدير | NPT0011/19 | 4227190323400 | MOH - Riiyadh Cluster 1 | "TUBE ENDOTRACHEAL, PVC, ORAL / NASAL TYPE, PROFILE CUFF HIGH VOLUME/LOWPRESSURE, RADIOPAQUE WITH 15MM TERMINATION CONNECTOR, NUMERI CAL SCALINGEVERY 1 CM STARTING FROM INSERTION SIDE, PROPER CORRELATION BETWEENID/OD, SMOOTH FORMED MURPHY EYE AND TIP, SMOOTH TAPE RED MEMBRANE CUFF,DISPOSABLE, STERILE, SIZE, 7.5MM (ID)" | EA | 798
MOH | منافسة تأمين لوازم العلاج التنفسي والتخدير | NPT0011/19 | 4227190323400 | MOH - Riiyadh Cluster 2 | "TUBE ENDOTRACHEAL, PVC, ORAL / NASAL TYPE, PROFILE CUFF HIGH VOLUME/LOWPRESSURE, RADIOPAQUE WITH 15MM TERMINATION CONNECTOR, NUMERI CAL SCALINGEVERY 1 CM STARTING FROM INSERTION SIDE, PROPER CORRELATION BETWEENID/OD, SMOOTH FORMED MURPHY EYE AND TIP, SMOOTH TAPE RED MEMBRANE CUFF,DISPOSABLE, STERILE, SIZE, 7.5MM (ID)" | EA | 319
MOH | منافسة تأمين لوازم العلاج التنفسي والتخدير | NPT0011/19 | 4227190323400 | MOH - Riiyadh Cluster 3 | "TUBE ENDOTRACHEAL, PVC, ORAL / NASAL TYPE, PROFILE CUFF HIGH VOLUME/LOWPRESSURE, RADIOPAQUE WITH 15MM TERMINATION CONNECTOR, NUMERI CAL SCALINGEVERY 1 CM STARTING FROM INSERTION SIDE, PROPER CORRELATION BETWEENID/OD, SMOOTH FORMED MURPHY EYE AND TIP, SMOOTH TAPE RED MEMBRANE CUFF,DISPOSABLE, STERILE, SIZE, 7.5MM (ID)" | EA | 479
MOH | منافسة تأمين لوازم العلاج التنفسي والتخدير | NPT0011/19 | 4227190323500 | MOH - Aseer Health Directorateالمديريةالعامة للشؤون الصحية عسير | "TUBE ENDOTRACHEAL, PVC, ORAL / NASAL TYPE, PROFILE CUFF HIGH VOLUME/LOWPRESSURE, RADIOPAQUE WITH 15MM TERMINATION CONNECTOR, NUMERI CAL SCALINGEVERY 1 CM STARTING FROM INSERTION SIDE, PROPER CORRELATION BETWEENID/OD, SMOOTH FORMED MURPHY EYE AND TIP, SMOOTH TAPE RED MEMBRANE CUFF,DISPOSABLE, STERILE, SIZE, 8.0MM (ID)" | EA | 180
MOH | منافسة تأمين لوازم العلاج التنفسي والتخدير | NPT0011/19 | 4227190323500 | MOH - Jeddah | "TUBE ENDOTRACHEAL, PVC, ORAL / NASAL TYPE, PROFILE CUFF HIGH VOLUME/LOWPRESSURE, RADIOPAQUE WITH 15MM TERMINATION CONNECTOR, NUMERI CAL SCALINGEVERY 1 CM STARTING FROM INSERTION SIDE, PROPER CORRELATION BETWEENID/OD, SMOOTH FORMED MURPHY EYE AND TIP, SMOOTH TAPE RED MEMBRANE CUFF,DISPOSABLE, STERILE, SIZE, 8.0MM (ID)" | EA | 54
MOH | منافسة تأمين لوازم العلاج التنفسي والتخدير | NPT0011/19 | 4227190323600 | MOH - PMAH | TUBE ENDOTRACHEAL, POLYVINYL (PVC), ORAL / NASAL TYPE, PROFILE CUFF HIGHVOLUME/LOW PRESSURE, RADIOPAQUE WITH 15MM TERMINATION CONNECTOR, NUMERICAL SCALING EVERY 1 CM STARTING FROM INSERTION SIDE, PROPER CORRELATIONBETWEEN ID/OD, SMOOTH FORMED MURPHY EYE AND TIP, SMOOTH TAPER EDMEMBRANE CUFF, DISPOSABLE, STERILE, SIZE, 8.5MM (ID) | EA | 120
MOH | منافسة تأمين لوازم العلاج التنفسي والتخدير | NPT0011/19 | 4227190323700 | MOH - Jezan Health Directorateالمديريةالعامة للشؤون الصحية جازان | "TUBE ENDOTRACHEAL, POLYVINYL, PLAIN, ORAL / NASAL TYPE, RADIOPAQUE WITH15MM TERMINATION CONNECTOR, SMOOTH FORMED MURPHY EYE AND TIP, NUMERICALSCALING EVERY 1 CM STARTING FROM INSERTION SIDE, PROPER CORRELATIONBETWEEN ID/OD, DISPOSABLE, STERILE, INNER DIAMETER SI ZE, 2.5MM (ID)" | EA | 880
MOH | منافسة تأمين لوازم العلاج التنفسي والتخدير | NPT0011/19 | 4227190323700 | MOH - Joaf Health Directorateالمديريةالعامة للشؤون الصحية الجوف | "TUBE ENDOTRACHEAL, POLYVINYL, PLAIN, ORAL / NASAL TYPE, RADIOPAQUE WITH15MM TERMINATION CONNECTOR, SMOOTH FORMED MURPHY EYE AND TIP, NUMERICALSCALING EVERY 1 CM STARTING FROM INSERTION SIDE, PROPER CORRELATIONBETWEEN ID/OD, DISPOSABLE, STERILE, INNER DIAMETER SI ZE, 2.5MM (ID)" | EA | 2080
MOH | منافسة تأمين لوازم العلاج التنفسي والتخدير | NPT0011/19 | 4227190323700 | MOH - Qonfodah | "TUBE ENDOTRACHEAL, POLYVINYL, PLAIN, ORAL / NASAL TYPE, RADIOPAQUE WITH15MM TERMINATION CONNECTOR, SMOOTH FORMED MURPHY EYE AND TIP, NUMERICALSCALING EVERY 1 CM STARTING FROM INSERTION SIDE, PROPER CORRELATIONBETWEEN ID/OD, DISPOSABLE, STERILE, INNER DIAMETER SI ZE, 2.5MM (ID)" | EA | 8
MOH | منافسة تأمين لوازم العلاج التنفسي والتخدير | NPT0011/19 | 4227190323700 | MOH - Riiyadh Cluster 1 | "TUBE ENDOTRACHEAL, POLYVINYL, PLAIN, ORAL / NASAL TYPE, RADIOPAQUE WITH15MM TERMINATION CONNECTOR, SMOOTH FORMED MURPHY EYE AND TIP, NUMERICALSCALING EVERY 1 CM STARTING FROM INSERTION SIDE, PROPER CORRELATIONBETWEEN ID/OD, DISPOSABLE, STERILE, INNER DIAMETER SI ZE, 2.5MM (ID)" | EA | 483
MOH | منافسة تأمين لوازم العلاج التنفسي والتخدير | NPT0011/19 | 4227190323700 | MOH - Riiyadh Cluster 2 | "TUBE ENDOTRACHEAL, POLYVINYL, PLAIN, ORAL / NASAL TYPE, RADIOPAQUE WITH15MM TERMINATION CONNECTOR, SMOOTH FORMED MURPHY EYE AND TIP, NUMERICALSCALING EVERY 1 CM STARTING FROM INSERTION SIDE, PROPER CORRELATIONBETWEEN ID/OD, DISPOSABLE, STERILE, INNER DIAMETER SI ZE, 2.5MM (ID)" | EA | 193
MOH | منافسة تأمين لوازم العلاج التنفسي والتخدير | NPT0011/19 | 4227190323700 | MOH - Riiyadh Cluster 3 | "TUBE ENDOTRACHEAL, POLYVINYL, PLAIN, ORAL / NASAL TYPE, RADIOPAQUE WITH15MM TERMINATION CONNECTOR, SMOOTH FORMED MURPHY EYE AND TIP, NUMERICALSCALING EVERY 1 CM STARTING FROM INSERTION SIDE, PROPER CORRELATIONBETWEEN ID/OD, DISPOSABLE, STERILE, INNER DIAMETER SI ZE, 2.5MM (ID)" | EA | 290
MOH | منافسة تأمين لوازم العلاج التنفسي والتخدير | NPT0011/19 | 4227190323800 | MOH - Ahsa | "TUBE ENDOTRACHEAL, POLYVINYL, PLAIN, ORAL / NASAL TYPE, RADIOPAQUE WITH15MM TERMINATION CONNECTOR, SMOOTH FORMED MURPHY EYE AND TIP, NUMERICALSCALING EVERY 1 CM STARTING FROM INSERTION SIDE, PROPER CORRELATIONBETWEEN ID/OD, DISPOSABLE, STERILE, INNER DIAMETER SI ZE, 3.0MM (ID)" | EA | 800
MOH | منافسة تأمين لوازم العلاج التنفسي والتخدير | NPT0011/19 | 4227190323800 | MOH - Aseer Health Directorateالمديريةالعامة للشؤون الصحية عسير | "TUBE ENDOTRACHEAL, POLYVINYL, PLAIN, ORAL / NASAL TYPE, RADIOPAQUE WITH15MM TERMINATION CONNECTOR, SMOOTH FORMED MURPHY EYE AND TIP, NUMERICALSCALING EVERY 1 CM STARTING FROM INSERTION SIDE, PROPER CORRELATIONBETWEEN ID/OD, DISPOSABLE, STERILE, INNER DIAMETER SI ZE, 3.0MM (ID)" | EA | 112
MOH | منافسة تأمين لوازم العلاج التنفسي والتخدير | NPT0011/19 | 4227190323800 | MOH - Hafer Health Directorateالمديريةالعامة للشؤون الصحية حفر ال | "TUBE ENDOTRACHEAL, POLYVINYL, PLAIN, ORAL / NASAL TYPE, RADIOPAQUE WITH15MM TERMINATION CONNECTOR, SMOOTH FORMED MURPHY EYE AND TIP, NUMERICALSCALING EVERY 1 CM STARTING FROM INSERTION SIDE, PROPER CORRELATIONBETWEEN ID/OD, DISPOSABLE, STERILE, INNER DIAMETER SI ZE, 3.0MM (ID)" | EA | 220
MOH | منافسة تأمين لوازم العلاج التنفسي والتخدير | NPT0011/19 | 4227190323800 | MOH - Jeddah | "TUBE ENDOTRACHEAL, POLYVINYL, PLAIN, ORAL / NASAL TYPE, RADIOPAQUE WITH15MM TERMINATION CONNECTOR, SMOOTH FORMED MURPHY EYE AND TIP, NUMERICALSCALING EVERY 1 CM STARTING FROM INSERTION SIDE, PROPER CORRELATIONBETWEEN ID/OD, DISPOSABLE, STERILE, INNER DIAMETER SI ZE, 3.0MM (ID)" | EA | 480
MOH | منافسة تأمين لوازم العلاج التنفسي والتخدير | NPT0011/19 | 4227190323800 | MOH - Jezan Health Directorateالمديريةالعامة للشؤون الصحية جازان | "TUBE ENDOTRACHEAL, POLYVINYL, PLAIN, ORAL / NASAL TYPE, RADIOPAQUE WITH15MM TERMINATION CONNECTOR, SMOOTH FORMED MURPHY EYE AND TIP, NUMERICALSCALING EVERY 1 CM STARTING FROM INSERTION SIDE, PROPER CORRELATIONBETWEEN ID/OD, DISPOSABLE, STERILE, INNER DIAMETER SI ZE, 3.0MM (ID)" | EA | 640
MOH | منافسة تأمين لوازم العلاج التنفسي والتخدير | NPT0011/19 | 4227190323800 | MOH - Qorayat Health Directorateالمديريةالعامة للشؤون الصحية القريا | "TUBE ENDOTRACHEAL, POLYVINYL, PLAIN, ORAL / NASAL TYPE, RADIOPAQUE WITH15MM TERMINATION CONNECTOR, SMOOTH FORMED MURPHY EYE AND TIP, NUMERICALSCALING EVERY 1 CM STARTING FROM INSERTION SIDE, PROPER CORRELATIONBETWEEN ID/OD, DISPOSABLE, STERILE, INNER DIAMETER SI ZE, 3.0MM (ID)" | EA | 80
MOH | منافسة تأمين لوازم العلاج التنفسي والتخدير | NPT0011/19 | 4227190323900 | MOH - Beshah Health Directorateالمديريةالعامة للشؤون الصحية بيشه | "TUBE ENDOTRACHEAL, POLYVINYL, PLAIN, ORAL / NASAL TYPE, RADIOPAQUE WITH15MM TERMINATION CONNECTOR, SMOOTH FORMED MURPHY EYE AND TIP, NUMERICALSCALING EVERY 1 CM STARTING FROM INSERTION SIDE, PROPER CORRELATIONBETWEEN ID/OD, DISPOSABLE, STERILE, INNER DIAMETER SI ZE, 3.5MM (ID)" | EA | 80
MOH | منافسة تأمين لوازم العلاج التنفسي والتخدير | NPT0011/19 | 4227190323900 | MOH - Jezan Health Directorateالمديريةالعامة للشؤون الصحية جازان | "TUBE ENDOTRACHEAL, POLYVINYL, PLAIN, ORAL / NASAL TYPE, RADIOPAQUE WITH15MM TERMINATION CONNECTOR, SMOOTH FORMED MURPHY EYE AND TIP, NUMERICALSCALING EVERY 1 CM STARTING FROM INSERTION SIDE, PROPER CORRELATIONBETWEEN ID/OD, DISPOSABLE, STERILE, INNER DIAMETER SI ZE, 3.5MM (ID)" | EA | 880
MOH | منافسة تأمين لوازم العلاج التنفسي والتخدير | NPT0011/19 | 4227190323900 | MOH - Joaf Health Directorateالمديريةالعامة للشؤون الصحية الجوف | "TUBE ENDOTRACHEAL, POLYVINYL, PLAIN, ORAL / NASAL TYPE, RADIOPAQUE WITH15MM TERMINATION CONNECTOR, SMOOTH FORMED MURPHY EYE AND TIP, NUMERICALSCALING EVERY 1 CM STARTING FROM INSERTION SIDE, PROPER CORRELATIONBETWEEN ID/OD, DISPOSABLE, STERILE, INNER DIAMETER SI ZE, 3.5MM (ID)" | EA | 640
MOH | منافسة تأمين لوازم العلاج التنفسي والتخدير | NPT0011/19 | 4227190323900 | MOH - Riiyadh Cluster 1 | "TUBE ENDOTRACHEAL, POLYVINYL, PLAIN, ORAL / NASAL TYPE, RADIOPAQUE WITH15MM TERMINATION CONNECTOR, SMOOTH FORMED MURPHY EYE AND TIP, NUMERICALSCALING EVERY 1 CM STARTING FROM INSERTION SIDE, PROPER CORRELATIONBETWEEN ID/OD, DISPOSABLE, STERILE, INNER DIAMETER SI ZE, 3.5MM (ID)" | EA | 622
MOH | منافسة تأمين لوازم العلاج التنفسي والتخدير | NPT0011/19 | 4227190323900 | MOH - Riiyadh Cluster 2 | "TUBE ENDOTRACHEAL, POLYVINYL, PLAIN, ORAL / NASAL TYPE, RADIOPAQUE WITH15MM TERMINATION CONNECTOR, SMOOTH FORMED MURPHY EYE AND TIP, NUMERICALSCALING EVERY 1 CM STARTING FROM INSERTION SIDE, PROPER CORRELATIONBETWEEN ID/OD, DISPOSABLE, STERILE, INNER DIAMETER SI ZE, 3.5MM (ID)" | EA | 249
MOH | منافسة تأمين لوازم العلاج التنفسي والتخدير | NPT0011/19 | 4227190323900 | MOH - Riiyadh Cluster 3 | "TUBE ENDOTRACHEAL, POLYVINYL, PLAIN, ORAL / NASAL TYPE, RADIOPAQUE WITH15MM TERMINATION CONNECTOR, SMOOTH FORMED MURPHY EYE AND TIP, NUMERICALSCALING EVERY 1 CM STARTING FROM INSERTION SIDE, PROPER CORRELATIONBETWEEN ID/OD, DISPOSABLE, STERILE, INNER DIAMETER SI ZE, 3.5MM (ID)" | EA | 373
MOH | منافسة تأمين لوازم العلاج التنفسي والتخدير | NPT0011/19 | 4227190324000 | MOH - Hael Health Directorateالمديريةالعامة للشؤون الصحية حائل | "TUBE ENDOTRACHEAL, POLYVINYL, PLAIN, ORAL / NASAL TYPE, RADIOPAQUE WITH15MM TERMINATION CONNECTOR, SMOOTH FORMED MURPHY EYE AND TIP, NUMERICALSCALING EVERY 1 CM STARTING FROM INSERTION SIDE, PROPER CORRELATIONBETWEEN ID/OD, DISPOSABLE, STERILE, INNER DIAMETER SI ZE, 4.0MM (ID)" | EA | 800
MOH | منافسة تأمين لوازم العلاج التنفسي والتخدير | NPT0011/19 | 4227190324000 | MOH - Hafer Health Directorateالمديريةالعامة للشؤون الصحية حفر ال | "TUBE ENDOTRACHEAL, POLYVINYL, PLAIN, ORAL / NASAL TYPE, RADIOPAQUE WITH15MM TERMINATION CONNECTOR, SMOOTH FORMED MURPHY EYE AND TIP, NUMERICALSCALING EVERY 1 CM STARTING FROM INSERTION SIDE, PROPER CORRELATIONBETWEEN ID/OD, DISPOSABLE, STERILE, INNER DIAMETER SI ZE, 4.0MM (ID)" | EA | 320
MOH | منافسة تأمين لوازم العلاج التنفسي والتخدير | NPT0011/19 | 4227190324000 | MOH - Jezan Health Directorateالمديريةالعامة للشؤون الصحية جازان | "TUBE ENDOTRACHEAL, POLYVINYL, PLAIN, ORAL / NASAL TYPE, RADIOPAQUE WITH15MM TERMINATION CONNECTOR, SMOOTH FORMED MURPHY EYE AND TIP, NUMERICALSCALING EVERY 1 CM STARTING FROM INSERTION SIDE, PROPER CORRELATIONBETWEEN ID/OD, DISPOSABLE, STERILE, INNER DIAMETER SI ZE, 4.0MM (ID)" | EA | 480
MOH | منافسة تأمين لوازم العلاج التنفسي والتخدير | NPT0011/19 | 4227190324000 | MOH - Qorayat Health Directorateالمديريةالعامة للشؤون الصحية القريا | "TUBE ENDOTRACHEAL, POLYVINYL, PLAIN, ORAL / NASAL TYPE, RADIOPAQUE WITH15MM TERMINATION CONNECTOR, SMOOTH FORMED MURPHY EYE AND TIP, NUMERICALSCALING EVERY 1 CM STARTING FROM INSERTION SIDE, PROPER CORRELATIONBETWEEN ID/OD, DISPOSABLE, STERILE, INNER DIAMETER SI ZE, 4.0MM (ID)" | EA | 400
MOH | منافسة تأمين لوازم العلاج التنفسي والتخدير | NPT0011/19 | 4227190324000 | MOH - Riiyadh Cluster 3 | "TUBE ENDOTRACHEAL, POLYVINYL, PLAIN, ORAL / NASAL TYPE, RADIOPAQUE WITH15MM TERMINATION CONNECTOR, SMOOTH FORMED MURPHY EYE AND TIP, NUMERICALSCALING EVERY 1 CM STARTING FROM INSERTION SIDE, PROPER CORRELATIONBETWEEN ID/OD, DISPOSABLE, STERILE, INNER DIAMETER SI ZE, 4.0MM (ID)" | EA | 81
MOH | منافسة تأمين لوازم العلاج التنفسي والتخدير | NPT0011/19 | 4227190324100 |  | "TUBE ENDOTRACHEAL, POLYVINYL, PLAIN, ORAL / NASAL TYPE, RADIOPAQUE WITH15MM TERMINATION CONNECTOR, SMOOTH FORMED MURPHY EYE AND TIP, NUMERICALSCALING EVERY 1 CM STARTING FROM INSERTION SIDE, PROPER CORRELATIONBETWEEN ID/OD, DISPOSABLE, STERILE, INNER DIAMETER S IZE, 4.5MM (ID)" | EA | 480
MOH | منافسة تأمين لوازم العلاج التنفسي والتخدير | NPT0011/19 | 4227190324100 | MOH - Ahsa | "TUBE ENDOTRACHEAL, POLYVINYL, PLAIN, ORAL / NASAL TYPE, RADIOPAQUE WITH15MM TERMINATION CONNECTOR, SMOOTH FORMED MURPHY EYE AND TIP, NUMERICALSCALING EVERY 1 CM STARTING FROM INSERTION SIDE, PROPER CORRELATIONBETWEEN ID/OD, DISPOSABLE, STERILE, INNER DIAMETER S IZE, 4.5MM (ID)" | EA | 400
MOH | منافسة تأمين لوازم العلاج التنفسي والتخدير | NPT0011/19 | 4227190324100 | MOH - Baha | "TUBE ENDOTRACHEAL, POLYVINYL, PLAIN, ORAL / NASAL TYPE, RADIOPAQUE WITH15MM TERMINATION CONNECTOR, SMOOTH FORMED MURPHY EYE AND TIP, NUMERICALSCALING EVERY 1 CM STARTING FROM INSERTION SIDE, PROPER CORRELATIONBETWEEN ID/OD, DISPOSABLE, STERILE, INNER DIAMETER S IZE, 4.5MM (ID)" | EA | 800
MOH | منافسة تأمين لوازم العلاج التنفسي والتخدير | NPT0011/19 | 4227190324100 | MOH - Hael Health Directorateالمديريةالعامة للشؤون الصحية حائل | "TUBE ENDOTRACHEAL, POLYVINYL, PLAIN, ORAL / NASAL TYPE, RADIOPAQUE WITH15MM TERMINATION CONNECTOR, SMOOTH FORMED MURPHY EYE AND TIP, NUMERICALSCALING EVERY 1 CM STARTING FROM INSERTION SIDE, PROPER CORRELATIONBETWEEN ID/OD, DISPOSABLE, STERILE, INNER DIAMETER S IZE, 4.5MM (ID)" | EA | 400
MOH | منافسة تأمين لوازم العلاج التنفسي والتخدير | NPT0011/19 | 4227190324100 | MOH - Hafer Health Directorateالمديريةالعامة للشؤون الصحية حفر ال | "TUBE ENDOTRACHEAL, POLYVINYL, PLAIN, ORAL / NASAL TYPE, RADIOPAQUE WITH15MM TERMINATION CONNECTOR, SMOOTH FORMED MURPHY EYE AND TIP, NUMERICALSCALING EVERY 1 CM STARTING FROM INSERTION SIDE, PROPER CORRELATIONBETWEEN ID/OD, DISPOSABLE, STERILE, INNER DIAMETER S IZE, 4.5MM (ID)" | EA | 160
MOH | منافسة تأمين لوازم العلاج التنفسي والتخدير | NPT0011/19 | 4227190324100 | MOH - Jezan Health Directorateالمديريةالعامة للشؤون الصحية جازان | "TUBE ENDOTRACHEAL, POLYVINYL, PLAIN, ORAL / NASAL TYPE, RADIOPAQUE WITH15MM TERMINATION CONNECTOR, SMOOTH FORMED MURPHY EYE AND TIP, NUMERICALSCALING EVERY 1 CM STARTING FROM INSERTION SIDE, PROPER CORRELATIONBETWEEN ID/OD, DISPOSABLE, STERILE, INNER DIAMETER S IZE, 4.5MM (ID)" | EA | 480
MOH | منافسة تأمين لوازم العلاج التنفسي والتخدير | NPT0011/19 | 4227190324100 | MOH - KSMC | "TUBE ENDOTRACHEAL, POLYVINYL, PLAIN, ORAL / NASAL TYPE, RADIOPAQUE WITH15MM TERMINATION CONNECTOR, SMOOTH FORMED MURPHY EYE AND TIP, NUMERICALSCALING EVERY 1 CM STARTING FROM INSERTION SIDE, PROPER CORRELATIONBETWEEN ID/OD, DISPOSABLE, STERILE, INNER DIAMETER S IZE, 4.5MM (ID)" | EA | 480
MOH | منافسة تأمين لوازم العلاج التنفسي والتخدير | NPT0011/19 | 4227190324100 | MOH - Makkah | "TUBE ENDOTRACHEAL, POLYVINYL, PLAIN, ORAL / NASAL TYPE, RADIOPAQUE WITH15MM TERMINATION CONNECTOR, SMOOTH FORMED MURPHY EYE AND TIP, NUMERICALSCALING EVERY 1 CM STARTING FROM INSERTION SIDE, PROPER CORRELATIONBETWEEN ID/OD, DISPOSABLE, STERILE, INNER DIAMETER S IZE, 4.5MM (ID)" | EA | 480
MOH | منافسة تأمين لوازم العلاج التنفسي والتخدير | NPT0011/19 | 4227190324100 | MOH - Qorayat Health Directorateالمديريةالعامة للشؤون الصحية القريا | "TUBE ENDOTRACHEAL, POLYVINYL, PLAIN, ORAL / NASAL TYPE, RADIOPAQUE WITH15MM TERMINATION CONNECTOR, SMOOTH FORMED MURPHY EYE AND TIP, NUMERICALSCALING EVERY 1 CM STARTING FROM INSERTION SIDE, PROPER CORRELATIONBETWEEN ID/OD, DISPOSABLE, STERILE, INNER DIAMETER S IZE, 4.5MM (ID)" | EA | 160
MOH | منافسة تأمين لوازم العلاج التنفسي والتخدير | NPT0011/19 | 4227190324100 | MOH - Riiyadh Cluster 1 | "TUBE ENDOTRACHEAL, POLYVINYL, PLAIN, ORAL / NASAL TYPE, RADIOPAQUE WITH15MM TERMINATION CONNECTOR, SMOOTH FORMED MURPHY EYE AND TIP, NUMERICALSCALING EVERY 1 CM STARTING FROM INSERTION SIDE, PROPER CORRELATIONBETWEEN ID/OD, DISPOSABLE, STERILE, INNER DIAMETER S IZE, 4.5MM (ID)" | EA | 295
MOH | منافسة تأمين لوازم العلاج التنفسي والتخدير | NPT0011/19 | 4227190324100 | MOH - Riiyadh Cluster 2 | "TUBE ENDOTRACHEAL, POLYVINYL, PLAIN, ORAL / NASAL TYPE, RADIOPAQUE WITH15MM TERMINATION CONNECTOR, SMOOTH FORMED MURPHY EYE AND TIP, NUMERICALSCALING EVERY 1 CM STARTING FROM INSERTION SIDE, PROPER CORRELATIONBETWEEN ID/OD, DISPOSABLE, STERILE, INNER DIAMETER S IZE, 4.5MM (ID)" | EA | 118
MOH | منافسة تأمين لوازم العلاج التنفسي والتخدير | NPT0011/19 | 4227190324100 | MOH - Riiyadh Cluster 3 | "TUBE ENDOTRACHEAL, POLYVINYL, PLAIN, ORAL / NASAL TYPE, RADIOPAQUE WITH15MM TERMINATION CONNECTOR, SMOOTH FORMED MURPHY EYE AND TIP, NUMERICALSCALING EVERY 1 CM STARTING FROM INSERTION SIDE, PROPER CORRELATIONBETWEEN ID/OD, DISPOSABLE, STERILE, INNER DIAMETER S IZE, 4.5MM (ID)" | EA | 176
MOH | منافسة تأمين لوازم العلاج التنفسي والتخدير | NPT0011/19 | 4227190324100 | MOH - Tabouk Health Directorateالمديريةالعامة للشؤون الصحية تبوك | "TUBE ENDOTRACHEAL, POLYVINYL, PLAIN, ORAL / NASAL TYPE, RADIOPAQUE WITH15MM TERMINATION CONNECTOR, SMOOTH FORMED MURPHY EYE AND TIP, NUMERICALSCALING EVERY 1 CM STARTING FROM INSERTION SIDE, PROPER CORRELATIONBETWEEN ID/OD, DISPOSABLE, STERILE, INNER DIAMETER S IZE, 4.5MM (ID)" | EA | 240
MOH | منافسة تأمين لوازم العلاج التنفسي والتخدير | NPT0011/19 | 4227190324100 | MOH - Taif Health Clusterالتجمع الصحي بالطائف | "TUBE ENDOTRACHEAL, POLYVINYL, PLAIN, ORAL / NASAL TYPE, RADIOPAQUE WITH15MM TERMINATION CONNECTOR, SMOOTH FORMED MURPHY EYE AND TIP, NUMERICALSCALING EVERY 1 CM STARTING FROM INSERTION SIDE, PROPER CORRELATIONBETWEEN ID/OD, DISPOSABLE, STERILE, INNER DIAMETER S IZE, 4.5MM (ID)" | EA | 140
MOH | منافسة تأمين لوازم العلاج التنفسي والتخدير | NPT0011/19 | 4227190324200 | MOH - Hael Health Directorateالمديريةالعامة للشؤون الصحية حائل | "TUBE ENDOTRACHEAL, POLYVINYL, PLAIN, ORAL / NASAL TYPE, RADIOPAQUE WITH15MM TERMINATION CONNECTOR, SMOOTH FORMED MURPHY EYE AND TIP, NUMERICALSCALING EVERY 1 CM STARTING FROM INSERTION SIDE, PROPER CORRELATIONBETWEEN ID/OD, DISPOSABLE, STERILE, INNER DIAMETER SI ZE, 5.0MM (ID)" | EA | 1038
MOH | منافسة تأمين لوازم العلاج التنفسي والتخدير | NPT0011/19 | 4227190324200 | MOH - Hafer Health Directorateالمديريةالعامة للشؤون الصحية حفر ال | "TUBE ENDOTRACHEAL, POLYVINYL, PLAIN, ORAL / NASAL TYPE, RADIOPAQUE WITH15MM TERMINATION CONNECTOR, SMOOTH FORMED MURPHY EYE AND TIP, NUMERICALSCALING EVERY 1 CM STARTING FROM INSERTION SIDE, PROPER CORRELATIONBETWEEN ID/OD, DISPOSABLE, STERILE, INNER DIAMETER SI ZE, 5.0MM (ID)" | EA | 80
MOH | منافسة تأمين لوازم العلاج التنفسي والتخدير | NPT0011/19 | 4227190324200 | MOH - Qorayat Health Directorateالمديريةالعامة للشؤون الصحية القريا | "TUBE ENDOTRACHEAL, POLYVINYL, PLAIN, ORAL / NASAL TYPE, RADIOPAQUE WITH15MM TERMINATION CONNECTOR, SMOOTH FORMED MURPHY EYE AND TIP, NUMERICALSCALING EVERY 1 CM STARTING FROM INSERTION SIDE, PROPER CORRELATIONBETWEEN ID/OD, DISPOSABLE, STERILE, INNER DIAMETER SI ZE, 5.0MM (ID)" | EA | 160
MOH | منافسة تأمين لوازم العلاج التنفسي والتخدير | NPT0011/19 | 4227190324200 | MOH - Riiyadh Cluster 1 | "TUBE ENDOTRACHEAL, POLYVINYL, PLAIN, ORAL / NASAL TYPE, RADIOPAQUE WITH15MM TERMINATION CONNECTOR, SMOOTH FORMED MURPHY EYE AND TIP, NUMERICALSCALING EVERY 1 CM STARTING FROM INSERTION SIDE, PROPER CORRELATIONBETWEEN ID/OD, DISPOSABLE, STERILE, INNER DIAMETER SI ZE, 5.0MM (ID)" | EA | 118
MOH | منافسة تأمين لوازم العلاج التنفسي والتخدير | NPT0011/19 | 4227190324300 | MOH - Hael Health Directorateالمديريةالعامة للشؤون الصحية حائل | "TUBE ENDOTRACHEAL, POLYVINYL, PLAIN, ORAL / NASAL TYPE, RADIOPAQUE WITH15MM TERMINATION CONNECTOR, SMOOTH FORMED MURPHY EYE AND TIP, NUMERICALSCALING EVERY 1 CM STARTING FROM INSERTION SIDE, PROPER CORRELATIONBETWEEN ID/OD, DISPOSABLE, STERILE, INNER DIAMETER SI ZE, 5.5MM (ID)" | EA | 1018
MOH | منافسة تأمين لوازم العلاج التنفسي والتخدير | NPT0011/19 | 4227190324400 | MOH - Ahsa | "TUBE ENDOTRACHEAL, POLYVINYL, PLAIN, ORAL / NASAL TYPE, RADIOPAQUE WITH15MM TERMINATION CONNECTOR, SMOOTH FORMED MURPHY EYE AND TIP, NUMERICALSCALING EVERY 1 CM STARTING FROM INSERTION SIDE, PROPER CORRELATIONBETWEEN ID/OD, DISPOSABLE, STERILE, INNER DIAMETER SI ZE, 6.0MM (ID)" | EA | 240
MOH | منافسة تأمين لوازم العلاج التنفسي والتخدير | NPT0011/19 | 4227190325500 | MOH - Hael Health Directorateالمديريةالعامة للشؤون الصحية حائل | "TUBE ENDOTRACHEAL, PVC, ORAL / NASAL TYPE, TAPERED CUFF, WITH PILOTCUFF MARKED WITH TUBE SIZE, RADIOPAQUE WITH 15MM TERMINATION CONNECTOR,SMOOTH FORMED MURPHY EYE AND TIP, WITH SUBGLOTTIC SUCTION PORT LOCATEDJUST ABOVE THE CUFF, TUBE LINES MUST ALLOW FOR TUBE SHORTENING,NUMERICAL SCALING EVERY 1 CM STARTING FROM INSERTION SIDE, PROPERCORRELATION BETWEEN ID/OD, DISPOSABLE, STERILE, SIZE 7.5MM (ID)" | EA | 830
MOH | منافسة تأمين لوازم العلاج التنفسي والتخدير | NPT0011/19 | 4227190325900 | MOH - Ahsa | "TUBE ENDOTRACHEAL, RAE- PREFORMED, PVC, UNCUFFED, ORAL TYPE, RADIOPAQUEWITH 15MM TERMINATION CONNECTOR, SMOOTH FORMED MURPHY EYE AND TIP,NUMERICAL SCALING EVERY 1 CM STARTING FROM INSERTION SIDE, PROPERCORRELATION BETWEEN ID/OD, DISPOSABLE, STERILE, SIZE, 3.0MM ( ID)" | EA | 2
MOH | منافسة تأمين لوازم العلاج التنفسي والتخدير | NPT0011/19 | 4227190325900 | MOH - Makkah | "TUBE ENDOTRACHEAL, RAE- PREFORMED, PVC, UNCUFFED, ORAL TYPE, RADIOPAQUEWITH 15MM TERMINATION CONNECTOR, SMOOTH FORMED MURPHY EYE AND TIP,NUMERICAL SCALING EVERY 1 CM STARTING FROM INSERTION SIDE, PROPERCORRELATION BETWEEN ID/OD, DISPOSABLE, STERILE, SIZE, 3.0MM ( ID)" | EA | 12
MOH | منافسة تأمين لوازم العلاج التنفسي والتخدير | NPT0011/19 | 4227190326000 | MOH - Ahsa | "TUBE ENDOTRACHEAL, RAE- PREFORMED, PVC, UNCUFFED, ORAL TYPE, RADIOPAQUEWITH 15MM TERMINATION CONNECTOR, SMOOTH FORMED MURPHY EYE AND TIP,NUMERICAL SCALING EVERY 1 CM STARTING FROM INSERTION SIDE, PROPERCORRELATION BETWEEN ID/OD, DISPOSABLE, STERILE, SIZE, 3.5MM ( ID)" | EA | 70
MOH | منافسة تأمين لوازم العلاج التنفسي والتخدير | NPT0011/19 | 4227190326000 | MOH - Baha | "TUBE ENDOTRACHEAL, RAE- PREFORMED, PVC, UNCUFFED, ORAL TYPE, RADIOPAQUEWITH 15MM TERMINATION CONNECTOR, SMOOTH FORMED MURPHY EYE AND TIP,NUMERICAL SCALING EVERY 1 CM STARTING FROM INSERTION SIDE, PROPERCORRELATION BETWEEN ID/OD, DISPOSABLE, STERILE, SIZE, 3.5MM ( ID)" | EA | 94
MOH | منافسة تأمين لوازم العلاج التنفسي والتخدير | NPT0011/19 | 4227190326000 | MOH - Riiyadh Cluster 1 | "TUBE ENDOTRACHEAL, RAE- PREFORMED, PVC, UNCUFFED, ORAL TYPE, RADIOPAQUEWITH 15MM TERMINATION CONNECTOR, SMOOTH FORMED MURPHY EYE AND TIP,NUMERICAL SCALING EVERY 1 CM STARTING FROM INSERTION SIDE, PROPERCORRELATION BETWEEN ID/OD, DISPOSABLE, STERILE, SIZE, 3.5MM ( ID)" | EA | 81
MOH | منافسة تأمين لوازم العلاج التنفسي والتخدير | NPT0011/19 | 4227190326000 | MOH - Riiyadh Cluster 3 | "TUBE ENDOTRACHEAL, RAE- PREFORMED, PVC, UNCUFFED, ORAL TYPE, RADIOPAQUEWITH 15MM TERMINATION CONNECTOR, SMOOTH FORMED MURPHY EYE AND TIP,NUMERICAL SCALING EVERY 1 CM STARTING FROM INSERTION SIDE, PROPERCORRELATION BETWEEN ID/OD, DISPOSABLE, STERILE, SIZE, 3.5MM ( ID)" | EA | 32
MOH | منافسة تأمين لوازم العلاج التنفسي والتخدير | NPT0011/19 | 4227190326100 | MOH - Ahsa | "TUBE ENDOTRACHEAL, RAE- PREFORMED, PVC, UNCUFFED, ORAL TYPE, RADIOPAQUEWITH 15MM TERMINATION CONNECTOR, SMOOTH FORMED MURPHY EYE AND TIP,NUMERICAL SCALING EVERY 1 CM STARTING FROM INSERTION SIDE, PROPERCORRELATION BETWEEN ID/OD, DISPOSABLE, STERILE, SIZE, 4.0MM ( ID)" | EA | 72
MOH | منافسة تأمين لوازم العلاج التنفسي والتخدير | NPT0011/19 | 4227190326100 | MOH - Aseer Health Directorateالمديريةالعامة للشؤون الصحية عسير | "TUBE ENDOTRACHEAL, RAE- PREFORMED, PVC, UNCUFFED, ORAL TYPE, RADIOPAQUEWITH 15MM TERMINATION CONNECTOR, SMOOTH FORMED MURPHY EYE AND TIP,NUMERICAL SCALING EVERY 1 CM STARTING FROM INSERTION SIDE, PROPERCORRELATION BETWEEN ID/OD, DISPOSABLE, STERILE, SIZE, 4.0MM ( ID)" | EA | 1
MOH | منافسة تأمين لوازم العلاج التنفسي والتخدير | NPT0011/19 | 4227190326100 | MOH - Qassim | "TUBE ENDOTRACHEAL, RAE- PREFORMED, PVC, UNCUFFED, ORAL TYPE, RADIOPAQUEWITH 15MM TERMINATION CONNECTOR, SMOOTH FORMED MURPHY EYE AND TIP,NUMERICAL SCALING EVERY 1 CM STARTING FROM INSERTION SIDE, PROPERCORRELATION BETWEEN ID/OD, DISPOSABLE, STERILE, SIZE, 4.0MM ( ID)" | EA | 10
MOH | منافسة تأمين لوازم العلاج التنفسي والتخدير | NPT0011/19 | 4227190326100 | MOH - Riiyadh Cluster 1 | "TUBE ENDOTRACHEAL, RAE- PREFORMED, PVC, UNCUFFED, ORAL TYPE, RADIOPAQUEWITH 15MM TERMINATION CONNECTOR, SMOOTH FORMED MURPHY EYE AND TIP,NUMERICAL SCALING EVERY 1 CM STARTING FROM INSERTION SIDE, PROPERCORRELATION BETWEEN ID/OD, DISPOSABLE, STERILE, SIZE, 4.0MM ( ID)" | EA | 82
MOH | منافسة تأمين لوازم العلاج التنفسي والتخدير | NPT0011/19 | 4227190326100 | MOH - Riiyadh Cluster 2 | "TUBE ENDOTRACHEAL, RAE- PREFORMED, PVC, UNCUFFED, ORAL TYPE, RADIOPAQUEWITH 15MM TERMINATION CONNECTOR, SMOOTH FORMED MURPHY EYE AND TIP,NUMERICAL SCALING EVERY 1 CM STARTING FROM INSERTION SIDE, PROPERCORRELATION BETWEEN ID/OD, DISPOSABLE, STERILE, SIZE, 4.0MM ( ID)" | EA | 16
MOH | منافسة تأمين لوازم العلاج التنفسي والتخدير | NPT0011/19 | 4227190326100 | MOH - Riiyadh Cluster 2 | "TUBE ENDOTRACHEAL, RAE- PREFORMED, PVC, UNCUFFED, ORAL TYPE, RADIOPAQUEWITH 15MM TERMINATION CONNECTOR, SMOOTH FORMED MURPHY EYE AND TIP,NUMERICAL SCALING EVERY 1 CM STARTING FROM INSERTION SIDE, PROPERCORRELATION BETWEEN ID/OD, DISPOSABLE, STERILE, SIZE, 4.0MM ( ID)" | ST | 16
MOH | منافسة تأمين لوازم العلاج التنفسي والتخدير | NPT0011/19 | 4227190326200 | MOH - KSMC | "TUBE ENDOTRACHEAL, RAE- PREFORMED, PVC, UNCUFFED, ORAL TYPE, RADIOPAQUEWITH 15MM TERMINATION CONNECTOR, SMOOTH FORMED MURPHY EYE AND TIP,NUMERICAL SCALING EVERY 1 CM STARTING FROM INSERTION SIDE, PROPERCORRELATION BETWEEN ID/OD, DISPOSABLE, STERILE, SIZE, 5.0MM ( ID)" | EA | 11
MOH | منافسة تأمين لوازم العلاج التنفسي والتخدير | NPT0011/19 | 4227190326200 | MOH - Qassim | "TUBE ENDOTRACHEAL, RAE- PREFORMED, PVC, UNCUFFED, ORAL TYPE, RADIOPAQUEWITH 15MM TERMINATION CONNECTOR, SMOOTH FORMED MURPHY EYE AND TIP,NUMERICAL SCALING EVERY 1 CM STARTING FROM INSERTION SIDE, PROPERCORRELATION BETWEEN ID/OD, DISPOSABLE, STERILE, SIZE, 5.0MM ( ID)" | EA | 24
MOH | منافسة تأمين لوازم العلاج التنفسي والتخدير | NPT0011/19 | 4227190326200 | MOH - Riiyadh Cluster 1 | "TUBE ENDOTRACHEAL, RAE- PREFORMED, PVC, UNCUFFED, ORAL TYPE, RADIOPAQUEWITH 15MM TERMINATION CONNECTOR, SMOOTH FORMED MURPHY EYE AND TIP,NUMERICAL SCALING EVERY 1 CM STARTING FROM INSERTION SIDE, PROPERCORRELATION BETWEEN ID/OD, DISPOSABLE, STERILE, SIZE, 5.0MM ( ID)" | EA | 27
MOH | منافسة تأمين لوازم العلاج التنفسي والتخدير | NPT0011/19 | 4227190326200 | MOH - Riiyadh Cluster 2 | "TUBE ENDOTRACHEAL, RAE- PREFORMED, PVC, UNCUFFED, ORAL TYPE, RADIOPAQUEWITH 15MM TERMINATION CONNECTOR, SMOOTH FORMED MURPHY EYE AND TIP,NUMERICAL SCALING EVERY 1 CM STARTING FROM INSERTION SIDE, PROPERCORRELATION BETWEEN ID/OD, DISPOSABLE, STERILE, SIZE, 5.0MM ( ID)" | EA | 44
MOH | منافسة تأمين لوازم العلاج التنفسي والتخدير | NPT0011/19 | 4227190326200 | MOH - Riiyadh Cluster 3 | "TUBE ENDOTRACHEAL, RAE- PREFORMED, PVC, UNCUFFED, ORAL TYPE, RADIOPAQUEWITH 15MM TERMINATION CONNECTOR, SMOOTH FORMED MURPHY EYE AND TIP,NUMERICAL SCALING EVERY 1 CM STARTING FROM INSERTION SIDE, PROPERCORRELATION BETWEEN ID/OD, DISPOSABLE, STERILE, SIZE, 5.0MM ( ID)" | EA | 16
MOH | منافسة تأمين لوازم العلاج التنفسي والتخدير | NPT0011/19 | 4227190326300 | MOH - Ahsa | "TUBE ENDOTRACHEAL, RAE- PREFORMED, PVC, UNCUFFED, ORAL TYPE, RADIOPAQUEWITH 15MM TERMINATION CONNECTOR, SMOOTH FORMED MURPHY EYE AND TIP,NUMERICAL SCALING EVERY 1 CM STARTING FROM INSERTION SIDE, PROPERCORRELATION BETWEEN ID/OD, DISPOSABLE, STERILE, SIZE, 7.0MM ( ID)" | EA | 8
MOH | منافسة تأمين لوازم العلاج التنفسي والتخدير | NPT0011/19 | 4227190326300 | MOH - Aseer Health Directorateالمديريةالعامة للشؤون الصحية عسير | "TUBE ENDOTRACHEAL, RAE- PREFORMED, PVC, UNCUFFED, ORAL TYPE, RADIOPAQUEWITH 15MM TERMINATION CONNECTOR, SMOOTH FORMED MURPHY EYE AND TIP,NUMERICAL SCALING EVERY 1 CM STARTING FROM INSERTION SIDE, PROPERCORRELATION BETWEEN ID/OD, DISPOSABLE, STERILE, SIZE, 7.0MM ( ID)" | EA | 9
MOH | منافسة تأمين لوازم العلاج التنفسي والتخدير | NPT0011/19 | 4227190326300 | MOH - Hafer Health Directorateالمديريةالعامة للشؤون الصحية حفر ال | "TUBE ENDOTRACHEAL, RAE- PREFORMED, PVC, UNCUFFED, ORAL TYPE, RADIOPAQUEWITH 15MM TERMINATION CONNECTOR, SMOOTH FORMED MURPHY EYE AND TIP,NUMERICAL SCALING EVERY 1 CM STARTING FROM INSERTION SIDE, PROPERCORRELATION BETWEEN ID/OD, DISPOSABLE, STERILE, SIZE, 7.0MM ( ID)" | EA | 3
MOH | منافسة تأمين لوازم العلاج التنفسي والتخدير | NPT0011/19 | 4227190326700 | MOH - Ahsa | "TUBE ENDOTRACHEAL, RAE- PREFORMED, PVC, CUFFED, ORAL TYPE, RADIOPAQUEWITH 15MM TERMINATION CONNECTOR, SMOOTH FORMED MURPHY EYE AND T IP,NUMERICAL SCALING EVERY 1 CM STARTING FROM INSERTION SIDE, PROPERCORRELATION BETWEEN ID/OD, DISPOSABLE, STERILE, SIZE, 7.0MM (ID )" | EA | 16
MOH | منافسة تأمين لوازم العلاج التنفسي والتخدير | NPT0011/19 | 4227190327600 | MOH - Qonfodah | "TUBE ENDOTRACHEAL, RAE- PREFORMED, PVC, CUFFED, ORAL TYPE, RADIOPAQUEWITH 15MM TERMINATION CONNECTOR, SMOOTH FORMED MURPHY EYE AND T IP,NUMERICAL SCALING EVERY 1 CM STARTING FROM INSERTION SIDE, PROPERCORRELATION BETWEEN ID/OD, DISPOSABLE, STERILE, SIZE, 8.0MM (ID )" | EA | 20
MOH | منافسة تأمين لوازم العلاج التنفسي والتخدير | NPT0011/19 | 4227190327800 | MOH - Dammam | "TUBE ENDOTRACHEAL, POLYVINYL, REINFORCED BY CIRCUMFERENTIAL RIBS,ORAL/NASAL TYPE, UNCUFFED, RADIOPAQUE WITH 15MM TERMINATION CONNECT OR,SMOOTH FORMED MURPHY EYE AND TIP, WITH STYLET, NUMERICAL SCALING EVERY 1CM STARTING FROM INSERTION SIDE, PROPER CORRELATION BET WEEN ID/OD,DISPOSABLE, STERILE, SIZE 3.0MM (ID)" | EA | 40
MOH | منافسة تأمين لوازم العلاج التنفسي والتخدير | NPT0011/19 | 4227190327800 | MOH - Dammam | "TUBE ENDOTRACHEAL, POLYVINYL, REINFORCED BY CIRCUMFERENTIAL RIBS,ORAL/NASAL TYPE, UNCUFFED, RADIOPAQUE WITH 15MM TERMINATION CONNECT OR,SMOOTH FORMED MURPHY EYE AND TIP, WITH STYLET, NUMERICAL SCALING EVERY 1CM STARTING FROM INSERTION SIDE, PROPER CORRELATION BET WEEN ID/OD,DISPOSABLE, STERILE, SIZE 3.0MM (ID)" | EA | 80
MOH | منافسة تأمين لوازم العلاج التنفسي والتخدير | NPT0011/19 | 4227190327800 | MOH - KSMC | "TUBE ENDOTRACHEAL, POLYVINYL, REINFORCED BY CIRCUMFERENTIAL RIBS,ORAL/NASAL TYPE, UNCUFFED, RADIOPAQUE WITH 15MM TERMINATION CONNECT OR,SMOOTH FORMED MURPHY EYE AND TIP, WITH STYLET, NUMERICAL SCALING EVERY 1CM STARTING FROM INSERTION SIDE, PROPER CORRELATION BET WEEN ID/OD,DISPOSABLE, STERILE, SIZE 3.0MM (ID)" | EA | 60
MOH | منافسة تأمين لوازم العلاج التنفسي والتخدير | NPT0011/19 | 4227190327800 | MOH - Riiyadh Cluster 1 | "TUBE ENDOTRACHEAL, POLYVINYL, REINFORCED BY CIRCUMFERENTIAL RIBS,ORAL/NASAL TYPE, UNCUFFED, RADIOPAQUE WITH 15MM TERMINATION CONNECT OR,SMOOTH FORMED MURPHY EYE AND TIP, WITH STYLET, NUMERICAL SCALING EVERY 1CM STARTING FROM INSERTION SIDE, PROPER CORRELATION BET WEEN ID/OD,DISPOSABLE, STERILE, SIZE 3.0MM (ID)" | EA | 13
MOH | منافسة تأمين لوازم العلاج التنفسي والتخدير | NPT0011/19 | 4227190327800 | MOH - Riiyadh Cluster 1 | "TUBE ENDOTRACHEAL, POLYVINYL, REINFORCED BY CIRCUMFERENTIAL RIBS,ORAL/NASAL TYPE, UNCUFFED, RADIOPAQUE WITH 15MM TERMINATION CONNECT OR,SMOOTH FORMED MURPHY EYE AND TIP, WITH STYLET, NUMERICAL SCALING EVERY 1CM STARTING FROM INSERTION SIDE, PROPER CORRELATION BET WEEN ID/OD,DISPOSABLE, STERILE, SIZE 3.0MM (ID)" | EA | 26
MOH | منافسة تأمين لوازم العلاج التنفسي والتخدير | NPT0011/19 | 4227190328100 | MOH - Makkah | "TUBE ENDOTRACHEAL, POLYVINYL, REINFORCED BY CIRCUMFERENTIAL RIBS,ORAL/NASAL TYPE, PROFILE CUFF HIGH VOLUME/LOW PRESSURE, RADIOPAQUE WITH15MM TERMINATION CONNECTOR, WITH STYLET, NUMERICAL SCALING EVERY 1 CMSTARTING FROM INSERTION SIDE, PROPER CORRELATION BETWEEN ID/OD, SMOOTHFORMED MURPHY EYE AND TIP, SMOOTH TAPERED MEMBRANE CUFF, DISPOSABLE,STERILE, SIZE, 4.0MM (ID)" | EA | 53
MOH | منافسة تأمين لوازم العلاج التنفسي والتخدير | NPT0011/19 | 4227190328100 | MOH - Riiyadh Cluster 1 | "TUBE ENDOTRACHEAL, POLYVINYL, REINFORCED BY CIRCUMFERENTIAL RIBS,ORAL/NASAL TYPE, PROFILE CUFF HIGH VOLUME/LOW PRESSURE, RADIOPAQUE WITH15MM TERMINATION CONNECTOR, WITH STYLET, NUMERICAL SCALING EVERY 1 CMSTARTING FROM INSERTION SIDE, PROPER CORRELATION BETWEEN ID/OD, SMOOTHFORMED MURPHY EYE AND TIP, SMOOTH TAPERED MEMBRANE CUFF, DISPOSABLE,STERILE, SIZE, 4.0MM (ID)" | EA | 10
MOH | منافسة تأمين لوازم العلاج التنفسي والتخدير | NPT0011/19 | 4227190328100 | MOH - Riiyadh Cluster 2 | "TUBE ENDOTRACHEAL, POLYVINYL, REINFORCED BY CIRCUMFERENTIAL RIBS,ORAL/NASAL TYPE, PROFILE CUFF HIGH VOLUME/LOW PRESSURE, RADIOPAQUE WITH15MM TERMINATION CONNECTOR, WITH STYLET, NUMERICAL SCALING EVERY 1 CMSTARTING FROM INSERTION SIDE, PROPER CORRELATION BETWEEN ID/OD, SMOOTHFORMED MURPHY EYE AND TIP, SMOOTH TAPERED MEMBRANE CUFF, DISPOSABLE,STERILE, SIZE, 4.0MM (ID)" | EA | 20
MOH | منافسة تأمين لوازم العلاج التنفسي والتخدير | NPT0011/19 | 4227190329300 | MOH - Ahsa | "TUBE ENDOTRACHEAL, POLYVINYL, REINFORCED BY CIRCUMFERENTIAL RIBS,ORAL/NASAL TYPE, PROFILE CUFF HIGH VOLUME/LOW PRESSURE, RADIOPAQUE WITH15MM TERMINATION CONNECTOR, WITH STYLET, NUMERICAL SCALING EVERY 1 CMSTARTING FROM INSERTION SIDE, PROPER CORRELATION BETWEEN ID/OD, SMOOTHFORMED MURPHY EYE AND TIP, SMOOTH TAPERED MEMBRANE CUFF, DISPOSABLE,STERILE, SIZE, 4.5MM (ID)" | EA | 180
MOH | منافسة تأمين لوازم العلاج التنفسي والتخدير | NPT0011/19 | 4227190329300 | MOH - Beshah Health Directorateالمديريةالعامة للشؤون الصحية بيشه | "TUBE ENDOTRACHEAL, POLYVINYL, REINFORCED BY CIRCUMFERENTIAL RIBS,ORAL/NASAL TYPE, PROFILE CUFF HIGH VOLUME/LOW PRESSURE, RADIOPAQUE WITH15MM TERMINATION CONNECTOR, WITH STYLET, NUMERICAL SCALING EVERY 1 CMSTARTING FROM INSERTION SIDE, PROPER CORRELATION BETWEEN ID/OD, SMOOTHFORMED MURPHY EYE AND TIP, SMOOTH TAPERED MEMBRANE CUFF, DISPOSABLE,STERILE, SIZE, 4.5MM (ID)" | EA | 28
MOH | منافسة تأمين لوازم العلاج التنفسي والتخدير | NPT0011/19 | 4227190329300 | MOH - Riiyadh Cluster 3 | "TUBE ENDOTRACHEAL, POLYVINYL, REINFORCED BY CIRCUMFERENTIAL RIBS,ORAL/NASAL TYPE, PROFILE CUFF HIGH VOLUME/LOW PRESSURE, RADIOPAQUE WITH15MM TERMINATION CONNECTOR, WITH STYLET, NUMERICAL SCALING EVERY 1 CMSTARTING FROM INSERTION SIDE, PROPER CORRELATION BETWEEN ID/OD, SMOOTHFORMED MURPHY EYE AND TIP, SMOOTH TAPERED MEMBRANE CUFF, DISPOSABLE,STERILE, SIZE, 4.5MM (ID)" | EA | 19
MOH | منافسة تأمين لوازم العلاج التنفسي والتخدير | NPT0011/19 | 4227190329400 | MOH - Ahsa | "TUBE ENDOTRACHEAL, POLYVINYL, REINFORCED BY CIRCUMFERENTIAL RIBS,ORAL/NASAL TYPE, PROFILE CUFF HIGH VOLUME/LOW PRESSURE, RADIOPAQUE WITH15MM TERMINATION CONNECTOR, WITH STYLET, NUMERICAL SCALING EVERY 1 CMSTARTING FROM INSERTION SIDE, PROPER CORRELATION BETWEEN ID/OD, SMOOTHFORMED MURPHY EYE AND TIP, SMOOTH TAPERED MEMBRANE CUFF, DISPOSABLE,STERILE, SIZE, 7.0MM (ID)" | EA | 80
MOH | منافسة تأمين لوازم العلاج التنفسي والتخدير | NPT0011/19 | 4227190329400 | MOH - Beshah Health Directorateالمديريةالعامة للشؤون الصحية بيشه | "TUBE ENDOTRACHEAL, POLYVINYL, REINFORCED BY CIRCUMFERENTIAL RIBS,ORAL/NASAL TYPE, PROFILE CUFF HIGH VOLUME/LOW PRESSURE, RADIOPAQUE WITH15MM TERMINATION CONNECTOR, WITH STYLET, NUMERICAL SCALING EVERY 1 CMSTARTING FROM INSERTION SIDE, PROPER CORRELATION BETWEEN ID/OD, SMOOTHFORMED MURPHY EYE AND TIP, SMOOTH TAPERED MEMBRANE CUFF, DISPOSABLE,STERILE, SIZE, 7.0MM (ID)" | EA | 26
MOH | منافسة تأمين لوازم العلاج التنفسي والتخدير | NPT0011/19 | 4227190329900 | MOH - Ahsa | TUBE ENDOTRACHEAL, POLYVINYL (PVC), REINFORCED BY CIRCUMFERENTIAL RIBS,ORAL/NASAL TYPE, PROFILE CUFF HIGH VOLUME/LOW PRESSURE, RADIOPAQUE WITH15MM TERMINATION CONNECTOR, WITH STYLET, NUMERICAL SCALING EVERY 1 CMSTARTING FROM INSERTION SIDE, PROPER CORRELATION BETWEEN ID/OD, SMOOTHFORMED MURPHY EYE AND TIP, SMOOTH TAPERED MEMBRANE CUFF, DISPOSABLE,STERILE, SIZE, 8.5MM (ID) | EA | 840
MOH | منافسة تأمين لوازم العلاج التنفسي والتخدير | NPT0011/19 | 4227190330200 | MOH - Makkah | "TUBE ENDOTRACHEAL, PREFORMED, PVC, PLAIN, NASAL TYPE, RADIOPAQUE WITH15MM TERMINATION CONNECTOR, SMOOTH FORMED MURPHY EYE AND TIP, NUMERICALSCALING EVERY 1 CM STARTING FROM INSERTION SIDE, PROPER CORRELATIONBETWEEN ID/OD, DISPOSABLE, STERILE, SIZE, 3.0MM(ID)" | EA | 39
MOH | منافسة تأمين لوازم العلاج التنفسي والتخدير | NPT0011/19 | 4227190330500 | MOH - Dammam | "TUBE ENDOTRACHEAL, PREFORMED, PVC, PLAIN, NASAL TYPE, RADIOPAQUE WITH15MM TERMINATION CONNECTOR, SMOOTH FORMED MURPHY EYE AND TIP, NUMERICALSCALING EVERY 1 CM STARTING FROM INSERTION SIDE, PROPER CORRELATIONBETWEEN ID/OD, DISPOSABLE, STERILE, SIZE, 4.0MM(ID)" | EA | 18
MOH | منافسة تأمين لوازم العلاج التنفسي والتخدير | NPT0011/19 | 4227190330700 | MOH - Ahsa | "TUBE ENDOTRACHEAL, PREFORMED, PVC, PLAIN, NASAL TYPE, RADIOPAQUE WITH15MM TERMINATION CONNECTOR, SMOOTH FORMED MURPHY EYE AND TIP, NUMERICALSCALING EVERY 1 CM STARTING FROM INSERTION SIDE, PROPER CORRELATIONBETWEEN ID/OD, DISPOSABLE, STERILE, SIZE, 4.5MM(ID)" | EA | 15
MOH | منافسة تأمين لوازم العلاج التنفسي والتخدير | NPT0011/19 | 4227190330800 | MOH - Ahsa | "NASOPHARYNGEAL AIRWAY, LATEX FREE, IVORY, (ADJUSTABLE) WITH DISTAL -ROUNDED TIP + DEPTH FIXATION DEVICE + 15MM (ID) CONNECTOR STERILE,DISPOSABLE SIZE 6.5MM (ID)" | EA | 3
MOH | منافسة تأمين لوازم العلاج التنفسي والتخدير | NPT0011/19 | 4227190336800 | MOH - Ahsa | "NASOPHARYNGEAL AIRWAY, LATEX FREE, IVORY, (ADJUSTABLE) WITH DISTAL -ROUNDED TIP + DEPTH FIXATION DEVICE + 15MM (ID) CONNECTOR STERILE,DISPOSABLE SIZE 7.0MM (ID)" | EA | 140
MOH | منافسة تأمين لوازم العلاج التنفسي والتخدير | NPT0011/19 | 4227190336800 | MOH - Dammam | "NASOPHARYNGEAL AIRWAY, LATEX FREE, IVORY, (ADJUSTABLE) WITH DISTAL -ROUNDED TIP + DEPTH FIXATION DEVICE + 15MM (ID) CONNECTOR STERILE,DISPOSABLE SIZE 7.0MM (ID)" | EA | 20
MOH | منافسة تأمين لوازم العلاج التنفسي والتخدير | NPT0011/19 | 4227190336800 | MOH - Makkah | "NASOPHARYNGEAL AIRWAY, LATEX FREE, IVORY, (ADJUSTABLE) WITH DISTAL -ROUNDED TIP + DEPTH FIXATION DEVICE + 15MM (ID) CONNECTOR STERILE,DISPOSABLE SIZE 7.0MM (ID)" | EA | 300
MOH | منافسة تأمين لوازم العلاج التنفسي والتخدير | NPT0011/19 | 4227190336900 | MOH - Ahsa | "NASOPHARYNGEAL AIRWAY, LATEX FREE, IVORY, (ADJUSTABLE) WITH DISTAL -ROUNDED TIP + DEPTH FIXATION DEVICE + 15MM (ID) CONNECTOR STERILE,DISPOSABLE SIZE 7.5MM (ID)" | EA | 70
MOH | منافسة تأمين لوازم العلاج التنفسي والتخدير | NPT0011/19 | 4227190336900 | MOH - KSMC | "NASOPHARYNGEAL AIRWAY, LATEX FREE, IVORY, (ADJUSTABLE) WITH DISTAL -ROUNDED TIP + DEPTH FIXATION DEVICE + 15MM (ID) CONNECTOR STERILE,DISPOSABLE SIZE 7.5MM (ID)" | EA | 570
MOH | منافسة تأمين لوازم العلاج التنفسي والتخدير | NPT0011/19 | 4227190336900 | MOH - Makkah | "NASOPHARYNGEAL AIRWAY, LATEX FREE, IVORY, (ADJUSTABLE) WITH DISTAL -ROUNDED TIP + DEPTH FIXATION DEVICE + 15MM (ID) CONNECTOR STERILE,DISPOSABLE SIZE 7.5MM (ID)" | EA | 630
MOH | منافسة تأمين لوازم العلاج التنفسي والتخدير | NPT0011/19 | 4227190336900 | MOH - Riiyadh Cluster 1 | "NASOPHARYNGEAL AIRWAY, LATEX FREE, IVORY, (ADJUSTABLE) WITH DISTAL -ROUNDED TIP + DEPTH FIXATION DEVICE + 15MM (ID) CONNECTOR STERILE,DISPOSABLE SIZE 7.5MM (ID)" | EA | 34
MOH | منافسة تأمين لوازم العلاج التنفسي والتخدير | NPT0011/19 | 4227190337000 | MOH - Makkah | "NASOPHARYNGEAL AIRWAY, LATEX FREE, IVORY, (ADJUSTABLE) WITH DISTAL -ROUNDED TIP + DEPTH FIXATION DEVICE + 15MM (ID) CONNECTOR STERILE,DISPOSABLE SIZE 8.0MM (ID)" | EA | 140
MOH | منافسة تأمين لوازم العلاج التنفسي والتخدير | NPT0011/19 | 4227190337100 | MOH - Ahsa | "TUBE ENDO - BRONCHIAL DOUBLE LUMEN LEFT SZ 37, CURVED BRONCHIAL TIP,WITH X-RAY OPAQUE MARKERS AT THE DISTAL TIP, ABOVE THE BRONCHIAL CUFFAND AT THE TRACHEAL OPENING, COLORED CODED CUFF FOR BRONCHIAL SIDE, MADEOF POLYURETHANE CUFF, WITH SUCTION CATHETER AND DOUBLE SWIVEL CONNECTOR,AND STYLET CAN MAINTAIN ANATOMICAL SHAPE OF THE TUBE, STERILE,DISPOSABLE SET" | EA | 90
MOH | منافسة تأمين لوازم العلاج التنفسي والتخدير | NPT0011/19 | 4227190337100 | MOH - Dammam | "TUBE ENDO - BRONCHIAL DOUBLE LUMEN LEFT SZ 37, CURVED BRONCHIAL TIP,WITH X-RAY OPAQUE MARKERS AT THE DISTAL TIP, ABOVE THE BRONCHIAL CUFFAND AT THE TRACHEAL OPENING, COLORED CODED CUFF FOR BRONCHIAL SIDE, MADEOF POLYURETHANE CUFF, WITH SUCTION CATHETER AND DOUBLE SWIVEL CONNECTOR,AND STYLET CAN MAINTAIN ANATOMICAL SHAPE OF THE TUBE, STERILE,DISPOSABLE SET" | EA | 60
MOH | منافسة تأمين لوازم العلاج التنفسي والتخدير | NPT0011/19 | 4227190337100 | MOH - Riiyadh Cluster 1 | "TUBE ENDO - BRONCHIAL DOUBLE LUMEN LEFT SZ 37, CURVED BRONCHIAL TIP,WITH X-RAY OPAQUE MARKERS AT THE DISTAL TIP, ABOVE THE BRONCHIAL CUFFAND AT THE TRACHEAL OPENING, COLORED CODED CUFF FOR BRONCHIAL SIDE, MADEOF POLYURETHANE CUFF, WITH SUCTION CATHETER AND DOUBLE SWIVEL CONNECTOR,AND STYLET CAN MAINTAIN ANATOMICAL SHAPE OF THE TUBE, STERILE,DISPOSABLE SET" | EA | 50
MOH | منافسة تأمين لوازم العلاج التنفسي والتخدير | NPT0011/19 | 4227190337100 | MOH - Riiyadh Cluster 3 | "TUBE ENDO - BRONCHIAL DOUBLE LUMEN LEFT SZ 37, CURVED BRONCHIAL TIP,WITH X-RAY OPAQUE MARKERS AT THE DISTAL TIP, ABOVE THE BRONCHIAL CUFFAND AT THE TRACHEAL OPENING, COLORED CODED CUFF FOR BRONCHIAL SIDE, MADEOF POLYURETHANE CUFF, WITH SUCTION CATHETER AND DOUBLE SWIVEL CONNECTOR,AND STYLET CAN MAINTAIN ANATOMICAL SHAPE OF THE TUBE, STERILE,DISPOSABLE SET" | EA | 70
MOH | منافسة تأمين لوازم العلاج التنفسي والتخدير | NPT0011/19 | 4227190502000 | MOH - Makkah | "CONNECTOR SWIVEL WITH WIDE SUCTION PORT, FOR PATIENT SIDE 15MM (ID)MACHINE SIDE 15MM (OD) SYSTEM ANGLE PIECE, DISPOSABLE." | EA | 20
MOH | منافسة تأمين لوازم العلاج التنفسي والتخدير | NPT0011/19 | 4227190503700 |  | "TUBE ENDO-BRONCHIAL BLOCKER, Y BIFURCATION, DOUBLE BALLOON, MULTIPORTADAPTOR ALLOW VENTILATION, BRONCHOSCOPY AND THE BLOCKER SIMULTANEOUSLYFOR USE IN THORACIC SURGERY, ADULT, DISPOSABLE, STERILE" | EA | 120
MOH | منافسة تأمين لوازم العلاج التنفسي والتخدير | NPT0011/19 | 4227190503800 | MOH - Ahsa | "BLOOD GAS SAMPLING KIT, 1ML SYRINGE, LUER SLIP TIP, WITH NEEDLE SIZE23G, 2.5 CM LENGTH, HEPARINIZED 20 -35 IU/ML, SAFETY NEEDLE CA P, WITHBUBBLE REMOVER, STERILE, DISPOSABLE., ONE (1) ITEM/PC = ONE (1) KIT" | EA | 8
MOH | منافسة تأمين لوازم العلاج التنفسي والتخدير | NPT0011/19 | 4227190504000 | MOH - Aseer Health Directorateالمديريةالعامة للشؤون الصحية عسير | "SET BLOOD/FLUID WARMING PEDIATRIC /NEONATAL, SHOULD BE COMPATIBLE WITHRANGER SYSTEM OR EQUIVALENT" | EA | 4200
MOH | منافسة تأمين لوازم العلاج التنفسي والتخدير | NPT0011/19 | 4227190504000 | MOH - KSMC | "SET BLOOD/FLUID WARMING PEDIATRIC /NEONATAL, SHOULD BE COMPATIBLE WITHRANGER SYSTEM OR EQUIVALENT" | EA | 48400
MOH | منافسة تأمين لوازم العلاج التنفسي والتخدير | NPT0011/19 | 4227190504000 | MOH - Makkah | "SET BLOOD/FLUID WARMING PEDIATRIC /NEONATAL, SHOULD BE COMPATIBLE WITHRANGER SYSTEM OR EQUIVALENT" | EA | 9700
MOH | منافسة تأمين لوازم العلاج التنفسي والتخدير | NPT0011/19 | 4227190504000 | MOH - PMAH | "SET BLOOD/FLUID WARMING PEDIATRIC /NEONATAL, SHOULD BE COMPATIBLE WITHRANGER SYSTEM OR EQUIVALENT" | EA | 4000
MOH | منافسة تأمين لوازم العلاج التنفسي والتخدير | NPT0011/19 | 4227190504000 | MOH - Qassim | "SET BLOOD/FLUID WARMING PEDIATRIC /NEONATAL, SHOULD BE COMPATIBLE WITHRANGER SYSTEM OR EQUIVALENT" | EA | 6700
MOH | منافسة تأمين لوازم العلاج التنفسي والتخدير | NPT0011/19 | 4227190504000 | MOH - Qonfodah | "SET BLOOD/FLUID WARMING PEDIATRIC /NEONATAL, SHOULD BE COMPATIBLE WITHRANGER SYSTEM OR EQUIVALENT" | EA | 200
MOH | منافسة تأمين لوازم العلاج التنفسي والتخدير | NPT0011/19 | 4227190504500 | MOH - Joaf Health Directorateالمديريةالعامة للشؤون الصحية الجوف | AIRWAY ORAL PHARYNGEAL GUEDEL PLASTIC, DISPOSABLE, LENGTH PRINTEDPERMANENTLY 50-55MM, DISTAL END CURVE WITH ATRAUMATIC EDGE COLOR CODED,ONE (1) EACH = ONE (1) SET | EA | 90
MOH | منافسة تأمين لوازم العلاج التنفسي والتخدير | NPT0011/19 | 4227190902800 |  | AIRWAY ORAL PHARYNGEAL GUEDEL PLASTIC, DISPOSABLE, LENGTH PRINTEDPERMANENTLY 60-65MM, DISTAL END CURVE WITH ATRAUMATIC EDGE COLOR CODED | EA | 1000
MOH | منافسة تأمين لوازم العلاج التنفسي والتخدير | NPT0011/19 | 4227190902800 | MOH - Ehssa Health Directorateالمديريةالعامة للشؤون الصحية الاحسا | AIRWAY ORAL PHARYNGEAL GUEDEL PLASTIC, DISPOSABLE, LENGTH PRINTEDPERMANENTLY 60-65MM, DISTAL END CURVE WITH ATRAUMATIC EDGE COLOR CODED | EA | 500
MOH | منافسة تأمين لوازم العلاج التنفسي والتخدير | NPT0011/19 | 4227190902800 | MOH - Hael Health Directorateالمديريةالعامة للشؤون الصحية حائل | AIRWAY ORAL PHARYNGEAL GUEDEL PLASTIC, DISPOSABLE, LENGTH PRINTEDPERMANENTLY 60-65MM, DISTAL END CURVE WITH ATRAUMATIC EDGE COLOR CODED | EA | 982
MOH | منافسة تأمين لوازم العلاج التنفسي والتخدير | NPT0011/19 | 4227190902800 | MOH - Joaf Health Directorateالمديريةالعامة للشؤون الصحية الجوف | AIRWAY ORAL PHARYNGEAL GUEDEL PLASTIC, DISPOSABLE, LENGTH PRINTEDPERMANENTLY 60-65MM, DISTAL END CURVE WITH ATRAUMATIC EDGE COLOR CODED | EA | 1793
MOH | منافسة تأمين لوازم العلاج التنفسي والتخدير | NPT0011/19 | 4227190903100 | MOH - Hafer Health Directorateالمديريةالعامة للشؤون الصحية حفر ال | AIRWAY ORAL PHARYNGEAL GUEDEL PLASTIC, DISPOSABLE, LENGTH PRINTEDPERMANENTLY 70MM, DISTAL END CURVE WITH ATRAUMATIC EDGE COLOR CODED | EA | 500
MOH | منافسة تأمين لوازم العلاج التنفسي والتخدير | NPT0011/19 | 4227190903100 | MOH - Joaf Health Directorateالمديريةالعامة للشؤون الصحية الجوف | AIRWAY ORAL PHARYNGEAL GUEDEL PLASTIC, DISPOSABLE, LENGTH PRINTEDPERMANENTLY 70MM, DISTAL END CURVE WITH ATRAUMATIC EDGE COLOR CODED | EA | 2000
MOH | منافسة تأمين لوازم العلاج التنفسي والتخدير | NPT0011/19 | 4227190903100 | MOH - Taif Health Clusterالتجمع الصحي بالطائف | AIRWAY ORAL PHARYNGEAL GUEDEL PLASTIC, DISPOSABLE, LENGTH PRINTEDPERMANENTLY 70MM, DISTAL END CURVE WITH ATRAUMATIC EDGE COLOR CODED | EA | 30
MOH | منافسة تأمين لوازم العلاج التنفسي والتخدير | NPT0011/19 | 4227190903200 | MOH - Ahsa | AIRWAY ORAL PHARYNGEAL GUEDEL PLASTIC, DISPOSABLE, LENGTH PRINTEDPERMANENTLY 80MM, DISTAL END CURVE WITH ATRAUMATIC EDGE COLOR CODED | EA | 3000
MOH | منافسة تأمين لوازم العلاج التنفسي والتخدير | NPT0011/19 | 4227190903200 | MOH - Hael Health Directorateالمديريةالعامة للشؤون الصحية حائل | AIRWAY ORAL PHARYNGEAL GUEDEL PLASTIC, DISPOSABLE, LENGTH PRINTEDPERMANENTLY 80MM, DISTAL END CURVE WITH ATRAUMATIC EDGE COLOR CODED | EA | 2000
MOH | منافسة تأمين لوازم العلاج التنفسي والتخدير | NPT0011/19 | 4227190903200 | MOH - Hafer Health Directorateالمديريةالعامة للشؤون الصحية حفر ال | AIRWAY ORAL PHARYNGEAL GUEDEL PLASTIC, DISPOSABLE, LENGTH PRINTEDPERMANENTLY 80MM, DISTAL END CURVE WITH ATRAUMATIC EDGE COLOR CODED | EA | 500
MOH | منافسة تأمين لوازم العلاج التنفسي والتخدير | NPT0011/19 | 4227190903200 | MOH - Joaf Health Directorateالمديريةالعامة للشؤون الصحية الجوف | AIRWAY ORAL PHARYNGEAL GUEDEL PLASTIC, DISPOSABLE, LENGTH PRINTEDPERMANENTLY 80MM, DISTAL END CURVE WITH ATRAUMATIC EDGE COLOR CODED | EA | 2000
MOH | منافسة تأمين لوازم العلاج التنفسي والتخدير | NPT0011/19 | 4227190903200 | MOH - KSMC | AIRWAY ORAL PHARYNGEAL GUEDEL PLASTIC, DISPOSABLE, LENGTH PRINTEDPERMANENTLY 80MM, DISTAL END CURVE WITH ATRAUMATIC EDGE COLOR CODED | EA | 3000
MOH | منافسة تأمين لوازم العلاج التنفسي والتخدير | NPT0011/19 | 4227190903200 | MOH - Riiyadh Cluster 1 | AIRWAY ORAL PHARYNGEAL GUEDEL PLASTIC, DISPOSABLE, LENGTH PRINTEDPERMANENTLY 80MM, DISTAL END CURVE WITH ATRAUMATIC EDGE COLOR CODED | EA | 1438
MOH | منافسة تأمين لوازم العلاج التنفسي والتخدير | NPT0011/19 | 4227190903200 | MOH - Riiyadh Cluster 2 | AIRWAY ORAL PHARYNGEAL GUEDEL PLASTIC, DISPOSABLE, LENGTH PRINTEDPERMANENTLY 80MM, DISTAL END CURVE WITH ATRAUMATIC EDGE COLOR CODED | EA | 575
MOH | منافسة تأمين لوازم العلاج التنفسي والتخدير | NPT0011/19 | 4227190903200 | MOH - Riiyadh Cluster 3 | AIRWAY ORAL PHARYNGEAL GUEDEL PLASTIC, DISPOSABLE, LENGTH PRINTEDPERMANENTLY 80MM, DISTAL END CURVE WITH ATRAUMATIC EDGE COLOR CODED | EA | 862
MOH | منافسة تأمين لوازم العلاج التنفسي والتخدير | NPT0011/19 | 4227191202300 | MOH - Hafer Health Directorateالمديريةالعامة للشؤون الصحية حفر ال | AIRWAY ORAL PHARYNGEAL GUEDEL PLASTIC, DISPOSABLE, LENGTH PRINTEDPERMANENTLY 90MM, DISTAL END CURVE WITH ATRAUMATIC EDGE COLOR CODED | EA | 500
MOH | منافسة تأمين لوازم العلاج التنفسي والتخدير | NPT0011/19 | 4227191202300 | MOH - Joaf Health Directorateالمديريةالعامة للشؤون الصحية الجوف | AIRWAY ORAL PHARYNGEAL GUEDEL PLASTIC, DISPOSABLE, LENGTH PRINTEDPERMANENTLY 90MM, DISTAL END CURVE WITH ATRAUMATIC EDGE COLOR CODED | EA | 2000
MOH | منافسة تأمين لوازم العلاج التنفسي والتخدير | NPT0011/19 | 4227191202300 | MOH - Riiyadh Cluster 1 | AIRWAY ORAL PHARYNGEAL GUEDEL PLASTIC, DISPOSABLE, LENGTH PRINTEDPERMANENTLY 90MM, DISTAL END CURVE WITH ATRAUMATIC EDGE COLOR CODED | EA | 1475
MOH | منافسة تأمين لوازم العلاج التنفسي والتخدير | NPT0011/19 | 4227191202300 | MOH - Riiyadh Cluster 2 | AIRWAY ORAL PHARYNGEAL GUEDEL PLASTIC, DISPOSABLE, LENGTH PRINTEDPERMANENTLY 90MM, DISTAL END CURVE WITH ATRAUMATIC EDGE COLOR CODED | EA | 590
MOH | منافسة تأمين لوازم العلاج التنفسي والتخدير | NPT0011/19 | 4227191202300 | MOH - Riiyadh Cluster 3 | AIRWAY ORAL PHARYNGEAL GUEDEL PLASTIC, DISPOSABLE, LENGTH PRINTEDPERMANENTLY 90MM, DISTAL END CURVE WITH ATRAUMATIC EDGE COLOR CODED | EA | 885
MOH | منافسة تأمين لوازم العلاج التنفسي والتخدير | NPT0011/19 | 4227191202400 | MOH - Aseer Health Directorateالمديريةالعامة للشؤون الصحية عسير | TRACHEOSTOMY CARE TRAY | EA | 48
MOH | منافسة تأمين لوازم العلاج التنفسي والتخدير | NPT0011/19 | 4227191202400 | MOH - Hafer Health Directorateالمديريةالعامة للشؤون الصحية حفر ال | TRACHEOSTOMY CARE TRAY | EA | 800
MOH | منافسة تأمين لوازم العلاج التنفسي والتخدير | NPT0011/19 | 4227191202400 | MOH - Jezan Health Directorateالمديريةالعامة للشؤون الصحية جازان | TRACHEOSTOMY CARE TRAY | EA | 800
MOH | منافسة تأمين لوازم العلاج التنفسي والتخدير | NPT0011/19 | 4227191202400 | MOH - Joaf Health Directorateالمديريةالعامة للشؤون الصحية الجوف | TRACHEOSTOMY CARE TRAY | EA | 2000
MOH | منافسة تأمين لوازم العلاج التنفسي والتخدير | NPT0011/19 | 4227191202400 | MOH - Makkah | TRACHEOSTOMY CARE TRAY | EA | 1200
MOH | منافسة تأمين لوازم العلاج التنفسي والتخدير | NPT0011/19 | 4227191500900 | MOH - Najran | "TUBE ENDO - BRONCHIAL DOUBLE LUMEN LEFT SZ 41, CURVED BRONCHIAL TIP,WITH X-RAY OPAQUE MARKERS AT THE DISTAL TIP, ABOVE THE BRONCHIAL CUFFAND AT THE TRACHEAL OPENING, COLORED CODED CUFF FOR BRONCHIAL SIDE, MADEOF POLYURETHANE CUFF, WITH SUCTION CATHETER AND DOUBLE SWIVEL CONNECTOR,AND STYLET CAN MAINTAIN ANATOMICAL SHAPE OF THE TUBE, STERILE,DISPOSABLE SET" | EA | 3240
MOH | منافسة تأمين لوازم العلاج التنفسي والتخدير | NPT0011/19 | 4227191500900 | MOH - PMAH | "TUBE ENDO - BRONCHIAL DOUBLE LUMEN LEFT SZ 41, CURVED BRONCHIAL TIP,WITH X-RAY OPAQUE MARKERS AT THE DISTAL TIP, ABOVE THE BRONCHIAL CUFFAND AT THE TRACHEAL OPENING, COLORED CODED CUFF FOR BRONCHIAL SIDE, MADEOF POLYURETHANE CUFF, WITH SUCTION CATHETER AND DOUBLE SWIVEL CONNECTOR,AND STYLET CAN MAINTAIN ANATOMICAL SHAPE OF THE TUBE, STERILE,DISPOSABLE SET" | EA | 2160
MOH | منافسة تأمين لوازم العلاج التنفسي والتخدير | NPT0011/19 | 4227191528200 | MOH - Makkah | FILTER H.M.E WITH OXYGEN PORT FOR TRACHEOSTOMY, ADULT, DISPOSABLE | EA | 20
MOH | منافسة تأمين لوازم العلاج التنفسي والتخدير | NPT0011/19 | 4227191529000 |  | "NEBULIZER KIT, SMALL VOLUME, WITH OXYGEN TUBING, T-PIECE AND CORRUGATEDTUBING AND MOUTHPIECE." | EA | 840
MOH | منافسة تأمين لوازم العلاج التنفسي والتخدير | NPT0011/19 | 4227191529000 | MOH - Hafer Health Directorateالمديريةالعامة للشؤون الصحية حفر ال | "NEBULIZER KIT, SMALL VOLUME, WITH OXYGEN TUBING, T-PIECE AND CORRUGATEDTUBING AND MOUTHPIECE." | EA | 120
MOH | منافسة تأمين لوازم العلاج التنفسي والتخدير | NPT0011/19 | 4227191529300 | MOH - Joaf Health Directorateالمديريةالعامة للشؤون الصحية الجوف | "MASK FULL FACE ADULT SILICONE/GEL, VENTED, SIZE LARGE WITH STRAP ANDSWIVEL, ADJUSTABLE SILICON PADDED FOREHEAD SUPPORT, DISPOSABLE FORCPAP/BIPAP MACHINE., ONE (1) ITEM/PC = ONE (1) SET" | EA | 2352
MOH | منافسة تأمين لوازم العلاج التنفسي والتخدير | NPT0011/19 | 4227191529300 | MOH - Qonfodah | "MASK FULL FACE ADULT SILICONE/GEL, VENTED, SIZE LARGE WITH STRAP ANDSWIVEL, ADJUSTABLE SILICON PADDED FOREHEAD SUPPORT, DISPOSABLE FORCPAP/BIPAP MACHINE., ONE (1) ITEM/PC = ONE (1) SET" | EA | 400
MOH | منافسة تأمين لوازم العلاج التنفسي والتخدير | NPT0011/19 | 4227191530000 |  | MASK NASAL ADULT SILICONE/GEL, FOAM VENTED SMALL WITH STRAP AND SWIVEL DISPOSABLE FOR CPAP/BIPAP MACHINE | EA | 1500
MOH | منافسة تأمين لوازم العلاج التنفسي والتخدير | NPT0011/19 | 4227191530000 | MOH - Ahsa | MASK NASAL ADULT SILICONE/GEL, FOAM VENTED SMALL WITH STRAP AND SWIVEL DISPOSABLE FOR CPAP/BIPAP MACHINE | EA | 510
MOH | منافسة تأمين لوازم العلاج التنفسي والتخدير | NPT0011/19 | 4227191530400 | MOH - Qonfodah | "FACE MASK RESUSCITATION, ROUND SILICONE SIZE INTERNAL DIAMETER 50MM(+/- 2MM), DISPOSABLE" | EA | 6
MOH | منافسة تأمين لوازم العلاج التنفسي والتخدير | NPT0011/19 | 4227191530900 | MOH - Dammam | "FACE MASK RESUSCITATION, ROUND SILICONE SIZE INTERNAL DIAMETER 60MM(+/- 2MM), DISPOSABLE" | EA | 16
MOH | منافسة تأمين لوازم العلاج التنفسي والتخدير | NPT0011/19 | 4227191530900 | MOH - Joaf Health Directorateالمديريةالعامة للشؤون الصحية الجوف | "FACE MASK RESUSCITATION, ROUND SILICONE SIZE INTERNAL DIAMETER 60MM(+/- 2MM), DISPOSABLE" | EA | 486
MOH | منافسة تأمين لوازم العلاج التنفسي والتخدير | NPT0011/19 | 4227191530900 | MOH - Najran | "FACE MASK RESUSCITATION, ROUND SILICONE SIZE INTERNAL DIAMETER 60MM(+/- 2MM), DISPOSABLE" | EA | 198
MOH | منافسة تأمين لوازم العلاج التنفسي والتخدير | NPT0011/19 | 4227191531000 | MOH - Dammam | "FACE MASK RESUSCITATION, ROUND SILICONE SIZE DIAMETER 80MM, DISPOSABLE" | EA | 3
MOH | منافسة تأمين لوازم العلاج التنفسي والتخدير | NPT0011/19 | 4227191531000 | MOH - Joaf Health Directorateالمديريةالعامة للشؤون الصحية الجوف | "FACE MASK RESUSCITATION, ROUND SILICONE SIZE DIAMETER 80MM, DISPOSABLE" | EA | 96
MOH | منافسة تأمين لوازم العلاج التنفسي والتخدير | NPT0011/19 | 4227191531000 | MOH - Makkah | "FACE MASK RESUSCITATION, ROUND SILICONE SIZE DIAMETER 80MM, DISPOSABLE" | EA | 478
MOH | منافسة تأمين لوازم العلاج التنفسي والتخدير | NPT0011/19 | 4227191531000 | MOH - Qonfodah | "FACE MASK RESUSCITATION, ROUND SILICONE SIZE DIAMETER 80MM, DISPOSABLE" | EA | 4
MOH | منافسة تأمين لوازم العلاج التنفسي والتخدير | NPT0011/19 | 4227191531200 | MOH - Jeddah | "ANESTHESIA FACE MASK, FULLY TRANSPARENT ALL MASK AND INFLATABLE, AIRCUSHION, ANATOMICAL FIT WITH EFFECTIVE SEAL, EASY AND COMFORTABLE GRIPFOR USER, FLEXIBLE MASK BODY, NON SLIP RIDGES, LATEX FREE, DISPOSABLE,SIZE 4 ADULT MEDIUM" | EA | 12
MOH | منافسة تأمين لوازم العلاج التنفسي والتخدير | NPT0011/19 | 4227191531200 | MOH - Makkah | "ANESTHESIA FACE MASK, FULLY TRANSPARENT ALL MASK AND INFLATABLE, AIRCUSHION, ANATOMICAL FIT WITH EFFECTIVE SEAL, EASY AND COMFORTABLE GRIPFOR USER, FLEXIBLE MASK BODY, NON SLIP RIDGES, LATEX FREE, DISPOSABLE,SIZE 4 ADULT MEDIUM" | EA | 817
MOH | منافسة تأمين لوازم العلاج التنفسي والتخدير | NPT0011/19 | 4227191531200 | MOH - Najran | "ANESTHESIA FACE MASK, FULLY TRANSPARENT ALL MASK AND INFLATABLE, AIRCUSHION, ANATOMICAL FIT WITH EFFECTIVE SEAL, EASY AND COMFORTABLE GRIPFOR USER, FLEXIBLE MASK BODY, NON SLIP RIDGES, LATEX FREE, DISPOSABLE,SIZE 4 ADULT MEDIUM" | EA | 32
MOH | منافسة تأمين لوازم العلاج التنفسي والتخدير | NPT0011/19 | 4227191531200 | MOH - Qonfodah | "ANESTHESIA FACE MASK, FULLY TRANSPARENT ALL MASK AND INFLATABLE, AIRCUSHION, ANATOMICAL FIT WITH EFFECTIVE SEAL, EASY AND COMFORTABLE GRIPFOR USER, FLEXIBLE MASK BODY, NON SLIP RIDGES, LATEX FREE, DISPOSABLE,SIZE 4 ADULT MEDIUM" | EA | 2
MOH | منافسة تأمين لوازم العلاج التنفسي والتخدير | NPT0011/19 | 4227191531300 |  | MASK NASAL PEDIATRIC (SILICONE/GEL), VENTED, SIZE SMALL WITH STRAP ANDSWIVEL, ADJUSTABLE FOREHEAD SUPPORT, ADJUSTABLE MOLD DISPOSABLE FORCPAP/BIPAP MACHINE. | EA | 800
MOH | منافسة تأمين لوازم العلاج التنفسي والتخدير | NPT0011/19 | 4227191531300 | MOH - Ahsa | MASK NASAL PEDIATRIC (SILICONE/GEL), VENTED, SIZE SMALL WITH STRAP ANDSWIVEL, ADJUSTABLE FOREHEAD SUPPORT, ADJUSTABLE MOLD DISPOSABLE FORCPAP/BIPAP MACHINE. | EA | 350
MOH | منافسة تأمين لوازم العلاج التنفسي والتخدير | NPT0011/19 | 4227191531300 | MOH - Dammam | MASK NASAL PEDIATRIC (SILICONE/GEL), VENTED, SIZE SMALL WITH STRAP ANDSWIVEL, ADJUSTABLE FOREHEAD SUPPORT, ADJUSTABLE MOLD DISPOSABLE FORCPAP/BIPAP MACHINE. | EA | 180
MOH | منافسة تأمين لوازم العلاج التنفسي والتخدير | NPT0011/19 | 4227191531300 | MOH - Dammam | MASK NASAL PEDIATRIC (SILICONE/GEL), VENTED, SIZE SMALL WITH STRAP ANDSWIVEL, ADJUSTABLE FOREHEAD SUPPORT, ADJUSTABLE MOLD DISPOSABLE FORCPAP/BIPAP MACHINE. | EA | 1800
MOH | منافسة تأمين لوازم العلاج التنفسي والتخدير | NPT0011/19 | 4227191531300 | MOH - Jeddah | MASK NASAL PEDIATRIC (SILICONE/GEL), VENTED, SIZE SMALL WITH STRAP ANDSWIVEL, ADJUSTABLE FOREHEAD SUPPORT, ADJUSTABLE MOLD DISPOSABLE FORCPAP/BIPAP MACHINE. | EA | 20
MOH | منافسة تأمين لوازم العلاج التنفسي والتخدير | NPT0011/19 | 4227191531300 | MOH - Jeddah | MASK NASAL PEDIATRIC (SILICONE/GEL), VENTED, SIZE SMALL WITH STRAP ANDSWIVEL, ADJUSTABLE FOREHEAD SUPPORT, ADJUSTABLE MOLD DISPOSABLE FORCPAP/BIPAP MACHINE. | EA | 100
MOH | منافسة تأمين لوازم العلاج التنفسي والتخدير | NPT0011/19 | 4227191531300 | MOH - Jeddah | MASK NASAL PEDIATRIC (SILICONE/GEL), VENTED, SIZE SMALL WITH STRAP ANDSWIVEL, ADJUSTABLE FOREHEAD SUPPORT, ADJUSTABLE MOLD DISPOSABLE FORCPAP/BIPAP MACHINE. | EA | 200
MOH | منافسة تأمين لوازم العلاج التنفسي والتخدير | NPT0011/19 | 4227191531300 | MOH - KSMC | MASK NASAL PEDIATRIC (SILICONE/GEL), VENTED, SIZE SMALL WITH STRAP ANDSWIVEL, ADJUSTABLE FOREHEAD SUPPORT, ADJUSTABLE MOLD DISPOSABLE FORCPAP/BIPAP MACHINE. | EA | 200
MOH | منافسة تأمين لوازم العلاج التنفسي والتخدير | NPT0011/19 | 4227191531300 | MOH - KSMC | MASK NASAL PEDIATRIC (SILICONE/GEL), VENTED, SIZE SMALL WITH STRAP ANDSWIVEL, ADJUSTABLE FOREHEAD SUPPORT, ADJUSTABLE MOLD DISPOSABLE FORCPAP/BIPAP MACHINE. | EA | 200
MOH | منافسة تأمين لوازم العلاج التنفسي والتخدير | NPT0011/19 | 4227191531300 | MOH - KSMC | MASK NASAL PEDIATRIC (SILICONE/GEL), VENTED, SIZE SMALL WITH STRAP ANDSWIVEL, ADJUSTABLE FOREHEAD SUPPORT, ADJUSTABLE MOLD DISPOSABLE FORCPAP/BIPAP MACHINE. | EA | 230
MOH | منافسة تأمين لوازم العلاج التنفسي والتخدير | NPT0011/19 | 4227191531300 | MOH - Makkah | MASK NASAL PEDIATRIC (SILICONE/GEL), VENTED, SIZE SMALL WITH STRAP ANDSWIVEL, ADJUSTABLE FOREHEAD SUPPORT, ADJUSTABLE MOLD DISPOSABLE FORCPAP/BIPAP MACHINE. | EA | 900
MOH | منافسة تأمين لوازم العلاج التنفسي والتخدير | NPT0011/19 | 4227191531300 | MOH - Makkah | MASK NASAL PEDIATRIC (SILICONE/GEL), VENTED, SIZE SMALL WITH STRAP ANDSWIVEL, ADJUSTABLE FOREHEAD SUPPORT, ADJUSTABLE MOLD DISPOSABLE FORCPAP/BIPAP MACHINE. | EA | 1400
MOH | منافسة تأمين لوازم العلاج التنفسي والتخدير | NPT0011/19 | 4227191531300 | MOH - Makkah | MASK NASAL PEDIATRIC (SILICONE/GEL), VENTED, SIZE SMALL WITH STRAP ANDSWIVEL, ADJUSTABLE FOREHEAD SUPPORT, ADJUSTABLE MOLD DISPOSABLE FORCPAP/BIPAP MACHINE. | EA | 3300
MOH | منافسة تأمين لوازم العلاج التنفسي والتخدير | NPT0011/19 | 4227191532200 | MOH - Qasim Health Directorateالمديريةالعامة للشؤون الصحية القصيم | "MASK OXYGEN ADULT, CLEAR PLASTIC WITH METAL STRIP OVER NOSE, SMALLEXHALATION PORT BILATERAL OXYGEN TUBING RESISTANT LENGTH 2.1 M ADU LTDISPOSABLE" | EA | 124
MOH | منافسة تأمين لوازم العلاج التنفسي والتخدير | NPT0011/19 | 4227191532200 | MOH - Qonfodah | "MASK OXYGEN ADULT, CLEAR PLASTIC WITH METAL STRIP OVER NOSE, SMALLEXHALATION PORT BILATERAL OXYGEN TUBING RESISTANT LENGTH 2.1 M ADU LTDISPOSABLE" | EA | 17
MOH | منافسة تأمين لوازم العلاج التنفسي والتخدير | NPT0011/19 | 4227191534200 |  | "INTRODUCER TRACHEAL TUBE ADULT (BOUGIE) ANGLED, 15CH X 700-800MM" | EA | 11840
MOH | منافسة تأمين لوازم العلاج التنفسي والتخدير | NPT0011/19 | 4227191534200 | MOH - Beshah Health Directorateالمديريةالعامة للشؤون الصحية بيشه | "INTRODUCER TRACHEAL TUBE ADULT (BOUGIE) ANGLED, 15CH X 700-800MM" | EA | 5040
MOH | منافسة تأمين لوازم العلاج التنفسي والتخدير | NPT0011/19 | 4227191534200 | MOH - Hafer Health Directorateالمديريةالعامة للشؤون الصحية حفر ال | "INTRODUCER TRACHEAL TUBE ADULT (BOUGIE) ANGLED, 15CH X 700-800MM" | EA | 5360
MOH | منافسة تأمين لوازم العلاج التنفسي والتخدير | NPT0011/19 | 4227191534200 | MOH - Jeddah | "INTRODUCER TRACHEAL TUBE ADULT (BOUGIE) ANGLED, 15CH X 700-800MM" | EA | 25
MOH | منافسة تأمين لوازم العلاج التنفسي والتخدير | NPT0011/19 | 4227191534200 | MOH - Makkah | "INTRODUCER TRACHEAL TUBE ADULT (BOUGIE) ANGLED, 15CH X 700-800MM" | EA | 6072
MOH | منافسة تأمين لوازم العلاج التنفسي والتخدير | NPT0011/19 | 4227191534200 | MOH - Riiyadh Cluster 3 | "INTRODUCER TRACHEAL TUBE ADULT (BOUGIE) ANGLED, 15CH X 700-800MM" | EA | 5033
MOH | منافسة تأمين لوازم العلاج التنفسي والتخدير | NPT0011/19 | 4227191534200 | MOH - Taif Health Clusterالتجمع الصحي بالطائف | "INTRODUCER TRACHEAL TUBE ADULT (BOUGIE) ANGLED, 15CH X 700-800MM" | EA | 6196
MOH | منافسة تأمين لوازم العلاج التنفسي والتخدير | NPT0011/19 | 4227191535300 |  | "CUFF INFLATOR / PRESSURE GAUGE FOR ENDOTRACHEAL- TRACHEOSTOMY MEASURINGCUFF PRESSURE, REUSABLE" | EA | 119
MOH | منافسة تأمين لوازم العلاج التنفسي والتخدير | NPT0011/19 | 4227191535300 | MOH - Ahsa | "CUFF INFLATOR / PRESSURE GAUGE FOR ENDOTRACHEAL- TRACHEOSTOMY MEASURINGCUFF PRESSURE, REUSABLE" | EA | 78
MOH | منافسة تأمين لوازم العلاج التنفسي والتخدير | NPT0011/19 | 4227191535300 | MOH - Aseer Health Directorateالمديريةالعامة للشؤون الصحية عسير | "CUFF INFLATOR / PRESSURE GAUGE FOR ENDOTRACHEAL- TRACHEOSTOMY MEASURINGCUFF PRESSURE, REUSABLE" | EA | 136
MOH | منافسة تأمين لوازم العلاج التنفسي والتخدير | NPT0011/19 | 4227191535300 | MOH - Beshah Health Directorateالمديريةالعامة للشؤون الصحية بيشه | "CUFF INFLATOR / PRESSURE GAUGE FOR ENDOTRACHEAL- TRACHEOSTOMY MEASURINGCUFF PRESSURE, REUSABLE" | EA | 209
MOH | منافسة تأمين لوازم العلاج التنفسي والتخدير | NPT0011/19 | 4227191535300 | MOH - Hael Health Directorateالمديريةالعامة للشؤون الصحية حائل | "CUFF INFLATOR / PRESSURE GAUGE FOR ENDOTRACHEAL- TRACHEOSTOMY MEASURINGCUFF PRESSURE, REUSABLE" | EA | 94
MOH | منافسة تأمين لوازم العلاج التنفسي والتخدير | NPT0011/19 | 4227191535300 | MOH - Hafer Health Directorateالمديريةالعامة للشؤون الصحية حفر ال | "CUFF INFLATOR / PRESSURE GAUGE FOR ENDOTRACHEAL- TRACHEOSTOMY MEASURINGCUFF PRESSURE, REUSABLE" | EA | 17
MOH | منافسة تأمين لوازم العلاج التنفسي والتخدير | NPT0011/19 | 4227191535300 | MOH - KSMC | "CUFF INFLATOR / PRESSURE GAUGE FOR ENDOTRACHEAL- TRACHEOSTOMY MEASURINGCUFF PRESSURE, REUSABLE" | EA | 753
MOH | منافسة تأمين لوازم العلاج التنفسي والتخدير | NPT0011/19 | 4227191535300 | MOH - Makkah | "CUFF INFLATOR / PRESSURE GAUGE FOR ENDOTRACHEAL- TRACHEOSTOMY MEASURINGCUFF PRESSURE, REUSABLE" | EA | 332
MOH | منافسة تأمين لوازم العلاج التنفسي والتخدير | NPT0011/19 | 4227191535300 | MOH - Tabouk Health Directorateالمديريةالعامة للشؤون الصحية تبوك | "CUFF INFLATOR / PRESSURE GAUGE FOR ENDOTRACHEAL- TRACHEOSTOMY MEASURINGCUFF PRESSURE, REUSABLE" | EA | 50
MOH | منافسة تأمين لوازم العلاج التنفسي والتخدير | NPT0011/19 | 4227191535500 | MOH - Ahsa | "TRACHEOSTOMY TUBE HOLDER, ONE PIECE, VELCRO SECURING, SOFT PADDED FOAMCOVERED WITH FABRIC, ADULT/PEDIATRIC SIZE, 1.5 INCH WIDE, FITS NECK FROM18INCH TO 22 INCH , DISPOSABLE, NON-STERILE." | EA | 16
MOH | منافسة تأمين لوازم العلاج التنفسي والتخدير | NPT0011/19 | 4227191535500 | MOH - Makkah | "TRACHEOSTOMY TUBE HOLDER, ONE PIECE, VELCRO SECURING, SOFT PADDED FOAMCOVERED WITH FABRIC, ADULT/PEDIATRIC SIZE, 1.5 INCH WIDE, FITS NECK FROM18INCH TO 22 INCH , DISPOSABLE, NON-STERILE." | EA | 15
MOH | منافسة تأمين لوازم العلاج التنفسي والتخدير | NPT0011/19 | 4227191535500 | MOH - PMAH | "TRACHEOSTOMY TUBE HOLDER, ONE PIECE, VELCRO SECURING, SOFT PADDED FOAMCOVERED WITH FABRIC, ADULT/PEDIATRIC SIZE, 1.5 INCH WIDE, FITS NECK FROM18INCH TO 22 INCH , DISPOSABLE, NON-STERILE." | EA | 108
MOH | منافسة تأمين لوازم العلاج التنفسي والتخدير | NPT0011/19 | 4227191535600 |  | "LARYNGEAL MASK HYPER CURVED AIRWAY TUBE, OVAL SHAPED, INFLATABLE MASKWITH CUFF, DISPOSABLE, STERILE, SIZE 1.0" | EA | 200
MOH | منافسة تأمين لوازم العلاج التنفسي والتخدير | NPT0011/19 | 4227191535600 | MOH - Ahsa | "LARYNGEAL MASK HYPER CURVED AIRWAY TUBE, OVAL SHAPED, INFLATABLE MASKWITH CUFF, DISPOSABLE, STERILE, SIZE 1.0" | EA | 420
MOH | منافسة تأمين لوازم العلاج التنفسي والتخدير | NPT0011/19 | 4227191535600 | MOH - Baha | "LARYNGEAL MASK HYPER CURVED AIRWAY TUBE, OVAL SHAPED, INFLATABLE MASKWITH CUFF, DISPOSABLE, STERILE, SIZE 1.0" | EA | 540
MOH | منافسة تأمين لوازم العلاج التنفسي والتخدير | NPT0011/19 | 4227191535600 | MOH - Beshah Health Directorateالمديريةالعامة للشؤون الصحية بيشه | "LARYNGEAL MASK HYPER CURVED AIRWAY TUBE, OVAL SHAPED, INFLATABLE MASKWITH CUFF, DISPOSABLE, STERILE, SIZE 1.0" | EA | 500
MOH | منافسة تأمين لوازم العلاج التنفسي والتخدير | NPT0011/19 | 4227191535600 | MOH - Jeddah | "LARYNGEAL MASK HYPER CURVED AIRWAY TUBE, OVAL SHAPED, INFLATABLE MASKWITH CUFF, DISPOSABLE, STERILE, SIZE 1.0" | EA | 3400
MOH | منافسة تأمين لوازم العلاج التنفسي والتخدير | NPT0011/19 | 4227191535600 | MOH - KSMC | "LARYNGEAL MASK HYPER CURVED AIRWAY TUBE, OVAL SHAPED, INFLATABLE MASKWITH CUFF, DISPOSABLE, STERILE, SIZE 1.0" | EA | 692
MOH | منافسة تأمين لوازم العلاج التنفسي والتخدير | NPT0011/19 | 4227191535600 | MOH - Makkah | "LARYNGEAL MASK HYPER CURVED AIRWAY TUBE, OVAL SHAPED, INFLATABLE MASKWITH CUFF, DISPOSABLE, STERILE, SIZE 1.0" | EA | 571
MOH | منافسة تأمين لوازم العلاج التنفسي والتخدير | NPT0011/19 | 4227191535600 | MOH - Najran | "LARYNGEAL MASK HYPER CURVED AIRWAY TUBE, OVAL SHAPED, INFLATABLE MASKWITH CUFF, DISPOSABLE, STERILE, SIZE 1.0" | EA | 700
MOH | منافسة تأمين لوازم العلاج التنفسي والتخدير | NPT0011/19 | 4227191535600 | MOH - Qasim Health Directorateالمديريةالعامة للشؤون الصحية القصيم | "LARYNGEAL MASK HYPER CURVED AIRWAY TUBE, OVAL SHAPED, INFLATABLE MASKWITH CUFF, DISPOSABLE, STERILE, SIZE 1.0" | EA | 400
MOH | منافسة تأمين لوازم العلاج التنفسي والتخدير | NPT0011/19 | 4227191535600 | MOH - Qassim | "LARYNGEAL MASK HYPER CURVED AIRWAY TUBE, OVAL SHAPED, INFLATABLE MASKWITH CUFF, DISPOSABLE, STERILE, SIZE 1.0" | EA | 600
MOH | منافسة تأمين لوازم العلاج التنفسي والتخدير | NPT0011/19 | 4227191535600 | MOH - Qonfodah | "LARYNGEAL MASK HYPER CURVED AIRWAY TUBE, OVAL SHAPED, INFLATABLE MASKWITH CUFF, DISPOSABLE, STERILE, SIZE 1.0" | EA | 1400
MOH | منافسة تأمين لوازم العلاج التنفسي والتخدير | NPT0011/19 | 4227191535600 | MOH - Riiyadh Cluster 1 | "LARYNGEAL MASK HYPER CURVED AIRWAY TUBE, OVAL SHAPED, INFLATABLE MASKWITH CUFF, DISPOSABLE, STERILE, SIZE 1.0" | EA | 172
MOH | منافسة تأمين لوازم العلاج التنفسي والتخدير | NPT0011/19 | 4227191535600 | MOH - Riiyadh Cluster 2 | "LARYNGEAL MASK HYPER CURVED AIRWAY TUBE, OVAL SHAPED, INFLATABLE MASKWITH CUFF, DISPOSABLE, STERILE, SIZE 1.0" | EA | 170
MOH | منافسة تأمين لوازم العلاج التنفسي والتخدير | NPT0011/19 | 4227191535600 | MOH - Riiyadh Cluster 3 | "LARYNGEAL MASK HYPER CURVED AIRWAY TUBE, OVAL SHAPED, INFLATABLE MASKWITH CUFF, DISPOSABLE, STERILE, SIZE 1.0" | EA | 102
MOH | منافسة تأمين لوازم العلاج التنفسي والتخدير | NPT0011/19 | 4227191535600 | MOH - Tabouk Health Directorateالمديريةالعامة للشؤون الصحية تبوك | "LARYNGEAL MASK HYPER CURVED AIRWAY TUBE, OVAL SHAPED, INFLATABLE MASKWITH CUFF, DISPOSABLE, STERILE, SIZE 1.0" | EA | 300
MOH | منافسة تأمين لوازم العلاج التنفسي والتخدير | NPT0011/19 | 4227201805000 | MOH - Ahsa | "LARYNGEAL MASK HYPER CURVED AIRWAY TUBE, OVAL SHAPED, INFLATABLE MASKWITH CUFF, DISPOSABLE, STERILE, SIZE 1.5" | EA | 30
MOH | منافسة تأمين لوازم العلاج التنفسي والتخدير | NPT0011/19 | 4227201805000 | MOH - Hafer Health Directorateالمديريةالعامة للشؤون الصحية حفر ال | "LARYNGEAL MASK HYPER CURVED AIRWAY TUBE, OVAL SHAPED, INFLATABLE MASKWITH CUFF, DISPOSABLE, STERILE, SIZE 1.5" | EA | 10
MOH | منافسة تأمين لوازم العلاج التنفسي والتخدير | NPT0011/19 | 4227201805100 | MOH - Hafer Health Directorateالمديريةالعامة للشؤون الصحية حفر ال | "LARYNGEAL MASK AIRWAY (LMA) TUBE, CURVED, WITH FIXATION TAB, ELONGATEDCUFF, CUFF SILICON MATERIAL, SOFT BITE BLOCKER AND GASTRIC ACCESS WHICHENABLES PASSIVE OR ACTIVE DRAINAGE OF GASTRIC CONTENT INDEPENDENTLY OFVENTILATION, SIZE 1.5" | EA | 10
MOH | منافسة تأمين لوازم العلاج التنفسي والتخدير | NPT0011/19 | 4227201805800 | MOH - Qonfodah | "LARYNGEAL MASK AIRWAY (LMA) TUBE, CURVED, WITH FIXATION TAB, ELONGATEDCUFF, CUFF SILICON MATERIAL, SOFT BITE BLOCKER AND GASTRIC ACCESS WHICHENABLES PASSIVE OR ACTIVE DRAINAGE OF GASTRIC CONTENT INDEPENDENTLY OFVENTILATION, SIZE 2.0" | EA | 10
MOH | منافسة تأمين لوازم العلاج التنفسي والتخدير | NPT0011/19 | 4227201805900 | MOH - Najran | LARYNGEAL MASK AIRWAY (LMA) TUBE, CURVED, WITH FIXATION TAB, ELONGATEDCUFF, CUFF SILICON MATERIAL, SOFT BITE BLOCKER AND GASTRIC ACCESS WHICHENABLES PASSIVE OR ACTIVE DRAINAGE OF GASTRIC CONTENT INDEPENDENTLY OFVENTILATION, SIZE 2.5 | EA | 259
MOH | منافسة تأمين لوازم العلاج التنفسي والتخدير | NPT0011/19 | 4227201806000 | MOH - Najran | "LARYNGEAL MASK AIRWAY (LMA) TUBE, CURVED, WITH FIXATION TAB, ELONGATEDCUFF, CUFF SILICON MATERIAL, SOFT BITE BLOCKER AND GASTRIC ACCESS WHICHENABLES PASSIVE OR ACTIVE DRAINAGE OF GASTRIC CONTENT INDEPENDENTLY OFVENTILATION, SIZE 3.0" | EA | 130
MOH | منافسة تأمين لوازم العلاج التنفسي والتخدير | NPT0011/19 | 4227201806000 | MOH - Riiyadh Cluster 2 | "LARYNGEAL MASK AIRWAY (LMA) TUBE, CURVED, WITH FIXATION TAB, ELONGATEDCUFF, CUFF SILICON MATERIAL, SOFT BITE BLOCKER AND GASTRIC ACCESS WHICHENABLES PASSIVE OR ACTIVE DRAINAGE OF GASTRIC CONTENT INDEPENDENTLY OFVENTILATION, SIZE 3.0" | EA | 75
MOH | منافسة تأمين لوازم العلاج التنفسي والتخدير | NPT0011/19 | 4227201806000 | MOH - Tabouk Health Directorateالمديريةالعامة للشؤون الصحية تبوك | "LARYNGEAL MASK AIRWAY (LMA) TUBE, CURVED, WITH FIXATION TAB, ELONGATEDCUFF, CUFF SILICON MATERIAL, SOFT BITE BLOCKER AND GASTRIC ACCESS WHICHENABLES PASSIVE OR ACTIVE DRAINAGE OF GASTRIC CONTENT INDEPENDENTLY OFVENTILATION, SIZE 3.0" | EA | 130
MOH | منافسة تأمين لوازم العلاج التنفسي والتخدير | NPT0011/19 | 4227201806100 | MOH - Aseer Health Directorateالمديريةالعامة للشؤون الصحية عسير | "LARYNGEAL MASK AIRWAY (LMA) TUBE, CURVED, WITH FIXATION TAB, ELONGATEDCUFF, CUFF SILICON MATERIAL, SOFT BITE BLOCKER AND GASTRIC ACCESS WHICHENABLES PASSIVE OR ACTIVE DRAINAGE OF GASTRIC CONTENT INDEPENDENTLY OFVENTILATION, SIZE 4.0" | EA | 410
MOH | منافسة تأمين لوازم العلاج التنفسي والتخدير | NPT0011/19 | 4227201806100 | MOH - Joaf Health Directorateالمديريةالعامة للشؤون الصحية الجوف | "LARYNGEAL MASK AIRWAY (LMA) TUBE, CURVED, WITH FIXATION TAB, ELONGATEDCUFF, CUFF SILICON MATERIAL, SOFT BITE BLOCKER AND GASTRIC ACCESS WHICHENABLES PASSIVE OR ACTIVE DRAINAGE OF GASTRIC CONTENT INDEPENDENTLY OFVENTILATION, SIZE 4.0" | EA | 976
MOH | منافسة تأمين لوازم العلاج التنفسي والتخدير | NPT0011/19 | 4227201806100 | MOH - KSMC | "LARYNGEAL MASK AIRWAY (LMA) TUBE, CURVED, WITH FIXATION TAB, ELONGATEDCUFF, CUFF SILICON MATERIAL, SOFT BITE BLOCKER AND GASTRIC ACCESS WHICHENABLES PASSIVE OR ACTIVE DRAINAGE OF GASTRIC CONTENT INDEPENDENTLY OFVENTILATION, SIZE 4.0" | EA | 552
MOH | منافسة تأمين لوازم العلاج التنفسي والتخدير | NPT0011/19 | 4227201806100 | MOH - Makkah | "LARYNGEAL MASK AIRWAY (LMA) TUBE, CURVED, WITH FIXATION TAB, ELONGATEDCUFF, CUFF SILICON MATERIAL, SOFT BITE BLOCKER AND GASTRIC ACCESS WHICHENABLES PASSIVE OR ACTIVE DRAINAGE OF GASTRIC CONTENT INDEPENDENTLY OFVENTILATION, SIZE 4.0" | EA | 180
MOH | منافسة تأمين لوازم العلاج التنفسي والتخدير | NPT0011/19 | 4227201806100 | MOH - Najran | "LARYNGEAL MASK AIRWAY (LMA) TUBE, CURVED, WITH FIXATION TAB, ELONGATEDCUFF, CUFF SILICON MATERIAL, SOFT BITE BLOCKER AND GASTRIC ACCESS WHICHENABLES PASSIVE OR ACTIVE DRAINAGE OF GASTRIC CONTENT INDEPENDENTLY OFVENTILATION, SIZE 4.0" | EA | 210
MOH | منافسة تأمين لوازم العلاج التنفسي والتخدير | NPT0011/19 | 4227201806100 | MOH - Qorayat Health Directorateالمديريةالعامة للشؤون الصحية القريا | "LARYNGEAL MASK AIRWAY (LMA) TUBE, CURVED, WITH FIXATION TAB, ELONGATEDCUFF, CUFF SILICON MATERIAL, SOFT BITE BLOCKER AND GASTRIC ACCESS WHICHENABLES PASSIVE OR ACTIVE DRAINAGE OF GASTRIC CONTENT INDEPENDENTLY OFVENTILATION, SIZE 4.0" | EA | 113
MOH | منافسة تأمين لوازم العلاج التنفسي والتخدير | NPT0011/19 | 4227201806100 | MOH - Tabouk Health Directorateالمديريةالعامة للشؤون الصحية تبوك | "LARYNGEAL MASK AIRWAY (LMA) TUBE, CURVED, WITH FIXATION TAB, ELONGATEDCUFF, CUFF SILICON MATERIAL, SOFT BITE BLOCKER AND GASTRIC ACCESS WHICHENABLES PASSIVE OR ACTIVE DRAINAGE OF GASTRIC CONTENT INDEPENDENTLY OFVENTILATION, SIZE 4.0" | EA | 160
MOH | منافسة تأمين لوازم العلاج التنفسي والتخدير | NPT0011/19 | 4227201806200 | MOH - Ahsa | "LARYNGEAL MASK AIRWAY (LMA) TUBE, CURVED, WITH FIXATION TAB, ELONGATEDCUFF, CUFF SILICON MATERIAL, SOFT BITE BLOCKER AND GASTRIC ACCESS WHICHENABLES PASSIVE OR ACTIVE DRAINAGE OF GASTRIC CONTENT INDEPENDENTLY OFVENTILATION, SIZE 5.0" | EA | 220
MOH | منافسة تأمين لوازم العلاج التنفسي والتخدير | NPT0011/19 | 4227201806200 | MOH - Aseer Health Directorateالمديريةالعامة للشؤون الصحية عسير | "LARYNGEAL MASK AIRWAY (LMA) TUBE, CURVED, WITH FIXATION TAB, ELONGATEDCUFF, CUFF SILICON MATERIAL, SOFT BITE BLOCKER AND GASTRIC ACCESS WHICHENABLES PASSIVE OR ACTIVE DRAINAGE OF GASTRIC CONTENT INDEPENDENTLY OFVENTILATION, SIZE 5.0" | EA | 580
MOH | منافسة تأمين لوازم العلاج التنفسي والتخدير | NPT0011/19 | 4227201806200 | MOH - KSMC | "LARYNGEAL MASK AIRWAY (LMA) TUBE, CURVED, WITH FIXATION TAB, ELONGATEDCUFF, CUFF SILICON MATERIAL, SOFT BITE BLOCKER AND GASTRIC ACCESS WHICHENABLES PASSIVE OR ACTIVE DRAINAGE OF GASTRIC CONTENT INDEPENDENTLY OFVENTILATION, SIZE 5.0" | EA | 368
MOH | منافسة تأمين لوازم العلاج التنفسي والتخدير | NPT0011/19 | 4227201806200 | MOH - Makkah | "LARYNGEAL MASK AIRWAY (LMA) TUBE, CURVED, WITH FIXATION TAB, ELONGATEDCUFF, CUFF SILICON MATERIAL, SOFT BITE BLOCKER AND GASTRIC ACCESS WHICHENABLES PASSIVE OR ACTIVE DRAINAGE OF GASTRIC CONTENT INDEPENDENTLY OFVENTILATION, SIZE 5.0" | EA | 180
MOH | منافسة تأمين لوازم العلاج التنفسي والتخدير | NPT0011/19 | 4227201806200 | MOH - Najran | "LARYNGEAL MASK AIRWAY (LMA) TUBE, CURVED, WITH FIXATION TAB, ELONGATEDCUFF, CUFF SILICON MATERIAL, SOFT BITE BLOCKER AND GASTRIC ACCESS WHICHENABLES PASSIVE OR ACTIVE DRAINAGE OF GASTRIC CONTENT INDEPENDENTLY OFVENTILATION, SIZE 5.0" | EA | 60
MOH | منافسة تأمين لوازم العلاج التنفسي والتخدير | NPT0011/19 | 4227201806200 | MOH - Qorayat Health Directorateالمديريةالعامة للشؤون الصحية القريا | "LARYNGEAL MASK AIRWAY (LMA) TUBE, CURVED, WITH FIXATION TAB, ELONGATEDCUFF, CUFF SILICON MATERIAL, SOFT BITE BLOCKER AND GASTRIC ACCESS WHICHENABLES PASSIVE OR ACTIVE DRAINAGE OF GASTRIC CONTENT INDEPENDENTLY OFVENTILATION, SIZE 5.0" | EA | 170
MOH | منافسة تأمين لوازم العلاج التنفسي والتخدير | NPT0011/19 | 4227201806200 | MOH - Riiyadh Cluster 2 | "LARYNGEAL MASK AIRWAY (LMA) TUBE, CURVED, WITH FIXATION TAB, ELONGATEDCUFF, CUFF SILICON MATERIAL, SOFT BITE BLOCKER AND GASTRIC ACCESS WHICHENABLES PASSIVE OR ACTIVE DRAINAGE OF GASTRIC CONTENT INDEPENDENTLY OFVENTILATION, SIZE 5.0" | EA | 57
MOH | منافسة تأمين لوازم العلاج التنفسي والتخدير | NPT0011/19 | 4227201806300 | MOH - Aseer Health Directorateالمديريةالعامة للشؤون الصحية عسير | "SPINAL NEEDLE WHITACRE PENCIL POINT WITH INTRODUCER 22G X 3.5""" | EA | 90
MOH | منافسة تأمين لوازم العلاج التنفسي والتخدير | NPT0011/19 | 4227201806300 | MOH - Beshah Health Directorateالمديريةالعامة للشؤون الصحية بيشه | "SPINAL NEEDLE WHITACRE PENCIL POINT WITH INTRODUCER 22G X 3.5""" | EA | 60
MOH | منافسة تأمين لوازم العلاج التنفسي والتخدير | NPT0011/19 | 4227201806300 | MOH - Joaf Health Directorateالمديريةالعامة للشؤون الصحية الجوف | "SPINAL NEEDLE WHITACRE PENCIL POINT WITH INTRODUCER 22G X 3.5""" | EA | 1260
MOH | منافسة تأمين لوازم العلاج التنفسي والتخدير | NPT0011/19 | 4227201806300 | MOH - KSMC | "SPINAL NEEDLE WHITACRE PENCIL POINT WITH INTRODUCER 22G X 3.5""" | EA | 130
MOH | منافسة تأمين لوازم العلاج التنفسي والتخدير | NPT0011/19 | 4227201806300 | MOH - Qassim | "SPINAL NEEDLE WHITACRE PENCIL POINT WITH INTRODUCER 22G X 3.5""" | EA | 290
MOH | منافسة تأمين لوازم العلاج التنفسي والتخدير | NPT0011/19 | 4227201806300 | MOH - Riiyadh Cluster 2 | "SPINAL NEEDLE WHITACRE PENCIL POINT WITH INTRODUCER 22G X 3.5""" | EA | 60
MOH | منافسة تأمين لوازم العلاج التنفسي والتخدير | NPT0011/19 | 4227250003200 |  | EPIDURAL COMBINED SPINAL DISPOSABLE, STERILE SET CONSIST OF:18G X80-100MM CSE TUOHY NEEDLE, LOSS-OF RESISTANCE SYRINGE, WELL SEALED, NONLUER LOCK 20G CLEAR AND SCALED EPIDURAL CATHETER, EASILY INSERTED, NONKINKABLE, ATRAUMATIC CATHETER INTRODUCER PIECE, CATHETER CONNECTOR,EPIDURAL CATHETER LABEL 0.2M LUER LOCK FLAT FILTER, FILTER STRAW, WITHFIXATOR TO HOLD CATHETER, CSE SPINAL NEEDLE 26-27G X 90-125MM, PENCILPOINT WITH INTERLOCK CONNECTION TO TUOHY NEEDLE | EA | 227
MOH | منافسة تأمين لوازم العلاج التنفسي والتخدير | NPT0011/19 | 4227250003200 |  | EPIDURAL COMBINED SPINAL DISPOSABLE, STERILE SET CONSIST OF:18G X80-100MM CSE TUOHY NEEDLE, LOSS-OF RESISTANCE SYRINGE, WELL SEALED, NONLUER LOCK 20G CLEAR AND SCALED EPIDURAL CATHETER, EASILY INSERTED, NONKINKABLE, ATRAUMATIC CATHETER INTRODUCER PIECE, CATHETER CONNECTOR,EPIDURAL CATHETER LABEL 0.2M LUER LOCK FLAT FILTER, FILTER STRAW, WITHFIXATOR TO HOLD CATHETER, CSE SPINAL NEEDLE 26-27G X 90-125MM, PENCILPOINT WITH INTERLOCK CONNECTION TO TUOHY NEEDLE | EA | 213
MOH | منافسة تأمين لوازم العلاج التنفسي والتخدير | NPT0011/19 | 4227250003200 | MOH - Ahsa | EPIDURAL COMBINED SPINAL DISPOSABLE, STERILE SET CONSIST OF:18G X80-100MM CSE TUOHY NEEDLE, LOSS-OF RESISTANCE SYRINGE, WELL SEALED, NONLUER LOCK 20G CLEAR AND SCALED EPIDURAL CATHETER, EASILY INSERTED, NONKINKABLE, ATRAUMATIC CATHETER INTRODUCER PIECE, CATHETER CONNECTOR,EPIDURAL CATHETER LABEL 0.2M LUER LOCK FLAT FILTER, FILTER STRAW, WITHFIXATOR TO HOLD CATHETER, CSE SPINAL NEEDLE 26-27G X 90-125MM, PENCILPOINT WITH INTERLOCK CONNECTION TO TUOHY NEEDLE | EA | 135
MOH | منافسة تأمين لوازم العلاج التنفسي والتخدير | NPT0011/19 | 4227250003200 | MOH - Ahsa | EPIDURAL COMBINED SPINAL DISPOSABLE, STERILE SET CONSIST OF:18G X80-100MM CSE TUOHY NEEDLE, LOSS-OF RESISTANCE SYRINGE, WELL SEALED, NONLUER LOCK 20G CLEAR AND SCALED EPIDURAL CATHETER, EASILY INSERTED, NONKINKABLE, ATRAUMATIC CATHETER INTRODUCER PIECE, CATHETER CONNECTOR,EPIDURAL CATHETER LABEL 0.2M LUER LOCK FLAT FILTER, FILTER STRAW, WITHFIXATOR TO HOLD CATHETER, CSE SPINAL NEEDLE 26-27G X 90-125MM, PENCILPOINT WITH INTERLOCK CONNECTION TO TUOHY NEEDLE | EA | 171
MOH | منافسة تأمين لوازم العلاج التنفسي والتخدير | NPT0011/19 | 4227250003200 | MOH - Ahsa | EPIDURAL COMBINED SPINAL DISPOSABLE, STERILE SET CONSIST OF:18G X80-100MM CSE TUOHY NEEDLE, LOSS-OF RESISTANCE SYRINGE, WELL SEALED, NONLUER LOCK 20G CLEAR AND SCALED EPIDURAL CATHETER, EASILY INSERTED, NONKINKABLE, ATRAUMATIC CATHETER INTRODUCER PIECE, CATHETER CONNECTOR,EPIDURAL CATHETER LABEL 0.2M LUER LOCK FLAT FILTER, FILTER STRAW, WITHFIXATOR TO HOLD CATHETER, CSE SPINAL NEEDLE 26-27G X 90-125MM, PENCILPOINT WITH INTERLOCK CONNECTION TO TUOHY NEEDLE | EA | 297
MOH | منافسة تأمين لوازم العلاج التنفسي والتخدير | NPT0011/19 | 4227250003200 | MOH - Ahsa | EPIDURAL COMBINED SPINAL DISPOSABLE, STERILE SET CONSIST OF:18G X80-100MM CSE TUOHY NEEDLE, LOSS-OF RESISTANCE SYRINGE, WELL SEALED, NONLUER LOCK 20G CLEAR AND SCALED EPIDURAL CATHETER, EASILY INSERTED, NONKINKABLE, ATRAUMATIC CATHETER INTRODUCER PIECE, CATHETER CONNECTOR,EPIDURAL CATHETER LABEL 0.2M LUER LOCK FLAT FILTER, FILTER STRAW, WITHFIXATOR TO HOLD CATHETER, CSE SPINAL NEEDLE 26-27G X 90-125MM, PENCILPOINT WITH INTERLOCK CONNECTION TO TUOHY NEEDLE | EA | 1455
MOH | منافسة تأمين لوازم العلاج التنفسي والتخدير | NPT0011/19 | 4227250003200 | MOH - Ahsa | EPIDURAL COMBINED SPINAL DISPOSABLE, STERILE SET CONSIST OF:18G X80-100MM CSE TUOHY NEEDLE, LOSS-OF RESISTANCE SYRINGE, WELL SEALED, NONLUER LOCK 20G CLEAR AND SCALED EPIDURAL CATHETER, EASILY INSERTED, NONKINKABLE, ATRAUMATIC CATHETER INTRODUCER PIECE, CATHETER CONNECTOR,EPIDURAL CATHETER LABEL 0.2M LUER LOCK FLAT FILTER, FILTER STRAW, WITHFIXATOR TO HOLD CATHETER, CSE SPINAL NEEDLE 26-27G X 90-125MM, PENCILPOINT WITH INTERLOCK CONNECTION TO TUOHY NEEDLE | EA | 477
MOH | منافسة تأمين لوازم العلاج التنفسي والتخدير | NPT0011/19 | 4227250003200 | MOH - Ahsa | EPIDURAL COMBINED SPINAL DISPOSABLE, STERILE SET CONSIST OF:18G X80-100MM CSE TUOHY NEEDLE, LOSS-OF RESISTANCE SYRINGE, WELL SEALED, NONLUER LOCK 20G CLEAR AND SCALED EPIDURAL CATHETER, EASILY INSERTED, NONKINKABLE, ATRAUMATIC CATHETER INTRODUCER PIECE, CATHETER CONNECTOR,EPIDURAL CATHETER LABEL 0.2M LUER LOCK FLAT FILTER, FILTER STRAW, WITHFIXATOR TO HOLD CATHETER, CSE SPINAL NEEDLE 26-27G X 90-125MM, PENCILPOINT WITH INTERLOCK CONNECTION TO TUOHY NEEDLE | EA | 207
MOH | منافسة تأمين لوازم العلاج التنفسي والتخدير | NPT0011/19 | 4227250003200 | MOH - Ahsa | EPIDURAL COMBINED SPINAL DISPOSABLE, STERILE SET CONSIST OF:18G X80-100MM CSE TUOHY NEEDLE, LOSS-OF RESISTANCE SYRINGE, WELL SEALED, NONLUER LOCK 20G CLEAR AND SCALED EPIDURAL CATHETER, EASILY INSERTED, NONKINKABLE, ATRAUMATIC CATHETER INTRODUCER PIECE, CATHETER CONNECTOR,EPIDURAL CATHETER LABEL 0.2M LUER LOCK FLAT FILTER, FILTER STRAW, WITHFIXATOR TO HOLD CATHETER, CSE SPINAL NEEDLE 26-27G X 90-125MM, PENCILPOINT WITH INTERLOCK CONNECTION TO TUOHY NEEDLE | EA | 2593
MOH | منافسة تأمين لوازم العلاج التنفسي والتخدير | NPT0011/19 | 4227250003200 | MOH - Ahsa | EPIDURAL COMBINED SPINAL DISPOSABLE, STERILE SET CONSIST OF:18G X80-100MM CSE TUOHY NEEDLE, LOSS-OF RESISTANCE SYRINGE, WELL SEALED, NONLUER LOCK 20G CLEAR AND SCALED EPIDURAL CATHETER, EASILY INSERTED, NONKINKABLE, ATRAUMATIC CATHETER INTRODUCER PIECE, CATHETER CONNECTOR,EPIDURAL CATHETER LABEL 0.2M LUER LOCK FLAT FILTER, FILTER STRAW, WITHFIXATOR TO HOLD CATHETER, CSE SPINAL NEEDLE 26-27G X 90-125MM, PENCILPOINT WITH INTERLOCK CONNECTION TO TUOHY NEEDLE | EA | 1060
MOH | منافسة تأمين لوازم العلاج التنفسي والتخدير | NPT0011/19 | 4227250003200 | MOH - Ahsa | EPIDURAL COMBINED SPINAL DISPOSABLE, STERILE SET CONSIST OF:18G X80-100MM CSE TUOHY NEEDLE, LOSS-OF RESISTANCE SYRINGE, WELL SEALED, NONLUER LOCK 20G CLEAR AND SCALED EPIDURAL CATHETER, EASILY INSERTED, NONKINKABLE, ATRAUMATIC CATHETER INTRODUCER PIECE, CATHETER CONNECTOR,EPIDURAL CATHETER LABEL 0.2M LUER LOCK FLAT FILTER, FILTER STRAW, WITHFIXATOR TO HOLD CATHETER, CSE SPINAL NEEDLE 26-27G X 90-125MM, PENCILPOINT WITH INTERLOCK CONNECTION TO TUOHY NEEDLE | EA | 300
MOH | منافسة تأمين لوازم العلاج التنفسي والتخدير | NPT0011/19 | 4227250003200 | MOH - Ahsa | EPIDURAL COMBINED SPINAL DISPOSABLE, STERILE SET CONSIST OF:18G X80-100MM CSE TUOHY NEEDLE, LOSS-OF RESISTANCE SYRINGE, WELL SEALED, NONLUER LOCK 20G CLEAR AND SCALED EPIDURAL CATHETER, EASILY INSERTED, NONKINKABLE, ATRAUMATIC CATHETER INTRODUCER PIECE, CATHETER CONNECTOR,EPIDURAL CATHETER LABEL 0.2M LUER LOCK FLAT FILTER, FILTER STRAW, WITHFIXATOR TO HOLD CATHETER, CSE SPINAL NEEDLE 26-27G X 90-125MM, PENCILPOINT WITH INTERLOCK CONNECTION TO TUOHY NEEDLE | EA | 3740
MOH | منافسة تأمين لوازم العلاج التنفسي والتخدير | NPT0011/19 | 4227250003200 | MOH - Ahsa | EPIDURAL COMBINED SPINAL DISPOSABLE, STERILE SET CONSIST OF:18G X80-100MM CSE TUOHY NEEDLE, LOSS-OF RESISTANCE SYRINGE, WELL SEALED, NONLUER LOCK 20G CLEAR AND SCALED EPIDURAL CATHETER, EASILY INSERTED, NONKINKABLE, ATRAUMATIC CATHETER INTRODUCER PIECE, CATHETER CONNECTOR,EPIDURAL CATHETER LABEL 0.2M LUER LOCK FLAT FILTER, FILTER STRAW, WITHFIXATOR TO HOLD CATHETER, CSE SPINAL NEEDLE 26-27G X 90-125MM, PENCILPOINT WITH INTERLOCK CONNECTION TO TUOHY NEEDLE | EA | 675
MOH | منافسة تأمين لوازم العلاج التنفسي والتخدير | NPT0011/19 | 4227250003200 | MOH - Ahsa | EPIDURAL COMBINED SPINAL DISPOSABLE, STERILE SET CONSIST OF:18G X80-100MM CSE TUOHY NEEDLE, LOSS-OF RESISTANCE SYRINGE, WELL SEALED, NONLUER LOCK 20G CLEAR AND SCALED EPIDURAL CATHETER, EASILY INSERTED, NONKINKABLE, ATRAUMATIC CATHETER INTRODUCER PIECE, CATHETER CONNECTOR,EPIDURAL CATHETER LABEL 0.2M LUER LOCK FLAT FILTER, FILTER STRAW, WITHFIXATOR TO HOLD CATHETER, CSE SPINAL NEEDLE 26-27G X 90-125MM, PENCILPOINT WITH INTERLOCK CONNECTION TO TUOHY NEEDLE | EA | 150
MOH | منافسة تأمين لوازم العلاج التنفسي والتخدير | NPT0011/19 | 4227250003200 | MOH - Ahsa | EPIDURAL COMBINED SPINAL DISPOSABLE, STERILE SET CONSIST OF:18G X80-100MM CSE TUOHY NEEDLE, LOSS-OF RESISTANCE SYRINGE, WELL SEALED, NONLUER LOCK 20G CLEAR AND SCALED EPIDURAL CATHETER, EASILY INSERTED, NONKINKABLE, ATRAUMATIC CATHETER INTRODUCER PIECE, CATHETER CONNECTOR,EPIDURAL CATHETER LABEL 0.2M LUER LOCK FLAT FILTER, FILTER STRAW, WITHFIXATOR TO HOLD CATHETER, CSE SPINAL NEEDLE 26-27G X 90-125MM, PENCILPOINT WITH INTERLOCK CONNECTION TO TUOHY NEEDLE | EA | 290
MOH | منافسة تأمين لوازم العلاج التنفسي والتخدير | NPT0011/19 | 4227250003200 | MOH - Ahsa | EPIDURAL COMBINED SPINAL DISPOSABLE, STERILE SET CONSIST OF:18G X80-100MM CSE TUOHY NEEDLE, LOSS-OF RESISTANCE SYRINGE, WELL SEALED, NONLUER LOCK 20G CLEAR AND SCALED EPIDURAL CATHETER, EASILY INSERTED, NONKINKABLE, ATRAUMATIC CATHETER INTRODUCER PIECE, CATHETER CONNECTOR,EPIDURAL CATHETER LABEL 0.2M LUER LOCK FLAT FILTER, FILTER STRAW, WITHFIXATOR TO HOLD CATHETER, CSE SPINAL NEEDLE 26-27G X 90-125MM, PENCILPOINT WITH INTERLOCK CONNECTION TO TUOHY NEEDLE | EA | 950
MOH | منافسة تأمين لوازم العلاج التنفسي والتخدير | NPT0011/19 | 4227250003200 | MOH - Ahsa | EPIDURAL COMBINED SPINAL DISPOSABLE, STERILE SET CONSIST OF:18G X80-100MM CSE TUOHY NEEDLE, LOSS-OF RESISTANCE SYRINGE, WELL SEALED, NONLUER LOCK 20G CLEAR AND SCALED EPIDURAL CATHETER, EASILY INSERTED, NONKINKABLE, ATRAUMATIC CATHETER INTRODUCER PIECE, CATHETER CONNECTOR,EPIDURAL CATHETER LABEL 0.2M LUER LOCK FLAT FILTER, FILTER STRAW, WITHFIXATOR TO HOLD CATHETER, CSE SPINAL NEEDLE 26-27G X 90-125MM, PENCILPOINT WITH INTERLOCK CONNECTION TO TUOHY NEEDLE | EA | 1280
MOH | منافسة تأمين لوازم العلاج التنفسي والتخدير | NPT0011/19 | 4227250003200 | MOH - Ahsa | EPIDURAL COMBINED SPINAL DISPOSABLE, STERILE SET CONSIST OF:18G X80-100MM CSE TUOHY NEEDLE, LOSS-OF RESISTANCE SYRINGE, WELL SEALED, NONLUER LOCK 20G CLEAR AND SCALED EPIDURAL CATHETER, EASILY INSERTED, NONKINKABLE, ATRAUMATIC CATHETER INTRODUCER PIECE, CATHETER CONNECTOR,EPIDURAL CATHETER LABEL 0.2M LUER LOCK FLAT FILTER, FILTER STRAW, WITHFIXATOR TO HOLD CATHETER, CSE SPINAL NEEDLE 26-27G X 90-125MM, PENCILPOINT WITH INTERLOCK CONNECTION TO TUOHY NEEDLE | EA | 1150
MOH | منافسة تأمين لوازم العلاج التنفسي والتخدير | NPT0011/19 | 4227250003200 | MOH - Aseer Health Directorateالمديريةالعامة للشؤون الصحية عسير | EPIDURAL COMBINED SPINAL DISPOSABLE, STERILE SET CONSIST OF:18G X80-100MM CSE TUOHY NEEDLE, LOSS-OF RESISTANCE SYRINGE, WELL SEALED, NONLUER LOCK 20G CLEAR AND SCALED EPIDURAL CATHETER, EASILY INSERTED, NONKINKABLE, ATRAUMATIC CATHETER INTRODUCER PIECE, CATHETER CONNECTOR,EPIDURAL CATHETER LABEL 0.2M LUER LOCK FLAT FILTER, FILTER STRAW, WITHFIXATOR TO HOLD CATHETER, CSE SPINAL NEEDLE 26-27G X 90-125MM, PENCILPOINT WITH INTERLOCK CONNECTION TO TUOHY NEEDLE | EA | 1600
MOH | منافسة تأمين لوازم العلاج التنفسي والتخدير | NPT0011/19 | 4227250003200 | MOH - Beshah Health Directorateالمديريةالعامة للشؤون الصحية بيشه | EPIDURAL COMBINED SPINAL DISPOSABLE, STERILE SET CONSIST OF:18G X80-100MM CSE TUOHY NEEDLE, LOSS-OF RESISTANCE SYRINGE, WELL SEALED, NONLUER LOCK 20G CLEAR AND SCALED EPIDURAL CATHETER, EASILY INSERTED, NONKINKABLE, ATRAUMATIC CATHETER INTRODUCER PIECE, CATHETER CONNECTOR,EPIDURAL CATHETER LABEL 0.2M LUER LOCK FLAT FILTER, FILTER STRAW, WITHFIXATOR TO HOLD CATHETER, CSE SPINAL NEEDLE 26-27G X 90-125MM, PENCILPOINT WITH INTERLOCK CONNECTION TO TUOHY NEEDLE | EA | 3554
MOH | منافسة تأمين لوازم العلاج التنفسي والتخدير | NPT0011/19 | 4227250003200 | MOH - Beshah Health Directorateالمديريةالعامة للشؤون الصحية بيشه | EPIDURAL COMBINED SPINAL DISPOSABLE, STERILE SET CONSIST OF:18G X80-100MM CSE TUOHY NEEDLE, LOSS-OF RESISTANCE SYRINGE, WELL SEALED, NONLUER LOCK 20G CLEAR AND SCALED EPIDURAL CATHETER, EASILY INSERTED, NONKINKABLE, ATRAUMATIC CATHETER INTRODUCER PIECE, CATHETER CONNECTOR,EPIDURAL CATHETER LABEL 0.2M LUER LOCK FLAT FILTER, FILTER STRAW, WITHFIXATOR TO HOLD CATHETER, CSE SPINAL NEEDLE 26-27G X 90-125MM, PENCILPOINT WITH INTERLOCK CONNECTION TO TUOHY NEEDLE | EA | 513
MOH | منافسة تأمين لوازم العلاج التنفسي والتخدير | NPT0011/19 | 4227250003200 | MOH - Beshah Health Directorateالمديريةالعامة للشؤون الصحية بيشه | EPIDURAL COMBINED SPINAL DISPOSABLE, STERILE SET CONSIST OF:18G X80-100MM CSE TUOHY NEEDLE, LOSS-OF RESISTANCE SYRINGE, WELL SEALED, NONLUER LOCK 20G CLEAR AND SCALED EPIDURAL CATHETER, EASILY INSERTED, NONKINKABLE, ATRAUMATIC CATHETER INTRODUCER PIECE, CATHETER CONNECTOR,EPIDURAL CATHETER LABEL 0.2M LUER LOCK FLAT FILTER, FILTER STRAW, WITHFIXATOR TO HOLD CATHETER, CSE SPINAL NEEDLE 26-27G X 90-125MM, PENCILPOINT WITH INTERLOCK CONNECTION TO TUOHY NEEDLE | EA | 1928
MOH | منافسة تأمين لوازم العلاج التنفسي والتخدير | NPT0011/19 | 4227250003200 | MOH - Beshah Health Directorateالمديريةالعامة للشؤون الصحية بيشه | EPIDURAL COMBINED SPINAL DISPOSABLE, STERILE SET CONSIST OF:18G X80-100MM CSE TUOHY NEEDLE, LOSS-OF RESISTANCE SYRINGE, WELL SEALED, NONLUER LOCK 20G CLEAR AND SCALED EPIDURAL CATHETER, EASILY INSERTED, NONKINKABLE, ATRAUMATIC CATHETER INTRODUCER PIECE, CATHETER CONNECTOR,EPIDURAL CATHETER LABEL 0.2M LUER LOCK FLAT FILTER, FILTER STRAW, WITHFIXATOR TO HOLD CATHETER, CSE SPINAL NEEDLE 26-27G X 90-125MM, PENCILPOINT WITH INTERLOCK CONNECTION TO TUOHY NEEDLE | EA | 1221
MOH | منافسة تأمين لوازم العلاج التنفسي والتخدير | NPT0011/19 | 4227250003200 | MOH - Beshah Health Directorateالمديريةالعامة للشؤون الصحية بيشه | EPIDURAL COMBINED SPINAL DISPOSABLE, STERILE SET CONSIST OF:18G X80-100MM CSE TUOHY NEEDLE, LOSS-OF RESISTANCE SYRINGE, WELL SEALED, NONLUER LOCK 20G CLEAR AND SCALED EPIDURAL CATHETER, EASILY INSERTED, NONKINKABLE, ATRAUMATIC CATHETER INTRODUCER PIECE, CATHETER CONNECTOR,EPIDURAL CATHETER LABEL 0.2M LUER LOCK FLAT FILTER, FILTER STRAW, WITHFIXATOR TO HOLD CATHETER, CSE SPINAL NEEDLE 26-27G X 90-125MM, PENCILPOINT WITH INTERLOCK CONNECTION TO TUOHY NEEDLE | EA | 1544
MOH | منافسة تأمين لوازم العلاج التنفسي والتخدير | NPT0011/19 | 4227250003200 | MOH - Beshah Health Directorateالمديريةالعامة للشؤون الصحية بيشه | EPIDURAL COMBINED SPINAL DISPOSABLE, STERILE SET CONSIST OF:18G X80-100MM CSE TUOHY NEEDLE, LOSS-OF RESISTANCE SYRINGE, WELL SEALED, NONLUER LOCK 20G CLEAR AND SCALED EPIDURAL CATHETER, EASILY INSERTED, NONKINKABLE, ATRAUMATIC CATHETER INTRODUCER PIECE, CATHETER CONNECTOR,EPIDURAL CATHETER LABEL 0.2M LUER LOCK FLAT FILTER, FILTER STRAW, WITHFIXATOR TO HOLD CATHETER, CSE SPINAL NEEDLE 26-27G X 90-125MM, PENCILPOINT WITH INTERLOCK CONNECTION TO TUOHY NEEDLE | EA | 857
MOH | منافسة تأمين لوازم العلاج التنفسي والتخدير | NPT0011/19 | 4227250003200 | MOH - Beshah Health Directorateالمديريةالعامة للشؤون الصحية بيشه | EPIDURAL COMBINED SPINAL DISPOSABLE, STERILE SET CONSIST OF:18G X80-100MM CSE TUOHY NEEDLE, LOSS-OF RESISTANCE SYRINGE, WELL SEALED, NONLUER LOCK 20G CLEAR AND SCALED EPIDURAL CATHETER, EASILY INSERTED, NONKINKABLE, ATRAUMATIC CATHETER INTRODUCER PIECE, CATHETER CONNECTOR,EPIDURAL CATHETER LABEL 0.2M LUER LOCK FLAT FILTER, FILTER STRAW, WITHFIXATOR TO HOLD CATHETER, CSE SPINAL NEEDLE 26-27G X 90-125MM, PENCILPOINT WITH INTERLOCK CONNECTION TO TUOHY NEEDLE | EA | 1600
MOH | منافسة تأمين لوازم العلاج التنفسي والتخدير | NPT0011/19 | 4227250003200 | MOH - Beshah Health Directorateالمديريةالعامة للشؤون الصحية بيشه | EPIDURAL COMBINED SPINAL DISPOSABLE, STERILE SET CONSIST OF:18G X80-100MM CSE TUOHY NEEDLE, LOSS-OF RESISTANCE SYRINGE, WELL SEALED, NONLUER LOCK 20G CLEAR AND SCALED EPIDURAL CATHETER, EASILY INSERTED, NONKINKABLE, ATRAUMATIC CATHETER INTRODUCER PIECE, CATHETER CONNECTOR,EPIDURAL CATHETER LABEL 0.2M LUER LOCK FLAT FILTER, FILTER STRAW, WITHFIXATOR TO HOLD CATHETER, CSE SPINAL NEEDLE 26-27G X 90-125MM, PENCILPOINT WITH INTERLOCK CONNECTION TO TUOHY NEEDLE | EA | 2100
MOH | منافسة تأمين لوازم العلاج التنفسي والتخدير | NPT0011/19 | 4227250003200 | MOH - Hafer Health Directorateالمديريةالعامة للشؤون الصحية حفر ال | EPIDURAL COMBINED SPINAL DISPOSABLE, STERILE SET CONSIST OF:18G X80-100MM CSE TUOHY NEEDLE, LOSS-OF RESISTANCE SYRINGE, WELL SEALED, NONLUER LOCK 20G CLEAR AND SCALED EPIDURAL CATHETER, EASILY INSERTED, NONKINKABLE, ATRAUMATIC CATHETER INTRODUCER PIECE, CATHETER CONNECTOR,EPIDURAL CATHETER LABEL 0.2M LUER LOCK FLAT FILTER, FILTER STRAW, WITHFIXATOR TO HOLD CATHETER, CSE SPINAL NEEDLE 26-27G X 90-125MM, PENCILPOINT WITH INTERLOCK CONNECTION TO TUOHY NEEDLE | EA | 4
MOH | منافسة تأمين لوازم العلاج التنفسي والتخدير | NPT0011/19 | 4227250003200 | MOH - Hafer Health Directorateالمديريةالعامة للشؤون الصحية حفر ال | EPIDURAL COMBINED SPINAL DISPOSABLE, STERILE SET CONSIST OF:18G X80-100MM CSE TUOHY NEEDLE, LOSS-OF RESISTANCE SYRINGE, WELL SEALED, NONLUER LOCK 20G CLEAR AND SCALED EPIDURAL CATHETER, EASILY INSERTED, NONKINKABLE, ATRAUMATIC CATHETER INTRODUCER PIECE, CATHETER CONNECTOR,EPIDURAL CATHETER LABEL 0.2M LUER LOCK FLAT FILTER, FILTER STRAW, WITHFIXATOR TO HOLD CATHETER, CSE SPINAL NEEDLE 26-27G X 90-125MM, PENCILPOINT WITH INTERLOCK CONNECTION TO TUOHY NEEDLE | EA | 591
MOH | منافسة تأمين لوازم العلاج التنفسي والتخدير | NPT0011/19 | 4227250003200 | MOH - Hafer Health Directorateالمديريةالعامة للشؤون الصحية حفر ال | EPIDURAL COMBINED SPINAL DISPOSABLE, STERILE SET CONSIST OF:18G X80-100MM CSE TUOHY NEEDLE, LOSS-OF RESISTANCE SYRINGE, WELL SEALED, NONLUER LOCK 20G CLEAR AND SCALED EPIDURAL CATHETER, EASILY INSERTED, NONKINKABLE, ATRAUMATIC CATHETER INTRODUCER PIECE, CATHETER CONNECTOR,EPIDURAL CATHETER LABEL 0.2M LUER LOCK FLAT FILTER, FILTER STRAW, WITHFIXATOR TO HOLD CATHETER, CSE SPINAL NEEDLE 26-27G X 90-125MM, PENCILPOINT WITH INTERLOCK CONNECTION TO TUOHY NEEDLE | EA | 2
MOH | منافسة تأمين لوازم العلاج التنفسي والتخدير | NPT0011/19 | 4227250003200 | MOH - Hafer Health Directorateالمديريةالعامة للشؤون الصحية حفر ال | EPIDURAL COMBINED SPINAL DISPOSABLE, STERILE SET CONSIST OF:18G X80-100MM CSE TUOHY NEEDLE, LOSS-OF RESISTANCE SYRINGE, WELL SEALED, NONLUER LOCK 20G CLEAR AND SCALED EPIDURAL CATHETER, EASILY INSERTED, NONKINKABLE, ATRAUMATIC CATHETER INTRODUCER PIECE, CATHETER CONNECTOR,EPIDURAL CATHETER LABEL 0.2M LUER LOCK FLAT FILTER, FILTER STRAW, WITHFIXATOR TO HOLD CATHETER, CSE SPINAL NEEDLE 26-27G X 90-125MM, PENCILPOINT WITH INTERLOCK CONNECTION TO TUOHY NEEDLE | EA | 900
MOH | منافسة تأمين لوازم العلاج التنفسي والتخدير | NPT0011/19 | 4227250003200 | MOH - Jeddah | EPIDURAL COMBINED SPINAL DISPOSABLE, STERILE SET CONSIST OF:18G X80-100MM CSE TUOHY NEEDLE, LOSS-OF RESISTANCE SYRINGE, WELL SEALED, NONLUER LOCK 20G CLEAR AND SCALED EPIDURAL CATHETER, EASILY INSERTED, NONKINKABLE, ATRAUMATIC CATHETER INTRODUCER PIECE, CATHETER CONNECTOR,EPIDURAL CATHETER LABEL 0.2M LUER LOCK FLAT FILTER, FILTER STRAW, WITHFIXATOR TO HOLD CATHETER, CSE SPINAL NEEDLE 26-27G X 90-125MM, PENCILPOINT WITH INTERLOCK CONNECTION TO TUOHY NEEDLE | EA | 1000
MOH | منافسة تأمين لوازم العلاج التنفسي والتخدير | NPT0011/19 | 4227250003200 | MOH - Jeddah | EPIDURAL COMBINED SPINAL DISPOSABLE, STERILE SET CONSIST OF:18G X80-100MM CSE TUOHY NEEDLE, LOSS-OF RESISTANCE SYRINGE, WELL SEALED, NONLUER LOCK 20G CLEAR AND SCALED EPIDURAL CATHETER, EASILY INSERTED, NONKINKABLE, ATRAUMATIC CATHETER INTRODUCER PIECE, CATHETER CONNECTOR,EPIDURAL CATHETER LABEL 0.2M LUER LOCK FLAT FILTER, FILTER STRAW, WITHFIXATOR TO HOLD CATHETER, CSE SPINAL NEEDLE 26-27G X 90-125MM, PENCILPOINT WITH INTERLOCK CONNECTION TO TUOHY NEEDLE | EA | 2000
MOH | منافسة تأمين لوازم العلاج التنفسي والتخدير | NPT0011/19 | 4227250003200 | MOH - Jeddah | EPIDURAL COMBINED SPINAL DISPOSABLE, STERILE SET CONSIST OF:18G X80-100MM CSE TUOHY NEEDLE, LOSS-OF RESISTANCE SYRINGE, WELL SEALED, NONLUER LOCK 20G CLEAR AND SCALED EPIDURAL CATHETER, EASILY INSERTED, NONKINKABLE, ATRAUMATIC CATHETER INTRODUCER PIECE, CATHETER CONNECTOR,EPIDURAL CATHETER LABEL 0.2M LUER LOCK FLAT FILTER, FILTER STRAW, WITHFIXATOR TO HOLD CATHETER, CSE SPINAL NEEDLE 26-27G X 90-125MM, PENCILPOINT WITH INTERLOCK CONNECTION TO TUOHY NEEDLE | EA | 2000
MOH | منافسة تأمين لوازم العلاج التنفسي والتخدير | NPT0011/19 | 4227250003200 | MOH - Jeddah | EPIDURAL COMBINED SPINAL DISPOSABLE, STERILE SET CONSIST OF:18G X80-100MM CSE TUOHY NEEDLE, LOSS-OF RESISTANCE SYRINGE, WELL SEALED, NONLUER LOCK 20G CLEAR AND SCALED EPIDURAL CATHETER, EASILY INSERTED, NONKINKABLE, ATRAUMATIC CATHETER INTRODUCER PIECE, CATHETER CONNECTOR,EPIDURAL CATHETER LABEL 0.2M LUER LOCK FLAT FILTER, FILTER STRAW, WITHFIXATOR TO HOLD CATHETER, CSE SPINAL NEEDLE 26-27G X 90-125MM, PENCILPOINT WITH INTERLOCK CONNECTION TO TUOHY NEEDLE | EA | 2125
MOH | منافسة تأمين لوازم العلاج التنفسي والتخدير | NPT0011/19 | 4227250003200 | MOH - Joaf Health Directorateالمديريةالعامة للشؤون الصحية الجوف | EPIDURAL COMBINED SPINAL DISPOSABLE, STERILE SET CONSIST OF:18G X80-100MM CSE TUOHY NEEDLE, LOSS-OF RESISTANCE SYRINGE, WELL SEALED, NONLUER LOCK 20G CLEAR AND SCALED EPIDURAL CATHETER, EASILY INSERTED, NONKINKABLE, ATRAUMATIC CATHETER INTRODUCER PIECE, CATHETER CONNECTOR,EPIDURAL CATHETER LABEL 0.2M LUER LOCK FLAT FILTER, FILTER STRAW, WITHFIXATOR TO HOLD CATHETER, CSE SPINAL NEEDLE 26-27G X 90-125MM, PENCILPOINT WITH INTERLOCK CONNECTION TO TUOHY NEEDLE | EA | 1574
MOH | منافسة تأمين لوازم العلاج التنفسي والتخدير | NPT0011/19 | 4227250003200 | MOH - KSMC | EPIDURAL COMBINED SPINAL DISPOSABLE, STERILE SET CONSIST OF:18G X80-100MM CSE TUOHY NEEDLE, LOSS-OF RESISTANCE SYRINGE, WELL SEALED, NONLUER LOCK 20G CLEAR AND SCALED EPIDURAL CATHETER, EASILY INSERTED, NONKINKABLE, ATRAUMATIC CATHETER INTRODUCER PIECE, CATHETER CONNECTOR,EPIDURAL CATHETER LABEL 0.2M LUER LOCK FLAT FILTER, FILTER STRAW, WITHFIXATOR TO HOLD CATHETER, CSE SPINAL NEEDLE 26-27G X 90-125MM, PENCILPOINT WITH INTERLOCK CONNECTION TO TUOHY NEEDLE | EA | 1230
MOH | منافسة تأمين لوازم العلاج التنفسي والتخدير | NPT0011/19 | 4227250003200 | MOH - KSMC | EPIDURAL COMBINED SPINAL DISPOSABLE, STERILE SET CONSIST OF:18G X80-100MM CSE TUOHY NEEDLE, LOSS-OF RESISTANCE SYRINGE, WELL SEALED, NONLUER LOCK 20G CLEAR AND SCALED EPIDURAL CATHETER, EASILY INSERTED, NONKINKABLE, ATRAUMATIC CATHETER INTRODUCER PIECE, CATHETER CONNECTOR,EPIDURAL CATHETER LABEL 0.2M LUER LOCK FLAT FILTER, FILTER STRAW, WITHFIXATOR TO HOLD CATHETER, CSE SPINAL NEEDLE 26-27G X 90-125MM, PENCILPOINT WITH INTERLOCK CONNECTION TO TUOHY NEEDLE | EA | 1650
MOH | منافسة تأمين لوازم العلاج التنفسي والتخدير | NPT0011/19 | 4227250003200 | MOH - Makkah | EPIDURAL COMBINED SPINAL DISPOSABLE, STERILE SET CONSIST OF:18G X80-100MM CSE TUOHY NEEDLE, LOSS-OF RESISTANCE SYRINGE, WELL SEALED, NONLUER LOCK 20G CLEAR AND SCALED EPIDURAL CATHETER, EASILY INSERTED, NONKINKABLE, ATRAUMATIC CATHETER INTRODUCER PIECE, CATHETER CONNECTOR,EPIDURAL CATHETER LABEL 0.2M LUER LOCK FLAT FILTER, FILTER STRAW, WITHFIXATOR TO HOLD CATHETER, CSE SPINAL NEEDLE 26-27G X 90-125MM, PENCILPOINT WITH INTERLOCK CONNECTION TO TUOHY NEEDLE | EA | 229
MOH | منافسة تأمين لوازم العلاج التنفسي والتخدير | NPT0011/19 | 4227250003200 | MOH - Makkah | EPIDURAL COMBINED SPINAL DISPOSABLE, STERILE SET CONSIST OF:18G X80-100MM CSE TUOHY NEEDLE, LOSS-OF RESISTANCE SYRINGE, WELL SEALED, NONLUER LOCK 20G CLEAR AND SCALED EPIDURAL CATHETER, EASILY INSERTED, NONKINKABLE, ATRAUMATIC CATHETER INTRODUCER PIECE, CATHETER CONNECTOR,EPIDURAL CATHETER LABEL 0.2M LUER LOCK FLAT FILTER, FILTER STRAW, WITHFIXATOR TO HOLD CATHETER, CSE SPINAL NEEDLE 26-27G X 90-125MM, PENCILPOINT WITH INTERLOCK CONNECTION TO TUOHY NEEDLE | EA | 310
MOH | منافسة تأمين لوازم العلاج التنفسي والتخدير | NPT0011/19 | 4227250003200 | MOH - Makkah | EPIDURAL COMBINED SPINAL DISPOSABLE, STERILE SET CONSIST OF:18G X80-100MM CSE TUOHY NEEDLE, LOSS-OF RESISTANCE SYRINGE, WELL SEALED, NONLUER LOCK 20G CLEAR AND SCALED EPIDURAL CATHETER, EASILY INSERTED, NONKINKABLE, ATRAUMATIC CATHETER INTRODUCER PIECE, CATHETER CONNECTOR,EPIDURAL CATHETER LABEL 0.2M LUER LOCK FLAT FILTER, FILTER STRAW, WITHFIXATOR TO HOLD CATHETER, CSE SPINAL NEEDLE 26-27G X 90-125MM, PENCILPOINT WITH INTERLOCK CONNECTION TO TUOHY NEEDLE | EA | 113
MOH | منافسة تأمين لوازم العلاج التنفسي والتخدير | NPT0011/19 | 4227250003200 | MOH - Makkah | EPIDURAL COMBINED SPINAL DISPOSABLE, STERILE SET CONSIST OF:18G X80-100MM CSE TUOHY NEEDLE, LOSS-OF RESISTANCE SYRINGE, WELL SEALED, NONLUER LOCK 20G CLEAR AND SCALED EPIDURAL CATHETER, EASILY INSERTED, NONKINKABLE, ATRAUMATIC CATHETER INTRODUCER PIECE, CATHETER CONNECTOR,EPIDURAL CATHETER LABEL 0.2M LUER LOCK FLAT FILTER, FILTER STRAW, WITHFIXATOR TO HOLD CATHETER, CSE SPINAL NEEDLE 26-27G X 90-125MM, PENCILPOINT WITH INTERLOCK CONNECTION TO TUOHY NEEDLE | EA | 496
MOH | منافسة تأمين لوازم العلاج التنفسي والتخدير | NPT0011/19 | 4227250003200 | MOH - Makkah | EPIDURAL COMBINED SPINAL DISPOSABLE, STERILE SET CONSIST OF:18G X80-100MM CSE TUOHY NEEDLE, LOSS-OF RESISTANCE SYRINGE, WELL SEALED, NONLUER LOCK 20G CLEAR AND SCALED EPIDURAL CATHETER, EASILY INSERTED, NONKINKABLE, ATRAUMATIC CATHETER INTRODUCER PIECE, CATHETER CONNECTOR,EPIDURAL CATHETER LABEL 0.2M LUER LOCK FLAT FILTER, FILTER STRAW, WITHFIXATOR TO HOLD CATHETER, CSE SPINAL NEEDLE 26-27G X 90-125MM, PENCILPOINT WITH INTERLOCK CONNECTION TO TUOHY NEEDLE | EA | 315
MOH | منافسة تأمين لوازم العلاج التنفسي والتخدير | NPT0011/19 | 4227250003200 | MOH - Makkah | EPIDURAL COMBINED SPINAL DISPOSABLE, STERILE SET CONSIST OF:18G X80-100MM CSE TUOHY NEEDLE, LOSS-OF RESISTANCE SYRINGE, WELL SEALED, NONLUER LOCK 20G CLEAR AND SCALED EPIDURAL CATHETER, EASILY INSERTED, NONKINKABLE, ATRAUMATIC CATHETER INTRODUCER PIECE, CATHETER CONNECTOR,EPIDURAL CATHETER LABEL 0.2M LUER LOCK FLAT FILTER, FILTER STRAW, WITHFIXATOR TO HOLD CATHETER, CSE SPINAL NEEDLE 26-27G X 90-125MM, PENCILPOINT WITH INTERLOCK CONNECTION TO TUOHY NEEDLE | EA | 1600
MOH | منافسة تأمين لوازم العلاج التنفسي والتخدير | NPT0011/19 | 4227250003200 | MOH - Makkah | EPIDURAL COMBINED SPINAL DISPOSABLE, STERILE SET CONSIST OF:18G X80-100MM CSE TUOHY NEEDLE, LOSS-OF RESISTANCE SYRINGE, WELL SEALED, NONLUER LOCK 20G CLEAR AND SCALED EPIDURAL CATHETER, EASILY INSERTED, NONKINKABLE, ATRAUMATIC CATHETER INTRODUCER PIECE, CATHETER CONNECTOR,EPIDURAL CATHETER LABEL 0.2M LUER LOCK FLAT FILTER, FILTER STRAW, WITHFIXATOR TO HOLD CATHETER, CSE SPINAL NEEDLE 26-27G X 90-125MM, PENCILPOINT WITH INTERLOCK CONNECTION TO TUOHY NEEDLE | EA | 610
MOH | منافسة تأمين لوازم العلاج التنفسي والتخدير | NPT0011/19 | 4227250003200 | MOH - Makkah | EPIDURAL COMBINED SPINAL DISPOSABLE, STERILE SET CONSIST OF:18G X80-100MM CSE TUOHY NEEDLE, LOSS-OF RESISTANCE SYRINGE, WELL SEALED, NONLUER LOCK 20G CLEAR AND SCALED EPIDURAL CATHETER, EASILY INSERTED, NONKINKABLE, ATRAUMATIC CATHETER INTRODUCER PIECE, CATHETER CONNECTOR,EPIDURAL CATHETER LABEL 0.2M LUER LOCK FLAT FILTER, FILTER STRAW, WITHFIXATOR TO HOLD CATHETER, CSE SPINAL NEEDLE 26-27G X 90-125MM, PENCILPOINT WITH INTERLOCK CONNECTION TO TUOHY NEEDLE | EA | 143
MOH | منافسة تأمين لوازم العلاج التنفسي والتخدير | NPT0011/19 | 4227250003200 | MOH - Makkah | EPIDURAL COMBINED SPINAL DISPOSABLE, STERILE SET CONSIST OF:18G X80-100MM CSE TUOHY NEEDLE, LOSS-OF RESISTANCE SYRINGE, WELL SEALED, NONLUER LOCK 20G CLEAR AND SCALED EPIDURAL CATHETER, EASILY INSERTED, NONKINKABLE, ATRAUMATIC CATHETER INTRODUCER PIECE, CATHETER CONNECTOR,EPIDURAL CATHETER LABEL 0.2M LUER LOCK FLAT FILTER, FILTER STRAW, WITHFIXATOR TO HOLD CATHETER, CSE SPINAL NEEDLE 26-27G X 90-125MM, PENCILPOINT WITH INTERLOCK CONNECTION TO TUOHY NEEDLE | EA | 1400
MOH | منافسة تأمين لوازم العلاج التنفسي والتخدير | NPT0011/19 | 4227250003200 | MOH - Qassim | EPIDURAL COMBINED SPINAL DISPOSABLE, STERILE SET CONSIST OF:18G X80-100MM CSE TUOHY NEEDLE, LOSS-OF RESISTANCE SYRINGE, WELL SEALED, NONLUER LOCK 20G CLEAR AND SCALED EPIDURAL CATHETER, EASILY INSERTED, NONKINKABLE, ATRAUMATIC CATHETER INTRODUCER PIECE, CATHETER CONNECTOR,EPIDURAL CATHETER LABEL 0.2M LUER LOCK FLAT FILTER, FILTER STRAW, WITHFIXATOR TO HOLD CATHETER, CSE SPINAL NEEDLE 26-27G X 90-125MM, PENCILPOINT WITH INTERLOCK CONNECTION TO TUOHY NEEDLE | EA | 900
MOH | منافسة تأمين لوازم العلاج التنفسي والتخدير | NPT0011/19 | 4227250003200 | MOH - Qonfodah | EPIDURAL COMBINED SPINAL DISPOSABLE, STERILE SET CONSIST OF:18G X80-100MM CSE TUOHY NEEDLE, LOSS-OF RESISTANCE SYRINGE, WELL SEALED, NONLUER LOCK 20G CLEAR AND SCALED EPIDURAL CATHETER, EASILY INSERTED, NONKINKABLE, ATRAUMATIC CATHETER INTRODUCER PIECE, CATHETER CONNECTOR,EPIDURAL CATHETER LABEL 0.2M LUER LOCK FLAT FILTER, FILTER STRAW, WITHFIXATOR TO HOLD CATHETER, CSE SPINAL NEEDLE 26-27G X 90-125MM, PENCILPOINT WITH INTERLOCK CONNECTION TO TUOHY NEEDLE | EA | 50
MOH | منافسة تأمين لوازم العلاج التنفسي والتخدير | NPT0011/19 | 4227250003200 | MOH - Riiyadh Cluster 1 | EPIDURAL COMBINED SPINAL DISPOSABLE, STERILE SET CONSIST OF:18G X80-100MM CSE TUOHY NEEDLE, LOSS-OF RESISTANCE SYRINGE, WELL SEALED, NONLUER LOCK 20G CLEAR AND SCALED EPIDURAL CATHETER, EASILY INSERTED, NONKINKABLE, ATRAUMATIC CATHETER INTRODUCER PIECE, CATHETER CONNECTOR,EPIDURAL CATHETER LABEL 0.2M LUER LOCK FLAT FILTER, FILTER STRAW, WITHFIXATOR TO HOLD CATHETER, CSE SPINAL NEEDLE 26-27G X 90-125MM, PENCILPOINT WITH INTERLOCK CONNECTION TO TUOHY NEEDLE | EA | 200
MOH | منافسة تأمين لوازم العلاج التنفسي والتخدير | NPT0011/19 | 4227250003200 | MOH - Riiyadh Cluster 1 | EPIDURAL COMBINED SPINAL DISPOSABLE, STERILE SET CONSIST OF:18G X80-100MM CSE TUOHY NEEDLE, LOSS-OF RESISTANCE SYRINGE, WELL SEALED, NONLUER LOCK 20G CLEAR AND SCALED EPIDURAL CATHETER, EASILY INSERTED, NONKINKABLE, ATRAUMATIC CATHETER INTRODUCER PIECE, CATHETER CONNECTOR,EPIDURAL CATHETER LABEL 0.2M LUER LOCK FLAT FILTER, FILTER STRAW, WITHFIXATOR TO HOLD CATHETER, CSE SPINAL NEEDLE 26-27G X 90-125MM, PENCILPOINT WITH INTERLOCK CONNECTION TO TUOHY NEEDLE | EA | 565
MOH | منافسة تأمين لوازم العلاج التنفسي والتخدير | NPT0011/19 | 4227250003200 | MOH - Riiyadh Cluster 1 | EPIDURAL COMBINED SPINAL DISPOSABLE, STERILE SET CONSIST OF:18G X80-100MM CSE TUOHY NEEDLE, LOSS-OF RESISTANCE SYRINGE, WELL SEALED, NONLUER LOCK 20G CLEAR AND SCALED EPIDURAL CATHETER, EASILY INSERTED, NONKINKABLE, ATRAUMATIC CATHETER INTRODUCER PIECE, CATHETER CONNECTOR,EPIDURAL CATHETER LABEL 0.2M LUER LOCK FLAT FILTER, FILTER STRAW, WITHFIXATOR TO HOLD CATHETER, CSE SPINAL NEEDLE 26-27G X 90-125MM, PENCILPOINT WITH INTERLOCK CONNECTION TO TUOHY NEEDLE | EA | 524
MOH | منافسة تأمين لوازم العلاج التنفسي والتخدير | NPT0011/19 | 4227250003200 | MOH - Riiyadh Cluster 1 | EPIDURAL COMBINED SPINAL DISPOSABLE, STERILE SET CONSIST OF:18G X80-100MM CSE TUOHY NEEDLE, LOSS-OF RESISTANCE SYRINGE, WELL SEALED, NONLUER LOCK 20G CLEAR AND SCALED EPIDURAL CATHETER, EASILY INSERTED, NONKINKABLE, ATRAUMATIC CATHETER INTRODUCER PIECE, CATHETER CONNECTOR,EPIDURAL CATHETER LABEL 0.2M LUER LOCK FLAT FILTER, FILTER STRAW, WITHFIXATOR TO HOLD CATHETER, CSE SPINAL NEEDLE 26-27G X 90-125MM, PENCILPOINT WITH INTERLOCK CONNECTION TO TUOHY NEEDLE | EA | 172
MOH | منافسة تأمين لوازم العلاج التنفسي والتخدير | NPT0011/19 | 4227250003200 | MOH - Riiyadh Cluster 1 | EPIDURAL COMBINED SPINAL DISPOSABLE, STERILE SET CONSIST OF:18G X80-100MM CSE TUOHY NEEDLE, LOSS-OF RESISTANCE SYRINGE, WELL SEALED, NONLUER LOCK 20G CLEAR AND SCALED EPIDURAL CATHETER, EASILY INSERTED, NONKINKABLE, ATRAUMATIC CATHETER INTRODUCER PIECE, CATHETER CONNECTOR,EPIDURAL CATHETER LABEL 0.2M LUER LOCK FLAT FILTER, FILTER STRAW, WITHFIXATOR TO HOLD CATHETER, CSE SPINAL NEEDLE 26-27G X 90-125MM, PENCILPOINT WITH INTERLOCK CONNECTION TO TUOHY NEEDLE | EA | 78
MOH | منافسة تأمين لوازم العلاج التنفسي والتخدير | NPT0011/19 | 4227250003200 | MOH - Riiyadh Cluster 2 | EPIDURAL COMBINED SPINAL DISPOSABLE, STERILE SET CONSIST OF:18G X80-100MM CSE TUOHY NEEDLE, LOSS-OF RESISTANCE SYRINGE, WELL SEALED, NONLUER LOCK 20G CLEAR AND SCALED EPIDURAL CATHETER, EASILY INSERTED, NONKINKABLE, ATRAUMATIC CATHETER INTRODUCER PIECE, CATHETER CONNECTOR,EPIDURAL CATHETER LABEL 0.2M LUER LOCK FLAT FILTER, FILTER STRAW, WITHFIXATOR TO HOLD CATHETER, CSE SPINAL NEEDLE 26-27G X 90-125MM, PENCILPOINT WITH INTERLOCK CONNECTION TO TUOHY NEEDLE | EA | 64
MOH | منافسة تأمين لوازم العلاج التنفسي والتخدير | NPT0011/19 | 4227250003200 | MOH - Riiyadh Cluster 2 | EPIDURAL COMBINED SPINAL DISPOSABLE, STERILE SET CONSIST OF:18G X80-100MM CSE TUOHY NEEDLE, LOSS-OF RESISTANCE SYRINGE, WELL SEALED, NONLUER LOCK 20G CLEAR AND SCALED EPIDURAL CATHETER, EASILY INSERTED, NONKINKABLE, ATRAUMATIC CATHETER INTRODUCER PIECE, CATHETER CONNECTOR,EPIDURAL CATHETER LABEL 0.2M LUER LOCK FLAT FILTER, FILTER STRAW, WITHFIXATOR TO HOLD CATHETER, CSE SPINAL NEEDLE 26-27G X 90-125MM, PENCILPOINT WITH INTERLOCK CONNECTION TO TUOHY NEEDLE | EA | 180
MOH | منافسة تأمين لوازم العلاج التنفسي والتخدير | NPT0011/19 | 4227250003200 | MOH - Riiyadh Cluster 2 | EPIDURAL COMBINED SPINAL DISPOSABLE, STERILE SET CONSIST OF:18G X80-100MM CSE TUOHY NEEDLE, LOSS-OF RESISTANCE SYRINGE, WELL SEALED, NONLUER LOCK 20G CLEAR AND SCALED EPIDURAL CATHETER, EASILY INSERTED, NONKINKABLE, ATRAUMATIC CATHETER INTRODUCER PIECE, CATHETER CONNECTOR,EPIDURAL CATHETER LABEL 0.2M LUER LOCK FLAT FILTER, FILTER STRAW, WITHFIXATOR TO HOLD CATHETER, CSE SPINAL NEEDLE 26-27G X 90-125MM, PENCILPOINT WITH INTERLOCK CONNECTION TO TUOHY NEEDLE | EA | 156
MOH | منافسة تأمين لوازم العلاج التنفسي والتخدير | NPT0011/19 | 4227250003200 | MOH - Riiyadh Cluster 2 | EPIDURAL COMBINED SPINAL DISPOSABLE, STERILE SET CONSIST OF:18G X80-100MM CSE TUOHY NEEDLE, LOSS-OF RESISTANCE SYRINGE, WELL SEALED, NONLUER LOCK 20G CLEAR AND SCALED EPIDURAL CATHETER, EASILY INSERTED, NONKINKABLE, ATRAUMATIC CATHETER INTRODUCER PIECE, CATHETER CONNECTOR,EPIDURAL CATHETER LABEL 0.2M LUER LOCK FLAT FILTER, FILTER STRAW, WITHFIXATOR TO HOLD CATHETER, CSE SPINAL NEEDLE 26-27G X 90-125MM, PENCILPOINT WITH INTERLOCK CONNECTION TO TUOHY NEEDLE | EA | 12
MOH | منافسة تأمين لوازم العلاج التنفسي والتخدير | NPT0011/19 | 4227250003200 | MOH - Riiyadh Cluster 2 | EPIDURAL COMBINED SPINAL DISPOSABLE, STERILE SET CONSIST OF:18G X80-100MM CSE TUOHY NEEDLE, LOSS-OF RESISTANCE SYRINGE, WELL SEALED, NONLUER LOCK 20G CLEAR AND SCALED EPIDURAL CATHETER, EASILY INSERTED, NONKINKABLE, ATRAUMATIC CATHETER INTRODUCER PIECE, CATHETER CONNECTOR,EPIDURAL CATHETER LABEL 0.2M LUER LOCK FLAT FILTER, FILTER STRAW, WITHFIXATOR TO HOLD CATHETER, CSE SPINAL NEEDLE 26-27G X 90-125MM, PENCILPOINT WITH INTERLOCK CONNECTION TO TUOHY NEEDLE | EA | 31
MOH | منافسة تأمين لوازم العلاج التنفسي والتخدير | NPT0011/19 | 4227250003200 | MOH - Riiyadh Cluster 3 | EPIDURAL COMBINED SPINAL DISPOSABLE, STERILE SET CONSIST OF:18G X80-100MM CSE TUOHY NEEDLE, LOSS-OF RESISTANCE SYRINGE, WELL SEALED, NONLUER LOCK 20G CLEAR AND SCALED EPIDURAL CATHETER, EASILY INSERTED, NONKINKABLE, ATRAUMATIC CATHETER INTRODUCER PIECE, CATHETER CONNECTOR,EPIDURAL CATHETER LABEL 0.2M LUER LOCK FLAT FILTER, FILTER STRAW, WITHFIXATOR TO HOLD CATHETER, CSE SPINAL NEEDLE 26-27G X 90-125MM, PENCILPOINT WITH INTERLOCK CONNECTION TO TUOHY NEEDLE | EA | 48
MOH | منافسة تأمين لوازم العلاج التنفسي والتخدير | NPT0011/19 | 4227250003200 | MOH - Riiyadh Cluster 3 | EPIDURAL COMBINED SPINAL DISPOSABLE, STERILE SET CONSIST OF:18G X80-100MM CSE TUOHY NEEDLE, LOSS-OF RESISTANCE SYRINGE, WELL SEALED, NONLUER LOCK 20G CLEAR AND SCALED EPIDURAL CATHETER, EASILY INSERTED, NONKINKABLE, ATRAUMATIC CATHETER INTRODUCER PIECE, CATHETER CONNECTOR,EPIDURAL CATHETER LABEL 0.2M LUER LOCK FLAT FILTER, FILTER STRAW, WITHFIXATOR TO HOLD CATHETER, CSE SPINAL NEEDLE 26-27G X 90-125MM, PENCILPOINT WITH INTERLOCK CONNECTION TO TUOHY NEEDLE | EA | 136
MOH | منافسة تأمين لوازم العلاج التنفسي والتخدير | NPT0011/19 | 4227250003200 | MOH - Riiyadh Cluster 3 | EPIDURAL COMBINED SPINAL DISPOSABLE, STERILE SET CONSIST OF:18G X80-100MM CSE TUOHY NEEDLE, LOSS-OF RESISTANCE SYRINGE, WELL SEALED, NONLUER LOCK 20G CLEAR AND SCALED EPIDURAL CATHETER, EASILY INSERTED, NONKINKABLE, ATRAUMATIC CATHETER INTRODUCER PIECE, CATHETER CONNECTOR,EPIDURAL CATHETER LABEL 0.2M LUER LOCK FLAT FILTER, FILTER STRAW, WITHFIXATOR TO HOLD CATHETER, CSE SPINAL NEEDLE 26-27G X 90-125MM, PENCILPOINT WITH INTERLOCK CONNECTION TO TUOHY NEEDLE | EA | 72
MOH | منافسة تأمين لوازم العلاج التنفسي والتخدير | NPT0011/19 | 4227250003200 | MOH - Riiyadh Cluster 3 | EPIDURAL COMBINED SPINAL DISPOSABLE, STERILE SET CONSIST OF:18G X80-100MM CSE TUOHY NEEDLE, LOSS-OF RESISTANCE SYRINGE, WELL SEALED, NONLUER LOCK 20G CLEAR AND SCALED EPIDURAL CATHETER, EASILY INSERTED, NONKINKABLE, ATRAUMATIC CATHETER INTRODUCER PIECE, CATHETER CONNECTOR,EPIDURAL CATHETER LABEL 0.2M LUER LOCK FLAT FILTER, FILTER STRAW, WITHFIXATOR TO HOLD CATHETER, CSE SPINAL NEEDLE 26-27G X 90-125MM, PENCILPOINT WITH INTERLOCK CONNECTION TO TUOHY NEEDLE | EA | 156
MOH | منافسة تأمين لوازم العلاج التنفسي والتخدير | NPT0011/19 | 4227250003200 | MOH - Riiyadh Cluster 3 | EPIDURAL COMBINED SPINAL DISPOSABLE, STERILE SET CONSIST OF:18G X80-100MM CSE TUOHY NEEDLE, LOSS-OF RESISTANCE SYRINGE, WELL SEALED, NONLUER LOCK 20G CLEAR AND SCALED EPIDURAL CATHETER, EASILY INSERTED, NONKINKABLE, ATRAUMATIC CATHETER INTRODUCER PIECE, CATHETER CONNECTOR,EPIDURAL CATHETER LABEL 0.2M LUER LOCK FLAT FILTER, FILTER STRAW, WITHFIXATOR TO HOLD CATHETER, CSE SPINAL NEEDLE 26-27G X 90-125MM, PENCILPOINT WITH INTERLOCK CONNECTION TO TUOHY NEEDLE | EA | 53
MOH | منافسة تأمين لوازم العلاج التنفسي والتخدير | NPT0011/19 | 4227250003200 | MOH - Tabouk Health Directorateالمديريةالعامة للشؤون الصحية تبوك | EPIDURAL COMBINED SPINAL DISPOSABLE, STERILE SET CONSIST OF:18G X80-100MM CSE TUOHY NEEDLE, LOSS-OF RESISTANCE SYRINGE, WELL SEALED, NONLUER LOCK 20G CLEAR AND SCALED EPIDURAL CATHETER, EASILY INSERTED, NONKINKABLE, ATRAUMATIC CATHETER INTRODUCER PIECE, CATHETER CONNECTOR,EPIDURAL CATHETER LABEL 0.2M LUER LOCK FLAT FILTER, FILTER STRAW, WITHFIXATOR TO HOLD CATHETER, CSE SPINAL NEEDLE 26-27G X 90-125MM, PENCILPOINT WITH INTERLOCK CONNECTION TO TUOHY NEEDLE | EA | 1996
MOH | منافسة تأمين لوازم العلاج التنفسي والتخدير | NPT0011/19 | 4227250003600 | MOH - Ahsa | "EPIDURAL SET G16 FOR ADULT : 16G X 12-15 CM TUOHY NEEDLE, LOSS-OFRESISTANCE SYRINGE, WELL SEALED, NON LUER LOCK 20G CLEAR & SCALEDEPIDURAL CATHETER, EASILY INSERTED, NON KINKABLE, ATRAUMATIC CATHETERINTRODUCER PIECE, CATHETER CONNECTOR EPIDURAL, CATHETER LABEL0.2M LUERLOCK FLAT FILTER (5 M X 4 STRAW FILTER) ADHESIVE APPLICATION SPONGE TOHOLD CATHETER, PAPER DRAPE EYE SHIELD, TRANSPARENT ADHESIVE, FENESTRATEDDRAPE, DISPOSABLE, STERILE" | EA | 13
MOH | منافسة تأمين لوازم العلاج التنفسي والتخدير | NPT0011/19 | 4227250003600 | MOH - Najran | "EPIDURAL SET G16 FOR ADULT : 16G X 12-15 CM TUOHY NEEDLE, LOSS-OFRESISTANCE SYRINGE, WELL SEALED, NON LUER LOCK 20G CLEAR & SCALEDEPIDURAL CATHETER, EASILY INSERTED, NON KINKABLE, ATRAUMATIC CATHETERINTRODUCER PIECE, CATHETER CONNECTOR EPIDURAL, CATHETER LABEL0.2M LUERLOCK FLAT FILTER (5 M X 4 STRAW FILTER) ADHESIVE APPLICATION SPONGE TOHOLD CATHETER, PAPER DRAPE EYE SHIELD, TRANSPARENT ADHESIVE, FENESTRATEDDRAPE, DISPOSABLE, STERILE" | EA | 26
MOH | منافسة تأمين لوازم العلاج التنفسي والتخدير | NPT0011/19 | 4227250003600 | MOH - Qassim | "EPIDURAL SET G16 FOR ADULT : 16G X 12-15 CM TUOHY NEEDLE, LOSS-OFRESISTANCE SYRINGE, WELL SEALED, NON LUER LOCK 20G CLEAR & SCALEDEPIDURAL CATHETER, EASILY INSERTED, NON KINKABLE, ATRAUMATIC CATHETERINTRODUCER PIECE, CATHETER CONNECTOR EPIDURAL, CATHETER LABEL0.2M LUERLOCK FLAT FILTER (5 M X 4 STRAW FILTER) ADHESIVE APPLICATION SPONGE TOHOLD CATHETER, PAPER DRAPE EYE SHIELD, TRANSPARENT ADHESIVE, FENESTRATEDDRAPE, DISPOSABLE, STERILE" | EA | 13
MOH | منافسة تأمين لوازم العلاج التنفسي والتخدير | NPT0011/19 | 4227250003800 |  | "EPIDURAL SET G18 FOR ADULT :18G X 8-10 CM TUOHY NEEDL, PLASTIC LOSS-OFRESISTANCE SYRINGE10 ML, WELL SEALED, NON LUER LOCK.20G CLEAR & SCALEDEPIDURAL CATHETER, EASILY INSERTED, NON KINKABLE, ATRAUMATIC CATHETERINTRODUCER PIECE, CATHETER CONNECTOR EPIDURAL CATHETER LABEL 0.2M LUERLOCK FLAT FILTER (5 M X 4 STRAW FILTER) ADHESIVE APPLICATION SPONGE TOHOLD CATHETER, PAPER DRAPE EYE SHIELD, TRANSPARENT ADHESIVE, FENESTRATEDDRAPE, DISPOSABLE, STERILE" | EA | 180
MOH | منافسة تأمين لوازم العلاج التنفسي والتخدير | NPT0011/19 | 4227250003800 | MOH - Ahsa | "EPIDURAL SET G18 FOR ADULT :18G X 8-10 CM TUOHY NEEDL, PLASTIC LOSS-OFRESISTANCE SYRINGE10 ML, WELL SEALED, NON LUER LOCK.20G CLEAR & SCALEDEPIDURAL CATHETER, EASILY INSERTED, NON KINKABLE, ATRAUMATIC CATHETERINTRODUCER PIECE, CATHETER CONNECTOR EPIDURAL CATHETER LABEL 0.2M LUERLOCK FLAT FILTER (5 M X 4 STRAW FILTER) ADHESIVE APPLICATION SPONGE TOHOLD CATHETER, PAPER DRAPE EYE SHIELD, TRANSPARENT ADHESIVE, FENESTRATEDDRAPE, DISPOSABLE, STERILE" | EA | 35
MOH | منافسة تأمين لوازم العلاج التنفسي والتخدير | NPT0011/19 | 4227250003800 | MOH - Dammam | "EPIDURAL SET G18 FOR ADULT :18G X 8-10 CM TUOHY NEEDL, PLASTIC LOSS-OFRESISTANCE SYRINGE10 ML, WELL SEALED, NON LUER LOCK.20G CLEAR & SCALEDEPIDURAL CATHETER, EASILY INSERTED, NON KINKABLE, ATRAUMATIC CATHETERINTRODUCER PIECE, CATHETER CONNECTOR EPIDURAL CATHETER LABEL 0.2M LUERLOCK FLAT FILTER (5 M X 4 STRAW FILTER) ADHESIVE APPLICATION SPONGE TOHOLD CATHETER, PAPER DRAPE EYE SHIELD, TRANSPARENT ADHESIVE, FENESTRATEDDRAPE, DISPOSABLE, STERILE" | EA | 30
MOH | منافسة تأمين لوازم العلاج التنفسي والتخدير | NPT0011/19 | 4227250003800 | MOH - Joaf Health Directorateالمديريةالعامة للشؤون الصحية الجوف | "EPIDURAL SET G18 FOR ADULT :18G X 8-10 CM TUOHY NEEDL, PLASTIC LOSS-OFRESISTANCE SYRINGE10 ML, WELL SEALED, NON LUER LOCK.20G CLEAR & SCALEDEPIDURAL CATHETER, EASILY INSERTED, NON KINKABLE, ATRAUMATIC CATHETERINTRODUCER PIECE, CATHETER CONNECTOR EPIDURAL CATHETER LABEL 0.2M LUERLOCK FLAT FILTER (5 M X 4 STRAW FILTER) ADHESIVE APPLICATION SPONGE TOHOLD CATHETER, PAPER DRAPE EYE SHIELD, TRANSPARENT ADHESIVE, FENESTRATEDDRAPE, DISPOSABLE, STERILE" | EA | 40
MOH | منافسة تأمين لوازم العلاج التنفسي والتخدير | NPT0011/19 | 4227250003800 | MOH - KSMC | "EPIDURAL SET G18 FOR ADULT :18G X 8-10 CM TUOHY NEEDL, PLASTIC LOSS-OFRESISTANCE SYRINGE10 ML, WELL SEALED, NON LUER LOCK.20G CLEAR & SCALEDEPIDURAL CATHETER, EASILY INSERTED, NON KINKABLE, ATRAUMATIC CATHETERINTRODUCER PIECE, CATHETER CONNECTOR EPIDURAL CATHETER LABEL 0.2M LUERLOCK FLAT FILTER (5 M X 4 STRAW FILTER) ADHESIVE APPLICATION SPONGE TOHOLD CATHETER, PAPER DRAPE EYE SHIELD, TRANSPARENT ADHESIVE, FENESTRATEDDRAPE, DISPOSABLE, STERILE" | EA | 10
MOH | منافسة تأمين لوازم العلاج التنفسي والتخدير | NPT0011/19 | 4227250003800 | MOH - Makkah | "EPIDURAL SET G18 FOR ADULT :18G X 8-10 CM TUOHY NEEDL, PLASTIC LOSS-OFRESISTANCE SYRINGE10 ML, WELL SEALED, NON LUER LOCK.20G CLEAR & SCALEDEPIDURAL CATHETER, EASILY INSERTED, NON KINKABLE, ATRAUMATIC CATHETERINTRODUCER PIECE, CATHETER CONNECTOR EPIDURAL CATHETER LABEL 0.2M LUERLOCK FLAT FILTER (5 M X 4 STRAW FILTER) ADHESIVE APPLICATION SPONGE TOHOLD CATHETER, PAPER DRAPE EYE SHIELD, TRANSPARENT ADHESIVE, FENESTRATEDDRAPE, DISPOSABLE, STERILE" | EA | 34
MOH | منافسة تأمين لوازم العلاج التنفسي والتخدير | NPT0011/19 | 4227250003800 | MOH - Najran | "EPIDURAL SET G18 FOR ADULT :18G X 8-10 CM TUOHY NEEDL, PLASTIC LOSS-OFRESISTANCE SYRINGE10 ML, WELL SEALED, NON LUER LOCK.20G CLEAR & SCALEDEPIDURAL CATHETER, EASILY INSERTED, NON KINKABLE, ATRAUMATIC CATHETERINTRODUCER PIECE, CATHETER CONNECTOR EPIDURAL CATHETER LABEL 0.2M LUERLOCK FLAT FILTER (5 M X 4 STRAW FILTER) ADHESIVE APPLICATION SPONGE TOHOLD CATHETER, PAPER DRAPE EYE SHIELD, TRANSPARENT ADHESIVE, FENESTRATEDDRAPE, DISPOSABLE, STERILE" | EA | 90
MOH | منافسة تأمين لوازم العلاج التنفسي والتخدير | NPT0011/19 | 4227250003800 | MOH - Tabouk Health Directorateالمديريةالعامة للشؤون الصحية تبوك | "EPIDURAL SET G18 FOR ADULT :18G X 8-10 CM TUOHY NEEDL, PLASTIC LOSS-OFRESISTANCE SYRINGE10 ML, WELL SEALED, NON LUER LOCK.20G CLEAR & SCALEDEPIDURAL CATHETER, EASILY INSERTED, NON KINKABLE, ATRAUMATIC CATHETERINTRODUCER PIECE, CATHETER CONNECTOR EPIDURAL CATHETER LABEL 0.2M LUERLOCK FLAT FILTER (5 M X 4 STRAW FILTER) ADHESIVE APPLICATION SPONGE TOHOLD CATHETER, PAPER DRAPE EYE SHIELD, TRANSPARENT ADHESIVE, FENESTRATEDDRAPE, DISPOSABLE, STERILE" | EA | 10
MOH | منافسة تأمين لوازم العلاج التنفسي والتخدير | NPT0011/19 | 4227250003900 |  | "EPIDURAL SET FOR CHILDREN :19G X 8 -9CM TUOHY NEEDLE, PLASTIC LOSS-OFRESISTANCE SYRINGE10 ML, WELL SEALED, NON LUER LOCK 20G CLEAR & SCALEDEPIDURAL CATHETER, EASILY INSERTED, NON KINKABLE, ATRAUMATIC CATHETERINTRODUCER PIECE, CATHETER CONNECTOR EPIDURAL CATHETER LABEL 0.2M LUERLOCK FLAT FILTER (5 M X 4 STRAW FILTER) ADHESIVE APPLICATION SPONGE TOHOLD CATHETER, DISPOSABLE, STERILE" | EA | 40
MOH | منافسة تأمين لوازم العلاج التنفسي والتخدير | NPT0011/19 | 4227250003900 | MOH - Ahsa | "EPIDURAL SET FOR CHILDREN :19G X 8 -9CM TUOHY NEEDLE, PLASTIC LOSS-OFRESISTANCE SYRINGE10 ML, WELL SEALED, NON LUER LOCK 20G CLEAR & SCALEDEPIDURAL CATHETER, EASILY INSERTED, NON KINKABLE, ATRAUMATIC CATHETERINTRODUCER PIECE, CATHETER CONNECTOR EPIDURAL CATHETER LABEL 0.2M LUERLOCK FLAT FILTER (5 M X 4 STRAW FILTER) ADHESIVE APPLICATION SPONGE TOHOLD CATHETER, DISPOSABLE, STERILE" | EA | 10
MOH | منافسة تأمين لوازم العلاج التنفسي والتخدير | NPT0011/19 | 4227250003900 | MOH - Baha | "EPIDURAL SET FOR CHILDREN :19G X 8 -9CM TUOHY NEEDLE, PLASTIC LOSS-OFRESISTANCE SYRINGE10 ML, WELL SEALED, NON LUER LOCK 20G CLEAR & SCALEDEPIDURAL CATHETER, EASILY INSERTED, NON KINKABLE, ATRAUMATIC CATHETERINTRODUCER PIECE, CATHETER CONNECTOR EPIDURAL CATHETER LABEL 0.2M LUERLOCK FLAT FILTER (5 M X 4 STRAW FILTER) ADHESIVE APPLICATION SPONGE TOHOLD CATHETER, DISPOSABLE, STERILE" | EA | 830
MOH | منافسة تأمين لوازم العلاج التنفسي والتخدير | NPT0011/19 | 4227250003900 | MOH - Dammam | "EPIDURAL SET FOR CHILDREN :19G X 8 -9CM TUOHY NEEDLE, PLASTIC LOSS-OFRESISTANCE SYRINGE10 ML, WELL SEALED, NON LUER LOCK 20G CLEAR & SCALEDEPIDURAL CATHETER, EASILY INSERTED, NON KINKABLE, ATRAUMATIC CATHETERINTRODUCER PIECE, CATHETER CONNECTOR EPIDURAL CATHETER LABEL 0.2M LUERLOCK FLAT FILTER (5 M X 4 STRAW FILTER) ADHESIVE APPLICATION SPONGE TOHOLD CATHETER, DISPOSABLE, STERILE" | EA | 30
MOH | منافسة تأمين لوازم العلاج التنفسي والتخدير | NPT0011/19 | 4227250003900 | MOH - KSMC | "EPIDURAL SET FOR CHILDREN :19G X 8 -9CM TUOHY NEEDLE, PLASTIC LOSS-OFRESISTANCE SYRINGE10 ML, WELL SEALED, NON LUER LOCK 20G CLEAR & SCALEDEPIDURAL CATHETER, EASILY INSERTED, NON KINKABLE, ATRAUMATIC CATHETERINTRODUCER PIECE, CATHETER CONNECTOR EPIDURAL CATHETER LABEL 0.2M LUERLOCK FLAT FILTER (5 M X 4 STRAW FILTER) ADHESIVE APPLICATION SPONGE TOHOLD CATHETER, DISPOSABLE, STERILE" | EA | 40
MOH | منافسة تأمين لوازم العلاج التنفسي والتخدير | NPT0011/19 | 4227250003900 | MOH - Makkah | "EPIDURAL SET FOR CHILDREN :19G X 8 -9CM TUOHY NEEDLE, PLASTIC LOSS-OFRESISTANCE SYRINGE10 ML, WELL SEALED, NON LUER LOCK 20G CLEAR & SCALEDEPIDURAL CATHETER, EASILY INSERTED, NON KINKABLE, ATRAUMATIC CATHETERINTRODUCER PIECE, CATHETER CONNECTOR EPIDURAL CATHETER LABEL 0.2M LUERLOCK FLAT FILTER (5 M X 4 STRAW FILTER) ADHESIVE APPLICATION SPONGE TOHOLD CATHETER, DISPOSABLE, STERILE" | EA | 20
MOH | منافسة تأمين لوازم العلاج التنفسي والتخدير | NPT0011/19 | 4227250003900 | MOH - Qassim | "EPIDURAL SET FOR CHILDREN :19G X 8 -9CM TUOHY NEEDLE, PLASTIC LOSS-OFRESISTANCE SYRINGE10 ML, WELL SEALED, NON LUER LOCK 20G CLEAR & SCALEDEPIDURAL CATHETER, EASILY INSERTED, NON KINKABLE, ATRAUMATIC CATHETERINTRODUCER PIECE, CATHETER CONNECTOR EPIDURAL CATHETER LABEL 0.2M LUERLOCK FLAT FILTER (5 M X 4 STRAW FILTER) ADHESIVE APPLICATION SPONGE TOHOLD CATHETER, DISPOSABLE, STERILE" | EA | 40
MOH | منافسة تأمين لوازم العلاج التنفسي والتخدير | NPT0011/19 | 4227250003900 | MOH - Qonfodah | "EPIDURAL SET FOR CHILDREN :19G X 8 -9CM TUOHY NEEDLE, PLASTIC LOSS-OFRESISTANCE SYRINGE10 ML, WELL SEALED, NON LUER LOCK 20G CLEAR & SCALEDEPIDURAL CATHETER, EASILY INSERTED, NON KINKABLE, ATRAUMATIC CATHETERINTRODUCER PIECE, CATHETER CONNECTOR EPIDURAL CATHETER LABEL 0.2M LUERLOCK FLAT FILTER (5 M X 4 STRAW FILTER) ADHESIVE APPLICATION SPONGE TOHOLD CATHETER, DISPOSABLE, STERILE" | EA | 10
MOH | منافسة تأمين لوازم العلاج التنفسي والتخدير | NPT0011/19 | 4227250004100 | MOH - Ahsa | "AIR PRESSURE BAG FOR INVASIVE MONITOR, WITH MANOMETER, REUSABLE, 500ML" | EA | 46
MOH | منافسة تأمين لوازم العلاج التنفسي والتخدير | NPT0011/19 | 4227250004100 | MOH - Beshah Health Directorateالمديريةالعامة للشؤون الصحية بيشه | "AIR PRESSURE BAG FOR INVASIVE MONITOR, WITH MANOMETER, REUSABLE, 500ML" | EA | 500
MOH | منافسة تأمين لوازم العلاج التنفسي والتخدير | NPT0011/19 | 4227250004100 | MOH - Jeddah | "AIR PRESSURE BAG FOR INVASIVE MONITOR, WITH MANOMETER, REUSABLE, 500ML" | EA | 90
MOH | منافسة تأمين لوازم العلاج التنفسي والتخدير | NPT0011/19 | 4227250004100 | MOH - KSMC | "AIR PRESSURE BAG FOR INVASIVE MONITOR, WITH MANOMETER, REUSABLE, 500ML" | EA | 120
MOH | منافسة تأمين لوازم العلاج التنفسي والتخدير | NPT0011/19 | 4227250004100 | MOH - Makkah | "AIR PRESSURE BAG FOR INVASIVE MONITOR, WITH MANOMETER, REUSABLE, 500ML" | EA | 80
MOH | منافسة تأمين لوازم العلاج التنفسي والتخدير | NPT0011/19 | 4227250004100 | MOH - Najran | "AIR PRESSURE BAG FOR INVASIVE MONITOR, WITH MANOMETER, REUSABLE, 500ML" | EA | 30
MOH | منافسة تأمين لوازم العلاج التنفسي والتخدير | NPT0011/19 | 4227250004100 | MOH - Qasim Health Directorateالمديريةالعامة للشؤون الصحية القصيم | "AIR PRESSURE BAG FOR INVASIVE MONITOR, WITH MANOMETER, REUSABLE, 500ML" | EA | 60
MOH | منافسة تأمين لوازم العلاج التنفسي والتخدير | NPT0011/19 | 4227250004100 | MOH - Qassim | "AIR PRESSURE BAG FOR INVASIVE MONITOR, WITH MANOMETER, REUSABLE, 500ML" | EA | 90
MOH | منافسة تأمين لوازم العلاج التنفسي والتخدير | NPT0011/19 | 4227250005300 | MOH - Makkah | HME FILTER FOR TRACHED PATIENTS, FOR ADULT,TIDAL VOLUME RANGE WITH O2AND SUCTION PORT, IN BLISTER PACK STERILE, DISPOSABLE | EA | 76
MOH | منافسة تأمين لوازم العلاج التنفسي والتخدير | NPT0011/19 | 4227250008200 |  | SENSOR GAS FLOW 1.8 M LENGTH, FOR ADULT, DISPOSABLE, SHOULD BECOMPATIBLE WITH HAMILTON VENTILATOR OR EQUIVALENT | EA | 100
MOH | منافسة تأمين لوازم العلاج التنفسي والتخدير | NPT0011/19 | 4227250008200 | MOH - Dammam | SENSOR GAS FLOW 1.8 M LENGTH, FOR ADULT, DISPOSABLE, SHOULD BECOMPATIBLE WITH HAMILTON VENTILATOR OR EQUIVALENT | EA | 70
MOH | منافسة تأمين لوازم العلاج التنفسي والتخدير | NPT0011/19 | 4227250008200 | MOH - Tabouk Health Directorateالمديريةالعامة للشؤون الصحية تبوك | SENSOR GAS FLOW 1.8 M LENGTH, FOR ADULT, DISPOSABLE, SHOULD BECOMPATIBLE WITH HAMILTON VENTILATOR OR EQUIVALENT | EA | 70
MOH | منافسة تأمين لوازم العلاج التنفسي والتخدير | NPT0011/19 | 4227250009200 | MOH - Baha | 0 | EA | 50
MOH | منافسة تأمين لوازم العلاج التنفسي والتخدير (تمديد 6 أشهر) | NPT0011/19 | 4227150000600 | MOH - Qorayat Health Directorateالمديريةالعامة للشؤون الصحية القريا | "SENSOR RESPIRATORY RATE, ACOUSTIC RESPIRATION CLOTH SENSOR CLIP FOR(ADULT) TO MEASURE RESPIRATORY RATE SINGLE PATIENT USE" | EA | 30
MOH | منافسة تأمين لوازم العلاج التنفسي والتخدير (تمديد 6 أشهر) | NPT0011/19 | 4227150000600 | PO treatment RiyadhDummy Customer to post GR and GI | "SENSOR RESPIRATORY RATE, ACOUSTIC RESPIRATION CLOTH SENSOR CLIP FOR(ADULT) TO MEASURE RESPIRATORY RATE SINGLE PATIENT USE" | EA | 150
MOH | منافسة تأمين لوازم العلاج التنفسي والتخدير (تمديد 6 أشهر) | NPT0011/19 | 4227150000900 | MOH - Qorayat Health Directorateالمديريةالعامة للشؤون الصحية القريا | "SENSOR MEASURING THE CONSCIOUSNESS LEVEL FOR ADULT, DISPOSABLE,COMPATIBLE WITH MASIMO SYSTEM OR EQUIVALENT" | EA | 625
MOH | منافسة تأمين لوازم العلاج التنفسي والتخدير (تمديد 6 أشهر) | NPT0011/19 | 4227150000900 | PO treatment JeddahDummy Customer to post GR and GI | "SENSOR MEASURING THE CONSCIOUSNESS LEVEL FOR ADULT, DISPOSABLE,COMPATIBLE WITH MASIMO SYSTEM OR EQUIVALENT" | EA | 250
MOH | منافسة تأمين لوازم العلاج التنفسي والتخدير (تمديد 6 أشهر) | NPT0011/19 | 4227150001000 | MOH - Joaf Health Directorateالمديريةالعامة للشؤون الصحية الجوف | "SENSOR SPO2 PROBE WITH ADHESIVE TAPE FOR USE WITH PEDIATRIC 20-50KG.WITH HIGH ACCURACY IN CRITICAL AND CHALLENGING CASES IN MOTION AND LOWPERFUSION PATIENT, FDA APPROVED. REPLACEMENT TAPES CAN BE USED.COMPATIBLE WITH MASIMO SET TECHNOLOGY OR EQUIVALENT (WITH FREE OF CHARGEMODULE AND CABLE) (MONITORS / ADAPTOR / MODULES AND NECESSARY SOFTWAREMUST BE PROVIDED FOC FOR EVERY CENTER)" | EA | 20
MOH | منافسة تأمين لوازم العلاج التنفسي والتخدير (تمديد 6 أشهر) | NPT0011/19 | 4227150001000 | MOH - Qorayat Health Directorateالمديريةالعامة للشؤون الصحية القريا | "SENSOR SPO2 PROBE WITH ADHESIVE TAPE FOR USE WITH PEDIATRIC 20-50KG.WITH HIGH ACCURACY IN CRITICAL AND CHALLENGING CASES IN MOTION AND LOWPERFUSION PATIENT, FDA APPROVED. REPLACEMENT TAPES CAN BE USED.COMPATIBLE WITH MASIMO SET TECHNOLOGY OR EQUIVALENT (WITH FREE OF CHARGEMODULE AND CABLE) (MONITORS / ADAPTOR / MODULES AND NECESSARY SOFTWAREMUST BE PROVIDED FOC FOR EVERY CENTER)" | EA | 500
MOH | منافسة تأمين لوازم العلاج التنفسي والتخدير (تمديد 6 أشهر) | NPT0011/19 | 4227150001000 | PO treatment JeddahDummy Customer to post GR and GI | "SENSOR SPO2 PROBE WITH ADHESIVE TAPE FOR USE WITH PEDIATRIC 20-50KG.WITH HIGH ACCURACY IN CRITICAL AND CHALLENGING CASES IN MOTION AND LOWPERFUSION PATIENT, FDA APPROVED. REPLACEMENT TAPES CAN BE USED.COMPATIBLE WITH MASIMO SET TECHNOLOGY OR EQUIVALENT (WITH FREE OF CHARGEMODULE AND CABLE) (MONITORS / ADAPTOR / MODULES AND NECESSARY SOFTWAREMUST BE PROVIDED FOC FOR EVERY CENTER)" | EA | 625
MOH | منافسة تأمين لوازم العلاج التنفسي والتخدير (تمديد 6 أشهر) | NPT0011/19 | 4227150001100 | MOH - Qorayat Health Directorateالمديريةالعامة للشؤون الصحية القريا | SENSOR SPO2 PROBE WITH ADHESIVE TAPE FOR USE WITH PEDIATRIC AND INFANTFINGERS >20 KG. WITH HIGH ACCURACY IN CRITICAL AND CHALLENGING CASES INMOTION AND LOW PERFUSION PATIENTS (WITH FREE OF CHARGE MODULE ANDCABLE). (MONITORS / ADAPTOR / MODULES AND NECESSARY SOFTWARE MUST BEPROVIDED FOC FOR EVERY CENTER) | EA | 640
MOH | منافسة تأمين لوازم العلاج التنفسي والتخدير (تمديد 6 أشهر) | NPT0011/19 | 4227150001100 | PO treatment RiyadhDummy Customer to post GR and GI | SENSOR SPO2 PROBE WITH ADHESIVE TAPE FOR USE WITH PEDIATRIC AND INFANTFINGERS >20 KG. WITH HIGH ACCURACY IN CRITICAL AND CHALLENGING CASES INMOTION AND LOW PERFUSION PATIENTS (WITH FREE OF CHARGE MODULE ANDCABLE). (MONITORS / ADAPTOR / MODULES AND NECESSARY SOFTWARE MUST BEPROVIDED FOC FOR EVERY CENTER) | EA | 435
MOH | منافسة تأمين لوازم العلاج التنفسي والتخدير (تمديد 6 أشهر) | NPT0011/19 | 4227150001300 | MOH - Joaf Health Directorateالمديريةالعامة للشؤون الصحية الجوف | " ADAPTER FOR VENTILATOR CIRCUIT, SIDESTREAM, WITH HUMIDITY FILTER,ADULT/ PEDIATRIC, FOR USE WITH INTUBATED PATIENT FOR CONTINUOUS C O2MEASUREMENT, SINGLE PATIENT USE, LENGTH 3 M, COMPATIBLE WITH MASIMO OREQUIVALENT, ONE (1) ITEM/PC = ONE (1) SET" | EA | 410
MOH | منافسة تأمين لوازم العلاج التنفسي والتخدير (تمديد 6 أشهر) | NPT0011/19 | 4227150001300 | MOH - Qorayat Health Directorateالمديريةالعامة للشؤون الصحية القريا | " ADAPTER FOR VENTILATOR CIRCUIT, SIDESTREAM, WITH HUMIDITY FILTER,ADULT/ PEDIATRIC, FOR USE WITH INTUBATED PATIENT FOR CONTINUOUS C O2MEASUREMENT, SINGLE PATIENT USE, LENGTH 3 M, COMPATIBLE WITH MASIMO OREQUIVALENT, ONE (1) ITEM/PC = ONE (1) SET" | EA | 60
MOH | منافسة تأمين لوازم العلاج التنفسي والتخدير (تمديد 6 أشهر) | NPT0011/19 | 4227150001300 | PO treatment JeddahDummy Customer to post GR and GI | " ADAPTER FOR VENTILATOR CIRCUIT, SIDESTREAM, WITH HUMIDITY FILTER,ADULT/ PEDIATRIC, FOR USE WITH INTUBATED PATIENT FOR CONTINUOUS C O2MEASUREMENT, SINGLE PATIENT USE, LENGTH 3 M, COMPATIBLE WITH MASIMO OREQUIVALENT, ONE (1) ITEM/PC = ONE (1) SET" | EA | 550
MOH | منافسة تأمين لوازم العلاج التنفسي والتخدير (تمديد 6 أشهر) | NPT0011/19 | 4227150001300 | PO treatment RiyadhDummy Customer to post GR and GI | " ADAPTER FOR VENTILATOR CIRCUIT, SIDESTREAM, WITH HUMIDITY FILTER,ADULT/ PEDIATRIC, FOR USE WITH INTUBATED PATIENT FOR CONTINUOUS C O2MEASUREMENT, SINGLE PATIENT USE, LENGTH 3 M, COMPATIBLE WITH MASIMO OREQUIVALENT, ONE (1) ITEM/PC = ONE (1) SET" | EA | 205
MOH | منافسة تأمين مستلزمات العلاج التنفسي والتخدير | NPT0029/22 | 4227190325500 | MOH - Hajj | "TUBE ENDOTRACHEAL, PVC, ORAL / NASAL TYPE, TAPERED CUFF, WITH PILOTCUFF MARKED WITH TUBE SIZE, RADIOPAQUE WITH 15MM TERMINATION CONNECTOR,SMOOTH FORMED MURPHY EYE AND TIP, WITH SUBGLOTTIC SUCTION PORT LOCATEDJUST ABOVE THE CUFF, TUBE LINES MUST ALLOW FOR TUBE SHORTENING,NUMERICAL SCALING EVERY 1 CM STARTING FROM INSERTION SIDE, PROPERCORRELATION BETWEEN ID/OD, DISPOSABLE, STERILE, SIZE 7.5MM (ID)" | EA | 2