16897 | 4215150095000 | BRACKET SELF LIGATING ACTIVE TYPE MANDIBULAR (LOWER) RIGHT PREMOLAR BRACKET 0.022 IN SLOT | DENTAL GENERAL SUPPLIES
16898 | 4215150101200 | BRACKET SELF LIGATING ACTIVE TYPE UPPER RIGHT CENTRAL INCISOR BRACKET 0.022 IN SLOT | DENTAL GENERAL SUPPLIES
16899 | 4215150099700 | BRACKET SELF LIGATING ACTIVE TYPE MAXILLARY (UPPER) LATERAL RIGHT ANTERIOR INCISOR BRACKET 0.022 IN SLOT | DENTAL GENERAL SUPPLIES
16900 | 4215150095600 | BRACKET SELF LIGATING ACTIVE TYPE UPPER RIGHT CANINE BRACKET 0.022 IN SLOT | DENTAL GENERAL SUPPLIES
16901 | 4215150096400 | BRACKET SELF LIGATING ACTIVE TYPE UPPER RIGHT PREMOLAR BRACKET 0.022 SLOT | DENTAL GENERAL SUPPLIES
16902 | 4215150101100 | BRACKET SELF LIGATING ACTIVE TYPE MAXILLARY (UPPER) CENTRAL RIGHT ANTERIOR INCISOR BRACKET 0.022 IN SLOT | DENTAL GENERAL SUPPLIES
16903 | 4215150099600 | BRACKET SELF LIGATING ACTIVE TYPE UPPER LEFT LATERAL INCISION BRACKET 0.022 IN SLOT | DENTAL GENERAL SUPPLIES
16904 | 4215150099100 | BRACKET SELF LIGATING ACTIVE TYPE MAXILLARY (UPPER) RIGHT CANINE INCISOR BRACKET 0.022 IN SLOT | DENTAL GENERAL SUPPLIES
16905 | 4215150097700 | BRACKET SELF LIGATING ACTIVE TYPE UPPER LEFT PREMOLAR BRACKET 0.022 IN SLOT | DENTAL GENERAL SUPPLIES
16906 | 4215150095500 | BRACKET SELF LIGATING ACTIVE TYPE MANDIBULAR (LOWER) LATERAL RIGHT ANTERIOR INCISOR BRACKET 0.022 IN SLOT | DENTAL GENERAL SUPPLIES
16907 | 4215150097600 | BRACKET SELF LIGATING ACTIVE TYPE LOWER RIGHT PREMOLAR BRACKET 0.022 IN SLOT | DENTAL GENERAL SUPPLIES
16908 | 4215150096300 | BRACKET SELF LIGATING ACTIVE TYPE MANDIBULAR (LOWER) CENTRAL RIGHT ANTERIOR INCISOR BRACKET 0.022 IN SLOT | DENTAL GENERAL SUPPLIES
16909 | 4215150099000 | BRACKET SELF LIGATING ACTIVE TYPE MANDIBULAR (LOWER) RIGHT CANINE INCISION BRACKET 0.022 IN SLOT | DENTAL GENERAL SUPPLIES
16910 | 4215150097500 | BRACKET SELF LIGATING ACTIVE TYPE MANDIBULAR (LOWER) LEFT PREMOLAR BRACKET 0.022 IN SLOT | DENTAL GENERAL SUPPLIES
16911 | 4215150104800 | BRACKET BONDABLE MAXILLARY (UPPER) CENTRAL RIGHT INCISOR 0.018 IN SLOT MBT PRESCRIPTION | DENTAL GENERAL SUPPLIES
16912 | 4215150105700 | BRACKET BONDABLE MAXILLARY (UPPER) LATERAL INCISOR RIGHT 0.018 IN SLOT MBT PRESCRIPTION | DENTAL GENERAL SUPPLIES
16913 | 4215150106400 | BRACKET BONDABLE MAXILLARY (UPPER) CUSPIDS RIGHT 0.018 IN SLOT WITH HOOK MBT PRESCRIPTION | DENTAL GENERAL SUPPLIES
16914 | 4215150116900 | BRACKET BONDABLE MAXILLARY (UPPER) BICUSPIDS (PREMOLARS) RIGHT 0.018 IN SLOT WITH HOOK MBT PRESCRIPTION | DENTAL GENERAL SUPPLIES
16915 | 4215150104200 | BRACKET BONDABLE MAXILLARY (UPPER) CENTRAL LEFT INCISOR 0.018 IN SLOT MBT PRESCRIPTION | DENTAL GENERAL SUPPLIES
16916 | 4215150105000 | BRACKET BONDABLE MAXILLARY (UPPER) LATERAL INCISOR LEFT 0.018 IN SLOT MBT PRESCRIPTION | DENTAL GENERAL SUPPLIES
16917 | 4215150105500 | BRACKET BONDABLE MAXILLARY (UPPER) CUSPIDS LEFT 0.018 IN SLOT WITH HOOK MBT PRESCRIPTION | DENTAL GENERAL SUPPLIES
16918 | 4215150116200 | BRACKET BONDABLE MAXILLARY (UPPER) BICUSPIDS (PREMOLARS) LEFT 0.018 IN SLOT WITH HOOK MBT PRESCRIPTION | DENTAL GENERAL SUPPLIES
16919 | 4215150108500 | BRACKET BONDABLE MANDIBULAR (LOWER) CENTRAL RIGHT INCISOR 0.018 IN SLOT MBT PRESCRIPTION | DENTAL GENERAL SUPPLIES
16920 | 4215150107600 | BRACKET BONDABLE MANDIBULAR (LOWER) CUSPIDS RIGHT 0.018 IN SLOT WITH HOOK MBT PRESCRIPTION | DENTAL GENERAL SUPPLIES
16921 | 4215150118400 | BRACKET BONDABLE MANDIBULAR (LOWER) BICUSPIDS (PREMOLARS) RIGHT 0.018 IN SLOT WITH HOOK MBT PRESCRIPTION | DENTAL GENERAL SUPPLIES
16922 | 4215150106200 | BRACKET BONDABLE MANDIBULAR (LOWER) CUSPIDS LEFT 0.018 IN SLOT WITH HOOK MBT PRESCRIPTION | DENTAL GENERAL SUPPLIES
16923 | 4215150117100 | BRACKET BONDABLE MANDIBULAR (LOWER) BICUSPIDS (PREMOLARS) LEFT 0.018 IN SLOT WITH HOOK MBT PRESCRIPTION | DENTAL GENERAL SUPPLIES
16924 | 4215150083000 | BRACKET BONDABLE MAXILLARY (UPPER) CENTRAL RIGHT INCISOR 0.022 IN SLOT ROTH PRESCRIPTION | DENTAL GENERAL SUPPLIES
16925 | 4215150071600 | BRACKET BONDABLE MAXILLARY (UPPER) LATERAL INCISOR RIGHT 0.022 IN SLOT ROTH PRESCRIPTION | DENTAL GENERAL SUPPLIES
16926 | 4215150055100 | BRACKET BONDABLE MAXILLARY (UPPER) CUSPIDS RIGHT 0.022 IN SLOT WITH HOOK ROTH PRESCRIPTION | DENTAL GENERAL SUPPLIES
16927 | 4215150063000 | BRACKET BONDABLE MAXILLARY (UPPER) BICUSPIDS (PREMOLARS) RIGHT 0.022 IN SLOT WITH HOOK ROTH PRESCRIPTION | DENTAL GENERAL SUPPLIES
16928 | 4215150082700 | BRACKET BONDABLE MAXILLARY (UPPER) CENTRAL LEFT INCISOR 0.022 IN SLOT ROTH PRESCRIPTION | DENTAL GENERAL SUPPLIES
16929 | 4215150071500 | BRACKET BONDABLE MAXILLARY (UPPER) LATERAL INCISOR LEFT 0.022 IN SLOT ROTH PRESCRIPTION | DENTAL GENERAL SUPPLIES
16930 | 4215150068400 | BRACKET BONDABLE MAXILLARY (UPPER) CUSPIDS LEFT 0.022 IN SLOT WITH HOOK ROTH | DENTAL GENERAL SUPPLIES
16931 | 4215150062900 | BRACKET BONDABLE MAXILLARY (UPPER) BICUSPIDS (PREMOLARS) LEFT 0.022 IN SLOT WITH HOOK ROTH PRESCRIPTION | DENTAL GENERAL SUPPLIES
16932 | 4215150058700 | BRACKET BONDABLE MANDIBULAR (LOWER) CENTRAL LEFT INCISOR 0.022 IN SLOT ROTH PRESCRIPTION | DENTAL GENERAL SUPPLIES
16933 | 4215150055000 | BRACKET BONDABLE MANDIBULAR (LOWER) CUSPIDS RIGHT 0.022 IN SLOT WITH HOOK ROTH PRESCRIPTION | DENTAL GENERAL SUPPLIES
16934 | 4215150062800 | BRACKET BONDABLE MANDIBULAR (LOWER) BICUSPIDS (PREMOLARS) RIGHT 0.022 IN SLOT WITH HOOK ROTH PRESCRIPTION | DENTAL GENERAL SUPPLIES
16935 | 4215150068300 | BRACKET BONDABLE MANDIBULAR (LOWER) CUSPIDS LEFT 0.022 IN SLOT WITH HOOK ROTH PRESCRIPTION | DENTAL GENERAL SUPPLIES
16936 | 4215150062700 | BRACKET BONDABLE MANDIBULAR (LOWER) BICUSPIDS (PREMOLARS) LEFT 0.022 IN SLOT WITH HOOK ROTH PRESCRIPTION | DENTAL GENERAL SUPPLIES
16937 | 4215150104900 | BRACKET BONDABLE MAXILLARY (UPPER) CENTRAL RIGHT INCISOR 0.022 IN SLOT MBT PRESCRIPTION | DENTAL GENERAL SUPPLIES
16938 | 4215150105800 | BRACKET BONDABLE MAXILLARY (UPPER) LATERAL INCISOR RIGHT 0.022 IN SLOT MBT PRESCRIPTION | DENTAL GENERAL SUPPLIES
16939 | 4215150106500 | BRACKET BONDABLE MAXILLARY (UPPER) CUSPIDS RIGHT 0.022 IN SLOT WITH HOOK MBT PRESCRIPTION | DENTAL GENERAL SUPPLIES
16940 | 4215150117000 | BRACKET BONDABLE MAXILLARY (UPPER) BICUSPIDS (PREMOLARS) RIGHT 0.022 IN SLOT WITH HOOK MBT PRESCRIPTION | DENTAL GENERAL SUPPLIES
16941 | 4215150104300 | BRACKET BONDABLE MAXILLARY (UPPER) CENTRAL LEFT INCISOR 0.022 IN SLOT MBT PRESCRIPTION | DENTAL GENERAL SUPPLIES
16942 | 4215150105100 | BRACKET BONDABLE MAXILLARY (UPPER) LATERAL INCISOR LEFT 0.022 IN SLOT MBT PRESCRIPTION | DENTAL GENERAL SUPPLIES
16943 | 4215150105600 | BRACKET BONDABLE MAXILLARY (UPPER) CUSPIDS LEFT 0.022 IN SLOT WITH HOOK MBT PRESCRIPTION | DENTAL GENERAL SUPPLIES
16944 | 4215150116300 | BRACKET BONDABLE MAXILLARY (UPPER) BICUSPIDS (PREMOLARS) LEFT 0.022 IN SLOT WITH HOOK MBT PRESCRIPTION | DENTAL GENERAL SUPPLIES
16945 | 4215150108600 | BRACKET BONDABLE MANDIBULAR (LOWER) INCISOR RIGHT 0.022 IN SLOT MBT PRESCRIPTION | DENTAL GENERAL SUPPLIES
16946 | 4215150107700 | BRACKET BONDABLE MANDIBULAR (LOWER) CUSPIDS RIGHT 0.022 IN SLOT WITH HOOK MBT PRESCRIPTION | DENTAL GENERAL SUPPLIES
16947 | 4215150118500 | BRACKET BONDABLE MANDIBULAR (LOWER) BICUSPIDS (PREMOLARS) RIGHT 0.022 IN SLOT WITH HOOK MBT PRESCRIPTION | DENTAL GENERAL SUPPLIES
16948 | 4215150106300 | BRACKET BONDABLE MANDIBULAR (LOWER) CUSPIDS LEFT 0.022 IN SLOT WITH HOOK MBT PRESCRIPTION | DENTAL GENERAL SUPPLIES
16949 | 4215150117200 | BRACKET BONDABLE MANDIBULAR BICUSPIDS (PREMOLARS) LEFT 0.022 IN SLOT WITH HOOK MBT PRESCRIPTION | DENTAL GENERAL SUPPLIES
16950 | 4215150119400 | BRACKET BONDABLE MAXILLARY CENTRAL RIGHT INCISOR 0.022 IN SLOT MBT PRESCRIPTION LOW PROFILE | DENTAL GENERAL SUPPLIES
16951 | 4215150116100 | BRACKET BONDABLE MAXILLARY LATERAL INCISOR RIGHT 0.022 IN SLOT MBT PRESCRIPTION LOW PROFILE | DENTAL GENERAL SUPPLIES
16952 | 4215150116800 | BRACKET BONDABLE MAXILLARY CUSPIDS RIGHT 0.022 IN SLOT WITH HOOK MBT PRESCRIPTION LOW PROFILE | DENTAL GENERAL SUPPLIES
16953 | 4215150124300 | BRACKET BONDABLE MAXILLARY BICUSPIDS (PREMOLARS) RIGHT 0.022 IN SLOT WITH HOOK MBT PRESCRIPTION LOW PROFILE | DENTAL GENERAL SUPPLIES
16954 | 4215150118600 | BRACKET BONDABLE MAXILLARY CENTRAL LEFT INCISOR 0.022 INCH SLOT MBT PRESCRIPTION LOW PROFILE | DENTAL GENERAL SUPPLIES
16955 | 4215150115400 | BRACKET BONDABLE MAXILLARY LATERAL INCISOR LEFT 0.022 IN SLOT MBT PRESCRIPTION LOW PROFILE | DENTAL GENERAL SUPPLIES
16956 | 4215150116000 | BRACKET BONDABLE MAXILLARY CUSPIDS LEFT 0.022 IN SLOT WITH HOOK MBT PRESCRIPTION LOW PROFILE | DENTAL GENERAL SUPPLIES
16957 | 4215150123800 | BRACKET BONDABLE MAXILLARY BICUSPIDS (PREMOLARS) LEFT 0.022 IN SLOT WITH HOOK MBT PRESCRIPTION LOW PROFILE | DENTAL GENERAL SUPPLIES
16958 | 4215150119300 | BRACKET BONDABLE MANDIBULAR (LOWER) LATERAL LEFT 0.022 IN SLOT MBT PRESCRIPTION | DENTAL GENERAL SUPPLIES
16959 | 4215150118100 | BRACKET BONDABLE MANDIBULAR CUSPIDS RIGHT 0.022 IN SLOT WITH HOOK MBT PRESCRIPTION LOW PROFILE | DENTAL GENERAL SUPPLIES
16960 | 4215150125700 | BRACKET BONDABLE MANDIBULAR BICUSPIDS (PREMOLARS) RIGHT 0.022 IN SLOT WITH HOOK MBT PRESCRIPTION LOW PROFILE | DENTAL GENERAL SUPPLIES
16961 | 4215150116600 | BRACKET BONDABLE MANDIBULAR CUSPIDS LEFT 0.022 IN SLOT WITH HOOK MBT PRESCRIPTION LOW PROFILE | DENTAL GENERAL SUPPLIES
16962 | 4215150124600 | BRACKET BONDABLE MANDIBULAR BICUSPIDS (PREMOLARS) LEFT 0.022 IN SLOT WITH HOOK MBT PRESCRIPTION LOW PROFILE | DENTAL GENERAL SUPPLIES
16963 | 4215150119200 | BRACKET BONDABLE MANDIBULAR (LOWER) LATERAL INCISOR RIGHT0.018 0.018 IN SLOT MBT PRESCRIPTION | DENTAL GENERAL SUPPLIES
16964 | 4215293000900 | ROOT CANAL TAPERED FIBER POST KIT ASSORTED SIZE OF POST | DENTAL GENERAL SUPPLIES
16965 | 4215293001000 | ROOT CANAL TAPERED FIBER POST SIZE 0 DIAMETER (1.1 MM) | DENTAL GENERAL SUPPLIES
16966 | 4215293001100 | ROOT CANAL TAPERED FIBER POST SIZE 1 DIAMETER (1.3 MM) | DENTAL GENERAL SUPPLIES
16967 | 4215293001200 | ROOT CANAL TAPERED FIBER POST SIZE 2 DIAMETER (1.6 MM) | DENTAL GENERAL SUPPLIES
16968 | 4215293001300 | ROOT CANAL TAPERED FIBER POST SIZE 3 DIAMETER (1.9 MM) | DENTAL GENERAL SUPPLIES
16969 | 4215293000500 | DRILL FOR TAPERED FIBER POST SIZE 0 DIAMETER (1.1 MM) | DENTAL GENERAL SUPPLIES
16970 | 4215293000600 | DRILL FOR TAPERED FIBER POST SIZE 1 DIAMETER (1.3 MM) | DENTAL GENERAL SUPPLIES
16971 | 4215293000700 | DRILL FOR TAPERED FIBER POST SIZE 2 DIAMETER (1.6 MM) | DENTAL GENERAL SUPPLIES
16972 | 4215293000800 | DRILL FOR TAPERED FIBER POST SIZE 3 DIAMETER (1.9 MM) | DENTAL GENERAL SUPPLIES
16973 | 4215245306500 | LIGHT CURED UNIVERSAL COMPOSITE RESTORATIVE MATERIAL ENAMEL REFILL SHADE A1 | DENTAL GENERAL SUPPLIES
16974 | 4215245306600 | LIGHT CURED UNIVERSAL COMPOSITE RESTORATIVE MATERIAL ENAMEL REFILL SHADE A2 | DENTAL GENERAL SUPPLIES
16975 | 4215245306700 | LIGHT CURED UNIVERSAL COMPOSITE RESTORATIVE MATERIAL ENAMEL REFILL SHADE A3 | DENTAL GENERAL SUPPLIES
16976 | 4215245306800 | LIGHT CURED UNIVERSAL COMPOSITE RESTORATIVE MATERIAL ENAMEL REFILL SHADE B1 | DENTAL GENERAL SUPPLIES
16977 | 4215245306900 | LIGHT CURED UNIVERSAL COMPOSITE RESTORATIVE MATERIAL ENAMEL REFILL SHADE B2 | DENTAL GENERAL SUPPLIES
16978 | 4215245307000 | LIGHT CURED UNIVERSAL COMPOSITE RESTORATIVE MATERIAL ENAMEL REFILL SHADE D2 | DENTAL GENERAL SUPPLIES
16979 | 4215245307100 | LIGHT CURED UNIVERSAL COMPOSITE RESTORATIVE MATERIAL ENAMEL REFILL SHADE WHITE | DENTAL GENERAL SUPPLIES
16980 | 4215245307200 | LIGHT CURED UNIVERSAL COMPOSITE RESTORATIVE MATERIAL ENAMEL REFILL SHADE EXTRA WHITE | DENTAL GENERAL SUPPLIES
16981 | 4215245303200 | COMPOSITE NANO - HYBRID LIGHT CURE REFILL SHADE A1 | DENTAL GENERAL SUPPLIES
16982 | 4215245303300 | COMPOSITE NANO - HYBRID LIGHT CURE REFILL SHADE A2 | DENTAL GENERAL SUPPLIES
16983 | 4215245303400 | COMPOSITE NANO - HYBRID LIGHT CURE REFILL SHADE A3 | DENTAL GENERAL SUPPLIES
16984 | 4215245303500 | COMPOSITE NANO - HYBRID LIGHT CURE REFILL SHADE A 3.5 | DENTAL GENERAL SUPPLIES
16985 | 4215245303600 | COMPOSITE NANO - HYBRID LIGHT CURE REFILL SHADE A4 | DENTAL GENERAL SUPPLIES
16986 | 4215245303700 | COMPOSITE NANO - HYBRID LIGHT CURE REFILL SHADE B1 | DENTAL GENERAL SUPPLIES
16987 | 4215245303800 | COMPOSITE NANO - HYBRID LIGHT CURE REFILL SHADE B2 | DENTAL GENERAL SUPPLIES
16988 | 4215245303900 | COMPOSITE NANO - HYBRID LIGHT CURE REFILL SHADE B3 | DENTAL GENERAL SUPPLIES
16989 | 4215245304000 | COMPOSITE NANO - HYBRID LIGHT CURE REFILL SHADE C2 | DENTAL GENERAL SUPPLIES
16990 | 4215245304100 | COMPOSITE NANO - HYBRID LIGHT CURE REFILL SHADE D3 | DENTAL GENERAL SUPPLIES
16991 | 4215245305100 | GLASS IONOMER LIGHT CURED RESTORATIVE MATERIAL CAPSULE REFILL SHADE A1 ONE EACH (EA) = ONE (1) KIT | DENTAL GENERAL SUPPLIES
16992 | 4215245305400 | GLASS IONOMER LIGHT CURED RESTORATIVE MATERIAL CAPSULE REFILL SHADE A3.5 ONE EACH (EA) = ONE (1) KIT | DENTAL GENERAL SUPPLIES
16993 | 4215245305500 | GLASS IONOMER LIGHT CURED RESTORATIVE MATERIAL CAPSULE REFILL SHADE A4 ONE EACH (EA) = ONE (1) KIT | DENTAL GENERAL SUPPLIES
16994 | 4215245305600 | GLASS IONOMER LIGHT CURED RESTORATIVE MATERIAL CAPSULE REFILL SHADE B2 ONE EACH (EA) = ONE (1) KIT | DENTAL GENERAL SUPPLIES
16995 | 4215245305700 | GLASS IONOMER RESTORATIVE MATERIAL CAPSULE REFILL SHADE A1 ONE EACH (EA) = ONE (1) KIT | DENTAL GENERAL SUPPLIES
16996 | 4215245305800 | GLASS IONOMER RESTORATIVE MATERIAL CAPSULE REFILL SHADE A2 ONE EACH (EA) = ONE (1) KIT | DENTAL GENERAL SUPPLIES
16997 | 4215245305900 | GLASS IONOMER RESTORATIVE MATERIAL CAPSULE REFILL SHADE A3 ONE EACH (EA) = ONE (1) KIT | DENTAL GENERAL SUPPLIES
16998 | 4215245306000 | GLASS IONOMER RESTORATIVE MATERIAL CAPSULE REFILL SHADE A3.5 ONE EACH (EA) = ONE (1) KIT | DENTAL GENERAL SUPPLIES
16999 | 4215245306100 | GLASS IONOMER RESTORATIVE MATERIAL CAPSULE REFILL SHADE A4 ONE EACH (EA) = ONE (1) KIT | DENTAL GENERAL SUPPLIES
17000 | 4215245306200 | GLASS IONOMER RESTORATIVE MATERIAL CAPSULE REFILL SHADE C2 ONE EACH (EA) = ONE (1) KIT | DENTAL GENERAL SUPPLIES
17001 | 4215245306300 | GLASS IONOMER RESTORATIVE MATERIAL CAPSULE REFILL SHADE C3 ONE EACH (EA) = ONE (1) KIT | DENTAL GENERAL SUPPLIES
17002 | 4215245307300 | LIGHT CURED UNIVERSAL COMPOSITE RESTORATIVE MATERIAL DENTIN REFILL SHADE A1 | DENTAL GENERAL SUPPLIES
17003 | 4215245307400 | LIGHT CURED UNIVERSAL COMPOSITE RESTORATIVE MATERIAL DENTIN REFILL SHADE A2 | DENTAL GENERAL SUPPLIES
17004 | 4215245307500 | LIGHT CURED UNIVERSAL COMPOSITE RESTORATIVE MATERIAL DENTIN REFILL SHADE A3 | DENTAL GENERAL SUPPLIES
17005 | 4215245307600 | LIGHT CURED UNIVERSAL COMPOSITE RESTORATIVE MATERIAL DENTIN REFILL SHADE A4 | DENTAL GENERAL SUPPLIES
17006 | 4215245307700 | LIGHT CURED UNIVERSAL COMPOSITE RESTORATIVE MATERIAL DENTIN REFILL SHADE B3 | DENTAL GENERAL SUPPLIES
17007 | 4215245307800 | LIGHT CURED UNIVERSAL COMPOSITE RESTORATIVE MATERIAL DENTIN REFILL SHADE C4 | DENTAL GENERAL SUPPLIES
17008 | 4215245307900 | LIGHT CURED UNIVERSAL COMPOSITE RESTORATIVE MATERIAL DENTIN REFILL SHADE WHITE | DENTAL GENERAL SUPPLIES
17009 | 4215245308300 | LIGHT CURED UNIVERSAL COMPOSITE RESTORATIVE MATERIAL BODY REFILL SHADE A3.5 | DENTAL GENERAL SUPPLIES
17010 | 4215245308400 | LIGHT CURED UNIVERSAL COMPOSITE RESTORATIVE MATERIAL BODY REFILL SHADE A4 | DENTAL GENERAL SUPPLIES
17011 | 4215245308800 | LIGHT CURED UNIVERSAL COMPOSITE RESTORATIVE MATERIAL BODY REFILL SHADE B3 | DENTAL GENERAL SUPPLIES
17012 | 4215245309000 | LIGHT CURED UNIVERSAL COMPOSITE RESTORATIVE MATERIAL BODY REFILL SHADE C1 | DENTAL GENERAL SUPPLIES
17013 | 4215245309100 | LIGHT CURED UNIVERSAL COMPOSITE RESTORATIVE MATERIAL BODY REFILL SHADE C2 | DENTAL GENERAL SUPPLIES
17014 | 4215245309200 | LIGHT CURED UNIVERSAL COMPOSITE RESTORATIVE MATERIAL BODY REFILL SHADE C3 | DENTAL GENERAL SUPPLIES
17015 | 4215245309400 | LIGHT CURED UNIVERSAL COMPOSITE RESTORATIVE MATERIAL BODY REFILL SHADE D3 | DENTAL GENERAL SUPPLIES
17016 | 4215245309500 | LIGHT CURED UNIVERSAL COMPOSITE RESTORATIVE MATERIAL BODY REFILL SHADE WHITE | DENTAL GENERAL SUPPLIES
17017 | 4215245309600 | LIGHT CURED UNIVERSAL COMPOSITE RESTORATIVE MATERIAL BODY REFILL SHADE EXTRA WHITE | DENTAL GENERAL SUPPLIES
17018 | 4215245310100 | LIGHT CURED FLOWABLE NANO COMPOSITE RESTORATIVE MATERIAL REFILL SHADE A1 | DENTAL GENERAL SUPPLIES
17019 | 4215245310200 | LIGHT CURED FLOWABLE NANO COMPOSITE RESTORATIVE MATERIAL REFILL SHADE A2 | DENTAL GENERAL SUPPLIES
17020 | 4215245310300 | LIGHT CURED FLOWABLE NANO COMPOSITE RESTORATIVE MATERIAL REFILL SHADE A3 | DENTAL GENERAL SUPPLIES
17021 | 4215245310400 | LIGHT CURED FLOWABLE NANO COMPOSITE RESTORATIVE MATERIAL REFILL SHADE A3.5 | DENTAL GENERAL SUPPLIES
17022 | 4215245310500 | LIGHT CURED FLOWABLE NANO COMPOSITE RESTORATIVE MATERIAL REFILL SHADE A4 | DENTAL GENERAL SUPPLIES
17023 | 4215245310600 | LIGHT CURED FLOWABLE NANO COMPOSITE RESTORATIVE MATERIAL REFILL SHADE B1 | DENTAL GENERAL SUPPLIES
17024 | 4215245310700 | LIGHT CURED FLOWABLE NANO COMPOSITE RESTORATIVE MATERIAL REFILL SHADE B2 | DENTAL GENERAL SUPPLIES
17025 | 4215245310800 | LIGHT CURED FLOWABLE NANO COMPOSITE RESTORATIVE MATERIAL REFILL SHADE C2 | DENTAL GENERAL SUPPLIES
17026 | 4215245310900 | LIGHT CURED FLOWABLE NANO COMPOSITE RESTORATIVE MATERIAL REFILL SHADE D2 | DENTAL GENERAL SUPPLIES
17027 | 4215245311000 | LIGHT CURED FLOWABLE COMPOSITE RESTORATIVE MATERIAL REFILL SHADE WHITE | DENTAL GENERAL SUPPLIES
17028 | 4229162718200 | TREPHINE BUR KIT GRADED ASSORTED SIZES | DENTAL GENERAL SUPPLIES
17029 | 4215161459000 | DISC: DIAMOND CUTTING FLEXIBLE FINE ISO# 806-104-380-514-220 | DENTAL GENERAL SUPPLIES
17030 | 4215162700600 | MOUTH MIRROR NON-MAGNIFYING FRONT SURFACE (RADIUM COATED) SIMPLE STEM AUTOCLAVABLE SIZE 4 | DENTAL GENERAL SUPPLIES
17031 | 4215164000600 | MFD AS PER MM CLEANSING-LAB NO TX TWEEZERS MERRIAM SERRATED PATTERN 16 CM LONG STAINLESS STEEL | DENTAL GENERAL SUPPLIES
17032 | 4215162402900 | ELECTRIC HIGH SPEED HANDPIECE WITHOUT FIBER OPTIC LIGHT CONTRA ANGLE ISO INTERFACE GEAR RATIO (1:1) RA TYPE PUSH BUTTON AUTOCHUCK CERAMIC BALL BEARING INTERNAL AIR/WATER COOLANT PORT SPRAY 1-3 HOLES | DENTAL GENERAL SUPPLIES
17033 | 4215210500500 | IMPRESSION TRAYS PERFORATED SMALL SIZE UPPER AND LOWER (20/BOX) DISPOSABLE | DENTAL GENERAL SUPPLIES
17034 | 5117282700000 | DESENSITIZING GEL WITH POTASSIUM NITRATE AND FLUORIDE PACKED IN SYRINGE | DENTAL GENERAL SUPPLIES
17035 | 4229552504800 | "ALLOGRAFT, BONE SUBSTITUTE OSTEOINDUCTIVE GRANULES SIZE (1.0 - 2.0 MM) (1.5 CC) OR EQUIVALENT CORTICAL CANCELLOUS OR MIX" | DENTAL GENERAL SUPPLIES
17036 | 4215180508800 | "BUR, POLISHER, LENS SHAPE FOR COMPOSITE, RA, ISO# 658 - 204 - 303 - 502 - 100" | DENTAL GENERAL SUPPLIES
17037 | 4215161444400 | "BUR, DIAMOND, FG, ROUND, #ISO, 806 - 314 - 001 - 524 - 018" | DENTAL GENERAL SUPPLIES
17038 | 4215271303700 | CUTTING EDGE STANDARD SIDE CUTTERS FOR HARD WIRES UP TO 1.0 MM DIAMETER | DENTAL GENERAL SUPPLIES
17039 | 4215245308700 | LIGHT CURED UNIVERSAL COMPOSITE RESTORATIVE MATERIAL BODY REFILL SHADE B2 | DENTAL GENERAL SUPPLIES
17040 | 4215245308600 | LIGHT CURED UNIVERSAL COMPOSITE RESTORATIVE MATERIAL BODY REFILL SHADE B1 | DENTAL GENERAL SUPPLIES
17041 | 4215245308200 | LIGHT CURED UNIVERSAL COMPOSITE RESTORATIVE MATERIAL BODY REFILL SHADE A3 | DENTAL GENERAL SUPPLIES
17042 | 4215245308100 | LIGHT CURED UNIVERSAL COMPOSITE RESTORATIVE MATERIAL BODY REFILL SHADE A2 | DENTAL GENERAL SUPPLIES
17043 | 4215245308000 | LIGHT CURED UNIVERSAL COMPOSITE RESTORATIVE MATERIAL BODY REFILL SHADE A1 | DENTAL GENERAL SUPPLIES
17044 | 4215241202600 | BITE REGISTRATION WAX WAFER APPROXIMATELY 24/BOX | DENTAL GENERAL SUPPLIES
17045 | 4215165500400 | "COLD VITALITY TESTER SPRAY (PULP VITALITY TEST), ETHYL CHLORIDE, ODORLESS WITH NOZZLE" | DENTAL GENERAL SUPPLIES
17046 | 4215163800900 | SCISSORS FOR THIN STEEL AND PRECIOUS METAL SHEETS CURVED | DENTAL GENERAL SUPPLIES
17047 | 4215160300200 | "CALCIUM HYDROXIDE PREMIXED: READY TO USE TEMPORARY ROOT CANAL MATERIAL, INJECTABLE, KIT CONTAIN 1.FOUR SYRINGES, 2.TWENTY DELIVERY TIPS" | DENTAL GENERAL SUPPLIES
17048 | 4215161476700 | "INSTRUMENT DENTAL PLUGGER (CONDENSER) HOLLENBACK DOUBLE END, #6 SATIN STEEL HANDLE" | DENTAL GENERAL SUPPLIES
17049 | 4215161001800 | 2/4 MOLT SURGICAL CURETTE | DENTAL GENERAL SUPPLIES
17050 | 4215150050300 | "ENDODONTIC HAND SPREADER, NICKEL TITANIUM, SINGLE ENDED, SIZE 30" | DENTAL GENERAL SUPPLIES
17051 | 4215270800500 | "DEAD COIL, STAINLESS STEEL 0.020 INCH DIAMETER " | DENTAL GENERAL SUPPLIES
17052 | 4215271214600 | "STAINLESS STEEL BAND FOR FIRST DECIDUOUS MOLAR (UPPER AND LOWER RT/LT) SIZE 5, 5/BOX X 4 = 20/BOX, ONE EACH (EA) = ONE (1) KIT" | DENTAL GENERAL SUPPLIES
17053 | 4229552505200 | DERMAL ALLOGRAFT TISSUE FOR SOFT TISSUE AUGMENTATION 10 X 20 MM - THIN (0.5 - 1.0 MM) | DENTAL GENERAL SUPPLIES
17054 | 4229552505100 | DERMAL ALLOGRAFT TISSUE FOR SOFT TISSUE AUGMENTATION 10 X 10 MM - THIN (0.5 - 1.0 MM) | DENTAL GENERAL SUPPLIES
17055 | 4220400201200 | X - RAY LEAD APRON FOR CHILD PROTECT ENTIRE BODY COLLAR AND APRON DETACHABLE THYROID COLLAR | DENTAL GENERAL SUPPLIES
17056 | 4220400200100 | X - RAY LEAD APRON FOR ADULT PROTECT ENTIRE BODY COLLAR AND APRON DETACHABLE THYROID COLLAR | DENTAL GENERAL SUPPLIES
17057 | 4215291800300 | "MICROSURGICAL ULTRASONIC TIPS, SET OF 1 - 6, IRRIGATION PORTS, DIAMOND OR ZIRCONIUM NITRIDE COATING, SHAFT AND TIP ANGLES, MULTI - ANGLE TIPS, 3 MM CUTTING SURFACE, FITTING IN PIEZO ULTRASONIC MACHINE, ONE EACH (EA) = ONE (1) PACK" | DENTAL GENERAL SUPPLIES
17058 | 4215271702100 | "PREFORMED KOBAYASHI LIGATURE WIRE, LONG SIZE 0.010 INCH, ONE EACH (EA) = ONE (1) PACK" | DENTAL GENERAL SUPPLIES
17059 | 4215271400400 | "RETAINER CASES, DURABLE, LATCHABLE DIFFERENT COLOR PLASTIC, SIZE SMALL" | DENTAL GENERAL SUPPLIES
17060 | 4215271214500 | "STAINLESS STEEL BAND FOR FIRST DECIDUOUS MOLAR (UPPER AND LOWER RT/LT) SIZE 4 (5/BOX X 4 = 20 BOX), ONE EACH (EA) = ONE (1) KIT" | DENTAL GENERAL SUPPLIES
17061 | 4215270801400 | "CLOSED COIL SPRING MEDIUM, 12 MM (0.10 X.030), ONE EACH (EA) = ONE (1) PACK" | DENTAL GENERAL SUPPLIES
17062 | 4215248001000 | "VINYL POLYSILOXANE IMPRESSION MATERIAL, REGULAR BODY (AUTO MIX), SYRINGES, FAST SET, SUPPLIED WITH NOT LESS THAN 6 MIXING TIPS AND 10 PIECES INTRA - ORAL TIPS, ONE EACH (EA) = ONE (1) SET" | DENTAL GENERAL SUPPLIES
17063 | 4215245311200 | "GLASS IONOMER, LIGHT CURE BULK FILLING MATERIAL, POWDER AND LIQUID WITH DELIVERY SYSTEM. COMPLETE KIT OF 5 ASSORTED SHADES + FINISHING GLOSS + BRUSH HANDLES + DISPOSABLE BRUSH TIPS, WELL MIXING DISH, SHADE GUIDE + 50 DELIVERY TIPS" | DENTAL GENERAL SUPPLIES
17064 | 4215245304700 | COMPOMER RESTORATIVE REFILL SHADE B1 | DENTAL GENERAL SUPPLIES
17065 | 4215245304600 | COMPOMER RESTORATIVE REFILL SHADE A4 | DENTAL GENERAL SUPPLIES
17066 | 4215245304500 | COMPOMER RESTORATIVE REFILL SHADE A3.5 | DENTAL GENERAL SUPPLIES
17067 | 4215245304400 | COMPOMER RESTORATIVE REFILL SHADE A3 | DENTAL GENERAL SUPPLIES
17068 | 4215245304200 | COMPOMER RESTORATIVE REFILL SHADE A1 | DENTAL GENERAL SUPPLIES
17069 | 4215242401700 | "ENDODONTIC NON - SETTING CALCIUM HYDROXIDE PASTE, BACTERICIDAL, BACTERIOSTATIC, RADIOPAQUE, PH GREATER THAN 12, 3 ML SYRINGE" | DENTAL GENERAL SUPPLIES
17070 | 4215211600500 | ROOT CANAL BURN-OUT POST SIZE 3 DIAMETER (1.14 MM) | DENTAL GENERAL SUPPLIES
17071 | 4215211600400 | ROOT CANAL BURN-OUT POST SIZE 2 DIAMETER (1.0 MM) | DENTAL GENERAL SUPPLIES
17072 | 4215211600300 | ROOT CANAL BURN-OUT POST SIZE 1 DIAMETER (0.9 MM) | DENTAL GENERAL SUPPLIES
17073 | 4215190500500 | "FLUORIDE VARNISH BOTTLE, 10 ML BOTTLE" | DENTAL GENERAL SUPPLIES
17074 | 4215190000100 | "DENTAL PROPHYLAXIS POLISHING BRUSHES, 100 - 150/BOX" | DENTAL GENERAL SUPPLIES
17075 | 4215181100100 | "DENTAL PROPHYLAXIS POLISHING RUBBER CUPS, RA ISO. NO. 658 - 204 - 034 - 523 - 060, 100 - 150/BOX" | DENTAL GENERAL SUPPLIES
17076 | 4215163200600 | "K-FILE ENDODONTIC STAINLESS STEEL WITH PRE - INSERTED SILICONE STOPS SIZE 10 LENGTH 21 MM, ONE EACH (EA) = ONE (1) PACK" | DENTAL GENERAL SUPPLIES
17077 | 4215162900400 | ENDO BOX FILE HOLDER AND ORGANIZER WITH 50 - 200 HOLES AND CALIBRATED RULER | DENTAL GENERAL SUPPLIES
17078 | 4215161443000 | "BUR, DIAMOND, FG, WHEEL, HALF CIRCLE RIM, FINE - MEDIUM, ISO# 806 - 104 - 068 - 524 - 055" | DENTAL GENERAL SUPPLIES
17079 | 4215161441700 | "BUR, COMPOSITE POLISHER, FLAME SHAPE, RA, ISO# 658 - 204 - 243 - 503 - 030" | DENTAL GENERAL SUPPLIES
17080 | 4215161425300 | "BUR, FINISHING STEEL LONG TAPERED ROUND, ISO# 310 - 204 - 001 - 071 - 016" | DENTAL GENERAL SUPPLIES
17081 | 4215150600400 | "SODIUM PERBORATE POWDER BOTTLE, FOR INTERNAL BLEACHING" | DENTAL GENERAL SUPPLIES
17082 | 4215150324600 | "PREFABRICATED CROWNS MADE OF TIN - SILVER ALLOY REFILL LOWER RIGHT - SECOND BICUSPID, MESIAL DISTAL WIDTH 7.6 MM" | DENTAL GENERAL SUPPLIES
17083 | 4215200003400 | "DISPOSABLE COVER FOR ALL DENTAL CHAIR, APPROXIMATE SIZE (29"" X 80"")" | DENTAL GENERAL SUPPLIES
17084 | 4229420002100 | TUNNELING KIT FOR PERIODONTAL SOFT TISSUE SURGERY | DENTAL GENERAL SUPPLIES
17085 | 4219250100900 | "DISPOSABLE PLASTIC COVERS FOR HIGH-TOUCH DENTAL EQUIPMENT AND SURFACES SHAPED FOR BETTER FIT AND TO REDUCE EXCESS MATERIAL, ONE EACH (EA) = ONE (1) PACK" | DENTAL GENERAL SUPPLIES
17086 | 4215248000900 | "VINYL POLYSILOXANE IMPRESSION MATERIAL, HEAVY BODY (AUTO MIX), SYRINGES, REGULAR SET, SUPPLIED WITH NOT LESS THAN 6 MIXING TIPS AND 10 PIECES INTRA - ORAL TIPS, ONE EACH (EA) = ONE (1) SET" | DENTAL GENERAL SUPPLIES
17087 | 4215240008900 | CLASSIC TOOTHBRUSH WITH RUBBER TIP - FULL HEAD SOFT FEATURES A LATEX-FREE RUBBER TIP WITH REGULAR HEAD #411 TOOTHBRUSH | DENTAL GENERAL SUPPLIES
17088 | 4215161475000 | "BUR SURGICAL AND ENDODONTIC LENGTH, CARBIDE, RIGHT ANGLE BUR SURGICAL LENGTH 2 DIAMETER 1.2 MM" | DENTAL GENERAL SUPPLIES
17089 | 4215161059100 | "COLLAGEN MEMBRANE CROSSLINKED, FOR GUIDED BONE REGENERATION, BOVINE OR EQUINE ORIGIN 15 X 20 MM, ( +/-5 MM)" | DENTAL GENERAL SUPPLIES
17090 | 4215161058300 | "SET OF CARBIDE CROWN LENGTHENING BUR SYSTEM :FG SURGICAL ROUND CARBIDE (3 DIFFERENT SIZE), SURGICAL FLAME CARBIDE, FG SURGICAL END CUTTING CARBIDE, FG END CUTTING CARBIDE, FG SURGICAL ROUND CARBIDE (#US 7004, 7006, 7008)" | DENTAL GENERAL SUPPLIES
17091 | 4215161055500 | "COMPLETE SET, FOR MEMBRANE FIXATION TACK SYSTEM" | DENTAL GENERAL SUPPLIES
17092 | 4215161045900 | "REVERSE PULL (FACE MASK) WITH ADJUSTABLE FOREHEAD CAP, CHIN CAP AND ADJUSTABLE HOOKS TO ENGAGE ELASTIC DELAIRE TYPE FOREHEAD AND CHIN PAD ARE LINED FOR PATIENT COMFORT" | DENTAL GENERAL SUPPLIES
17093 | 4215161044500 | "ORTHODONTIC TORQUING PLIER WITH KEY, FOR 0.022 ARCHWIRE" | DENTAL GENERAL SUPPLIES
17094 | 4215161044400 | TORQUING PLIERS (+KEY) SIZE 0.022 FOR LOWER ARCH | DENTAL GENERAL SUPPLIES
17095 | 4215161044300 | "ORTHODONTIC TORQUING PLIER WITH KEY, FOR 0.018 ARCHWIRE" | DENTAL GENERAL SUPPLIES
17096 | 4215161044200 | TORQUING PLIERS (+KEY) SIZE 0.018 LOWER ARCH | DENTAL GENERAL SUPPLIES
17097 | 4215161034100 | ORTHODONTIC RETAINER BOXES 25 MM/ 1 INCH DEPTH | DENTAL GENERAL SUPPLIES
17098 | 4215161032500 | IMAGING PLATE HYGIENE BAG SZ.2 FOR DIGORA SCANNER | DENTAL GENERAL SUPPLIES
17099 | 4215161032400 | IMAGING PLATE HYGIENE BAG SZ.1 FOR DIGORA SCANNER | DENTAL GENERAL SUPPLIES
17100 | 4215161032200 | IMAGING DIGITAL PLATE SIZE 3 FOR DIGORA SCANNER | DENTAL GENERAL SUPPLIES
17101 | 4215161032100 | IMAGING DIGITAL PLATE SIZE 2 FOR DIGORA SCANNER | DENTAL GENERAL SUPPLIES
17102 | 4215161032000 | IMAGING DIGITAL PLATE SIZE 1 FOR DIGORA SCANNER | DENTAL GENERAL SUPPLIES
17103 | 4215161031900 | IMAGING DIGITAL PLATE SIZE 0 FOR DIGORA SCANNER | DENTAL GENERAL SUPPLIES
17104 | 4215161004000 | HOLE IN ONE PILOT DRILL KIT SPECIAL | DENTAL GENERAL SUPPLIES
17105 | 4215161003600 | "SELF ADHESIVE, DUEL-CURE RESIN CEMENT, FOR ZIRCONIA AND METAL CROWN BOTH NATURAL TEETH AND IMPLANT, RADIOPAQUE, PACKED IN SYRINGE WITH TIPS" | DENTAL GENERAL SUPPLIES
17106 | 4215161003200 | CYANOACRYLATE TISSUE ADHESIVE FOR WOUND CLOSURE | DENTAL GENERAL SUPPLIES
17107 | 4215150342400 | STAINLESS STEEL CROWN ANATOMICAL PRE - CRIMPED PRE - CONTOURED PRIMARY CROWNS FOR FIRST UPPER RIGHT MOLAR SIZE: 7 | DENTAL GENERAL SUPPLIES
17108 | 4215150342300 | STAINLESS STEEL CROWN ANATOMICAL PRE - CRIMPED PRE - CONTOURED PRIMARY CROWNS FOR FIRST LOWER LEFT MOLAR SIZE: 7 | DENTAL GENERAL SUPPLIES
17109 | 4215150162400 | CEPHALOMETRIC TRACING KIT ACETATE TRACING SHEET 24 X 30 CM 4 REFILLABLE PLASTIC/METAL PENCILS WITH LEAD Ø 0.5 MM 1 PACKAGE (= 12 PIECES) RED REFILLS 1 PACKAGE (= 12 PIECES) GREEN REFILLS 1 PACKAGE (= 12 PIECES) BLUE REFILLS 1 CEPHALOMETRIC PROTRACTOR WITH TEETH TEMPLATE (RULER) 1 SELF ADHESIVE TAB | DENTAL GENERAL SUPPLIES
17110 | 4215150160900 | SURGICAL ULTRASONIC ENDODONTIC TIPS COATED WITH DIAMOND OR ZIRCONIUM NITRIDE TO HARDEN THE TIPS AND PROVIDE SURFACE ABRASION FOR CUTTING EFFICIENCY. SURG TIPS ASSORTED SIZE (1 - 6). FITTING IN PIEZO ULTRASONIC MACHINE | DENTAL GENERAL SUPPLIES
17111 | 4215150117400 | CRIMPABLE STOPS FOR 0.022 INCH SLOT CRIMPS TO ROUND OR RECTANGULAR ARCHWIRES UP TO 0.022 X 0.025 INCH | DENTAL GENERAL SUPPLIES
17112 | 4215150103400 | BUR: STONE FG (FRICTION GRIP) COARSE CYLINDRICAL SHAPE FOR REMOVAL OF ADHESIVE RESIDUE | DENTAL GENERAL SUPPLIES
17113 | 4215150092600 | ENDODONTICS ULTRASONIC BUC ASSORTED TIPS (BUC1 - BUC 3 A) | DENTAL GENERAL SUPPLIES
17114 | 4215150075200 | "BUR CARBIDE RA MEDIUM ROUND FOR IMPLANT 2.3 MM, ISO 500 - 204 - 001 - 001 - 023" | DENTAL GENERAL SUPPLIES
17115 | 4215150050500 | OBTURATION CARTRIDGES GUTTA PERCHA GAUGE 20 (LIGHT BODY) | DENTAL GENERAL SUPPLIES
17116 | 4215150050200 | "ENDODONTIC HAND SPREADER, NICKEL TITANIUM, SINGLE ENDED, SIZE 25" | DENTAL GENERAL SUPPLIES
17117 | 4215150050100 | "ENDODONTIC HAND SPREADER, NICKEL TITANIUM, SINGLE ENDED, SIZE 20" | DENTAL GENERAL SUPPLIES
17118 | 4215150028100 | ORTHO ARCHWIRE T - LOOP 16 X 22 SS 28 MM | DENTAL GENERAL SUPPLIES
17119 | 4215150025300 | "NITI POWER CLOSING SPRINGS 9 MM, ONE EACH (EA) = ONE (1) PACK" | DENTAL GENERAL SUPPLIES
17120 | 4215150025000 | HAMMERHEAD NITI TIE - BACK PLIERS | DENTAL GENERAL SUPPLIES
17121 | 4215150023800 | DIAMOND DISC SIZE 18 MM THICKNESS 0.20 MM | DENTAL GENERAL SUPPLIES
17122 | 4215150023000 | ARCHWING AUSTRALIAN 0.018 | DENTAL GENERAL SUPPLIES
17123 | 4215150020500 | INTERDENTAL HANDLE WITH BRUSHES | DENTAL GENERAL SUPPLIES
17124 | 4215150013800 | "SURGICAL ASPIRATOR TIPS, PLASTIC, DIAMETER 3/8 INCHES" | DENTAL GENERAL SUPPLIES
17125 | 4215150011600 | WHITE POLISHING STONE ISO 24 - CNI - 0241-FG | DENTAL GENERAL SUPPLIES
17126 | 4215150003300 | "BUR GUARD HOLDER, 22 HOLES, SHADE RED" | DENTAL GENERAL SUPPLIES
17127 | 4215150003200 | "BUR GUARD HOLDER, 22 HOLES, SHADE PLUM" | DENTAL GENERAL SUPPLIES
17128 | 4215150003100 | "BUR GUARD HOLDER, 22 HOLES, SHADE BLUE" | DENTAL GENERAL SUPPLIES
17129 | 4215150002700 | BUR EXCAVATING ROUND HP #8 ISO 500 - 104 - 001 - 001 - 023 | DENTAL GENERAL SUPPLIES
17130 | 4215163209300 | CROWN AND BRIDGE PREPARATION BURS SET | DENTAL GENERAL SUPPLIES
17131 | 4215190400000 | "PLAQUE DISCLOSING TABLET, EACH TABLET WRAPPED SEPARATELY 1000/BOX" | DENTAL GENERAL SUPPLIES
17132 | 4215169301700 | "FORMOCRESOL, 60 ML" | DENTAL GENERAL SUPPLIES
17133 | 4215163209200 | "PELLET, COTTON PELLET, SIZE 2" | DENTAL GENERAL SUPPLIES
17134 | 4214150000300 | "PELLET, COTTON PELLET, SIZE 1" | DENTAL GENERAL SUPPLIES
17135 | 4215248100400 | INTRA ORAL MICRO ABRASION CHEMICAL AND MECHANICAL ABRASIVE KIT CONTAINING 6.6% HYDROCHLORIC ACID SLURRY AND SILICON CARBIDE MICROPARTICLE + LATCH-TYPE BRISTLE POLISHING CUPS. KIT | DENTAL GENERAL SUPPLIES
17136 | 4215162301800 | SECTIONAL MATRIX SYSTEM FORCEPS | DENTAL GENERAL SUPPLIES
17137 | 4215150302900 | ZIRCONIA CROWN REFILL FOR PRIMARY UPPER LATERAL INCISORS (RIGHT OR LEFT) SIZE 0 OR EQUIVALENT | DENTAL GENERAL SUPPLIES
17138 | 4215260200600 | "DISPOSABLE SHIELD FOR COVER X-RAY HEAD, SIZE (15"" X 26"")" | DENTAL GENERAL SUPPLIES
17139 | 4215161440500 | "BUR, POLISHER, UPOFIX - O, SUPER COARSE, B/R, ISO# 653 - 104 - 543 - 542 - 180" | DENTAL GENERAL SUPPLIES
17140 | 4215161441900 | "BUR, POLISHER, WHEEL RUBBER, BROWN, PRE - POLISHER, ISO# 658 - 900 - 303 - 515 - 170" | DENTAL GENERAL SUPPLIES
17141 | 4215150096000 | "BUR: DIAMOND, INTERPROXIMAL, FINE GRIT, SHORT, 0.39 MM SAFE TIP" | DENTAL GENERAL SUPPLIES
17142 | 4215150006200 | "DIAMOND BUR, ISO 807 - 104 - 141 - 534 - 029" | DENTAL GENERAL SUPPLIES
17143 | 4215163500200 | "SURGICAL ASPIRATOR TIPS KIT, AUTOCLAVABLE, DOUBLE BEND, FITS IN HIGH VOLUME SUCTION, DIAMETER OF OPENING 4 X 5 MM" | DENTAL GENERAL SUPPLIES
17144 | 4215150015200 | "OBTURA NEEDLES, 25 GA" | DENTAL GENERAL SUPPLIES
17145 | 4215150015100 | "OBTURA NEEDLES, 23 GA" | DENTAL GENERAL SUPPLIES
17146 | 4215161600000 | TENSION AND COMPRESSION GAUGE FROM 50 - 500 G OR EQUIVALENT | DENTAL GENERAL SUPPLIES
17147 | 4215270000900 | "ORTHODONTIC ADJUSTMENT KIT PROVIDED WITH PREFABRICATED METAL CASSETTE SELF LOCKING (AUTOCLAVABLE) CONTAIN THE FOLLOWING ITEMS: DISTAL END CUTTER, LIGATURE CUTTER, LIGATURE DIRECTOR, LIGATURE TUCKER, WEINGART, TWO MATHIEU PLIERS, TWEEZER, MOUTH MIRROR, EXPLORER, PERIODONTAL PROBE" | DENTAL GENERAL SUPPLIES
17148 | 4215161048100 | SELF - CUTTING ORTHODONTIC MINISCREW STERILE INDIVIDUAL PACKED BRACKET HEAD MADE OF TITANIUM OR SS ALLOY - SIZE 12 MM WITH DIAMETER RANGE FROM 1.4 - 2 MM | DENTAL GENERAL SUPPLIES
17149 | 4215150023500 | DIAMOND DISC SIZE 18 MM THICKNESS 0.15 MM | DENTAL GENERAL SUPPLIES
17150 | 4215150023200 | DIAMOND DISC SIZE 14 MM THICKNESS 0.15 MM | DENTAL GENERAL SUPPLIES
17151 | 4215150023100 | DIAMOND DISC SIZE 14 MM THICKNESS 0.10 MM | DENTAL GENERAL SUPPLIES
17152 | 4215161031200 | KIT RESIN INFILTRATION FOR SMOOTH SURFACE CARIES LESIONS | DENTAL GENERAL SUPPLIES
17153 | 4215169700000 | "SURGICAL ASPIRATOR TIPS, PLASTIC, DIAMETER 1/8 INCHES" | DENTAL GENERAL SUPPLIES
17154 | 4215161044000 | "SURGICAL CRIMPABLE HOOKS FOR 0.018 INCH SLOT NEW DESCRIPTION IS CRIMPABLE BALL HOOKS WITH SPLIT ARCHWIRE OPENING 6 - 7 MM TALL MADE FROM HIGH QUALITY STAINLESS STEEL, CRIMPS TO ROUND OR RECTANGULAR ARCHWIRES UP TO 0.018 INCH X 0.022 INCH" | DENTAL GENERAL SUPPLIES
17155 | 4215150160800 | "CRIMPABLE HOOKS FOR 0.018 INCH SLOT NEW DESCRIPTION IS CRIMPABLE BALL HOOKS WITH ROUND HEAD 3 - 4 MM TALL MADE FROM HIGH QUALITY SS, CRIMPS TO ROUND OR RECTANGULAR ARCHWIRES UP TO 0.022 INCH X 0.025 INCH" | DENTAL GENERAL SUPPLIES
17156 | 4215150303300 | ZIRCONIA CROWN REFILL FOR PRIMARY UPPER CENTRAL INCISORS (RIGHT OR LEFT) SIZE 4 OR EQUIVALENT | DENTAL GENERAL SUPPLIES
17157 | 4215150303400 | ZIRCONIA CROWN REFILL FOR PRIMARY UPPER CENTRAL INCISORS (RIGHT OR LEFT) SIZE 5 OR EQUIVALENT | DENTAL GENERAL SUPPLIES
17158 | 4215150304000 | ZIRCONIA CROWN REFILL FOR PRIMARY UPPER LATERAL INCISORS (RIGHT OR LEFT) SIZE 2 OR EQUIVALENT | DENTAL GENERAL SUPPLIES
17159 | 4215150304200 | ZIRCONIA CROWN REFILL FOR PRIMARY UPPER LATERAL INCISORS (RIGHT OR LEFT) SIZE 4 OR EQUIVALENT | DENTAL GENERAL SUPPLIES
17160 | 4215246200100 | DENTURE FIXATIVE CREAM 40 G | DENTAL GENERAL SUPPLIES
17161 | 4215181301100 | UNIVERSAL NANO COMPOSITE RESTORATIVE MATERIAL FOR ANTERIOR AND POSTERIOR 20 - 0.2G CAPSULE REFILL - A2 BODY | DENTAL GENERAL SUPPLIES
17162 | 4215181301200 | UNIVERSAL NANO COMPOSITE RESTORATIVE MATERIAL FOR ANTERIOR AND POSTERIOR 20 - 0.2G CAPSULE REFILL - A3 BODY | DENTAL GENERAL SUPPLIES
17163 | 4215181301300 | UNIVERSAL NANO COMPOSITE RESTORATIVE MATERIAL FOR ANTERIOR AND POSTERIOR 20 - 0.2G CAPSULE REFILL - A3.5 BODY | DENTAL GENERAL SUPPLIES
17164 | 4215181301400 | UNIVERSAL NANO COMPOSITE RESTORATIVE MATERIAL FOR ANTERIOR AND POSTERIOR 20 - 0.2G CAPSULE REFILL - A4 BODY | DENTAL GENERAL SUPPLIES
17165 | 4215181301500 | UNIVERSAL NANO COMPOSITE RESTORATIVE MATERIAL FOR ANTERIOR AND POSTERIOR 20 - 0.2G CAPSULE REFILL - B1 BODY | DENTAL GENERAL SUPPLIES
17166 | 4215181301600 | UNIVERSAL NANO COMPOSITE RESTORATIVE MATERIAL FOR ANTERIOR AND POSTERIOR 20 - 0.2G CAPSULE REFILL - B2 BODY | DENTAL GENERAL SUPPLIES
17167 | 4215181301700 | UNIVERSAL NANO COMPOSITE RESTORATIVE MATERIAL FOR ANTERIOR AND POSTERIOR 20 - 0.2G CAPSULE REFILL - A1 BODY | DENTAL GENERAL SUPPLIES
17168 | 4215181300900 | "BONDING, 5 TH GENERATION LIGHT CURE BONDING MATERIAL, REFILL BOTTLE" | DENTAL GENERAL SUPPLIES
17169 | 4215248004600 | "VINYL POLYSILOXANE IMPRESSION MATERIAL, LIGHT BODY, COMPATIBLE WITH PENTAMIX MACHINE, FAST SET" | DENTAL GENERAL SUPPLIES
17170 | 4215248004700 | "VINYL POLYSILOXANE IMPRESSION MATERIAL, LIGHT BODY, COMPATIBLE WITH PENTAMIX MACHINE, REGULAR SET" | DENTAL GENERAL SUPPLIES
17171 | 4215248004800 | "VINYL POLYSILOXANE IMPRESSION MATERIAL, HEAVY BODY, COMPATIBLE WITH PENTAMIX MACHINE, FAST SET" | DENTAL GENERAL SUPPLIES
17172 | 4215248004900 | "VINYL POLYSILOXANE IMPRESSION MATERIAL, HEAVY BODY, COMPATIBLE WITH PENTAMIX MACHINE, REGULAR SET" | DENTAL GENERAL SUPPLIES
17173 | 4215248005000 | "VINYL POLYSILOXANE IMPRESSION MATERIAL, REGULAR BODY, COMPATIBLE WITH PENTAMIX MACHINE, REGULAR SET" | DENTAL GENERAL SUPPLIES
17174 | 4215248005100 | "VINYL POLYSILOXANE IMPRESSION MATERIAL, REGULAR BODY, COMPATIBLE WITH PENTAMIX MACHINE, FAST SET" | DENTAL GENERAL SUPPLIES
17175 | 4215161706200 | "PILOT DRILL, FOR MEMBRANE FIXATION TACKS, ASSORTED SIZE" | DENTAL GENERAL SUPPLIES
17176 | 4215260601100 | "INSTRUMENTATION COMPLETE SET INCLUDING HAND AND MACHINE OPERATED PARTS, FOR BONE FIXATION" | DENTAL GENERAL SUPPLIES
17177 | 4215271102400 | "BONE FIXATION SCREW, ASSORTED SIZE AND DIAMETER" | DENTAL GENERAL SUPPLIES
17178 | 4215271102500 | "MEMBRANE TENTING SCREW, INTRA ORAL, ASSORTED SIZE AND DIMETER" | DENTAL GENERAL SUPPLIES
17179 | 4215150344400 | "SELF CURE, BIS-ACRYLIC RESIN, TEMPORARY CROWN AND BRIDGE MATERIAL SHADE A1 (AUTOMIX) FOR GUN TYPE WITH TIPS" | DENTAL GENERAL SUPPLIES
17180 | 4215150089400 | "SELF CURE, BIS-ACRYLIC RESIN, TEMPORARY CROWN AND BRIDGE MATERIAL SHADE A2 (AUTOMIX) FOR GUN TYPE WITH TIPS" | DENTAL GENERAL SUPPLIES
17181 | 4215150343500 | "SELF CURE, BIS-ACRYLIC RESIN, TEMPORARY CROWN AND BRIDGE MATERIAL SHADE A3 (AUTOMIX) FOR GUN TYPE WITH TIPS" | DENTAL GENERAL SUPPLIES
17182 | 4215150344500 | AUTOMIX GUN FOR 10:1 TEMPORARY CROWN AND BRIDGE MATERIAL | DENTAL GENERAL SUPPLIES
17183 | 4215150344600 | "SELF CURE, BIS-ACRYLIC RESIN, TEMPORARY CROWN AND BRIDGE MATERIAL SHADE BLEACH (AUTOMIX) FOR GUN TYPE WITH TIPS" | DENTAL GENERAL SUPPLIES
17184 | 4215162077900 | ROTARY NITI FILE WITH TRIPLE - FLUTED ASYMMETRICAL PLACED RADIAL LANDS = POSITIVE RAKE ANGLE ASSORTED (15 - 40) 0.06 TAPER LENGTH 25 MM | DENTAL GENERAL SUPPLIES
17185 | 4215181301900 | DISPENSING TIP FOR FLOWABLE COMPOSITE | DENTAL GENERAL SUPPLIES
17186 | 4215248004500 | "VINYL POLYSILOXANE IMPRESSION MATERIAL, HEAVY BODY (AUTO MIX), SYRINGES, FAST SET, SUPPLIED WITH NOT LESS THAN 6 MIXING TIPS AND 10 PIECES INTRA - ORAL TIPS, ONE EACH (EA) = ONE (1) SET" | DENTAL GENERAL SUPPLIES
17187 | 4215248004400 | "VINYL POLYSILOXANE IMPRESSION MATERIAL, PUTTY CONSISTENCY, HYDROPHILIC, FAST SETTING TIME, ONE EACH (EA) = ONE (1) PACK" | DENTAL GENERAL SUPPLIES
17188 | 4215248004200 | POLYETHER IMPRESSION MATERIAL HEAVY - BODIED CONSISTENCY - HYDROPHILIC - REGULAR SET - AUTO MIX FOR PENTAMIX MACHINE | DENTAL GENERAL SUPPLIES
17189 | 4215248004300 | POLYETHER IMPRESSION MATERIAL LIGHT - BODIED CONSISTENCY - HYDROPHILIC - REGULAR SET - AUTO MIX IN CARTRIDGE | DENTAL GENERAL SUPPLIES
17190 | 4215271220500 | "REFILL SECTIONAL MATRIX SYSTEM ANATOMICALLY SHAPED, MATRIX BANDS SIZE 3.5 MM" | DENTAL GENERAL SUPPLIES
17191 | 4215271220600 | "REFILL SECTIONAL MATRIX SYSTEM ANATOMICALLY SHAPED, MATRIX BANDS SIZE 4.5 MM" | DENTAL GENERAL SUPPLIES
17192 | 4215271220700 | "REFILL SECTIONAL MATRIX SYSTEM ANATOMICALLY SHAPED, MATRIX BANDS SIZE 5.5 MM" | DENTAL GENERAL SUPPLIES
17193 | 4215271220800 | "REFILL SECTIONAL MATRIX SYSTEM ANATOMICALLY SHAPED, MATRIX BANDS SIZE 6.5 MM" | DENTAL GENERAL SUPPLIES
17194 | 4215271220900 | SECTIONAL MATRIX SYSTEM ANATOMICALLY SHAPED MATRIX BANDS REFILL SIZE 7.5 MM | DENTAL GENERAL SUPPLIES
17195 | 4215290204600 | SECTIONAL MATRIX SYSTEM NICKEL TITANIUM STANDARD RING REFILL | DENTAL GENERAL SUPPLIES
17196 | 4215290204700 | SECTIONAL MATRIX SYSTEM NICKEL TITANIUM NARROW RING REFILL | DENTAL GENERAL SUPPLIES
17197 | 4215290204800 | SECTIONAL MATRIX SYSTEM ADAPTIVE SELF - GUIDING WEDGE SIZE SMALL REFILL | DENTAL GENERAL SUPPLIES
17198 | 4215290204900 | SECTIONAL MATRIX SYSTEM ADAPTIVE SELF - GUIDING WEDGE SIZE MEDIUM REFILL | DENTAL GENERAL SUPPLIES
17199 | 4215290205000 | SECTIONAL MATRIX SYSTEM ADAPTIVE SELF - GUIDING WEDGE SIZE LARGE REFILL | DENTAL GENERAL SUPPLIES
17200 | 4215290205100 | SECTIONAL MATRIX SYSTEM PIN TWEEZERS | DENTAL GENERAL SUPPLIES
17201 | 4215290205200 | SECTIONAL MATRIX SYSTEM ADAPTIVE SELF - GUIDING WEDGE GUARD SIZE SMALL REFILL | DENTAL GENERAL SUPPLIES
17202 | 4215290205300 | SECTIONAL MATRIX SYSTEM ADAPTIVE SELF - GUIDING WEDGE GUARD SIZE LARGE REFILL | DENTAL GENERAL SUPPLIES
17203 | 4215150343900 | ZIRCONIA CROWN REFILL FOR PRIMARY UPPER CENTRAL INCISORS (RIGHT OR LEFT) SIZE 3 OR EQUIVALENT | DENTAL GENERAL SUPPLIES
17204 | 4215150344800 | ZIRCONIA CROWN REFILL FOR PRIMARY UPPER CENTRAL INCISORS (RIGHT OR LEFT) SIZE 6 OR EQUIVALENT | DENTAL GENERAL SUPPLIES
17205 | 4215150343800 | ZIRCONIA CROWN REFILL FOR PRIMARY UPPER LATERAL INCISORS (RIGHT OR LEFT) SIZE 1 OR EQUIVALENT | DENTAL GENERAL SUPPLIES
17206 | 4215150344200 | ZIRCONIA CROWN REFILL FOR PRIMARY UPPER LATERAL INCISORS (RIGHT OR LEFT) SIZE 3 OR EQUIVALENT | DENTAL GENERAL SUPPLIES
17207 | 4215150344100 | ZIRCONIA CROWN REFILL FOR PRIMARY UPPER LATERAL INCISORS (RIGHT OR LEFT) SIZE 5 OR EQUIVALENT | DENTAL GENERAL SUPPLIES
17208 | 4215150344300 | ZIRCONIA CROWN REFILL FOR PRIMARY UPPER LATERAL INCISORS (RIGHT OR LEFT) SIZE 6 OR EQUIVALENT | DENTAL GENERAL SUPPLIES
17209 | 4215150345000 | ZIRCONIA CROWN REFILL FOR UPPER RIGHT PRIMARY FIRST MOLAR SIZE 1 OR EQUIVALENT | DENTAL GENERAL SUPPLIES
17210 | 4215150345100 | ZIRCONIA CROWN REFILL FOR UPPER RIGHT PRIMARY FIRST MOLAR SIZE 2 OR EQUIVALENT | DENTAL GENERAL SUPPLIES
17211 | 4215150345200 | ZIRCONIA CROWN REFILL FOR UPPER RIGHT PRIMARY FIRST MOLAR SIZE 3 OR EQUIVALENT | DENTAL GENERAL SUPPLIES
17212 | 4215150345300 | ZIRCONIA CROWN REFILL FOR UPPER RIGHT PRIMARY FIRST MOLAR SIZE 4 OR EQUIVALENT | DENTAL GENERAL SUPPLIES
17213 | 4215150345400 | ZIRCONIA CROWN REFILL FOR UPPER RIGHT PRIMARY FIRST MOLAR SIZE 5 OR EQUIVALENT | DENTAL GENERAL SUPPLIES
17214 | 4215150345500 | ZIRCONIA CROWN REFILL FOR UPPER RIGHT PRIMARY FIRST MOLAR SIZE 6 OR EQUIVALENT | DENTAL GENERAL SUPPLIES
17215 | 4215150345600 | ZIRCONIA CROWN REFILL FOR UPPER RIGHT PRIMARY FIRST MOLAR SIZE 7 OR EQUIVALENT | DENTAL GENERAL SUPPLIES
17216 | 4215150345700 | ZIRCONIA CROWN REFILL FOR UPPER LEFT PRIMARY FIRST MOLAR SIZE 1 OR EQUIVALENT | DENTAL GENERAL SUPPLIES
17217 | 4215150345800 | ZIRCONIA CROWN REFILL FOR UPPER LEFT PRIMARY FIRST MOLAR SIZE 2 OR EQUIVALENT | DENTAL GENERAL SUPPLIES
17218 | 4215150345900 | ZIRCONIA CROWN REFILL FOR UPPER LEFT PRIMARY FIRST MOLAR SIZE 3 OR EQUIVALENT | DENTAL GENERAL SUPPLIES
17219 | 4215150346000 | ZIRCONIA CROWN REFILL FOR UPPER LEFT PRIMARY FIRST MOLAR SIZE 4 OR EQUIVALENT | DENTAL GENERAL SUPPLIES
17220 | 4215150346100 | ZIRCONIA CROWN REFILL FOR UPPER LEFT PRIMARY FIRST MOLAR SIZE 5 OR EQUIVALENT | DENTAL GENERAL SUPPLIES
17221 | 4215150346200 | ZIRCONIA CROWN REFILL FOR UPPER LEFT PRIMARY FIRST MOLAR SIZE 6 OR EQUIVALENT | DENTAL GENERAL SUPPLIES
17222 | 4215150346300 | ZIRCONIA CROWN REFILL FOR UPPER LEFT PRIMARY FIRST MOLAR SIZE 7 OR EQUIVALENT | DENTAL GENERAL SUPPLIES
17223 | 4215150346400 | ZIRCONIA CROWN REFILL FOR LOWER RIGHT PRIMARY FIRST MOLAR SIZE 1 OR EQUIVALENT | DENTAL GENERAL SUPPLIES
17224 | 4215150346500 | ZIRCONIA CROWN REFILL FOR LOWER RIGHT PRIMARY FIRST MOLAR SIZE 2 OR EQUIVALENT | DENTAL GENERAL SUPPLIES
17225 | 4215150346600 | ZIRCONIA CROWN REFILL FOR LOWER RIGHT PRIMARY FIRST MOLAR SIZE 3 OR EQUIVALENT | DENTAL GENERAL SUPPLIES
17226 | 4215150346700 | ZIRCONIA CROWN REFILL FOR LOWER RIGHT PRIMARY FIRST MOLAR SIZE 4 OR EQUIVALENT | DENTAL GENERAL SUPPLIES
17227 | 4215150346800 | ZIRCONIA CROWN REFILL FOR LOWER RIGHT PRIMARY FIRST MOLAR SIZE 5 OR EQUIVALENT | DENTAL GENERAL SUPPLIES
17228 | 4215150346900 | ZIRCONIA CROWN REFILL FOR LOWER RIGHT PRIMARY FIRST MOLAR SIZE 6 OR EQUIVALENT | DENTAL GENERAL SUPPLIES
17229 | 4215150347000 | ZIRCONIA CROWN REFILL FOR LOWER RIGHT PRIMARY FIRST MOLAR SIZE 7 OR EQUIVALENT | DENTAL GENERAL SUPPLIES
17230 | 4215150347100 | ZIRCONIA CROWN REFILL FOR LOWER LEFT PRIMARY FIRST MOLAR SIZE 1 OR EQUIVALENT | DENTAL GENERAL SUPPLIES
17231 | 4215150343400 | ZIRCONIA CROWN REFILL FOR LOWER LEFT PRIMARY FIRST MOLAR SIZE 2 OR EQUIVALENT | DENTAL GENERAL SUPPLIES
17232 | 4215150347200 | ZIRCONIA CROWN REFILL FOR LOWER LEFT PRIMARY FIRST MOLAR SIZE 3 OR EQUIVALENT | DENTAL GENERAL SUPPLIES
17233 | 4215150347300 | ZIRCONIA CROWN REFILL FOR LOWER LEFT PRIMARY FIRST MOLAR SIZE 4 OR EQUIVALENT | DENTAL GENERAL SUPPLIES
17234 | 4215150347400 | ZIRCONIA CROWN REFILL FOR LOWER LEFT PRIMARY FIRST MOLAR SIZE 5 OR EQUIVALENT | DENTAL GENERAL SUPPLIES
17235 | 4215150347500 | ZIRCONIA CROWN REFILL FOR LOWER LEFT PRIMARY FIRST MOLAR SIZE 6 OR EQUIVALENT | DENTAL GENERAL SUPPLIES
17236 | 4215150347600 | ZIRCONIA CROWN REFILL FOR LOWER LEFT PRIMARY FIRST MOLAR SIZE 7 OR EQUIVALENT | DENTAL GENERAL SUPPLIES
17237 | 4215150347700 | ZIRCONIA CROWN REFILL FOR UPPER RIGHT PRIMARY SECOND MOLAR SIZE 1 OR EQUIVALENT | DENTAL GENERAL SUPPLIES
17238 | 4215150347800 | ZIRCONIA CROWN REFILL FOR UPPER RIGHT PRIMARY SECOND MOLAR SIZE 2 OR EQUIVALENT | DENTAL GENERAL SUPPLIES
17239 | 4215150347900 | ZIRCONIA CROWN REFILL FOR UPPER RIGHT PRIMARY SECOND MOLAR SIZE 3 OR EQUIVALENT | DENTAL GENERAL SUPPLIES
17240 | 4215150348000 | ZIRCONIA CROWN REFILL FOR UPPER RIGHT PRIMARY SECOND MOLAR SIZE 4 OR EQUIVALENT | DENTAL GENERAL SUPPLIES
17241 | 4215150348100 | ZIRCONIA CROWN REFILL FOR UPPER RIGHT PRIMARY SECOND MOLAR SIZE 5 OR EQUIVALENT | DENTAL GENERAL SUPPLIES
17242 | 4215150348200 | ZIRCONIA CROWN REFILL FOR UPPER RIGHT PRIMARY SECOND MOLAR SIZE 6 OR EQUIVALENT | DENTAL GENERAL SUPPLIES
17243 | 4215150348300 | ZIRCONIA CROWN REFILL FOR UPPER RIGHT PRIMARY SECOND MOLAR SIZE 7 OR EQUIVALENT | DENTAL GENERAL SUPPLIES
17244 | 4215150348400 | ZIRCONIA CROWN REFILL FOR UPPER LEFT PRIMARY SECOND MOLAR SIZE 1 OR EQUIVALENT | DENTAL GENERAL SUPPLIES
17245 | 4215150343200 | ZIRCONIA CROWN REFILL FOR UPPER LEFT PRIMARY SECOND MOLAR SIZE 2 OR EQUIVALENT | DENTAL GENERAL SUPPLIES
17246 | 4215150348500 | ZIRCONIA CROWN REFILL FOR UPPER LEFT PRIMARY SECOND MOLAR SIZE 3 OR EQUIVALENT | DENTAL GENERAL SUPPLIES
17247 | 4215150348600 | ZIRCONIA CROWN REFILL FOR UPPER LEFT PRIMARY SECOND MOLAR SIZE 4 OR EQUIVALENT | DENTAL GENERAL SUPPLIES
17248 | 4215150348700 | ZIRCONIA CROWN REFILL FOR UPPER LEFT PRIMARY SECOND MOLAR SIZE 5 OR EQUIVALENT | DENTAL GENERAL SUPPLIES
17249 | 4215150348800 | ZIRCONIA CROWN REFILL FOR UPPER LEFT PRIMARY SECOND MOLAR SIZE 6 OR EQUIVALENT | DENTAL GENERAL SUPPLIES
17250 | 4215150348900 | ZIRCONIA CROWN REFILL FOR UPPER LEFT PRIMARY SECOND MOLAR SIZE 7 OR EQUIVALENT | DENTAL GENERAL SUPPLIES
17251 | 4215150349000 | ZIRCONIA CROWN REFILL FOR LOWER RIGHT PRIMARY SECOND MOLAR SIZE 1 OR EQUIVALENT | DENTAL GENERAL SUPPLIES
17252 | 4215150343300 | ZIRCONIA CROWN REFILL FOR LOWER RIGHT PRIMARY SECOND MOLAR SIZE 2 OR EQUIVALENT | DENTAL GENERAL SUPPLIES
17253 | 4215150349100 | ZIRCONIA CROWN REFILL FOR LOWER RIGHT PRIMARY SECOND MOLAR SIZE 3 OR EQUIVALENT | DENTAL GENERAL SUPPLIES
17254 | 4215150349200 | ZIRCONIA CROWN REFILL FOR LOWER RIGHT PRIMARY SECOND MOLAR SIZE 4 OR EQUIVALENT | DENTAL GENERAL SUPPLIES
17255 | 4215150349300 | ZIRCONIA CROWN REFILL FOR LOWER RIGHT PRIMARY SECOND MOLAR SIZE 5 OR EQUIVALENT | DENTAL GENERAL SUPPLIES
17256 | 4215150349400 | ZIRCONIA CROWN REFILL FOR LOWER RIGHT PRIMARY SECOND MOLAR SIZE 6 OR EQUIVALENT | DENTAL GENERAL SUPPLIES
17257 | 4215150349500 | ZIRCONIA CROWN REFILL FOR LOWER RIGHT PRIMARY SECOND MOLAR SIZE 7 OR EQUIVALENT | DENTAL GENERAL SUPPLIES
17258 | 4215150349600 | ZIRCONIA CROWN REFILL FOR LOWER LEFT PRIMARY SECOND MOLAR SIZE 1 OR EQUIVALENT | DENTAL GENERAL SUPPLIES
17259 | 4215150349700 | ZIRCONIA CROWN REFILL FOR LOWER LEFT PRIMARY SECOND MOLAR SIZE 2 OR EQUIVALENT | DENTAL GENERAL SUPPLIES
17260 | 4215150349800 | ZIRCONIA CROWN REFILL FOR LOWER LEFT PRIMARY SECOND MOLAR SIZE 3 OR EQUIVALENT | DENTAL GENERAL SUPPLIES
17261 | 4215150349900 | ZIRCONIA CROWN REFILL FOR LOWER LEFT PRIMARY SECOND MOLAR SIZE 4 OR EQUIVALENT | DENTAL GENERAL SUPPLIES
17262 | 4215150350000 | ZIRCONIA CROWN REFILL FOR LOWER LEFT PRIMARY SECOND MOLAR SIZE 5 OR EQUIVALENT | DENTAL GENERAL SUPPLIES
17263 | 4215150350100 | ZIRCONIA CROWN REFILL FOR LOWER LEFT PRIMARY SECOND MOLAR SIZE 6 OR EQUIVALENT | DENTAL GENERAL SUPPLIES
17264 | 4215150350200 | ZIRCONIA CROWN REFILL FOR LOWER LEFT PRIMARY SECOND MOLAR SIZE 7 OR EQUIVALENT | DENTAL GENERAL SUPPLIES
17265 | 4215150350300 | ZIRCONIA CROWN REFILL FOR PRIMARY UPPER CUSPID (RIGHT OR LEFT) SIZE 0 OR EQUIVALENT | DENTAL GENERAL SUPPLIES
17266 | 4215150344000 | ZIRCONIA CROWN REFILL FOR PRIMARY UPPER CUSPID (RIGHT OR LEFT) SIZE 1 OR EQUIVALENT | DENTAL GENERAL SUPPLIES
17267 | 4215150343600 | ZIRCONIA CROWN REFILL FOR PRIMARY UPPER CUSPID (RIGHT OR LEFT)SIZE 2 OR EQUIVALENT | DENTAL GENERAL SUPPLIES
17268 | 4215150350400 | ZIRCONIA CROWN REFILL FOR PRIMARY UPPER CUSPID (RIGHT OR LEFT) SIZE 3 OR EQUIVALENT | DENTAL GENERAL SUPPLIES
17269 | 4215150350500 | ZIRCONIA CROWN REFILL FOR PRIMARY UPPER CUSPID (RIGHT OR LEFT) SIZE 4 OR EQUIVALENT | DENTAL GENERAL SUPPLIES
17270 | 4215150350600 | ZIRCONIA CROWN REFILL FOR PRIMARY UPPER CUSPID (RIGHT OR LEFT) SIZE 5 OR EQUIVALENT | DENTAL GENERAL SUPPLIES
17271 | 4215150350700 | ZIRCONIA CROWN REFILL FOR PRIMARY UPPER CUSPID (RIGHT OR LEFT) SIZE 6 OR EQUIVALENT | DENTAL GENERAL SUPPLIES
17272 | 4215270010000 | ORTHODONTIC MINI SCREW LONG SHANK STRAIGHT SCREW DRIVER | DENTAL GENERAL SUPPLIES
17273 | 4215270010100 | ORTHODONTIC MINI SCREW SHORT SHANK STRAIGHT SCREW DRIVER | DENTAL GENERAL SUPPLIES
17274 | 4215270010300 | ORTHODONTIC MINI SCREW CONTRA ANGLE SCREW DRIVER | DENTAL GENERAL SUPPLIES
17275 | 4215270608600 | BRACKET BONDABLE MANDIBULAR (LOWER) CENTRAL RIGHT INCISOR 0.022 IN SLOT ROTH PRESCRIPTION | DENTAL GENERAL SUPPLIES
17276 | 4215270608700 | BRACKET BONDABLE MANDIBULAR (LOWER) LATERAL INCISOR LEFT 0.022 IN SLOT ROTH PRESCRIPTION | DENTAL GENERAL SUPPLIES
17277 | 4215270608800 | BRACKET BONDABLE MANDIBULAR (LOWER) LATERAL INCISOR RIGHT 0.022 IN SLOT ROTH PRESCRIPTION | DENTAL GENERAL SUPPLIES
17278 | 4215270610100 | BRACKET BONDABLE MANDIBULAR (LOWER) CENTRAL LEFT INCISOR 0.018 IN SLOT MBT PRESCRIPTION | DENTAL GENERAL SUPPLIES
17279 | 4215270610200 | BRACKET BONDABLE MANDIBULAR (LOWER) LATERAL INCISOR LEFT 0.018 IN SLOT MBT PRESCRIPTION | DENTAL GENERAL SUPPLIES
17280 | 4215270608900 | BRACKET BONDABLE MANDIBULAR (LOWER) BICUSPIDS (PREMOLARS) LEFT 0.018 IN SLOT WITH HOOK ROTH PRESCRIPTION | DENTAL GENERAL SUPPLIES
17281 | 4215270609000 | BRACKET BONDABLE MANDIBULAR (LOWER) BICUSPIDS (PREMOLARS) RIGHT 0.018 IN SLOT WITH HOOK ROTH PRESCRIPTION | DENTAL GENERAL SUPPLIES
17282 | 4215270609100 | BRACKET BONDABLE MANDIBULAR (LOWER) CENTRAL LEFT INCISOR 0.018 IN SLOT ROTH PRESCRIPTION | DENTAL GENERAL SUPPLIES
17283 | 4215270609200 | BRACKET BONDABLE MANDIBULAR (LOWER) LATERAL INCISOR LEFT 0.018 IN SLOT ROTH PRESCRIPTION | DENTAL GENERAL SUPPLIES
17284 | 4215270609300 | BRACKET BONDABLE MANDIBULAR (LOWER) LATERAL INCISOR RIGHT 0.018 IN SLOT ROTH PRESCRIPTION | DENTAL GENERAL SUPPLIES
17285 | 4215270609400 | BRACKET BONDABLE MANDIBULAR (LOWER) CENTRAL RIGHT INCISOR 0.018 IN SLOT ROTH PRESCRIPTION | DENTAL GENERAL SUPPLIES
17286 | 4215270609500 | BRACKET BONDABLE MAXILLARY (UPPER) BICUSPIDS (PREMOLARS) LEFT 0.018 IN SLOT WITH HOOK ROTH PRESCRIPTION | DENTAL GENERAL SUPPLIES
17287 | 4215270609600 | BRACKET BONDABLE MAXILLARY (UPPER) BICUSPIDS (PREMOLARS) RIGHT 0.018 IN SLOT WITH HOOK ROTH PRESCRIPTION | DENTAL GENERAL SUPPLIES
17288 | 4215270609700 | BRACKET BONDABLE MAXILLARY (UPPER) CENTRAL LEFT INCISOR 0.018 IN SLOT ROTH PRESCRIPTION | DENTAL GENERAL SUPPLIES
17289 | 4215270609800 | BRACKET BONDABLE MAXILLARY (UPPER) CENTRAL RIGHT INCISOR 0.018 IN SLOT ROTH PRESCRIPTION | DENTAL GENERAL SUPPLIES
17290 | 4215270609900 | BRACKET BONDABLE MAXILLARY (UPPER) LATERAL INCISOR LEFT 0.018 IN SLOT ROTH PRESCRIPTION | DENTAL GENERAL SUPPLIES
17291 | 4215270610000 | BRACKET BONDABLE MAXILLARY (UPPER) LATERAL INCISOR RIGHT 0.018 IN SLOT ROTH PRESCRIPTION | DENTAL GENERAL SUPPLIES
17292 | 4215270610300 | BRACKET BONDABLE MANDIBULAR (LOWER) CUSPIDS LEFT 0.018 IN SLOT WITH HOOK ROTH PRESCRIPTION | DENTAL GENERAL SUPPLIES
17293 | 4215270610400 | BRACKET BONDABLE MANDIBULAR (LOWER) CUSPIDS RIGHT 0.018 IN SLOT WITH HOOK ROTH PRESCRIPTION | DENTAL GENERAL SUPPLIES
17294 | 4215270610500 | BRACKET BONDABLE MAXILLARY (UPPER) CUSPIDS LEFT 0.018 IN SLOT WITH HOOK ROTH PRESCRIPTION | DENTAL GENERAL SUPPLIES
17295 | 4215270610600 | BRACKET BONDABLE MAXILLARY (UPPER) CUSPIDS RIGHT 0.018 IN SLOT WITH HOOK ROTH PRESCRIPTION | DENTAL GENERAL SUPPLIES
17296 | 4215270009700 | "LINGUAL SHEATHS WITH HOOK, LEFT SIDE" | DENTAL GENERAL SUPPLIES
17297 | 4215270009800 | "LINGUAL SHEATHS WITH HOOK, RIGHT SIDE" | DENTAL GENERAL SUPPLIES
17298 | 4215270009900 | LINGUAL SHEATHS WITHOUT HOOK | DENTAL GENERAL SUPPLIES
17299 | 4215271309800 | ADHESIVE ORTHODONTIC REMOVING PLIER | DENTAL GENERAL SUPPLIES
17300 | 4215271310300 | "REPLACEMENT BLADE, FOR ADHESIVE REMOVING PLIER" | DENTAL GENERAL SUPPLIES
17301 | 4215271310400 | "REPLACEMENT TIP, FOR ADHESIVE REMOVING PLIER" | DENTAL GENERAL SUPPLIES
17302 | 4215250802700 | "ASPIRATING DENTAL SYRINGE FOR ANESTHETIC CARPULE, STAINLESS STEEL MATTE FINISH WITH TWO ADAPTERS, ONE FOR NON-METRIC (INCH THREAD) SYSTEM, 1.8ML" | DENTAL GENERAL SUPPLIES
17303 | 4215250802800 | "ASPIRATING DENTAL SYRINGE FOR ANESTHETIC CARPULE, STAINLESS STEEL MATTE FINISH WITH TWO ADAPTERS, ONE FOR NON- METRIC(INCH THREAD) SYSTEM, 2.2 ML" | DENTAL GENERAL SUPPLIES
17304 | 4215181300300 | KIT RESIN INFILTRATION FOR INTERPROXIMAL SURFACE CARIES LESIONS | DENTAL GENERAL SUPPLIES
17305 | 4215250100100 | "MOUTH MIRROR, NON-MAGNIFYING, FRONT SURFACE, CONE SOCKET, AUTOCLAVABLE, RADIUM COATED, SIZE 4" | DENTAL GENERAL SUPPLIES
17306 | 4215250100200 | "MOUTH MIRROR, NON-MAGNIFYING, FRONT SURFACE, CONE SOCKET, AUTOCLAVABLE, RADIUM COATED, SIZE 5" | DENTAL GENERAL SUPPLIES
17307 | 4215250100300 | "MOUTH MIRROR HANDLE, SOLID, CONE SOCKET" | DENTAL GENERAL SUPPLIES
17308 | 4215161492300 | "BUR, DIAMOND, FG, FINE ACORN SHAPE, HEAD SIZE (2.7- 2.9- 3.1 MM) PACKED IN SET" | DENTAL GENERAL SUPPLIES
17309 | 4215161492400 | "MANDREL FOR FINISHING AND POLISHING ROUND DISC, RA, POP ON SQUARE HEAD" | DENTAL GENERAL SUPPLIES
17310 | 4215161492500 | "MANDREL FOR FINISHING AND POLISHING ROUND DISC, RA, POP ON ROUND HEAD" | DENTAL GENERAL SUPPLIES
17311 | 4215250100400 | "DISPOSABLE SCREEN CUSPIDOR BOWL, COMPATIBLE WITH EACH HOSPITAL SYSTEM" | DENTAL GENERAL SUPPLIES
17312 | 4215250100500 | "DISPOSABLE DENTAL TRAP, FOR SUCTION LINE COMPATIBLE WITH EACH HOSPITAL SYSTEM" | DENTAL GENERAL SUPPLIES
17313 | 4215250100600 | "DISPOSABLE SHIELD FOR LIGHT-CURE TIP COVER SIZE (4.33"" X 2.95"")" | DENTAL GENERAL SUPPLIES
17314 | 4215250100700 | "BITE BLOCK SLEEVE, FOR PANORAMA SENSOR, SIZE (60MM X 35MM)" | DENTAL GENERAL SUPPLIES
17315 | 4215250100800 | DISPOSABLE SHIELD FOR LIGHT HAND T-BAR SIZE (110MM X 75MM) | DENTAL GENERAL SUPPLIES
17316 | 4215250100900 | "DISPOSABLE HEADREST COVER FOR DENTAL CHAIR, APPROXIMATE SIZE (10.5"" X 14"")" | DENTAL GENERAL SUPPLIES
17317 | 4215250101000 | "DISPOSABLE COVER FOR HALF DENTAL CHAIR, APPROXIMATE SIZE (27.5"" X 24"")" | DENTAL GENERAL SUPPLIES
17318 | 4215150344700 | "MIXING TIP, FOR TEMPORARY CROWN AND BRIDGE MATERIAL, RATIO 10:1" | DENTAL GENERAL SUPPLIES
17319 | 4215181302300 | "COMPLETE KIT. CHAIR SIDE HARD DENTURE RELINE MATERIAL, HARD CONSISTENCY WITH IMPROVED FLOW RATE TO ACHIEVE PROPER THICKNESS PACK IN INJECTABLE CARTRIDGE" | DENTAL GENERAL SUPPLIES
17320 | 4215181300400 | "COMPLETE KIT. CHAIR SIDE SOFT DENTURE RELINE MATERIAL, SOFT CONSISTENCY WITH IMPROVED FLOW RATE TO ACHIEVE PROPER THICKNESS (POWDER AND LIQUID)" | DENTAL GENERAL SUPPLIES
17321 | 4215150343700 | "TEMPORARY CEMENT FOR CROWN AND BRIDGE, CLEAR COLOR, AUTOMIX PACKED IN SYRINGE" | DENTAL GENERAL SUPPLIES
17322 | 4215280100900 | KIRKLAND CHISEL | DENTAL GENERAL SUPPLIES
17323 | 4215280810100 | "LANGER 17/18 CURETTE AND SPECIAL ROUND STAINLESS STEEL HOLLOW HANDLE PROVIDE A STRESS FREE GRIP, GRADE 440 SERIES STAINLESS STEEL (HIGH CARBON CONTENT AND A CERTAIN PERCENTAGE OF CHROMIUM) TRIPLE TEMPERED FOR GREATER RIGIDITY, SATIN FINISHED LIGHT WEIGHT HANDLE" | DENTAL GENERAL SUPPLIES
17324 | 4215161492200 | "DIAMOND PERIODONTAL CROWN LENGTHENING BUR KIT ALUMINUM BUR BLOCK, SUPER COARSE ROUND DIAMOND (2 DIFFERENT SIZES), COARSE NEEDLE DIAMOND, MEDIUM WHEEL DIAMOND, MEDIUM BARREL DIAMOND, COARSE FOOTBALL DIAMOND, MEDIUM END-CUTTING DIAMOND (3 DIFFERENT SIZES), FG SURG SUPER COARSE ROUND DIAMOND (2 DIFFERENT SIZES)FG ROUND CARBIDE (2 DIFFERENT SIZES)FG SURGICAL ROUND CARBIDE ( 2 DIFFERENT SIZES)" | DENTAL GENERAL SUPPLIES
17325 | 4215271102600 | "SCREW, FOR MEMBRANE FIXATION TACK, ASSORTED SIZE" | DENTAL GENERAL SUPPLIES
17326 | 4215181301800 | "CALCIUM HYDROXIDE LINER, LIGHT CURED CONTAINING UDMA, RADIOPAQUE, SYRINGE AND DISPENSER TIPS" | DENTAL GENERAL SUPPLIES
17327 | 4215181300800 | "COMPOSITE RESIN FILLING MATERIAL, LIGHT CURED, HIGHLY ESTHETIC, FOR LAYERING TECHNIQUE, NANOFILLERS TYPE, MINIMUM OF 8 SHADES KIT (ENAMEL, DENTIN, OPAQUE)" | DENTAL GENERAL SUPPLIES
17328 | 4215181301000 | "BONDING, 5 TH GENERATION LIGHT CURE BONDING MATERIAL, SINGLE DOSE" | DENTAL GENERAL SUPPLIES
17329 | 4215290204500 | "RETAINER TOFFLEMIRE MATRIX, STRAIGHT, CONTRA-ANGLE 45 DEGREE, STAINLESS STEEL" | DENTAL GENERAL SUPPLIES
17330 | 4215181302000 | "BULK FILL FLOWABLE COMPOSITE, ONE UNIVERSAL SHADE POSTERIOR, HIGH DEPTH OF CURE UP TO 4 MM, PACKED IN CAPSULE FORM" | DENTAL GENERAL SUPPLIES
17331 | 4215181302200 | LUTING MATERIAL DUAL CURING RESIN BASED REFILL - NEUTRAL SHADE | DENTAL GENERAL SUPPLIES
17332 | 4215150344900 | "GORDON GORDON CROWN CONTOURING PLIER, STAINLESS STEEL" | DENTAL GENERAL SUPPLIES
17333 | 4215250802900 | "DENTAL LONG NEEDLE, NON-METRIC (INCH THREAD) GAUGE 27 (0.40X35MM), STERILE, LONG, 100/BOX" | DENTAL GENERAL SUPPLIES
17334 | 4215250803000 | "DENTAL SHORT NEEDLE, NON-METRIC (INCH THREAD) GAUGE 27 (0.40 X 21 MM), STERILE, 100/BOX" | DENTAL GENERAL SUPPLIES
17335 | 4215250803100 | "DENTAL SHORT NEEDLE, NON-METRIC (INCH THREAD) GAUGE 27 (0.30 X 21 MM), STERILE, 100/BOX" | DENTAL GENERAL SUPPLIES
17336 | 4215250803200 | "DENTAL X-SHORT NEEDLE, NON-METRIC (INCH THREAD) GAUGE 30 (0.30 X 11 MM), STERILE, 100/BOX" | DENTAL GENERAL SUPPLIES
17337 | 4215162406300 | "ELECTRIC STRAIGHT HANDPIECE, WITH FIBER OPTIC LIGHT, ISO INTERFACE, GEAR RATIO (1:1), HP TYPE, ANGLED FOR EASY ACCESS, CAN BE DISMANTLED, CERAMIC BALL BEARING, EXTERNAL AIR/WATER COOLANT, LEVER CHUCK, PORT SPRAY 1-3 HOLES" | DENTAL GENERAL SUPPLIES
17338 | 4215180609000 | "DENTAL MODEL TRIMMER WITH ABRASIVE CARBORUNDUM DISC WHEEL, HIGH-PERFORMANCE WET, WITH ADJUSTABLE ANGLE TABLE. ROTATION SPEED 2800 RPM, ABSORBED POWER 800 W TILL 1000 W, WITH EXTRA CARBORUNDUM DISC" | DENTAL GENERAL SUPPLIES
17339 | 4215180609100 | "DENTAL MODEL TRIMMER WITH ABRASIVE DIAMOND DISC WHEEL, HIGH-PERFORMANCE WET, WITH ADJUSTABLE ANGLE TABLE. ROTATION SPEED 2800 -3000 RPM, ABSORBED POWER 800 W TILL 1000 W" | DENTAL GENERAL SUPPLIES
17340 | 4215161492600 | DEGRANULATION BURS KIT FOR EFFICIENT TISSUE REMOVAL | DENTAL GENERAL SUPPLIES
17341 | 4215162406400 | "WIRELESS PORTABLE ENDODONTIC MOTOR, FOR ROOT CANAL FILE SYSTEM, WITHOUT APEX LOCATOR, GEAR TORQUE 6:1, WITH AT LEAST 3 HANDPIECE HEAD" | DENTAL GENERAL SUPPLIES
17342 | 4215162406200 | "HANDPIECE HEADS FIT NITI ROTARY FILES RECIPROCATING MOTION, AND HAND FILES VERTICAL RECIPROCATING MOTION, COMPATIBLE WITH EACH HOSPITAL SYSTEM" | DENTAL GENERAL SUPPLIES
17343 | 4215180609200 | "INTERPROXIMAL STRIP SYSTEM, STRIP THICKNESS 0.06 MM, STRIP WIDTH 4 MM, FINE DIAMOND, SINGLE SIDED" | DENTAL GENERAL SUPPLIES
17344 | 4215180609300 | "INTERPROXIMAL STRIP SYSTEM, STRIP THICKNESS 0.05 MM, STRIP WIDTH 4 MM, EXTRA FINE DIAMOND, SINGLE SIDED, DOUBLE SERRATED" | DENTAL GENERAL SUPPLIES
17345 | 4215180609400 | "INTERPROXIMAL STRIP SYSTEM, STRIP THICKNESS 0.035 MM, STRIP WIDTH 4 MM, FOR CEMENT CLEANER NO DIAMOND, DOUBLE SERRATED" | DENTAL GENERAL SUPPLIES
17346 | 4215180609500 | "INTERPROXIMAL STRIP SYSTEM, STRIP THICKNESS 0.065 MM, STRIP WIDTH 4 MM, FOR HEAVY DUTY DENTAL USES, NO DIAMOND, DOUBLE SERRATED" | DENTAL GENERAL SUPPLIES
17347 | 4215181300500 | UNIVERSAL PRESSING PLUNGERS FOR ALL CERAMIC INGOTS COMPATIBLE WITH CENTER MACHINE (REUSABLE) FOR SIZE 100 AND 200 | DENTAL GENERAL SUPPLIES
17348 | 4215181300600 | "SEPARATING AGENT (POWDER) FOR ALL CERAMIC INGOTS AND PLUNGER, APPROXIMATELY 200 MG" | DENTAL GENERAL SUPPLIES
17349 | 4215181300700 | "GLASS IONOMER LIGHT CURE LINER AND BASE MATERIAL, PASTE, AUTO DISPENSER" | DENTAL GENERAL SUPPLIES
17350 | 4215250101100 | "SURGICAL ASPIRATOR TIPS, PLASTIC, DIAMETER 1/10 INCHES" | DENTAL GENERAL SUPPLIES
17351 | 4215250101200 | "MICROTIP, COTTON, AND BRUSH APPLICATORS, FINE SIZE" | DENTAL GENERAL SUPPLIES
17352 | 4215250101300 | "MICROTIP, COTTON, AND BRUSH APPLICATORS, CYLINDER SIZE" | DENTAL GENERAL SUPPLIES
17353 | 4215250803300 | "DENTAL X-SHORT NEEDLE, METRIC GAUGE 30 (0.30 X 12 MM), STERILE, 100/BOX" | DENTAL GENERAL SUPPLIES
17354 | 4215260601200 | STAINLESS STEEL CHAIN WITH BONDABLE EYELET FOR CANINE TRACTION | DENTAL GENERAL SUPPLIES
17355 | 4215270010200 | HEADGEAR C-CLAMP SAFETY RELEASE MODULE | DENTAL GENERAL SUPPLIES
17356 | 4215271309900 | "CLEAR ALIGNER DIMPLE PLIER, STAINLESS STEEL" | DENTAL GENERAL SUPPLIES
17357 | 4215271310000 | "CLEAR ALIGNER PUNCH PLIER, STAINLESS STEEL" | DENTAL GENERAL SUPPLIES
17358 | 4215271310100 | "ORTHODONTIC JARABAK PLIER, FOR WIRE FORMING" | DENTAL GENERAL SUPPLIES
17359 | 4215271310200 | "ORTHODONTIC Z-BEND PLIER, STAINLESS STEEL" | DENTAL GENERAL SUPPLIES
17360 | 4215190000700 | END TUFT TOOTHBRUSH IMPLANT MAINTENANCE | DENTAL GENERAL SUPPLIES
17361 | 4215161035100 | X - RAY FILM ILLUMINATOR VIEWER LIGHT PANEL | DENTAL GENERAL SUPPLIES
17362 | 4215150005300 | FILM PERIAPICAL FOR DENTAL X - RAY SIZE 0 | DENTAL GENERAL SUPPLIES
17363 | 4215271215300 | STAINLESS STEEL BAND FOR 2ND LOWER LEFT DECIDUOUS (PRIMARY) MOLAR ANATOMICALLY CONTOURED SIZE 3 PRE - WELDED WITH RETAINER TUBE | DENTAL GENERAL SUPPLIES
17364 | 4215271215400 | STAINLESS STEEL BAND FOR 2ND LOWER LEFT DECIDUOUS (PRIMARY) MOLAR ANATOMICALLY CONTOURED SIZE 4 PRE - WELDED WITH RETAINER TUBE | DENTAL GENERAL SUPPLIES
17365 | 4215271215500 | STAINLESS STEEL BAND FOR 2ND LOWER LEFT DECIDUOUS (PRIMARY) MOLAR ANATOMICALLY CONTOURED SIZE 5 PRE - WELDED WITH RETAINER TUBE | DENTAL GENERAL SUPPLIES
17366 | 4215271215600 | STAINLESS STEEL BAND FOR 2ND LOWER LEFT DECIDUOUS (PRIMARY) MOLAR ANATOMICALLY CONTOURED SIZE 6 PRE - WELDED WITH RETAINER TUBE | DENTAL GENERAL SUPPLIES
17367 | 4215271215700 | STAINLESS STEEL BAND FOR 2ND LOWER RIGHT DECIDUOUS (PRIMARY) MOLAR ANATOMICALLY CONTOURED SIZE 3 PRE - WELDED WITH RETAINER TUBE | DENTAL GENERAL SUPPLIES
17368 | 4215271215800 | STAINLESS STEEL BAND FOR 2ND LOWER RIGHT DECIDUOUS (PRIMARY) MOLAR ANATOMICALLY CONTOURED SIZE 4 PRE - WELDED WITH RETAINER TUBE | DENTAL GENERAL SUPPLIES
17369 | 4215271215900 | STAINLESS STEEL BAND FOR 2ND LOWER RIGHT DECIDUOUS (PRIMARY) MOLAR ANATOMICALLY CONTOURED SIZE 5 PRE - WELDED WITH RETAINER TUBE | DENTAL GENERAL SUPPLIES
17370 | 4215271216000 | STAINLESS STEEL BAND FOR 2ND LOWER RIGHT DECIDUOUS (PRIMARY) MOLAR ANATOMICALLY CONTOURED SIZE 6 PRE - WELDED WITH RETAINER TUBE | DENTAL GENERAL SUPPLIES
17371 | 4215271216100 | STAINLESS STEEL BAND FOR 2ND UPPER LEFT DECIDUOUS (PRIMARY) MOLAR ANATOMICALLY CONTOURED SIZE 3 PRE - WELDED WITH RETAINER TUBE | DENTAL GENERAL SUPPLIES
17372 | 4215271216200 | STAINLESS STEEL BAND FOR 2ND UPPER LEFT DECIDUOUS (PRIMARY) MOLAR ANATOMICALLY CONTOURED SIZE 4 PRE - WELDED WITH RETAINER TUBE | DENTAL GENERAL SUPPLIES
17373 | 4215271216300 | STAINLESS STEEL BAND FOR 2ND UPPER LEFT DECIDUOUS (PRIMARY) MOLAR ANATOMICALLY CONTOURED SIZE 5 PRE - WELDED WITH RETAINER TUBE | DENTAL GENERAL SUPPLIES
17374 | 4215271216400 | STAINLESS STEEL BAND FOR 2ND UPPER LEFT DECIDUOUS (PRIMARY) MOLAR ANATOMICALLY CONTOURED SIZE 6 PRE - WELDED WITH RETAINER TUBE | DENTAL GENERAL SUPPLIES
17375 | 4215271216500 | STAINLESS STEEL BAND FOR 2ND UPPER RIGHT DECIDUOUS (PRIMARY) MOLAR ANATOMICALLY CONTOURED SIZE 3 PRE - WELDED WITH RETAINER TUBE | DENTAL GENERAL SUPPLIES
17376 | 4215271216600 | STAINLESS STEEL BAND FOR 2ND UPPER RIGHT DECIDUOUS (PRIMARY) MOLAR ANATOMICALLY CONTOURED SIZE 4 PRE - WELDED WITH RETAINER TUBE | DENTAL GENERAL SUPPLIES
17377 | 4215271216700 | STAINLESS STEEL BAND FOR 2ND UPPER RIGHT DECIDUOUS (PRIMARY) MOLAR ANATOMICALLY CONTOURED SIZE 5 PRE - WELDED WITH RETAINER TUBE | DENTAL GENERAL SUPPLIES
17378 | 4215271216800 | STAINLESS STEEL BAND FOR 2ND UPPER RIGHT DECIDUOUS (PRIMARY) MOLAR ANATOMICALLY CONTOURED SIZE 6 PRE - WELDED WITH RETAINER TUBE | DENTAL GENERAL SUPPLIES
17379 | 4215271216900 | STAINLESS STEEL BAND FOR FIRST LOWER LEFT DECIDUOUS (PRIMARY) MOLAR ANATOMICALLY CONTOURED SIZE 3 PRE - WELDED WITH RETAINER TUBE | DENTAL GENERAL SUPPLIES
17380 | 4215271217000 | STAINLESS STEEL BAND FOR FIRST LOWER LEFT DECIDUOUS (PRIMARY) MOLAR ANATOMICALLY CONTOURED SIZE 4 PRE - WELDED WITH RETAINER TUBE | DENTAL GENERAL SUPPLIES
17381 | 4215271217100 | STAINLESS STEEL BAND FOR FIRST LOWER LEFT DECIDUOUS (PRIMARY) MOLAR ANATOMICALLY CONTOURED SIZE 5 PRE - WELDED WITH RETAINER TUBE | DENTAL GENERAL SUPPLIES
17382 | 4215271217200 | STAINLESS STEEL BAND FOR FIRST LOWER LEFT DECIDUOUS (PRIMARY) MOLAR ANATOMICALLY CONTOURED SIZE 6 PRE - WELDED WITH RETAINER TUBE | DENTAL GENERAL SUPPLIES
17383 | 4215271217300 | STAINLESS STEEL BAND FOR FIRST LOWER RIGHT DECIDUOUS (PRIMARY) MOLAR ANATOMICALLY CONTOURED SIZE 3 PRE - WELDED WITH RETAINER TUBE | DENTAL GENERAL SUPPLIES
17384 | 4215271217400 | STAINLESS STEEL BAND FOR FIRST LOWER RIGHT DECIDUOUS (PRIMARY) MOLAR ANATOMICALLY CONTOURED SIZE 4 PRE - WELDED WITH RETAINER TUBE | DENTAL GENERAL SUPPLIES
17385 | 4215271217500 | STAINLESS STEEL BAND FOR FIRST LOWER RIGHT DECIDUOUS (PRIMARY) MOLAR ANATOMICALLY CONTOURED SIZE 5 PRE - WELDED WITH RETAINER TUBE | DENTAL GENERAL SUPPLIES
17386 | 4215271217600 | STAINLESS STEEL BAND FOR FIRST LOWER RIGHT DECIDUOUS (PRIMARY) MOLAR ANATOMICALLY CONTOURED SIZE 6 PRE - WELDED WITH RETAINER TUBE | DENTAL GENERAL SUPPLIES
17387 | 4215271217700 | STAINLESS STEEL BAND FOR FIRST UPPER LEFT DECIDUOUS (PRIMARY) MOLAR ANATOMICALLY CONTOURED SIZE 3 PRE - WELDED WITH RETAINER TUBE | DENTAL GENERAL SUPPLIES
17388 | 4215271217800 | STAINLESS STEEL BAND FOR FIRST UPPER LEFT DECIDUOUS (PRIMARY) MOLAR ANATOMICALLY CONTOURED SIZE 4 PRE - WELDED WITH RETAINER TUBE | DENTAL GENERAL SUPPLIES
17389 | 4215271217900 | STAINLESS STEEL BAND FOR FIRST UPPER LEFT DECIDUOUS (PRIMARY) MOLAR ANATOMICALLY CONTOURED SIZE 5 PRE - WELDED WITH RETAINER TUBE | DENTAL GENERAL SUPPLIES
17390 | 4215271218000 | STAINLESS STEEL BAND FOR FIRST UPPER LEFT DECIDUOUS (PRIMARY) MOLAR ANATOMICALLY CONTOURED SIZE 6 PRE - WELDED WITH RETAINER TUBE | DENTAL GENERAL SUPPLIES
17391 | 4215271218100 | STAINLESS STEEL BAND FOR FIRST UPPER RIGHT DECIDUOUS (PRIMARY) MOLAR ANATOMICALLY CONTOURED SIZE 3 PRE - WELDED WITH RETAINER TUBE | DENTAL GENERAL SUPPLIES
17392 | 4215271218200 | STAINLESS STEEL BAND FOR FIRST UPPER RIGHT DECIDUOUS (PRIMARY) MOLAR ANATOMICALLY CONTOURED SIZE 4 PRE - WELDED WITH RETAINER TUBE | DENTAL GENERAL SUPPLIES
17393 | 4215271218300 | STAINLESS STEEL BAND FOR FIRST UPPER RIGHT DECIDUOUS (PRIMARY) MOLAR ANATOMICALLY CONTOURED SIZE 5 PRE - WELDED WITH RETAINER TUBE | DENTAL GENERAL SUPPLIES
17394 | 4215271218400 | STAINLESS STEEL BAND FOR FIRST UPPER RIGHT DECIDUOUS (PRIMARY) MOLAR ANATOMICALLY CONTOURED SIZE 6 PRE - WELDED WITH RETAINER TUBE | DENTAL GENERAL SUPPLIES
17395 | 4229551200800 | CAROTID BYPASS SHUNT, SOFT AND FLEXIBLE, T SHAPED, TAPERED, 14 TO 8 FRENCH | CARDIOVASCULAR SURGERY SUPPLIES SUPPLEMENTARY
17396 | 4220341033200 | VASCULAR TAPE, PTFE, BRAIDED, SIZE 2-4 MM X 60 CM (+/- 5 CM), STERILE | CARDIOVASCULAR SURGERY SUPPLIES SUPPLEMENTARY
17397 | 4220341102500 | VASCULAR GRAFT, PTFE, CUFFED, DIAMETER 4 - 7 MM, ASSORTED LENGTHS AS PER HOSPITAL REQUEST | CARDIOVASCULAR SURGERY SUPPLIES SUPPLEMENTARY
17398 | 4220341046400 | CORONARY SHUNT, TRANSPARENT, ALLOWS BLOOD FLOW WITHIN THE SHUNT, ASSORTED SIZED AS PER HOSPITAL REQUEST | CARDIOVASCULAR SURGERY SUPPLIES SUPPLEMENTARY
17399 | 4220341045200 | ORGANIZER, FOR PERFUSION TUBES, DISPOSABLE, STERILE, ASSORTED SIZES AS PER HOSPITAL REQUEST | CARDIOVASCULAR SURGERY SUPPLIES SUPPLEMENTARY
17400 | 4220341072400 | TEG DISPOSABLE PLATELET MAPPING ASSAY KIT FOR DETERMINING INHIBITION PERCENTAGE OF PLAVIX AND ASPIRIN | CARDIOVASCULAR SURGERY SUPPLIES SUPPLEMENTARY
17401 | 4220341004200 | THROMBOELASTOGRAM, FOR MEASURING PLATELET FUNCTION TEST. STERILE. MACHINE SYSTEM MUST BE PROVIDED FREE OF CHARGE, TO EACH CENTER, AND PROVIDE TRAINING TO EACH ORDERING CENTER | CARDIOVASCULAR SURGERY SUPPLIES SUPPLEMENTARY
17402 | 4229470701300 | PERFUSION SET, FOR ADULTS, COATED, DISPOSABLE, STERILE, WITH OXYGENATOR, TUBING SET CUSTOM DESIGN, WITH ARTERIAL FILTER, HEMOFILTER AND MUF (DESIGN MUST BE APPLICABLE IN EVERY CENTER). - BLOOD CARDIOPLEGIA DELIVERY SET, DELIVERY RATE 4:1, INTEGRATED COOLING /HEATING COIL, WITH TEMP. PROP, PRESSURE DOME, WITH CARDIOPLEGIA DELIVER SET 4-1, PRIMING VOLUME LESS THAN 50 M (ENOUGH HOLDERS AND TEMP. PROPS MUST BE PROVIDED FREE OF CHARGE) | CARDIOVASCULAR SURGERY SUPPLIES SUPPLEMENTARY
17403 | 4220341099300 | ENDOVASCULAR AORTIC EXTENSION, NITINOL EPTFE, SELF EXPANDABLE, ASSORTED SIZES AS PER HOSPITAL REQUEST | CARDIOVASCULAR SURGERY SUPPLIES SUPPLEMENTARY
17404 | 4220341031100 | ENDOVASCULAR CONTRALATERAL ILIAC ARTERY EXTENSION, NITINOL EPTFE, SELF EXPANDABLE, ASSORTED SIZES AS PER HOSPITAL REQUEST | CARDIOVASCULAR SURGERY SUPPLIES SUPPLEMENTARY
17405 | 4220341078000 | AORTIC ROOT CANNULA, LONG, FOR MINIMAL INVASIVE PROCEDURES, ANTEGRADE, ASSORTED SIZES AS PER HOSPITAL REQUEST | CARDIOVASCULAR SURGERY SUPPLIES SUPPLEMENTARY
17406 | 4220341073300 | VENOUS CANNULA, MALLEABLE, SINGLE STAGE, STRAIGHT WIRED REINFORCED, ASSORTED SIZES ACCORDING TO HOSPITAL REQUEST | CARDIOVASCULAR SURGERY SUPPLIES SUPPLEMENTARY
17407 | 4220341078100 | RETROGRADE CORONARY SINUS CARDIOPLEGIA CANNULA, FOR PEDIATRIC, PRESSURE MONITORING LUMEN, INSERTION STYLET, SELF INFLATING/ MANUAL INFLATED, WITH STYLET SOLID OR GUIDE WIRED, ASSORTED SIZES ACCORDING HOSPITAL REQUEST | CARDIOVASCULAR SURGERY SUPPLIES SUPPLEMENTARY
17408 | 4220341072700 | AORTIC ROOT CANNULA, SHORT, RADIOPAQUE TIP, ASSORTED SIZES AS PER HOSPITAL REQUEST | CARDIOVASCULAR SURGERY SUPPLIES SUPPLEMENTARY
17409 | 4220341080300 | PERIPHERAL ARTERIAL CANNULA, WITH HEMOSTATIC VALVE, USED IN CARDIOPULMONARY BYPASS SURGERIES, ASSORTED SIZES AS PER HOSPITAL REQUEST | CARDIOVASCULAR SURGERY SUPPLIES SUPPLEMENTARY
17410 | 4229530200600 | AORTIC ARCH CANNULA, STRAIGHT TIP, RIGID, SIZE (16 F- 24 F) ACCORDING CENTER REQUEST, SUTURE FLANGE /BUMP AND VENTED LUER LOCK CONNECTOR FIT (3/8) INCH, DISPOSABLE, STERILE | CARDIOVASCULAR SURGERY SUPPLIES SUPPLEMENTARY
17411 | 4229530207300 | VENOUS FEMORAL CANNULA, WIRE REINFORCED, CONNECTOR 1/4 INCH, 10-22CM LONG, NON VENTED, MULTI BEVELED TIPS, SIZE 8-14 FR ACCORDING CENTER REQUEST, INTRODUCER WITH DEPTH MARKING, DISPOSABLE, STERILE | CARDIOVASCULAR SURGERY SUPPLIES SUPPLEMENTARY
17412 | 4229474400000 | SIZER SYSTEM COMMON KIT, USED TO PERFORM AN AORTIC VALVE NEOCUSPIDIZATION REQUIRED FOR ALL AORTIC VALVE DISEASES, INCLUDING AORTIC STENOSIS AND AORTIC INSUFFICIENCY (WITH OR WITHOUT INFECTIVE ENDOCARDITIS), DISPOSABLE, STERILE | CARDIOVASCULAR SURGERY SUPPLIES SUPPLEMENTARY
17413 | 4229474400100 | SIZER, SMALL, USED TO PERFORM AN AORTIC VALVE NEOCUSPIDIZATION REQUIRED FOR ALL AORTIC VALVE DISEASES, INCLUDING AORTIC STENOSIS AND AORTIC INSUFFICIENCY (WITH OR WITHOUT INFECTIVE ENDOCARDITIS), DISPOSABLE, STERILE | CARDIOVASCULAR SURGERY SUPPLIES SUPPLEMENTARY
17414 | 4229474400200 | SIZER, LARGE, USED TO PERFORM AN AORTIC VALVE NEOCUSPIDIZATION REQUIRED FOR ALL AORTIC VALVE DISEASES, INCLUDING AORTIC STENOSIS AND AORTIC INSUFFICIENCY (WITH OR WITHOUT INFECTIVE ENDOCARDITIS), DISPOSABLE, STERILE | CARDIOVASCULAR SURGERY SUPPLIES SUPPLEMENTARY
17415 | 4231201400000 | SEAL SYSTEM, PROXIMAL ANASTOMOTIC DEVICE, FOR CORONARY ARTERY BYPASS PROCEDURES, DISPOSABLE, STERILE | CARDIOVASCULAR SURGERY SUPPLIES SUPPLEMENTARY
17416 | 4229440000300 | AORTIC CLAMP, FLEXIBLE, USED WITH SINGLE USE ATRAUMATIC INSERTS, STRAIGHT, REUSABLE, ASSORTED LENGTHS AS PER HOSPITAL REQUEST | CARDIOVASCULAR SURGERY SUPPLIES SUPPLEMENTARY
17417 | 4229440000500 | INSERTS, FOR FLEXIBLE AORTIC CLAMP, DISPOSABLE, ASSORTED SIZES AS PER HOSPITAL REQUEST | CARDIOVASCULAR SURGERY SUPPLIES SUPPLEMENTARY
17418 | 4229440000700 | PROBE, FLOW METER, MEASURES BLOOD VOLUME FLOW POST CABG SURGERY, ASSORTED SIZES AS PER HOSPITAL REQUEST, IT SHOULD BE COMPATIBLE WITH HOSPITAL MACHINE | CARDIOVASCULAR SURGERY SUPPLIES SUPPLEMENTARY
17419 | 4229190100200 | POSITIONER, HEART APEX, FOR MINIMAL INVASIVE CORONARY SURGERY | CARDIOVASCULAR SURGERY SUPPLIES SUPPLEMENTARY
17420 | 4229440100200 | ADAPTER CABLE, TO BE USED WITH ENDOSCOPIC VESSEL HARVESTING SYSTEM, IT SHOULD BE COMPATIBLE WITH THE HOSPITAL MACHINE | CARDIOVASCULAR SURGERY SUPPLIES SUPPLEMENTARY
17421 | 4229440100300 | EXTENSION CABLE, TO BE USED WITH ENDOSCOPIC VESSEL HARVESTING SYSTEM, IT SHOULD BE COMPATIBLE WITH THE HOSPITAL MACHINE | CARDIOVASCULAR SURGERY SUPPLIES SUPPLEMENTARY
17422 | 4229290007900 | SUTURE HOLDER INSERTS, USED FOR PERICARDIAL SUSPENSION, DISPOSABLE, STERILE, IT SHOULD BE COMPATIBLE WITH HOSPITAL STERNAL RETRACTOR | CARDIOVASCULAR SURGERY SUPPLIES SUPPLEMENTARY
17423 | 4229530000100 | CO2 DIFFUSER, TO PREVENT AIR EMBOLISM DURING OPEN HEART SURGERY, DISPOSABLE, ASSORTED SIZES AS PER HOSPITAL REQUEST | CARDIOVASCULAR SURGERY SUPPLIES SUPPLEMENTARY
17424 | 4231201500100 | SEALANT, WITH SILICON SHEET, FULLY SYNTHETIC, ELASTIC, SUPPORTS AORTIC ANASTOMOSIS, 2 - 3 GRAMS | CARDIOVASCULAR SURGERY SUPPLIES SUPPLEMENTARY
17425 | 4229473300300 | CORONARY SUCTION TUBE, SOFT TIP, COMFORTABLE HAND GRIP, VACUUM CONTROL, TIPS CAN BE SHAPED TO SURGEON PREFERENCE, 6 FR, ASSORTED LENGTHS, DISPOSABLE, STERILE | CARDIOVASCULAR SURGERY SUPPLIES SUPPLEMENTARY
17426 | 4229470300500 | ERGONOMIC RIGID HAND HELD INTRA CARDIAC SUCKER, ANGLED, SOFT SILICON VENTED TIP, 9 FR, DISPOSABLE, STERILE | CARDIOVASCULAR SURGERY SUPPLIES SUPPLEMENTARY
17427 | 4111620300500 | COMBO CARTRIDGE FOR BEDSIDE BLOOD TESTING (TROPONIN I, CKMB, DDIMER, MYOGLOBULIN, BNP), RESULT 1-5 MIN, TRUPOINT BLOOD ANALYSIS SYSTEM MATCH JCI POINT OF CARE STANDARD, MACHINES SHOULD BE PROVIDED TO EACH CENTERS INCLUDING POINTS OF CARE SERVICE, CALIBRATION, AND TRAINING | CARDIOVASCULAR SURGERY SUPPLIES SUPPLEMENTARY
17428 | 4229440000400 | ILIAC BRANCH EXCLUSION ENDOPROSTHESIS COMPLETE SYSTEM, EPTFE, ASSORTED SIZES AS PER HOSPITAL REQUEST | CARDIOVASCULAR SURGERY SUPPLIES SUPPLEMENTARY
17429 | 4229440000600 | INTERNAL ILIAC COMPONENT, EPTFE, DESIGNED FOR IBE WITH CROSS OVER DEPLOYMENT SYSTEM, GRAFT STENT DISTAL TO CATHETER TO SEAL WITH INTERNAL ILIAC GATE AND PROXIMAL TREATMENT, ASSORTED SIZES AS PER HOSPITAL REQUEST | CARDIOVASCULAR SURGERY SUPPLIES SUPPLEMENTARY
17430 | 4229600646700 | STENT GRAFT SYSTEM, FOR AORTOILIAC OCCLUSIVE DISEASE, NITINOL COATED, D-SHAPE DESIGN, ASSORTED SIZES AS PER HOSPITAL REQUEST | CARDIOVASCULAR SURGERY SUPPLIES SUPPLEMENTARY
17431 | 4220344705000 | VENOUS DRAINAGE CANNULA AND CIRCUIT, INTENDED FOR THE REMOVAL OF FRESH, SOFT THROMBI OR EMBOLI | CARDIOVASCULAR SURGERY SUPPLIES SUPPLEMENTARY
17432 | 4222150001900 | CANNULA, TWIN DOUBLE LUMEN, COATED, DESIGNED SPECIALLY FOR VENOVENOUS VASCULAR ACCESS WITH INSERTION KIT AND INSERTION DEPTH MONITORING BY MARKING ON THE CANNULA, SIZE 13 FR | CARDIOVASCULAR SURGERY SUPPLIES SUPPLEMENTARY
17433 | 4222150002000 | CANNULA, TWIN DOUBLE LUMEN, COATED, DESIGNED SPECIALLY FOR VENOVENOUS VASCULAR ACCESS WITH INSERTION KIT AND INSERTION DEPTH MONITORING BY MARKING ON THE CANNULA, SIZE 16 FR | CARDIOVASCULAR SURGERY SUPPLIES SUPPLEMENTARY
17434 | 4222150002100 | CANNULA, TWIN DOUBLE LUMEN, COATED, DESIGNED SPECIALLY FOR VENOVENOUS VASCULAR ACCESS WITH INSERTION KIT AND INSERTION DEPTH MONITORING BY MARKING ON THE CANNULA, SIZE 19 FR, WITH 1/4" END CONNECTOR | CARDIOVASCULAR SURGERY SUPPLIES SUPPLEMENTARY
17435 | 4222150002200 | CANNULA, TWIN DOUBLE LUMEN, COATED, DESIGNED SPECIALLY FOR VENOVENOUS VASCULAR ACCESS WITH INSERTION KIT AND INSERTION DEPTH MONITORING BY MARKING ON THE CANNULA, SIZE 20 FR | CARDIOVASCULAR SURGERY SUPPLIES SUPPLEMENTARY
17436 | 4220344718000 | PATCH, DERIVED FROM EQUINE PERICARDIAL, SIZE 4 X 8 CM, STERILE | CARDIOVASCULAR SURGERY SUPPLIES SUPPLEMENTARY
17437 | 4229554402300 | PATCH, DERIVED FROM EQUINE PERICARDIAL, SIZE 5 X 10 CM, STERILE | CARDIOVASCULAR SURGERY SUPPLIES SUPPLEMENTARY
17438 | 4229600646400 | PATCH, CARDIOVASCULAR, EPTFE, THICKNESS 0.4 MM, SIZE 2 X 14 CM (+/- 0.5 CM), STERILE | CARDIOVASCULAR SURGERY SUPPLIES SUPPLEMENTARY
17439 | 4229600607400 | PATCH, CARDIOVASCULAR, EPTFE, THICKNESS 0.6 MM, SIZE 2.5 X 4 CM (+/- 0.5 CM), STERILE | CARDIOVASCULAR SURGERY SUPPLIES SUPPLEMENTARY
17440 | 4229600600300 | PATCH, CARDIOVASCULAR, EPTFE, THICKNESS 0.6 MM, SIZE 2.5 X 15 CM (+/- 0.5 CM), STERILE | CARDIOVASCULAR SURGERY SUPPLIES SUPPLEMENTARY
17441 | 4229600600200 | PATCH, CARDIOVASCULAR, SYNTHETIC HIGH STRENGTH MATERIAL, SIZE 3 X 3 CM (+/- 0.5 CM), THICKNESS 0.4 - 0.5 MM, STERILE | CARDIOVASCULAR SURGERY SUPPLIES SUPPLEMENTARY
17442 | 4227193200800 | DEVICE, HEAT MOISTURE EXCHANGER WITH A HIGHLY EFFECTIVE ELECTROSTATIC FILTER, FOR LARYNGEAL/TRACHEAL STOMA (FOR TOTAL LARYNGECTOMY PATIENTS) ALLOWING VOICING WITH FINGER OCCLUSION VOICING, PROTECTS AGAINST AIRBORNE PARTICLES, INCLUDING VIRUSES AND BACTERIA, OR EQUIVALENT | EAR, NOSE & THROAT SUPPLIES (ENT)
17443 | 4214400604900 | DRYER BOX, FOR ALL TYPES OF HEARING AIDS | EAR, NOSE & THROAT SUPPLIES (ENT)
17444 | 4231220700800 | FLUID MANAGEMENT SYSTEM, INFLOW TUBE SET | GENERAL CONSUMABLES FOR: SURGICAL SUTURES, LAPRASCOPIC AND ROBOTIC SURGEONS SUPPLEMENTARY
17445 | 4231220306700 | SUTURE, POLYGLACTIN 910, ANTIBACTERIAL, MULTIFILAMENT, ABSORBABLE, SIZE 0, 31 MM ( +/- 1 MM ), 1/2 CIRCLE, TAPER CUT NEEDLE, 70-75 CM, VIOLET, STERILE | GENERAL CONSUMABLES FOR: SURGICAL SUTURES, LAPRASCOPIC AND ROBOTIC SURGEONS SUPPLEMENTARY
17446 | 4231220305400 | SUTURE, POLYGLACTIN 910, MULTIFILAMENT, ABSORBABLE, SIZE 0, NEEDLE FREE, 150 CM, VIOLET, STERILE | GENERAL CONSUMABLES FOR: SURGICAL SUTURES, LAPRASCOPIC AND ROBOTIC SURGEONS SUPPLEMENTARY
17447 | 4229290007100 | SUTURE, POLYGLACTIN 910, MULTIFILAMENT, ABSORBABLE, SIZE 0, NEEDLE FREE, 6 X 45 CM, VIOLET, STERILE | GENERAL CONSUMABLES FOR: SURGICAL SUTURES, LAPRASCOPIC AND ROBOTIC SURGEONS SUPPLEMENTARY
17448 | 4229290003000 | SUTURE, POLYGLACTIN 910, ANTIBACTERIAL, MULTIFILAMENT, ABSORBABLE, SIZE 1, 30 MM ( +/- 1 MM ), 1/2 CIRCLE, ROUND BODY NEEDLE, 70-75 CM, VIOLET, STERILE | GENERAL CONSUMABLES FOR: SURGICAL SUTURES, LAPRASCOPIC AND ROBOTIC SURGEONS SUPPLEMENTARY
17449 | 4231220212200 | SUTURE, POLYGLACTIN 910, ANTIBACTERIAL, MULTIFILAMENT, ABSORBABLE, SIZE 1, 31 MM ( +/- 1 MM ), 1/2 CIRCLE, TAPER CUT NEEDLE, 70-75 CM, VIOLET, STERILE | GENERAL CONSUMABLES FOR: SURGICAL SUTURES, LAPRASCOPIC AND ROBOTIC SURGEONS SUPPLEMENTARY
17450 | 4229290003100 | SUTURE, POLYGLACTIN 910, ANTIBACTERIAL, MULTIFILAMENT, ABSORBABLE, SIZE 1, 35 MM ( +/- 1 MM ), 1/2 CIRCLE, TAPER CUT HEAVY NEEDLE, 70-75 CM, VIOLET, STERILE | GENERAL CONSUMABLES FOR: SURGICAL SUTURES, LAPRASCOPIC AND ROBOTIC SURGEONS SUPPLEMENTARY
17451 | 4229290003200 | SUTURE, POLYGLACTIN 910, ANTIBACTERIAL, MULTIFILAMENT, ABSORBABLE, SIZE 1, 45 MM ( +/- 1 MM ), 1/2 CIRCLE, ROUND BODY NEEDLE, 70-75 CM, VIOLET, STERILE | GENERAL CONSUMABLES FOR: SURGICAL SUTURES, LAPRASCOPIC AND ROBOTIC SURGEONS SUPPLEMENTARY
17452 | 4229290003700 | SUTURE, POLYGLACTIN 910, ANTIBACTERIAL, MULTIFILAMENT, ABSORBABLE, SIZE 3/0, 22 MM, 1/2 CIRCLE, ROUND BODY NEEDLE, 70-75 CM, VIOLET, STERILE | GENERAL CONSUMABLES FOR: SURGICAL SUTURES, LAPRASCOPIC AND ROBOTIC SURGEONS SUPPLEMENTARY
17453 | 4229290406100 | SUTURE, POLYGLACTIN 910, MULTIFILAMENT, ABSORBABLE, SIZE 3/0, NEEDLE FREE, 150 CM, VIOLET, STERILE | GENERAL CONSUMABLES FOR: SURGICAL SUTURES, LAPRASCOPIC AND ROBOTIC SURGEONS SUPPLEMENTARY
17454 | 4231220307700 | SUTURE, POLYGLACTIN 910, ANTIBACTERIAL, MULTIFILAMENT, ABSORBABLE, SIZE 4/0, 13 MM, 1/2 CIRCLE, ROUND BODY NEEDLE, 70-75 CM, UNDYED, STERILE | GENERAL CONSUMABLES FOR: SURGICAL SUTURES, LAPRASCOPIC AND ROBOTIC SURGEONS SUPPLEMENTARY
17455 | 4231220306100 | SUTURE, POLYGLACTIN 910, ANTIBACTERIAL, MULTIFILAMENT, ABSORBABLE, SIZE 4/0, 16 MM, 3/8 CIRCLE, CUTTING NEEDLE, 45 CM, UNDYED, STERILE | GENERAL CONSUMABLES FOR: SURGICAL SUTURES, LAPRASCOPIC AND ROBOTIC SURGEONS SUPPLEMENTARY
17456 | 4229290003900 | SUTURE, POLYGLACTIN 910, ANTIBACTERIAL, MULTIFILAMENT, ABSORBABLE, SIZE 4/0, 22 MM, 1/2 CIRCLE, REVERSE CUTTING NEEDLE, 70-75 CM, VIOLET, STERILE | GENERAL CONSUMABLES FOR: SURGICAL SUTURES, LAPRASCOPIC AND ROBOTIC SURGEONS SUPPLEMENTARY
17457 | 4231220213300 | SUTURE, POLYGLACTIN 910, MULTIFILAMENT, ABSORBABLE, SIZE 4/0, 26 MM, 3/8 CIRCLE, PRIME CUTTING NEEDLE, 40-45 CM, UNDYED, STERILE | GENERAL CONSUMABLES FOR: SURGICAL SUTURES, LAPRASCOPIC AND ROBOTIC SURGEONS SUPPLEMENTARY
17458 | 4229290408400 | SUTURE, POLYGLACTIN 910, MULTIFILAMENT, ABSORBABLE, SIZE 2, 26 MM, 5/8 CIRCLE, TAPER CUT HEAVY NEEDLE, 70-75 CM, VIOLET, STERILE | GENERAL CONSUMABLES FOR: SURGICAL SUTURES, LAPRASCOPIC AND ROBOTIC SURGEONS SUPPLEMENTARY
17459 | 4231220107800 | SUTURE, POLYGLACTIN 910, MULTIFILAMENT, ABSORBABLE, SIZE 5/0, 16 MM, 3/8 CIRCLE, CUTTING NEEDLE, 70-75 CM, STERILE | GENERAL CONSUMABLES FOR: SURGICAL SUTURES, LAPRASCOPIC AND ROBOTIC SURGEONS SUPPLEMENTARY
17460 | 4229540018900 | SUTURE, POLYGLACTIN 910, MULTIFILAMENT, ABSORBABLE, SIZE 8/0, 6.5 MM, 3/8 CIRCLE, SPATULATED NEEDLE, 15 CM, VIOLET, STERILE | GENERAL CONSUMABLES FOR: SURGICAL SUTURES, LAPRASCOPIC AND ROBOTIC SURGEONS SUPPLEMENTARY
17461 | 4231220301300 | SUTURE, POLIGLECAPRONE 25, ANTIBACTERIAL, MONOFILAMENT, ABSORBABLE, SIZE 4/0, 16 MM, 3/8 CIRCLE, REVERSE CUTTING NEEDLE, 70 CM, UNDYED, STERILE | GENERAL CONSUMABLES FOR: SURGICAL SUTURES, LAPRASCOPIC AND ROBOTIC SURGEONS SUPPLEMENTARY
17462 | 4231220210500 | SUTURE, POLIGLECAPRONE 25, ANTIBACTERIAL, MONOFILAMENT, ABSORBABLE, SIZE 6/0, 13 MM, 1/2 CIRCLE, TAPER POINT NEEDLE, 45 CM, VIOLET, STERILE | GENERAL CONSUMABLES FOR: SURGICAL SUTURES, LAPRASCOPIC AND ROBOTIC SURGEONS SUPPLEMENTARY
17463 | 4231220218700 | SUTURE, POLYDIOXANONE, ANTIBACTERIAL, MONOFILAMENT, ABSORBABLE, SIZE 2/0, 26 MM, 3/8 CIRCLE, REVERSE CUTTING NEEDLE, 70 CM, UNDYED, STERILE | GENERAL CONSUMABLES FOR: SURGICAL SUTURES, LAPRASCOPIC AND ROBOTIC SURGEONS SUPPLEMENTARY
17464 | 4229540016600 | SUTURE, POLYDIOXANONE, ANTIBACTERIAL, MONOFILAMENT, ABSORBABLE, SIZE 4/0, 13 MM, 3/8 CIRCLE, PRIME REVERSE CUTTING NEEDLE, 45 CM, UNDYED, STERILE | GENERAL CONSUMABLES FOR: SURGICAL SUTURES, LAPRASCOPIC AND ROBOTIC SURGEONS SUPPLEMENTARY
17465 | 4231220303000 | SUTURE, POLYDIOXANONE, ANTIBACTERIAL, MONOFILAMENT, ABSORBABLE, SIZE 4/0, 19 MM, 3/8 CIRCLE, MULTIPASS PRIME REVERSE CUTTING NEEDLE, 45 CM, UNDYED, STERILE | GENERAL CONSUMABLES FOR: SURGICAL SUTURES, LAPRASCOPIC AND ROBOTIC SURGEONS SUPPLEMENTARY
17466 | 4231220211000 | SUTURE, POLYDIOXANONE, ANTIBACTERIAL, MONOFILAMENT, ABSORBABLE, SIZE 6/0, 13 MM, 3/8 CIRCLE, ROUND BODY NEEDLE, 70-75 CM, VIOLET, STERILE | GENERAL CONSUMABLES FOR: SURGICAL SUTURES, LAPRASCOPIC AND ROBOTIC SURGEONS SUPPLEMENTARY
17467 | 4231220307900 | SUTURE, POLYDIOXANONE, MONOFILAMENT, ABSORBABLE, SIZE 1, 40 MM ( +/- 1 MM), 1/2 CIRCLE, TAPER POINT NEEDLE, 90-95 CM, VIOLET, STERILE | GENERAL CONSUMABLES FOR: SURGICAL SUTURES, LAPRASCOPIC AND ROBOTIC SURGEONS SUPPLEMENTARY
17468 | 4231220312400 | SUTURE, POLYPROPYLENE, MONOFILAMENT, NON-ABSORBABLE, SIZE 1, 90 MM ( +/- 1 MM ), 3/8 CIRCLE, CUTTING NEEDLE, 50 CM, WITH 40 MM RETENTION TUBE, BLUE, STERILE | GENERAL CONSUMABLES FOR: SURGICAL SUTURES, LAPRASCOPIC AND ROBOTIC SURGEONS SUPPLEMENTARY
17469 | 4231220112600 | SUTURE, POLYPROPYLENE, MONOFILAMENT, NON-ABSORBABLE, SIZE 3/0, 19 MM, 3/8 CIRCLE, REVERSE CUTTING NEEDLE, 70-75 CM, UNDYED, STERILE | GENERAL CONSUMABLES FOR: SURGICAL SUTURES, LAPRASCOPIC AND ROBOTIC SURGEONS SUPPLEMENTARY
17470 | 4231220169900 | SUTURE, POLYAMIDE, MONOFILAMENT, NON-ABSORBABLE, SIZE 8/0, 6 MM, 3/8 CIRCLE, SPATULATED DOUBLE ARM NEEDLE, 30 CM, BLACK, STERILE | GENERAL CONSUMABLES FOR: SURGICAL SUTURES, LAPRASCOPIC AND ROBOTIC SURGEONS SUPPLEMENTARY
17471 | 4231220311000 | SUTURE, POLYAMIDE, MONOFILAMENT, NON-ABSORBABLE, SIZE 9/0, 6 MM, 3/8 CIRCLE, ROUND BODY NEEDLE, 15 CM, STERILE | GENERAL CONSUMABLES FOR: SURGICAL SUTURES, LAPRASCOPIC AND ROBOTIC SURGEONS SUPPLEMENTARY
17472 | 4231220218500 | SUTURE, TAPE, POLYESTER, MONOFILAMENT, NON-ABSORBABLE, TAPE WIDTH 5 MM, NEEDLE SIZE 48 MM ( +/- 1 MM ), 1/2 CIRCLE, ROUND BODY DOUBLE ARM HEAVY NEEDLE, 30 CM, WHITE, STERILE (1 EACH = 1 DOZEN) | GENERAL CONSUMABLES FOR: SURGICAL SUTURES, LAPRASCOPIC AND ROBOTIC SURGEONS SUPPLEMENTARY
17473 | 4231220216600 | SUTURE, SILK, MULTIFILAMENT, NON-ABSORBABLE, SIZE 2/0, 26 MM, 1/2 CIRCLE, TAPER POINT DETACH NEEDLE, 5 X 45 CM, BLACK, STERILE | GENERAL CONSUMABLES FOR: SURGICAL SUTURES, LAPRASCOPIC AND ROBOTIC SURGEONS SUPPLEMENTARY
17474 | 4229540019500 | SUTURE, SILK, MULTIFILAMENT, NON-ABSORBABLE, SIZE 5/0, 17 MM, 3/8 CIRCLE, ROUND BODY NEEDLE, 70-75 CM, BLACK, STERILE | GENERAL CONSUMABLES FOR: SURGICAL SUTURES, LAPRASCOPIC AND ROBOTIC SURGEONS SUPPLEMENTARY
17475 | 4229290423400 | SUTURE, POLYGLYTONE, MONOFILAMENT, ABSORBABLE, SIZE 2/0, 26 MM, 3/8 CIRCLE, REVERSE CUTTING NEEDLE, 70-75 CM, UNDYED, STERILE | GENERAL CONSUMABLES FOR: SURGICAL SUTURES, LAPRASCOPIC AND ROBOTIC SURGEONS SUPPLEMENTARY
17476 | 4231221101500 | SUTURE, KNOTLESS, SPIRAL, BIDIRECTIONAL, POLIGLECAPRONE 25, MONOFILAMENT, ABSORBABLE, SIZE 0, 36 MM ( +/- 1 MM ), 1/2 CIRCLE, ROUND BODY DOUBLE ARM NEEDLE, 14 X 14 CM ( +/- 2 CM ), STERILE | GENERAL CONSUMABLES FOR: SURGICAL SUTURES, LAPRASCOPIC AND ROBOTIC SURGEONS SUPPLEMENTARY
17477 | 4231220217600 | SUTURE, KNOTLESS, SPIRAL, BIDIRECTIONAL, POLIGLECAPRONE 25, MONOFILAMENT, ABSORBABLE, SIZE 2/0, 26 MM, 1/2 CIRCLE, REVERSE CUTTING DOUBLE ARM NEEDLE, 14 X 14 CM ( +/- 2 CM ), UNDYED, STERILE | GENERAL CONSUMABLES FOR: SURGICAL SUTURES, LAPRASCOPIC AND ROBOTIC SURGEONS SUPPLEMENTARY
17478 | 4231221101400 | SUTURE, KNOTLESS, SPIRAL, UNIDIRECTIONAL, WITH FLEXIBLE LOOP, POLIGLECAPRONE 25, ANTIBACTERIAL, MONOFILAMENT, ABSORBABLE, SIZE 2/0, 26 MM, 1/2 CIRCLE, ROUND 30 CM ( +/- 2 CM ), UNDYED, STERILE | GENERAL CONSUMABLES FOR: SURGICAL SUTURES, LAPRASCOPIC AND ROBOTIC SURGEONS SUPPLEMENTARY
17479 | 4231220217500 | SUTURE, KNOTLESS, SPIRAL, BIDIRECTIONAL, POLIGLECAPRONE 25, MONOFILAMENT, ABSORBABLE, SIZE 3/0, 19 MM, 3/8 CIRCLE, REVERSE CUTTING DOUBLE ARM NEEDLE, 14 X 14 CM ( +/- 2 CM ), UNDYED, STERILE | GENERAL CONSUMABLES FOR: SURGICAL SUTURES, LAPRASCOPIC AND ROBOTIC SURGEONS SUPPLEMENTARY
17480 | 4231220217800 | SUTURE, POLYGLYCONATE OR POLYGLECAPRONE, UNIDIRECTIONAL, LOOP LOCK, MONOFILAMENT, ABSORBABLE, SIZE 0, 37 MM, 1/2 CIRCLE, TAPER POINT, 23-25 CM, GREEN, STERILE | GENERAL CONSUMABLES FOR: SURGICAL SUTURES, LAPRASCOPIC AND ROBOTIC SURGEONS SUPPLEMENTARY
17481 | 4231220203900 | SUTURE, PTFE, MONOFILAMENT, NON-ABSORBABLE, SIZE 4/0, 13 MM, 3/8 CIRCLE, TAPER POINT DOUBLE ARM NEEDLE, 90-95 CM, WHITE, STERILE | GENERAL CONSUMABLES FOR: SURGICAL SUTURES, LAPRASCOPIC AND ROBOTIC SURGEONS SUPPLEMENTARY
17482 | 4231220317000 | SUTURE, PTFE, MONOFILAMENT, NON-ABSORBABLE, SIZE 5/0, 12 MM, 3/8 CIRCLE, TAPER POINT DOUBLE ARM NEEDLE, 60-65 CM, WHITE, STERILE | GENERAL CONSUMABLES FOR: SURGICAL SUTURES, LAPRASCOPIC AND ROBOTIC SURGEONS SUPPLEMENTARY
17483 | 4231220701200 | SUTURE, PTFE, MONOFILAMENT, NON-ABSORBABLE, SIZE 6/0, 13 MM, 1/2 CIRCLE, TAPER POINT DOUBLE ARM NEEDLE, 75-80 CM, WHITE, STERILE | GENERAL CONSUMABLES FOR: SURGICAL SUTURES, LAPRASCOPIC AND ROBOTIC SURGEONS SUPPLEMENTARY
17484 | 4229540019600 | SUTURE, STAINLESS STEEL, FOR TEMPORARY PACING WIRE, POLYETHYLENE COATED, MULTIFILAMENT, NON-ABSORBABLE, SIZE 2/0, DOUBLE ARM, 17 MM, 3/8 CIRCLE, ROUND BODY NEEDLE, AND 60 MM STRAIGHT CUTTING NEEDLE, 60-65 CM, STERILE | GENERAL CONSUMABLES FOR: SURGICAL SUTURES, LAPRASCOPIC AND ROBOTIC SURGEONS SUPPLEMENTARY
17485 | 4229493401300 | SUTURE, LAPAROSCOPIC LOOP, POLYDIOXANONE, MONOFILAMENT, ABSORBABLE, SIZE: 0, 50 CM ( +/- 5 CM ), WITH DELIVERY SYSTEM, STERILE | GENERAL CONSUMABLES FOR: SURGICAL SUTURES, LAPRASCOPIC AND ROBOTIC SURGEONS SUPPLEMENTARY
17486 | 4229632306100 | DEFOGGING, DEVICE WITH ON/OFF SWITCH KEY, CAN BE CONNECTED OR ATTACHED DIRECTLY TO TROCAR 5 AND 12 MM, WITH TWO TROCAR SWABS, 1 BOTTLE OF ANTI-FOG SOLUTION, WARMING HUB, 1 CLOTH, STERILE, DISPOSABLE | GENERAL CONSUMABLES FOR: SURGICAL SUTURES, LAPRASCOPIC AND ROBOTIC SURGEONS SUPPLEMENTARY
17487 | 4223160200700 | SUCTION/ IRRIGATION, FOR LAPAROSCOPIC, 5MM TIP X 37 CM (-/+ 2 CM) LENGTH, WITH OPTION OF INTERCHANGEABLE WITH 10 MM PROBE, DISPOSABLE, STERILE | GENERAL CONSUMABLES FOR: SURGICAL SUTURES, LAPRASCOPIC AND ROBOTIC SURGEONS SUPPLEMENTARY
17488 | 4229498300200 | PROBE, FOR SUCTION IRRIGATION, 10 MM DIAMETER, LENGTH 33 CM (-/+ 3 CM) , DISPOSABLE, STERILE | GENERAL CONSUMABLES FOR: SURGICAL SUTURES, LAPRASCOPIC AND ROBOTIC SURGEONS SUPPLEMENTARY
17489 | 4229640200900 | FLUID MANAGEMENT SYSTEM, CANISTER, HI-FLOW | GENERAL CONSUMABLES FOR: SURGICAL SUTURES, LAPRASCOPIC AND ROBOTIC SURGEONS SUPPLEMENTARY
17490 | 4229640201100 | FLUID MANAGEMENT SYSTEM, OUTFLOW TUBE SET | GENERAL CONSUMABLES FOR: SURGICAL SUTURES, LAPRASCOPIC AND ROBOTIC SURGEONS SUPPLEMENTARY
17491 | 4229632100800 | HYSTEROSCOPE, SEAL SET | GENERAL CONSUMABLES FOR: SURGICAL SUTURES, LAPRASCOPIC AND ROBOTIC SURGEONS SUPPLEMENTARY
17492 | 4229632100900 | HYSTEROSCOPE, SPECIMEN COLLECTION SET | GENERAL CONSUMABLES FOR: SURGICAL SUTURES, LAPRASCOPIC AND ROBOTIC SURGEONS SUPPLEMENTARY
17493 | 4229632306500 | INSTRUMENT, ELECTROSURGICAL, FOR LAPAROSCOPIC, SEALER/DIVIDED, RETRACTABLE L-HOOK WITH GRASPER CURVED JAW, PERMANENTLY FUSES VESSELS AND TISSUE BUNDLES WITH DISSECTION GRASPING, 5 MM DIAMETER, LENGTH 35-37 CM, DISPOSABLE, STERILE | GENERAL CONSUMABLES FOR: SURGICAL SUTURES, LAPRASCOPIC AND ROBOTIC SURGEONS SUPPLEMENTARY
17494 | 4229497809600 | TROCAR, BLUNT TIP, 10 MM WITH FIXATION AND INFLATED BALLOON PORT, DISPOSABLE, STERILE | GENERAL CONSUMABLES FOR: SURGICAL SUTURES, LAPRASCOPIC AND ROBOTIC SURGEONS SUPPLEMENTARY
17495 | 4214253606700 | TROCAR, FOR THORACIC, 20 MM, FLEXIBLE SLEEVE, DISPOSABLE, STERILE | GENERAL CONSUMABLES FOR: SURGICAL SUTURES, LAPRASCOPIC AND ROBOTIC SURGEONS SUPPLEMENTARY
17496 | 4220341040600 | SUTURE, STERNAL WIRES, STAINLESS STEEL, MONOFILAMENT, NON-ABSORBABLE, SIZE 6, 48 MM ( +/- 1 MM ), 1/2 CIRCLE, TAPER CUT NEEDLE, 2 X 45 CM, STERILE | GENERAL CONSUMABLES FOR: SURGICAL SUTURES, LAPRASCOPIC AND ROBOTIC SURGEONS SUPPLEMENTARY
17497 | 4220341103000 | TAPE, UMBILICAL, COTTON, RADIOPAQUE, 2-3 MM X NOT LESS THAN 45 CM, WHITE, STERILE (1 EACH = 1 DOZEN) | GENERAL CONSUMABLES FOR: SURGICAL SUTURES, LAPRASCOPIC AND ROBOTIC SURGEONS SUPPLEMENTARY
17498 | 4220341038500 | SUTURE, POLYGLACTIN 910, ANTIBACTERIAL, MULTIFILAMENT, ABSORBABLE, SIZE 3/0, 26 MM, 3/8 CIRCLE, PRIME CUTTING NEEDLE, 70-75 CM, UNDYED, STERILE | GENERAL CONSUMABLES FOR: SURGICAL SUTURES, LAPRASCOPIC AND ROBOTIC SURGEONS SUPPLEMENTARY
17499 | 4231220109000 | SUTURE, POLYGLACTIN 910, MULTIFILAMENT, ABSORBABLE, SIZE 2, 45 MM ( +/- 1 MM ), 1/2 CIRCLE, TAPER CUT NEEDLE, 70-75 CM, VIOLET, STERILE | GENERAL CONSUMABLES FOR: SURGICAL SUTURES, LAPRASCOPIC AND ROBOTIC SURGEONS SUPPLEMENTARY
17500 | 4231220112000 | SUTURE, POLYGLACTIN 910, MULTIFILAMENT, RAPID ABSORPTION, SIZE 3/0, 20 MM, 1/2 CIRCLE, ROUND BODY NEEDLE, 70-75 CM, UNDYED, STERILE | GENERAL CONSUMABLES FOR: SURGICAL SUTURES, LAPRASCOPIC AND ROBOTIC SURGEONS SUPPLEMENTARY
17501 | 4231220158700 | SUTURE, POLYGLACTIN 910, MULTIFILAMENT, ABSORBABLE, SIZE 3/0, 26 MM, 3/8 CIRCLE, REVERSE CUTTING NEEDLE, 70-75 CM, UNDYED, STERILE (1 EACH = 1 DOZEN) | GENERAL CONSUMABLES FOR: SURGICAL SUTURES, LAPRASCOPIC AND ROBOTIC SURGEONS SUPPLEMENTARY
17502 | 4229290004000 | SUTURE, POLYGLACTIN 910, MULTIFILAMENT, ABSORBABLE, SIZE 5/0, 8 MM, 1/4 CIRCLE, SPATULATED REVERSE CUTTING DOUBLE ARM NEEDLE, 45 CM, VIOLET, STERILE | GENERAL CONSUMABLES FOR: SURGICAL SUTURES, LAPRASCOPIC AND ROBOTIC SURGEONS SUPPLEMENTARY
17503 | 4231220123100 | SUTURE, POLIGLECAPRONE 25, ANTIBACTERIAL, MONOFILAMENT, ABSORBABLE, SIZE 4/0, 60 MM, STRAIGHT, REVERSE CUTTING NEEDLE, 70-75 CM, UNDYED, STERILE (1 EACH = 1 DOZEN) | GENERAL CONSUMABLES FOR: SURGICAL SUTURES, LAPRASCOPIC AND ROBOTIC SURGEONS SUPPLEMENTARY
17504 | 4231220148400 | SUTURE, POLIGLECAPRONE 25, MONOFILAMENT, ABSORBABLE, SIZE 5/0, 13 MM, 3/8 CIRCLE, PRIME REVERSE CUTTING, 40-45 CM, UNDYED, STERILE (1 EACH = 1 DOZEN) | GENERAL CONSUMABLES FOR: SURGICAL SUTURES, LAPRASCOPIC AND ROBOTIC SURGEONS SUPPLEMENTARY
17505 | 4231220169200 | SUTURE, POLYDIOXANONE, MONOFILAMENT, ABSORBABLE, SIZE 3/0, 20 MM ( +/- 1 MM ), 1/2 CIRCLE, TAPER POINT NEEDLE, 70-75 CM, STERILE | GENERAL CONSUMABLES FOR: SURGICAL SUTURES, LAPRASCOPIC AND ROBOTIC SURGEONS SUPPLEMENTARY
17506 | 4231220125400 | SUTURE, POLYDIOXANONE, MONOFILAMENT, ABSORBABLE, SIZE 6/0, 13 MM ( +/- 1 MM ), 3/8 CIRCLE, TAPER POINT NEEDLE, 60-65 CM, STERILE (1 EACH = 1 DOZEN) | GENERAL CONSUMABLES FOR: SURGICAL SUTURES, LAPRASCOPIC AND ROBOTIC SURGEONS SUPPLEMENTARY
17507 | 4231220038000 | SUTURE, POLYPROPYLENE, MONOFILAMENT, NON-ABSORBABLE, SIZE 4/0, 17 MM, 3/8 CIRCLE, TAPER POINT DOUBLE ARM NEEDLE, 90-95 CM, STERILE (1 EACH = 1 DOZEN) | GENERAL CONSUMABLES FOR: SURGICAL SUTURES, LAPRASCOPIC AND ROBOTIC SURGEONS SUPPLEMENTARY
17508 | 4220341104000 | SUTURE, POLYPROPYLENE, MONOFILAMENT, NON-ABSORBABLE, SIZE 4/0, 17 MM, 3/8 CIRCLE, ROUND BODY DOUBLE ARM NEEDLE, WITH PTFE PLEDGET 7 X 3, 90-95 CM, BLUE, STERILE (1 EACH = 1 DOZEN) | GENERAL CONSUMABLES FOR: SURGICAL SUTURES, LAPRASCOPIC AND ROBOTIC SURGEONS SUPPLEMENTARY
17509 | 4231221100800 | SUTURE, POLYPROPYLENE, MONOFILAMENT, NON-ABSORBABLE, SIZE 5/0, 13 MM, 1/2 CIRCLE, ROUND BODY DOUBLE ARM NEEDLE, WITH PTFE PLEDGET 6 X 3, 70-75 CM, BLUE, STERILE (1 EACH = 1 DOZEN) | GENERAL CONSUMABLES FOR: SURGICAL SUTURES, LAPRASCOPIC AND ROBOTIC SURGEONS SUPPLEMENTARY
17510 | 4231220034400 | SUTURE, POLYPROPYLENE, MONOFILAMENT, NON-ABSORBABLE, SIZE 6/0, 10 MM, 1/2 CIRCLE, TAPER POINT DOUBLE NEEDLE, 60-65 CM, BLUE, STERILE (1 EACH = 1 DOZEN) | GENERAL CONSUMABLES FOR: SURGICAL SUTURES, LAPRASCOPIC AND ROBOTIC SURGEONS SUPPLEMENTARY
17511 | 4220341038100 | SUTURE, POLYPROPYLENE, MONOFILAMENT, NON-ABSORBABLE, SIZE 7/0, 9 MM, 3/8 CIRCLE, TUNGSTEN-RHENIUM ALLOY, TAPER POINT DOUBLE ARM NEEDLE, 60-65 CM, BLUE, STERILE (1 EACH = 1 DOZEN) | GENERAL CONSUMABLES FOR: SURGICAL SUTURES, LAPRASCOPIC AND ROBOTIC SURGEONS SUPPLEMENTARY
17512 | 4231220033300 | SUTURE, POLYPROPYLENE, MONOFILAMENT, NON-ABSORBABLE, SIZE 7/0, 9.3 MM, 3/8 CIRCLE, TAPER POINT DOUBLE ARM NEEDLE, 60-65 CM, BLUE, STERILE (1 EACH = 1 DOZEN) | GENERAL CONSUMABLES FOR: SURGICAL SUTURES, LAPRASCOPIC AND ROBOTIC SURGEONS SUPPLEMENTARY
17513 | 4231220140900 | SUTURE, POLYPROPYLENE, MONOFILAMENT, NON-ABSORBABLE, SIZE 8/0, 8 MM, 3/8 CIRCLE, TUNGSTEN-RHENIUM ALLOY, TAPER POINT DOUBLE ARM NEEDLE, 60-65 CM, BLUE, STERILE | GENERAL CONSUMABLES FOR: SURGICAL SUTURES, LAPRASCOPIC AND ROBOTIC SURGEONS SUPPLEMENTARY
17514 | 4231220198500 | SUTURE, POLYAMIDE, MONOFILAMENT, NON-ABSORBABLE, SIZE 2/0, 26 MM, 3/8 CIRCLE, REVERSE CUTTING NEEDLE, 40-45 CM, BLACK, STERILE (1 EACH = 1 DOZEN) | GENERAL CONSUMABLES FOR: SURGICAL SUTURES, LAPRASCOPIC AND ROBOTIC SURGEONS SUPPLEMENTARY
17515 | 4231220000500 | SUTURE, POLYAMIDE, MONOFILAMENT, NON-ABSORBABLE, SIZE 3/0, 19 MM, 3/8 CIRCLE, PRIME REVERSE CUTTING NEEDLE, 45 CM, STERILE | GENERAL CONSUMABLES FOR: SURGICAL SUTURES, LAPRASCOPIC AND ROBOTIC SURGEONS SUPPLEMENTARY
17516 | 4220341036400 | SUTURE, POLYESTER, MULTIFILAMENT, NON-ABSORBABLE, SIZE 2/0, 25 MM, 1/2 CIRCLE, ROUND BODY DOUBLE ARM NEEDLE, 90-95 CM, BLUE, STERILE (1 EACH = 1 DOZEN) | GENERAL CONSUMABLES FOR: SURGICAL SUTURES, LAPRASCOPIC AND ROBOTIC SURGEONS SUPPLEMENTARY
17517 | 4231220140000 | SUTURE, POLYESTER, MULTIFILAMENT, NON-ABSORBABLE, SIZE 3/0, 16 MM, 1/2 CIRCLE, ROUND BODY NEEDLE, 70-75 CM, DYED, STERILE (1 EACH = 1 DOZEN) | GENERAL CONSUMABLES FOR: SURGICAL SUTURES, LAPRASCOPIC AND ROBOTIC SURGEONS SUPPLEMENTARY
17518 | 4231220229000 | SUTURE, KNOTLESS, SPIRAL, UNIDIRECTIONAL, WITH FLEXIBLE LOOP, POLIGLECAPRONE 25, ANTIBACTERIAL, MONOFILAMENT, ABSORBABLE, SIZE 2/0, 26 MM, 1/2 CIRCLE, TAPER POINT NEEDLE, 40-45 CM, UNDYED, STERILE | GENERAL CONSUMABLES FOR: SURGICAL SUTURES, LAPRASCOPIC AND ROBOTIC SURGEONS SUPPLEMENTARY
17519 | 4229290401400 | SUTURE, KNOTLESS, SPIRAL, UNIDIRECTIONAL, WITH FLEXIBLE LOOP, POLIGLECAPRONE 25, ANTIBACTERIAL, MONOFILAMENT, ABSORBABLE, SIZE 4/0, 17 MM, 1/2 CIRCLE, TAPER POINT NEEDLE, 30 CM, UNDYED, STERILE | GENERAL CONSUMABLES FOR: SURGICAL SUTURES, LAPRASCOPIC AND ROBOTIC SURGEONS SUPPLEMENTARY
17520 | 4231220186000 | SUTURE, POLYGLYCONATE OR POLYGLECAPRONE, UNIDIRECTIONAL, LOOP LOCK, MONOFILAMENT, ABSORBABLE, SIZE 0, 37 MM, 1/2 CIRCLE, TAPER POINT, 60-65 CM, GREEN, STERILE | GENERAL CONSUMABLES FOR: SURGICAL SUTURES, LAPRASCOPIC AND ROBOTIC SURGEONS SUPPLEMENTARY
17521 | 4220341043000 | SUTURE, STERNAL WIRES, STAINLESS STEEL, MONOFILAMENT, NON-ABSORBABLE, SIZE 4, 48 MM ( +/- 1 MM ), 1/2 CIRCLE, REVERSE CUTTING CUT NEEDLE, 2 X 45 CM, STERILE (1 EACH = 1 DOZEN) | GENERAL CONSUMABLES FOR: SURGICAL SUTURES, LAPRASCOPIC AND ROBOTIC SURGEONS SUPPLEMENTARY
17522 | 4229498700200 | HYSTEROSCOPY, MORCELLATION AND TISSUE REMOVAL DEVICE, SIZE 1, 1 HYSTEROSCOPE AND MORCELLATOR GENERATOR AND RELATED FLUID MANAGEMENT SYSTEM FREE OF CHARGE FOR ORDER OF 50 | GENERAL CONSUMABLES FOR: SURGICAL SUTURES, LAPRASCOPIC AND ROBOTIC SURGEONS SUPPLEMENTARY
17523 | 4229498700100 | HYSTEROSCOPY, MORCELLATION AND TISSUE REMOVAL DEVICE, SIZE 2, 1 HYSTEROSCOPE AND MORCELLATOR GENERATOR AND RELATED FLUID MANAGEMENT SYSTEM FREE OF CHARGE FOR ORDER OF 50 | GENERAL CONSUMABLES FOR: SURGICAL SUTURES, LAPRASCOPIC AND ROBOTIC SURGEONS SUPPLEMENTARY
17524 | 4229498700000 | HYSTEROSCOPY, MORCELLATION AND TISSUE REMOVAL DEVICE, SIZE 3, 1 HYSTEROSCOPE AND MORCELLATOR GENERATOR AND RELATED FLUID MANAGEMENT SYSTEM FREE OF CHARGE FOR ORDER OF 50 | GENERAL CONSUMABLES FOR: SURGICAL SUTURES, LAPRASCOPIC AND ROBOTIC SURGEONS SUPPLEMENTARY
17525 | 4210000024600 | FLUID MANAGEMENT SYSTEM, VACUUM TUBE SET | GENERAL CONSUMABLES FOR: SURGICAL SUTURES, LAPRASCOPIC AND ROBOTIC SURGEONS SUPPLEMENTARY
17526 | 4229290431200 | LOADING UNIT, RETICULATING, WITH CURVED TIP, 30 / 2.0 MM, GREY, INTEGRATED KNIFE, DISPOSABLE, STERILE | GENERAL CONSUMABLES FOR: SURGICAL SUTURES, LAPRASCOPIC AND ROBOTIC SURGEONS SUPPLEMENTARY
17527 | 4229290431300 | LOADING UNIT, RETICULATING, WITH CURVED TIP, 30 / 2.5 MM, WHITE, INTEGRATED KNIFE, DISPOSABLE, STERILE | GENERAL CONSUMABLES FOR: SURGICAL SUTURES, LAPRASCOPIC AND ROBOTIC SURGEONS SUPPLEMENTARY
17528 | 4229290431400 | LOADING UNIT, RETICULATING, WITH CURVED TIP, 45 / 2.5 MM, WHITE, INTEGRATED KNIFE, DISPOSABLE, STERILE | GENERAL CONSUMABLES FOR: SURGICAL SUTURES, LAPRASCOPIC AND ROBOTIC SURGEONS SUPPLEMENTARY
17529 | 4231220000300 | LOADING UNIT, RETICULATING, WITH CURVED TIP, AND TRI-STAPLER TECHNOLOGY, 30 / 2-2.5-3 MM, TAN, INTEGRATED KNIFE, DISPOSABLE, STERILE | GENERAL CONSUMABLES FOR: SURGICAL SUTURES, LAPRASCOPIC AND ROBOTIC SURGEONS SUPPLEMENTARY
17530 | 4231220001500 | SUTURE, POLYGLACTIN 910, ANTIBACTERIAL, MULTIFILAMENT, ABSORBABLE, SIZE 2/0, 26 MM, 1/2 CIRCLE, TAPER POINT NEEDLE, 70-75 CM, VIOLET, STERILE | GENERAL CONSUMABLES FOR: SURGICAL SUTURES, LAPRASCOPIC AND ROBOTIC SURGEONS SUPPLEMENTARY
17531 | 4231220001600 | SUTURE, POLYGLACTIN 910, ANTIBACTERIAL, MULTIFILAMENT, ABSORBABLE, SIZE 3/0, 16 MM, 3/8 CIRCLE, REVERSE CUTTING NEEDLE, 70-75 CM, VIOLET, STERILE | GENERAL CONSUMABLES FOR: SURGICAL SUTURES, LAPRASCOPIC AND ROBOTIC SURGEONS SUPPLEMENTARY
17532 | 4231220001800 | SUTURE, POLYGLACTIN 910, ANTIBACTERIAL, MULTIFILAMENT, ABSORBABLE, SIZE 3/0, 24 MM, 3/8 CIRCLE, CUTTING NEEDLE, 70-75 CM, UNDYED, STERILE | GENERAL CONSUMABLES FOR: SURGICAL SUTURES, LAPRASCOPIC AND ROBOTIC SURGEONS SUPPLEMENTARY
17533 | 4231220001900 | SUTURE, POLYGLACTIN 910, ANTIBACTERIAL, MULTIFILAMENT, ABSORBABLE, SIZE 4/0, 19 MM, 3/8 CIRCLE, REVERSE CUTTING NEEDLE, 70- 75 CM, UNDYED, STERILE | GENERAL CONSUMABLES FOR: SURGICAL SUTURES, LAPRASCOPIC AND ROBOTIC SURGEONS SUPPLEMENTARY
17534 | 4231220107700 | SUTURE, POLYGLACTIN 910, MULTIFILAMENT, ABSORBABLE, SIZE 3/0, 26 MM, 1/2 CIRCLE, ROUND BODY NEEDLE, 70-75 CM, VIOLET, STERILE | GENERAL CONSUMABLES FOR: SURGICAL SUTURES, LAPRASCOPIC AND ROBOTIC SURGEONS SUPPLEMENTARY
17535 | 4229290433300 | SUTURE, POLYGLACTIN 910, MULTIFILAMENT, RAPID ABSORPTION, SIZE 4/0, 17 MM, 1/2 CIRCLE, ROUND BODY NEEDLE, 70-75 CM, UNDYED, STERILE | GENERAL CONSUMABLES FOR: SURGICAL SUTURES, LAPRASCOPIC AND ROBOTIC SURGEONS SUPPLEMENTARY
17536 | 4229290433400 | SUTURE, POLYGLACTIN 910, MULTIFILAMENT, ABSORBABLE, SIZE 4/0, 22 MM, 1/2 CIRCLE, TAPER POINT NEEDLE, 70-75 CM, VIOLET, STERILE | GENERAL CONSUMABLES FOR: SURGICAL SUTURES, LAPRASCOPIC AND ROBOTIC SURGEONS SUPPLEMENTARY
17537 | 4229290433700 | SUTURE, POLYGLACTIN 910, MULTIFILAMENT, ABSORBABLE, SIZE 5/0, 8 MM, 1/4 CIRCLE, REVERSE SPATULATED DOUBLE ARM NEEDLE, 20 CM, VIOLET, STERILE | GENERAL CONSUMABLES FOR: SURGICAL SUTURES, LAPRASCOPIC AND ROBOTIC SURGEONS SUPPLEMENTARY
17538 | 4231220002000 | SUTURE, POLYGLACTIN 910, MULTIFILAMENT, ABSORBABLE, SIZE 5/0, 16 MM, 3/8 CIRCLE, REVERSE CUTTING NEEDLE, 70-75 CM, STERILE | GENERAL CONSUMABLES FOR: SURGICAL SUTURES, LAPRASCOPIC AND ROBOTIC SURGEONS SUPPLEMENTARY
17539 | 4231220002200 | SUTURE, POLYGLACTIN 910, MULTIFILAMENT, ABSORBABLE, SIZE 6/0, 6.5 MM, 1/2 CIRCLE, SPATULATED POINT DOUBLE ARM NEEDLE, 30-50 CM, VIOLET, STERILE | GENERAL CONSUMABLES FOR: SURGICAL SUTURES, LAPRASCOPIC AND ROBOTIC SURGEONS SUPPLEMENTARY
17540 | 4229290433800 | SUTURE, POLYGLACTIN 910, MULTIFILAMENT, ABSORBABLE, SIZE 6/0, 11 MM, 3/8 CIRCLE, SPATULATED DOUBLE ARM NEEDLE, 45 CM, UNDYED, STERILE | GENERAL CONSUMABLES FOR: SURGICAL SUTURES, LAPRASCOPIC AND ROBOTIC SURGEONS SUPPLEMENTARY
17541 | 4229290433200 | SUTURE, POLYGLACTIN 910, MULTIFILAMENT, ABSORBABLE, SIZE 4/0,NEEDLE FREE, 150 CM, VIOLET, STERILE | GENERAL CONSUMABLES FOR: SURGICAL SUTURES, LAPRASCOPIC AND ROBOTIC SURGEONS SUPPLEMENTARY
17542 | 4231220000400 | SUTURE, POLIGLECAPRONE 25, MONOFILAMENT, ABSORBABLE, SIZE 6/0, 11 MM, 3/8 CIRCLE, REVERSE CUTTING NEEDLE, 40-45 CM, UNDYED, STERILE | GENERAL CONSUMABLES FOR: SURGICAL SUTURES, LAPRASCOPIC AND ROBOTIC SURGEONS SUPPLEMENTARY
17543 | 4231220000900 | SUTURE, POLYDIOXANONE, MONOFILAMENT, ABSORBABLE, LOOP, SIZE 0, 40 MM ( +/- 1 MM ), 1/2 CIRCLE, TAPER POINT NEEDLE, 150 CM, VIOLET, STERILE | GENERAL CONSUMABLES FOR: SURGICAL SUTURES, LAPRASCOPIC AND ROBOTIC SURGEONS SUPPLEMENTARY
17544 | 4231220001000 | SUTURE, POLYDIOXANONE, MONOFILAMENT, ABSORBABLE, SIZE 2/0, 26 MM ( +/- 1 MM ), 1/2 CIRCLE, TAPER POINT NEEDLE, 70-75 CM, STERILE | GENERAL CONSUMABLES FOR: SURGICAL SUTURES, LAPRASCOPIC AND ROBOTIC SURGEONS SUPPLEMENTARY
17545 | 4231220001200 | SUTURE, POLYDIOXANONE, MONOFILAMENT, ABSORBABLE, SIZE 4/0, 19 MM ( +/- 1 MM ), 3/8 CIRCLE, PRIME REVERSE CUTTING NEEDLE, 40-45 CM, STERILE | GENERAL CONSUMABLES FOR: SURGICAL SUTURES, LAPRASCOPIC AND ROBOTIC SURGEONS SUPPLEMENTARY
17546 | 4231220002300 | SUTURE, POLYPROPYLENE, MONOFILAMENT, NON-ABSORBABLE, SIZE 2/0, 17 MM, 1/2 CIRCLE, REVERSE CUTTING DOUBLE ARM NEEDLE, 90-95 CM, BLUE, STERILE | GENERAL CONSUMABLES FOR: SURGICAL SUTURES, LAPRASCOPIC AND ROBOTIC SURGEONS SUPPLEMENTARY
17547 | 4229290434400 | SUTURE, POLYPROPYLENE, MONOFILAMENT, NON-ABSORBABLE, SIZE 2/0, 36 MM ( +/- 1 MM ), 1/2 CIRCLE, TAPER POINT DOUBLE ARM NEEDLE, 90-95 CM, BLUE, STERILE | GENERAL CONSUMABLES FOR: SURGICAL SUTURES, LAPRASCOPIC AND ROBOTIC SURGEONS SUPPLEMENTARY
17548 | 4229290434500 | SUTURE, POLYPROPYLENE, MONOFILAMENT, NON-ABSORBABLE, SIZE 3/0, 19 MM, 3/8 CIRCLE, CUTTING NEEDLE, 40-45 CM, STERILE | GENERAL CONSUMABLES FOR: SURGICAL SUTURES, LAPRASCOPIC AND ROBOTIC SURGEONS SUPPLEMENTARY
17549 | 4229290434600 | SUTURE, POLYPROPYLENE, MONOFILAMENT, NON-ABSORBABLE, SIZE 3/0, 22 MM, 1/2 CIRCLE, TAPER POINT DOUBLE ARM NEEDLE, 70-75 CM, BLUE, STERILE | GENERAL CONSUMABLES FOR: SURGICAL SUTURES, LAPRASCOPIC AND ROBOTIC SURGEONS SUPPLEMENTARY
17550 | 4229290434700 | SUTURE, POLYPROPYLENE, MONOFILAMENT, NON-ABSORBABLE, SIZE 3/0, 30 MM ( +/- 1 MM ), 1/2 CIRCLE, ROUND BODY DOUBLE ARM NEEDLE, 90-95 CM, BLUE, STERILE | GENERAL CONSUMABLES FOR: SURGICAL SUTURES, LAPRASCOPIC AND ROBOTIC SURGEONS SUPPLEMENTARY
17551 | 4229290434800 | SUTURE, POLYPROPYLENE, MONOFILAMENT, NON-ABSORBABLE, SIZE 4/0, 13 MM, 1/2 CIRCLE, TAPER POINT DOUBLE ARM NEEDLE, 60-65 CM, BLUE, STERILE | GENERAL CONSUMABLES FOR: SURGICAL SUTURES, LAPRASCOPIC AND ROBOTIC SURGEONS SUPPLEMENTARY
17552 | 4229290434900 | SUTURE, POLYPROPYLENE, MONOFILAMENT, NON-ABSORBABLE, SIZE 4/0, 16 MM, 3/8 CIRCLE, PRIME CUTTING NEEDLE, 45 CM, BLUE, STERILE | GENERAL CONSUMABLES FOR: SURGICAL SUTURES, LAPRASCOPIC AND ROBOTIC SURGEONS SUPPLEMENTARY
17553 | 4229290435000 | SUTURE, POLYPROPYLENE, MONOFILAMENT, NON-ABSORBABLE, SIZE 4/0, 20 MM, 1/2 CIRCLE, ROUND BODY DOUBLE ARM NEEDLE, 90-95 CM, BLUE, STERILE | GENERAL CONSUMABLES FOR: SURGICAL SUTURES, LAPRASCOPIC AND ROBOTIC SURGEONS SUPPLEMENTARY
17554 | 4229290435100 | SUTURE, POLYPROPYLENE, MONOFILAMENT, NON-ABSORBABLE, SIZE 4/0, 22 MM, 3/8 CIRCLE, TAPER POINT DOUBLE ARM NEEDLE, 70-75 CM, BLUE, STERILE | GENERAL CONSUMABLES FOR: SURGICAL SUTURES, LAPRASCOPIC AND ROBOTIC SURGEONS SUPPLEMENTARY
17555 | 4229290434100 | SUTURE, POLYPROPYLENE, MONOFILAMENT, NON-ABSORBABLE, SIZE 4/0, 25 MM, 1/2 CIRCLE, ROUND BODY DOUBLE ARM NEEDLE, WITH PTFE PLEDGET 7 X 3, 70-75 CM, BLUE, STERILE | GENERAL CONSUMABLES FOR: SURGICAL SUTURES, LAPRASCOPIC AND ROBOTIC SURGEONS SUPPLEMENTARY
17556 | 4229290434200 | SUTURE, POLYPROPYLENE, MONOFILAMENT, NON-ABSORBABLE, SIZE 4/0, 26 MM, 1/2 CIRCLE, ROUND BODY NEEDLE, WITH PTFE PLEDGET 7 X 3, 90-95 CM, BLUE, STERILE | GENERAL CONSUMABLES FOR: SURGICAL SUTURES, LAPRASCOPIC AND ROBOTIC SURGEONS SUPPLEMENTARY
17557 | 4229290435200 | SUTURE, POLYPROPYLENE, MONOFILAMENT, NON-ABSORBABLE, SIZE 5/0, 11 MM, 1/2 CIRCLE, TAPERCUT DOUBLE ARM NEEDLE, 60-65 CM, BLUE, STERILE | GENERAL CONSUMABLES FOR: SURGICAL SUTURES, LAPRASCOPIC AND ROBOTIC SURGEONS SUPPLEMENTARY
17558 | 4229290435300 | SUTURE, POLYPROPYLENE, MONOFILAMENT, NON-ABSORBABLE, SIZE 5/0, 13 MM, 3/8 CIRCLE, TAPER POINT DOUBLE ARM NEEDLE, 70-75 CM, BLUE, STERILE | GENERAL CONSUMABLES FOR: SURGICAL SUTURES, LAPRASCOPIC AND ROBOTIC SURGEONS SUPPLEMENTARY
17559 | 4229290435500 | SUTURE, POLYPROPYLENE, MONOFILAMENT, NON-ABSORBABLE, SIZE 6/0, 11 MM, 3/8 CIRCLE, ROUND BODY DOUBLE ARM NEEDLE, 60-65 CM, BLUE, STERILE | GENERAL CONSUMABLES FOR: SURGICAL SUTURES, LAPRASCOPIC AND ROBOTIC SURGEONS SUPPLEMENTARY
17560 | 4229290435600 | SUTURE, POLYPROPYLENE, MONOFILAMENT, NON-ABSORBABLE, SIZE 6/0, 11 MM, 3/8 CIRCLE, PRIME REVERSE CUTTING NEEDLE, 40-45 CM, BLUE, STERILE | GENERAL CONSUMABLES FOR: SURGICAL SUTURES, LAPRASCOPIC AND ROBOTIC SURGEONS SUPPLEMENTARY
17561 | 4229290435800 | SUTURE, POLYPROPYLENE, MONOFILAMENT, NON-ABSORBABLE, SIZE 6/0, 13 MM, 3/8 CIRCLE, TAPER POINT DOUBLE ARM BLACK NEEDLE, 60-65 CM, BLUE, STERILE | GENERAL CONSUMABLES FOR: SURGICAL SUTURES, LAPRASCOPIC AND ROBOTIC SURGEONS SUPPLEMENTARY
17562 | 4229290435700 | SUTURE, POLYPROPYLENE, MONOFILAMENT, NON-ABSORBABLE, SIZE 6/0, 13 MM, 3/8 CIRCLE, ROUND BODY DOUBLE ARM NEEDLE, 60-65 CM, BLUE, STERILE | GENERAL CONSUMABLES FOR: SURGICAL SUTURES, LAPRASCOPIC AND ROBOTIC SURGEONS SUPPLEMENTARY
17563 | 4229290435900 | SUTURE, POLYPROPYLENE, MONOFILAMENT, NON-ABSORBABLE, SIZE 8/0, 8 MM, 3/8 CIRCLE, ROUND BODY DOUBLE ARM NEEDLE, 60-65 CM, BLUE, STERILE | GENERAL CONSUMABLES FOR: SURGICAL SUTURES, LAPRASCOPIC AND ROBOTIC SURGEONS SUPPLEMENTARY
17564 | 4229290436000 | SUTURE, POLYPROPYLENE, MONOFILAMENT, NON-ABSORBABLE, SIZE 9/0, 13 MM, 1/4 CIRCLE, SPATULATED DOUBLE ARM NEEDLE, 20-40 CM, BLUE, STERILE | GENERAL CONSUMABLES FOR: SURGICAL SUTURES, LAPRASCOPIC AND ROBOTIC SURGEONS SUPPLEMENTARY
17565 | 4229290432100 | SUTURE, POLYAMIDE, MONOFILAMENT, NON-ABSORBABLE, SIZE 0, 40 MM ( +/- 1 MM ), 1/2 CIRCLE, REVERSE CUTTING NEEDLE, 100 CM, BLACK, STERILE | GENERAL CONSUMABLES FOR: SURGICAL SUTURES, LAPRASCOPIC AND ROBOTIC SURGEONS SUPPLEMENTARY
17566 | 4231220000600 | SUTURE, POLYAMIDE, MONOFILAMENT, NON-ABSORBABLE, SIZE 3/0, 30 MM, 3/8 CIRCLE, REVERSE CUTTING NEEDLE, 70-75 CM, BLUE, STERILE | GENERAL CONSUMABLES FOR: SURGICAL SUTURES, LAPRASCOPIC AND ROBOTIC SURGEONS SUPPLEMENTARY
17567 | 4231220000700 | SUTURE, POLYAMIDE, MONOFILAMENT, NON-ABSORBABLE, SIZE 5/0, 16 MM, 3/8 CIRCLE, CUTTING PRIME NEEDLE, 45 CM, STERILE | GENERAL CONSUMABLES FOR: SURGICAL SUTURES, LAPRASCOPIC AND ROBOTIC SURGEONS SUPPLEMENTARY
17568 | 4231220000800 | SUTURE, POLYAMIDE, MONOFILAMENT, NON-ABSORBABLE, SIZE 6/0, 8 MM, 1/4 CIRCLE, PRIME REVERSE CUTTING NEEDLE, 40-45 CM, STERILE | GENERAL CONSUMABLES FOR: SURGICAL SUTURES, LAPRASCOPIC AND ROBOTIC SURGEONS SUPPLEMENTARY
17569 | 4229290432200 | SUTURE, POLYAMIDE, MONOFILAMENT, NON-ABSORBABLE, SIZE 9/0, 5.5 MM, 1/2 CIRCLE, SPATULATED DOUBLE ARM NEEDLE, 30-50 CM, BLACK, STERILE | GENERAL CONSUMABLES FOR: SURGICAL SUTURES, LAPRASCOPIC AND ROBOTIC SURGEONS SUPPLEMENTARY
17570 | 4231220001300 | SUTURE, POLYESTER, MULTIFILAMENT, NON-ABSORBABLE, SIZE 2, 45 MM ( +/- 1 MM ), 1/2 CIRCLE, TAPER CUT NEEDLE, 4 X 70-75 CM, GREEN, STERILE | GENERAL CONSUMABLES FOR: SURGICAL SUTURES, LAPRASCOPIC AND ROBOTIC SURGEONS SUPPLEMENTARY
17571 | 4229290432800 | SUTURE, POLYESTER, MULTIFILAMENT, NON-ABSORBABLE, SIZE 2/0, 20 MM, 1/2 CIRCLE, TAPER POINT NEEDLE, WITH 3 X 7 MM FIRM PLEDGET, 70-75 CM, WHITE, STERILE | GENERAL CONSUMABLES FOR: SURGICAL SUTURES, LAPRASCOPIC AND ROBOTIC SURGEONS SUPPLEMENTARY
17572 | 4229290432900 | SUTURE, POLYESTER, MULTIFILAMENT, NON-ABSORBABLE, SIZE 2/0, 26 MM, 1/2 CIRCLE, TAPER CUT DOUBLE ARM NEEDLE, 10 X 90-95 CM, 5 GREEN OR BLUE, 5 WHITE, STERILE | GENERAL CONSUMABLES FOR: SURGICAL SUTURES, LAPRASCOPIC AND ROBOTIC SURGEONS SUPPLEMENTARY
17573 | 4229290433100 | SUTURE, POLYESTER, POLYBUTILATE COATED, MULTIFILAMENT, NON-ABSORBABLE, SIZE 2/0, 16 MM, 1/2 CIRCLE, TAPER POINT DOUBLE ARM NEEDLE, WITH 3 X 3 MM FIRM PLEDGET, 8-10 X 30-35 CM, 4 GREEN OR BLUE, 4 WHITE, STERILE | GENERAL CONSUMABLES FOR: SURGICAL SUTURES, LAPRASCOPIC AND ROBOTIC SURGEONS SUPPLEMENTARY
17574 | 4229290433000 | SUTURE, POLYESTER, POLYBUTILATE COATED, MULTIFILAMENT, NON-ABSORBABLE, SIZE 5/0, 10 MM, 1/2 CIRCLE, ROUND BODY DOUBLE ARM, 70-75 CM, STERILE | GENERAL CONSUMABLES FOR: SURGICAL SUTURES, LAPRASCOPIC AND ROBOTIC SURGEONS SUPPLEMENTARY
17575 | 4229290436800 | SUTURE, TAPE, POLYESTER, MONOFILAMENT, NON-ABSORBABLE, TAPE WIDTH 5 MM, NEEDLE SIZE 46 MM ( +/- 1 MM ), 1/2 CIRCLE, ROUND BODY DOUBLE ARM HEAVY NEEDLE, 30 CM, WHITE, STERILE | GENERAL CONSUMABLES FOR: SURGICAL SUTURES, LAPRASCOPIC AND ROBOTIC SURGEONS SUPPLEMENTARY
17576 | 4229290436100 | SUTURE, SILK, MULTIFILAMENT, NON-ABSORBABLE, SIZE 0, 39 MM ( +/- 1 MM ), 3/8 CIRCLE, REVERSE CUTTING NEEDLE, 70-75 CM, BLACK, STERILE | GENERAL CONSUMABLES FOR: SURGICAL SUTURES, LAPRASCOPIC AND ROBOTIC SURGEONS SUPPLEMENTARY
17577 | 4229290436200 | SUTURE, SILK, MULTIFILAMENT, NON-ABSORBABLE, SIZE 2/0, 39 MM ( +/- 1 MM ), 3/8 CIRCLE, REVERSE CUTTING NEEDLE, 70-75 CM, BLACK, STERILE | GENERAL CONSUMABLES FOR: SURGICAL SUTURES, LAPRASCOPIC AND ROBOTIC SURGEONS SUPPLEMENTARY
17578 | 4229290436300 | SUTURE, SILK, MULTIFILAMENT, NON-ABSORBABLE, SIZE 3/0, 26 MM ( +/- 1 MM ), 1/2 CIRCLE, ROUND BODY NEEDLE, 70-75 CM, BLACK, STERILE | GENERAL CONSUMABLES FOR: SURGICAL SUTURES, LAPRASCOPIC AND ROBOTIC SURGEONS SUPPLEMENTARY
17579 | 4231220002400 | SUTURE, SILK, MULTIFILAMENT, NON-ABSORBABLE, SIZE 3/0, 26 MM, 3/8 CIRCLE, REVERSE CUTTING NEEDLE, 40-45 CM, BLACK, STERILE | GENERAL CONSUMABLES FOR: SURGICAL SUTURES, LAPRASCOPIC AND ROBOTIC SURGEONS SUPPLEMENTARY
17580 | 4229290436400 | SUTURE, SILK, MULTIFILAMENT, NON-ABSORBABLE, SIZE 4/0, 13 MM ( +/- 1 MM ), 3/8 CIRCLE, ROUND BODY NEEDLE, 70-75 CM, BLACK, STERILE | GENERAL CONSUMABLES FOR: SURGICAL SUTURES, LAPRASCOPIC AND ROBOTIC SURGEONS SUPPLEMENTARY
17581 | 4229290436500 | SUTURE, SILK, MULTIFILAMENT, NON-ABSORBABLE, SIZE 4/0, 17 MM, 1/2 CIRCLE, ROUND BODY NEEDLE,70-75 CM, BLACK, STERILE | GENERAL CONSUMABLES FOR: SURGICAL SUTURES, LAPRASCOPIC AND ROBOTIC SURGEONS SUPPLEMENTARY
17582 | 4231220137300 | SUTURE, SILK, MULTIFILAMENT, NON-ABSORBABLE, SIZE 8/0, 7 MM, 3/8 CIRCLE, SPATULATED DOUBLE ARM NEEDLE, 30-40 CM, BLACK, STERILE | GENERAL CONSUMABLES FOR: SURGICAL SUTURES, LAPRASCOPIC AND ROBOTIC SURGEONS SUPPLEMENTARY
17583 | 4229290431800 | SUTURE, KNOTLESS, SPIRAL, BIDIRECTIONAL, POLIGLECAPRONE 25, ANTIBACTERIAL, MONOFILAMENT, ABSORBABLE, SIZE 2/0, 26 MM, 1/2 CIRCLE, REVERSE CUTTING DOUBLE ARM NEEDLE, 14 CM, UNDYED, STERILE | GENERAL CONSUMABLES FOR: SURGICAL SUTURES, LAPRASCOPIC AND ROBOTIC SURGEONS SUPPLEMENTARY
17584 | 4229290431900 | SUTURE, KNOTLESS, SPIRAL, BIDIRECTIONAL, POLIGLECAPRONE 25, ANTIBACTERIAL, MONOFILAMENT, ABSORBABLE, SIZE 3/0, 19 MM, 3/8 CIRCLE, REVERSE CUTTING DOUBLE ARM NEEDLE, 14 CM, UNDYED, STERILE | GENERAL CONSUMABLES FOR: SURGICAL SUTURES, LAPRASCOPIC AND ROBOTIC SURGEONS SUPPLEMENTARY
17585 | 4229290432000 | SUTURE, KNOTLESS, SPIRAL, BIDIRECTIONAL, POLIGLECAPRONE 25, ANTIBACTERIAL, MONOFILAMENT, ABSORBABLE, SIZE 3/0, 26 MM, 3/8 CIRCLE, REVERSE CUTTING DOUBLE ARM NEEDLE, 30 CM, UNDYED, STERILE | GENERAL CONSUMABLES FOR: SURGICAL SUTURES, LAPRASCOPIC AND ROBOTIC SURGEONS SUPPLEMENTARY
17586 | 4229290432500 | SUTURE, KNOTLESS, SPIRAL, BIDIRECTIONAL, POLYDIOXANONE, ANTIBACTERIAL, MONOFILAMENT, ABSORBABLE, SIZE 0, 36 MM ( +/- 1 MM ), 1/2 CIRCLE, ROUND BODY DOUBLE ARM NEEDLE, 13 X 13 CM ( +/- 2 CM ), DYED, STERILE | GENERAL CONSUMABLES FOR: SURGICAL SUTURES, LAPRASCOPIC AND ROBOTIC SURGEONS SUPPLEMENTARY
17587 | 4229290432600 | SUTURE, KNOTLESS, SPIRAL, BIDIRECTIONAL, POLYDIOXANONE, MONOFILAMENT, ABSORBABLE, SIZE 1, 48 MM ( +/- 1 MM ), 1/2 CIRCLE, ROUND BODY DOUBLE ARM NEEDLE, 36 X 36 CM ( +/- 2 CM ), STERILE | GENERAL CONSUMABLES FOR: SURGICAL SUTURES, LAPRASCOPIC AND ROBOTIC SURGEONS SUPPLEMENTARY
17588 | 4229290436700 | SUTURE, STAINLESS STEEL, FOR TEMPORARY PACING WIRE, MULTIFILAMENT, NON-ABSORBABLE, SIZE 0, DOUBLE ARM, 26 MM, 1/2 CIRCLE, ROUND BODY NEEDLE, AND 60 MM STRAIGHT CUTTING NEEDLE, 60-65 CM, STERILE | GENERAL CONSUMABLES FOR: SURGICAL SUTURES, LAPRASCOPIC AND ROBOTIC SURGEONS SUPPLEMENTARY
17589 | 4231220000200 | INSTRUMENT, ELECTROSURGICAL, FOR LAPAROSCOPIC, SEALER /DIVIDED AND GRASPER, PERMANENTLY FUSES TISSUE BUNDLES AND VESSELS, 5 MM DIAMETER, WITH INTEGRATED KNIFE CURVED JAW, LENGTH 42-45 CM, DISPOSABLE, STERILE | GENERAL CONSUMABLES FOR: SURGICAL SUTURES, LAPRASCOPIC AND ROBOTIC SURGEONS SUPPLEMENTARY
17590 | 4229290436900 | TROCAR, BLADELESS OPTICAL, WITH BALLOON, ADVANCED FIXATION CANNULA, RETENTION RING ON THE SKIN TO PREVENT SLIPPERY INSIDE OR OUTSIDE THE ABDOMEN, 5 X 70-75 MM LONG, DISPOSABLE, STERILE | GENERAL CONSUMABLES FOR: SURGICAL SUTURES, LAPRASCOPIC AND ROBOTIC SURGEONS SUPPLEMENTARY
17591 | 4229290431600 | STAPLER, OPEN SURGERY LINEAR STAPLER, SIZE 55 MM, SELECTABLE STAPLE HEIGHT WITH 3D STAPLES TECHNOLOGY, RELOADABLE, DISPOSABLE, STERILE | GENERAL CONSUMABLES FOR: SURGICAL SUTURES, LAPRASCOPIC AND ROBOTIC SURGEONS SUPPLEMENTARY
17592 | 4229290431500 | LOADING UNIT, OPEN SURGERY LINEAR STAPLER, SIZE 55 MM, SELECTABLE STAPLE HEIGHT WITH 3D STAPLES TECHNOLOGY, DISPOSABLE, STERILE | GENERAL CONSUMABLES FOR: SURGICAL SUTURES, LAPRASCOPIC AND ROBOTIC SURGEONS SUPPLEMENTARY
17593 | 4231200914500 | STAPLE STAINLESS STEEL ASSORTED SIZES AND SHAPES | ORTHOPEDIC & SPINAL SUPPLIES
17594 | 4229421912100 | SET COMPLETE INSTRUMENTATION FOR STAINLESS STEEL STAPLES WITH NECESSARY INSTRUMENT AND IMPLANTS GRAPHIC CASE AND BOX ORTHOPEDIC | ORTHOPEDIC & SPINAL SUPPLIES
17595 | 4232191200900 | SET COMPLETE INSTRUMENTATION FOR ANATOMIC TOTAL SHOULDER ARTHROPLASTY AS REQUESTED BY END USER | ORTHOPEDIC & SPINAL SUPPLIES
17596 | 4232190600700 | COMPONENT ANATOMIC SHOULDER ARTHROPLASTY GLENOID PEGGED OR KEELED ASSORTED SIZES AS REQUESTED BY END USER | ORTHOPEDIC & SPINAL SUPPLIES
17597 | 4232190301300 | COMPONENT ANATOMIC SHOULDER ARTHROPLASTY HUMERUS HEAD ASSORTED TYPES AND SIZES AS REQUESTED BY END USER | ORTHOPEDIC & SPINAL SUPPLIES
17598 | 4232190400500 | COMPONENT ANATOMIC SHOULDER ARTHROPLASTY HUMERUS STEM CEMENTED WITH RELATED CONNECTION ASSORTED TYPES AND SIZES AS REQUESTED BY END USER | ORTHOPEDIC & SPINAL SUPPLIES
17599 | 4232190400600 | COMPONENT ANATOMIC SHOULDER ARTHROPLASTY HUMERUS STEM CEMENTLESS WITH RELATED CONNECTION ASSORTED TYPES AND SIZES AS REQUESTED BY END USER | ORTHOPEDIC & SPINAL SUPPLIES
17600 | 4232200300100 | COMPONENT HUMERAL FOR TOTAL ELBOW ARTHROPLASTY ASSORTED SIZES AS REQUESTED BY END USER | ORTHOPEDIC & SPINAL SUPPLIES
17601 | 4232200300000 | COMPONENT ULNAR FOR TOTAL ELBOW ARTHROPLASTY ASSORTED SIZES AS REQUESTED BY END USER | ORTHOPEDIC & SPINAL SUPPLIES
17602 | 4229421906400 | SET COMPLETE INSTRUMENTATION FOR TOTAL ELBOW ARTHROPLASTY WITH NECESSARY CASE AND IMPLANT TRAY | ORTHOPEDIC & SPINAL SUPPLIES
17603 | 4232200303400 | COMPONENT, TOTAL ELBOW ARTHROPLASTY RADIAL HEAD ASSORTED TYPES AND SIZES REQUESTED BY END USER | ORTHOPEDIC & SPINAL SUPPLIES
17604 | 4229421906300 | "SET, COMPLETE INSTRUMENTATION FEMUR DYNAMIC AND CONDYLAR STAINLESS STEEL HIP SCREW" | ORTHOPEDIC & SPINAL SUPPLIES
17605 | 4232150527300 | "PLATE, FOR DYNAMIC CONDYLAR SCREW STAINLESS STEEL ASSORTED TYPES AND SIZES" | ORTHOPEDIC & SPINAL SUPPLIES
17606 | 4232170001100 | SCREW, LOCKED HEAD FOR DYNAMIC HIP SCREW PLATE STAINLESS STEEL ASSORTED SIZES AS REQUESTED BY END USER | ORTHOPEDIC & SPINAL SUPPLIES
17607 | 4232150019000 | SCREW, CORTICAL FOR DYNAMIC HIP SCREW PLATE STAINLESS STEEL ASSORTED SIZES AS REQUESTED BY END USER | ORTHOPEDIC & SPINAL SUPPLIES
17608 | 4232150527500 | "PLATE, OF DYNAMIC HIP SCREW STAINLESS STEEL ASSORTED TYPES AND SIZES" | ORTHOPEDIC & SPINAL SUPPLIES
17609 | 4232150629200 | "SCREW, LAG OF DYNAMIC HIP SCREW PLATE STAINLESS STEEL ASSORTED TYPES AND SIZES AS REQUESTED BY END USER" | ORTHOPEDIC & SPINAL SUPPLIES
17610 | 4232151097200 | "SCREW, COMPRESSION FOR DYNAMIC AND CONDYLAR STAINLESS STEEL HIP SCREW" | ORTHOPEDIC & SPINAL SUPPLIES
17611 | 4229660312200 | TROCHANTERIC STAINLESS STEEL STABILIZER PLATE FOR DYNAMIC HIP COMPRESSION PLATE | ORTHOPEDIC & SPINAL SUPPLIES
17612 | 4229660312100 | SET, COMPLETE INSTRUMENTATION FEMUR DYNAMIC AND CONDYLAR TITANIUM HIP SCREW | ORTHOPEDIC & SPINAL SUPPLIES
17613 | 4232151097300 | "SCREW, COMPRESSION FOR DYNAMIC AND CONDYLAR TITANIUM HIP SCREW" | ORTHOPEDIC & SPINAL SUPPLIES
17614 | 4232150017200 | "PLATE, OF DYNAMIC HIP SCREW TITANIUM ASSORTED ANGLES AND SIZES" | ORTHOPEDIC & SPINAL SUPPLIES
17615 | 4232150013200 | SCREW, LAG OF DYNAMIC HIP SCREW PLATE TITANIUM ASSORTED TYPES AND SIZES REQUESTED BY END USER | ORTHOPEDIC & SPINAL SUPPLIES
17616 | 4232170000800 | SCREW, TITANIUM DISTAL FOR DYNAMIC HIP SCREW | ORTHOPEDIC & SPINAL SUPPLIES
17617 | 4229421911800 | "SET, COMPLETE INSTRUMENTATION FOR STAINLESS STEEL PEDIATRIC INTRAMEDULLARY PIN FIXATION, WITH NECESSARY CASES AND IMPLANT TRAY" | ORTHOPEDIC & SPINAL SUPPLIES
17618 | 4229421911700 | "PIN, INTRAMEDULLARY PEDIATRIC STAINLESS STEEL PIN FIXATION, ASSORTED LENGTHS AND DIAMETERS, AS REQUESTED BY END USER" | ORTHOPEDIC & SPINAL SUPPLIES
17619 | 4229660308200 | SET COMPLETE INSTRUMENTATION FOR INTRAMEDULLARY RETROGRADE DEFORMITY NAIL WITH NECESSARY CASES AND IMPLANT TRAY | ORTHOPEDIC & SPINAL SUPPLIES
17620 | 4232150035800 | ENDCAP FOR INTRAMEDULLARY RETROGRADE DEFORMITY TITANIUM NAIL ASSORTED SIZES | ORTHOPEDIC & SPINAL SUPPLIES
17621 | 4232150011400 | SCREW CORTICAL PROXIMAL AND DISTAL INTERLOCKING TITANIUM ASSORTED SIZES | ORTHOPEDIC & SPINAL SUPPLIES
17622 | 4232150409100 | NAIL FOR DEFORMITY INTRAMEDULLARY RETROGRADE TITANIUM ASSORTED LENGTHS AND SIZES | ORTHOPEDIC & SPINAL SUPPLIES
17623 | 4229660309200 | SET COMPLETE INSTRUMENTATION FOR TITANIUM STAPLES WITH NECESSARY INSTRUMENT AND IMPLANTS GRAPHIC CASE AND BOX ORTHOPEDIC | ORTHOPEDIC & SPINAL SUPPLIES
17624 | 4232151400000 | STAPLE TITANIUM ASSORTED SIZES AND SHAPES | ORTHOPEDIC & SPINAL SUPPLIES
17625 | 4229341400000 | SET COMPLETE INSTRUMENTATION FOR FEMUR DYNAMIC AND CONDYLAR TITANIUM HIP SCREW | ORTHOPEDIC & SPINAL SUPPLIES
17626 | 4232170000400 | SCREW CORTICAL FOR TITANIUM DYNAMIC CONDYLAR AND HIP SCREW ASSORTED SIZES | ORTHOPEDIC & SPINAL SUPPLIES
17627 | 4232170000600 | SCREW LAG FOR DYNAMIC TITANIUM CONDYLAR AND HIP SCREW ASSORTED SIZES | ORTHOPEDIC & SPINAL SUPPLIES
17628 | 4229660303300 | SCREW COMPRESSION FOR TITANIUM DYNAMIC CONDYLAR AND HIP SCREW | ORTHOPEDIC & SPINAL SUPPLIES
17629 | 4232170001400 | SCREW LOCKED HEAD FOR TITANIUM DYNAMIC CONDYLAR AND HIP SCREW ASSORTED SIZES | ORTHOPEDIC & SPINAL SUPPLIES
17630 | 4232150534100 | TROCHANTERIC TITANIUM STABILIZER PLATE FOR DYNAMIC HIP COMPRESSION PLATE | ORTHOPEDIC & SPINAL SUPPLIES
17631 | 4232150017100 | PLATE OF DYNAMIC CONDYLAR SCREW TITANIUM ASSORTED ANGLES AND SIZES | ORTHOPEDIC & SPINAL SUPPLIES
17632 | 4232150010400 | SCREW, DISTAL LOCKING FOR PEDIATRIC LOCKED HIP PLATE, ASSORTED SIZES | ORTHOPEDIC & SPINAL SUPPLIES
17633 | 4229660301500 | SET, COMPLETE INSTRUMENTATION FOR PEDIATRIC LOCKED VARIABLE ANGLE HIP PLATE, WITH NECESSARY CASE AND IMPLANT TRAY | ORTHOPEDIC & SPINAL SUPPLIES
17634 | 4232170002000 | PLATE, FOR PEDIATRIC LOCKED VARIABLE ANGLE HIP SCREW, ASSORTED SIZES | ORTHOPEDIC & SPINAL SUPPLIES
17635 | 4229421905200 | "SCREW, FOR PEDIATRIC LOCKED VARIABLE ANGLE HIP SCREW, ASSORTED SIZES" | ORTHOPEDIC & SPINAL SUPPLIES
17636 | 4232250515600 | SCHANZ, PIN FOR SINGLE UNIT HINGED MONO AXIAL EXTERNAL FIXATOR, ASSORTED SIZES | ORTHOPEDIC & SPINAL SUPPLIES
17637 | 4229420200000 | "SINGLE UNIT HINGED LARGE MONO AXIAL EXTERNAL FIXATOR OR EQUIVALENT, ASSORTED SIZES" | ORTHOPEDIC & SPINAL SUPPLIES
17638 | 4229420200100 | "SINGLE UNIT HINGED MEDIUM MONO AXIAL EXTERNAL FIXATOR OR EQUIVALENT, ASSORTED SIZES" | ORTHOPEDIC & SPINAL SUPPLIES
17639 | 4229420200200 | "SINGLE UNIT HINGED SMALL MONO AXIAL EXTERNAL FIXATOR OR EQUIVALENT, ASSORTED SIZES" | ORTHOPEDIC & SPINAL SUPPLIES
17640 | 4229421919700 | "SET, COMPLETE INSTRUMENTATION FOR SINGLE UNIT HINGED MONO AXIAL EXTERNAL FIXATOR, WITH NECESSARY CASES" | ORTHOPEDIC & SPINAL SUPPLIES
17641 | 4232151000000 | "ENDCAP, FOR LARGE EXTERNAL FIXATOR SCHANZ PIN" | ORTHOPEDIC & SPINAL SUPPLIES
17642 | 4232250300800 | "CLAMP, ROD TO ROD FOR LARGE EXTERNAL FIXATOR, ASSORTED SIZES AND TYPES" | ORTHOPEDIC & SPINAL SUPPLIES
17643 | 4232250800100 | HINGED JOINT FIXATOR, FOR ELBOW LARGE EXTERNAL FIXATOR | ORTHOPEDIC & SPINAL SUPPLIES
17644 | 4229421921200 | "ROD, STAINLESS STEEL FOR EXTERNAL FIXATOR, ASSORTED SIZES" | ORTHOPEDIC & SPINAL SUPPLIES
17645 | 4232250106200 | ROD, CARBON FIBER FOR LARGE EXTERNAL FIXATOR ASSORTED LENGTHS | ORTHOPEDIC & SPINAL SUPPLIES
17646 | 4229660308600 | SET, COMPLETE INSTRUMENTATION FOR LARGE EXTERNAL FIXATOR, WITH NECESSARY CASES | ORTHOPEDIC & SPINAL SUPPLIES
17647 | 4232250106400 | "CLAMP, ROD TO PIN FOR LARGE EXTERNAL FIXATOR " | ORTHOPEDIC & SPINAL SUPPLIES
17648 | 4232250515200 | "SCREW, SCHANZ FOR LARGE EXTERNAL FIXATOR ASSORTED THREADS AND LENGTHS" | ORTHOPEDIC & SPINAL SUPPLIES
17649 | 4232150036100 | ENDCAP, FOR MEDIUM EXTERNAL FIXATOR SCHANZ PIN | ORTHOPEDIC & SPINAL SUPPLIES
17650 | 4232250800000 | HINGE JOINT FIXATOR, FOR ELBOW MEDIUM EXTERNAL FIXATOR | ORTHOPEDIC & SPINAL SUPPLIES
17651 | 4232250302000 | CLAMP, ROD TO ROD FOR MEDIUM EXTERNAL FIXATOR, ASSORTED SIZES AND TYPES | ORTHOPEDIC & SPINAL SUPPLIES
17652 | 4232250106300 | ROD, CARBON FIBER FOR MEDIUM EXTERNAL FIXATOR ASSORTED LENGTHS | ORTHOPEDIC & SPINAL SUPPLIES
17653 | 4229421906100 | "SET, COMPLETE INSTRUMENTATION FOR MEDIUM EXTERNAL FIXATOR WITH IMPLANT TRAY" | ORTHOPEDIC & SPINAL SUPPLIES
17654 | 4232250301800 | CLAMP, ROD TO PIN FOR MEDIUM EXTERNAL FIXATOR | ORTHOPEDIC & SPINAL SUPPLIES
17655 | 4232250515300 | "SCREW, SCHANZ FOR MEDIUM EXTERNAL FIXATOR ASSORTED THREADS AND LENGTHS" | ORTHOPEDIC & SPINAL SUPPLIES
17656 | 4232250300300 | "CLAMP, ROD TO ROD FOR SMALL EXTERNAL FIXATOR, ASSORTED SIZES AND TYPES" | ORTHOPEDIC & SPINAL SUPPLIES
17657 | 4229421920700 | "ROD, CARBON FIBER FOR SMALL EXTERNAL FIXATOR ASSORTED LENGTHS AND SIZES" | ORTHOPEDIC & SPINAL SUPPLIES
17658 | 4229421906000 | "SET, COMPLETE INSTRUMENTATION FOR SMALL EXTERNAL FIXATOR WITH NECESSARY CASES AND IMPLANT TRAY" | ORTHOPEDIC & SPINAL SUPPLIES
17659 | 4232250300900 | "CLAMP, ROD TO PIN FOR SMALL EXTERNAL FIXATOR" | ORTHOPEDIC & SPINAL SUPPLIES
17660 | 4232151303500 | "SCREW, SCHANZ FOR SMALL EXTERNAL FIXATOR ASSORTED THREADS AND LENGTHS, SELF-DRILLING" | ORTHOPEDIC & SPINAL SUPPLIES
17661 | 4232150036200 | ENDCAP, FOR SMALL EXTERNAL FIXATOR SCHANZ PIN | ORTHOPEDIC & SPINAL SUPPLIES
17662 | 4232250301900 | CLAMP ROD TO ROD FOR MINI EXTERNAL FIXATOR ASSORTED SIZES AND TYPES | ORTHOPEDIC & SPINAL SUPPLIES
17663 | 4232250301200 | CLAMP ROD TO PIN FOR MINI EXTERNAL FIXATOR ASSORTED SIZES | ORTHOPEDIC & SPINAL SUPPLIES
17664 | 4229421900600 | SET COMPLETE INSTRUMENTATION FOR MINI EXTERNAL FIXATOR WITH NECESSARY CASES AND IMPLANT TRAY | ORTHOPEDIC & SPINAL SUPPLIES
17665 | 4232250100700 | ROD CARBON FIBER FOR MINI EXTERNAL FIXATOR ASSORTED TYPES AND LENGTHS | ORTHOPEDIC & SPINAL SUPPLIES
17666 | 4232250515500 | K-WIRES THREADED FOR MINI EXTERNAL FIXATOR ASSORTED DIAMETERS | ORTHOPEDIC & SPINAL SUPPLIES
17667 | 4232250302100 | CLAMP, COLLINEAR (OR EQUIVALENT) FOR REDUCTION, ASSORTED SIZES | ORTHOPEDIC & SPINAL SUPPLIES
17668 | 4229660309400 | SET, COMPLETE INSTRUMENTATION FOR COLLINEAR REDUCTION CLAMP (OR EQUIVALENT), WITH COMPLETE ATTACHMENTS AND NECESSARY STERILIZATION CASE | ORTHOPEDIC & SPINAL SUPPLIES
17669 | 4232151801200 | INTERMEDIATE PIECE (FOR UNIVERSAL JOINT) ORTHOPEDIC | ORTHOPEDIC & SPINAL SUPPLIES
17670 | 4229420204800 | VICE PLATE (SUITABLE FOR FIXATION OF STEINMANN PIN OR SCHANZ SCREW ) ASSORTED SIZE S AS REQUESTED BY END USER ORTHOPEDIC | ORTHOPEDIC & SPINAL SUPPLIES
17671 | 4232151800700 | HINGE FOR RING FIXATOR SYSTEM ASSORTED SHAPE AND SIZE S AS REQUESTED BY END USER ORTHOPEDIC | ORTHOPEDIC & SPINAL SUPPLIES
17672 | 4232250500000 | ILIZAROV HALF PINS ASSORTED SIZE S AND LENGTHS AS REQUESTED BY END USER ORTHOPEDIC | ORTHOPEDIC & SPINAL SUPPLIES
17673 | 4232151800800 | ILIZAROV RANCHO CUBE ASSORTED SIZE S (1 - 5 HOLE) AS REQUESTED BY END USER ORTHOPEDIC | ORTHOPEDIC & SPINAL SUPPLIES
17674 | 4232151801800 | UNIVERSAL JOINT (HINGE) ORTHOPEDIC | ORTHOPEDIC & SPINAL SUPPLIES
17675 | 4232250500100 | ILIZAROV RANCHO SYSTEM SET SCREW ASSORTED SIZE S AS REQUESTED SIZE S ORTHOPEDIC | ORTHOPEDIC & SPINAL SUPPLIES
17676 | 4232250600000 | ILIZAROV SYSTEM HALF PIN FIXATION BOLT ASSORTED SIZE S AS REQUESTED BY END USER ORTHOPEDIC | ORTHOPEDIC & SPINAL SUPPLIES
17677 | 4232151800900 | ILIZAROV SYSTEM 4 POINT DESTRUCTION/COMPRESSION COUNTER ASSORTED SIZE S AND THICKNESS ORTHOPEDIC | ORTHOPEDIC & SPINAL SUPPLIES
17678 | 4232250201300 | ILIZAROV SYSTEM 5/8 RING STAINLESS STEEL ASSORTED SIZE S AS REQUESTED BY END USER ORTHOPEDIC | ORTHOPEDIC & SPINAL SUPPLIES
17679 | 4232250100900 | ILIZAROV SYSTEM BUSHING ASSORTED SIZE S AS REQUESTED BY END USER ORTHOPEDIC | ORTHOPEDIC & SPINAL SUPPLIES
17680 | 4232250201400 | ILIZAROV SYSTEM COMPOSITE FOOT RING ASSORTED SIZE S AS REQUESTED BY END USER ORTHOPEDIC | ORTHOPEDIC & SPINAL SUPPLIES
17681 | 4232250201500 | ILIZAROV SYSTEM COMPOSITE HALF RING ASSORTED DIAMETER SIZE AS REQUESTED BY END USER ORTHOPEDIC | ORTHOPEDIC & SPINAL SUPPLIES
17682 | 4232250201200 | ILIZAROV SYSTEM 3/4 RING STAINLESS STEEL ASSORTED SIZE S AS REQUESTED BY END USER ORTHOPEDIC | ORTHOPEDIC & SPINAL SUPPLIES
17683 | 4232151801000 | ILIZAROV SYSTEM FEMORAL ARCH COMPOSITE ASSORTED SIZE S AND ANGLES (90 120) AS REQUESTED BY END USER ORTHOPEDIC | ORTHOPEDIC & SPINAL SUPPLIES
17684 | 4232250600100 | ILIZAROV SYSTEM FEMORAL COMPONENT SINGLE PIN FIXATION BOLT ORTHOPEDIC | ORTHOPEDIC & SPINAL SUPPLIES
17685 | 4232250100400 | ILIZAROV SYSTEM GRADUATED TELESCOPIC ROD ASSORTED LENGTH AS REQUESTED BY END USER ORTHOPEDIC | ORTHOPEDIC & SPINAL SUPPLIES
17686 | 4232250500200 | ILIZAROV SYSTEM RANCHO SYSTEM CENTERING SLEEVE HALF PIN ASSORTED SIZE S (4 - 6 MM) ORTHOPEDIC | ORTHOPEDIC & SPINAL SUPPLIES
17687 | 4232250600200 | ILIZAROV SYSTEM WIRE FIXATION BOLT CENTRAL AND ECCENTRIC ASSORTED SIZE S AND SHAPES ORTHOPEDIC | ORTHOPEDIC & SPINAL SUPPLIES
17688 | 4232250600300 | ILIZAROV SYSTEM FIXATION BOLT WASHER ASSORTED SIZE S AND THICKNESS ORTHOPEDIC | ORTHOPEDIC & SPINAL SUPPLIES
17689 | 4232250202000 | RING FIXATOR FEMORAL HEAVY (COMPOSITE) WIDE ARCH RADIOLUCENT ASSORTED SIZE AS REQUESTED BU END USER ORTHOPEDIC | ORTHOPEDIC & SPINAL SUPPLIES
17690 | 4229421906200 | SET COMPLETE INSTRUMENTATION FOR RING FIXATOR WITH NECESSARY GRAPHIC CASE AND BOX ORTHOPEDIC | ORTHOPEDIC & SPINAL SUPPLIES
17691 | 4232151801100 | ILIZAROV SYSTEM FEMORAL ARCH STAINLESS STEEL ASSORTED SIZE S AND ANGLES (90 120) AS REQUESTED BY END USER ORTHOPEDIC | ORTHOPEDIC & SPINAL SUPPLIES
17692 | 4232151801700 | MULTIAXIAL CORRECTION IMPLANTS FOR RING FIXATOR ORTHOPEDIC | ORTHOPEDIC & SPINAL SUPPLIES
17693 | 4232250202600 | NUTS RING FIXATOR SYSTEM ORTHOPEDIC | ORTHOPEDIC & SPINAL SUPPLIES
17694 | 4232250100500 | POST FOR RING FIXATOR SYSTEM ASSORTED SIZE S AS REQUESTED BY END USER ORTHOPEDIC | ORTHOPEDIC & SPINAL SUPPLIES
17695 | 4232250202100 | RING FIXATOR HALF RING ASSORTED SIZE AS REQUESTED BY END USER ORTHOPEDIC | ORTHOPEDIC & SPINAL SUPPLIES
17696 | 4232250202200 | RING FIXATOR RADIOLUCENT HALF RING ASSORTED SIZE AS REQUESTED BY END USER ORTHOPEDIC | ORTHOPEDIC & SPINAL SUPPLIES
17697 | 4232250100600 | ROD FOR RING FIXATOR SYSTEM ASSORTED SIZE S AS REQUESTED BY END USER ORTHOPEDIC | ORTHOPEDIC & SPINAL SUPPLIES
17698 | 4232151801400 | SUPPORT FOR RING FIXATOR SYSTEM ORTHOPEDIC | ORTHOPEDIC & SPINAL SUPPLIES
17699 | 4232250101000 | TELESCOPIC RODS SET FOR RING FIXATOR ASSORTED SIZE S AS REQUIRED BY END USER ORTHOPEDIC | ORTHOPEDIC & SPINAL SUPPLIES
17700 | 4232250600500 | WASHERS FOR RING FIXATOR SYSTEM ASSORTED SIZE S AS REQUESTED BY END USER ORTHOPEDIC | ORTHOPEDIC & SPINAL SUPPLIES
17701 | 4232250600400 | WIRE BOLTS FOR RING FIXATOR SYSTEM ASSORTED SHAPES AND SIZE S AS REQUESTED BY END USER ORTHOPEDIC | ORTHOPEDIC & SPINAL SUPPLIES
17702 | 4232151801900 | WIRE FOR RING FIXATOR SYSTEM ASSORTED SIZE S AS REQUESTED BY END USER ORTHOPEDIC | ORTHOPEDIC & SPINAL SUPPLIES
17703 | 4229230400000 | WIRE TENSIONING DEVICE EXTRA INSTRUMENT ORTHOPEDIC | ORTHOPEDIC & SPINAL SUPPLIES
17704 | 4232151802000 | WIRE WITH OLIVE ASSORTED SIZE S AS REQUESTED BY END USER ORTHOPEDIC | ORTHOPEDIC & SPINAL SUPPLIES
17705 | 4232250202300 | RING FIXATOR SYSTEM CONNECTION PLATE ASSORTED SIZE S AS REQUESTED BY END USER ORTHOPEDIC | ORTHOPEDIC & SPINAL SUPPLIES
17706 | 4232151801300 | JOINT FOR RING FIXATOR SYSTEM ORTHOPEDIC | ORTHOPEDIC & SPINAL SUPPLIES
17707 | 4232150102600 | WIRE BAYONET POINT CORTICAL WITH STOPPER STAINLESS STEEL POLY AXIAL CIRCULAR EXTERNAL FIXATOR ASSORTED SIZES | ORTHOPEDIC & SPINAL SUPPLIES
17708 | 4229420509000 | SET COMPLETE INSTRUMENTATION FOR KIRSCHNER AND CERCLAGE WIRE FIXATION WITH ALL ATTACHMENTS AND NECESSARY CASES | ORTHOPEDIC & SPINAL SUPPLIES
17709 | 4229420508500 | WIRE CERCLAGE ASSORTED DIAMETERS AND LENGTHS | ORTHOPEDIC & SPINAL SUPPLIES
17710 | 4232151301000 | WIRE KIRSCHNER TROCAR TIP ASSORTED LENGTHS DIAMETER 0.6 MM TO 1 MM | ORTHOPEDIC & SPINAL SUPPLIES
17711 | 4232151211900 | WIRE KIRSCHNER TROCAR TIP ASSORTED LENGTHS DIAMETER 1.1 MM TO 1.8 MM | ORTHOPEDIC & SPINAL SUPPLIES
17712 | 4232150108000 | WIRE KIRSCHNER THREADED TIP ASSORTED LENGTHS DIAMETER 2 MM TO 3 MM | ORTHOPEDIC & SPINAL SUPPLIES
17713 | 4232150107900 | WIRE KIRSCHNER TROCAR TIP ASSORTED LENGTHS DIAMETER 2 MM TO 3 MM | ORTHOPEDIC & SPINAL SUPPLIES
17714 | 4232151600300 | ENDCAP FOR TITANIUM INTRAMEDULLARY FLEXIBLE NAIL ASSORTED SIZES | ORTHOPEDIC & SPINAL SUPPLIES
17715 | 4232150702000 | SET COMPLETE INSTRUMENTATION FOR INTRAMEDULLARY FLEXIBLE NAIL FIXATION WITH NECESSARY CASE AND IMPLANT TRAY | ORTHOPEDIC & SPINAL SUPPLIES
17716 | 4229421927800 | NAIL FLEXIBLE INTRAMEDULLARY TITANIUM ASSORTED SIZES AND LENGTHS | ORTHOPEDIC & SPINAL SUPPLIES
17717 | 4229421928300 | SCREW LAG FOR INTRAMEDULLARY CEPHALOMEDULLARY FEMUR ASSORTED LENGTHS | ORTHOPEDIC & SPINAL SUPPLIES
17718 | 4229660305500 | SCREW COMPRESSION (SET SCREW) FOR CEPHALOMEDULLARY INTRAMEDULLARY NAILING | ORTHOPEDIC & SPINAL SUPPLIES
17719 | 4229421928400 | SET COMPLETE INSTRUMENTATION FEMORAL CEPHALOMEDULLARY NAIL AND SCREW FIXATION WITH NECESSARY CASE | ORTHOPEDIC & SPINAL SUPPLIES
17720 | 4232150035900 | ENDCAP FOR CEPHALOMEDULLARY FEMUR NAIL AND SCREW FIXATION | ORTHOPEDIC & SPINAL SUPPLIES
17721 | 4232150403100 | NAIL INTRAMEDULLARY CEPHALOMEDULLARY FEMUR LONG ASSORTED DIAMETER LENGTHS AND ANGLES | ORTHOPEDIC & SPINAL SUPPLIES
17722 | 4232150403200 | NAIL INTRAMEDULLARY CEPHALOMEDULLARY FEMUR SHORT ASSORTED DIAMETER LENGTHS AND ANGLES | ORTHOPEDIC & SPINAL SUPPLIES
17723 | 4232150631800 | SCREW SELF-TAPPING INTRAMEDULLARY CEPHALOMEDULLARY FEMORAL NAIL DISTAL LOCKING ASSORTED SIZES AND LENGTHS | ORTHOPEDIC & SPINAL SUPPLIES
17724 | 4232170700000 | OUTER HEAD BIPOLAR WITH RELATED HIGHLY CROSS LINKED POLYETHYLENE INSERTS HIP HEMI ARTHROPLASTY ASSORTED SIZES AS REQUESTED BY END USER | ORTHOPEDIC & SPINAL SUPPLIES
17725 | 4229421900900 | SET COMPLETE INSTRUMENTATION FOR BIPOLAR HEMI-ARTHROPLASTY CEMENTED AND CEMENTLESS FIXATION WITH NECESSARY CASE AND IMPLANT TRAY | ORTHOPEDIC & SPINAL SUPPLIES
17726 | 4229421912600 | STEM UNCEMENTED FEMORAL FOR BIPOLAR HIP ASSORTED SIZES AND ASSORTED OFFSETS AS REQUIRED BY END USER ORTHOPEDIC | ORTHOPEDIC & SPINAL SUPPLIES
17727 | 4232170800000 | STEM CEMENTED FEMORAL FOR BIPOLAR HIP ASSORTED SIZES AND ASSORTED OFFSETS ORTHOPEDIC | ORTHOPEDIC & SPINAL SUPPLIES
17728 | 4229421912400 | INNER HEAD METAL FOR HIP HEMIARTHROPLASTY FEMORAL ASSORTED SIZES AND DIFFERENT TAPER AS REQUESTED BY END USER | ORTHOPEDIC & SPINAL SUPPLIES
17729 | 4229421908700 | SET COMPLETE INSTRUMENTATION FOR RETROGRADE FEMUR NAIL AND SCREW FIXATION | ORTHOPEDIC & SPINAL SUPPLIES
17730 | 4232150035600 | ENDCAP FOR RETROGRADE FEMORAL NAIL AND SCREW FIXATION | ORTHOPEDIC & SPINAL SUPPLIES
17731 | 4232150600400 | SCREW SELF-TAPPING RETROGRADE FEMORAL NAIL DISTAL LOCKING ASSORTED SIZES AND LENGTHS | ORTHOPEDIC & SPINAL SUPPLIES
17732 | 4232150403300 | NAIL RETROGRADE INTRAMEDULLARY FEMUR ASSORTED DIAMETERS AND LENGTHS | ORTHOPEDIC & SPINAL SUPPLIES
17733 | 4232150600700 | SCREW SELF-TAPPING RETROGRADE FEMORAL NAIL PROXIMAL LOCKING ASSORTED SIZES AND LENGTHS | ORTHOPEDIC & SPINAL SUPPLIES
17734 | 4232150403600 | NAIL INTRAMEDULLARY ANTEROGRADE TROCHANTERIC FEMUR ASSORTED DIAMETER AND LENGTHS | ORTHOPEDIC & SPINAL SUPPLIES
17735 | 4229421930000 | SCREW SELF-TAPPING ANTEGRADE TROCHANTERIC FEMORAL NAIL DISTAL AND PROXIMAL LOCKING ASSORTED SIZES AND LENGTHS | ORTHOPEDIC & SPINAL SUPPLIES
17736 | 4232150035700 | ENDCAP FOR INTRAMEDULLARY ANTEROGRADE TROCHANTERIC FEMORAL NAIL FIXATION ASSORTED SIZES | ORTHOPEDIC & SPINAL SUPPLIES
17737 | 4232150632200 | SCREW SELF-TAPPING ANTEGRADE PROXIMAL TROCHANTERIC FEMORAL NAIL FIXATION ASSORTED SIZES AND LENGTHS | ORTHOPEDIC & SPINAL SUPPLIES
17738 | 4232150403900 | SET COMPLETE INSTRUMENTATION FOR FEMUR ANTEGRADE TROCHANTERIC INTRAMEDULLARY NAIL AND SCREW FIXATION | ORTHOPEDIC & SPINAL SUPPLIES
17739 | 4232151600100 | SET COMPLETE INSTRUMENTATION FOR FEMUR PIRIFORMIS INTRAMEDULLARY NAIL AND SCREW FIXATION | ORTHOPEDIC & SPINAL SUPPLIES
17740 | 4232150400100 | NAIL INTRAMEDULLARY FOR PIRIFORMIS FEMUR NAIL FIXATION ASSORTED DIAMETER AND LENGTHS | ORTHOPEDIC & SPINAL SUPPLIES
17741 | 4232150600500 | SCREW SELF-TAPPING FOR PIRIFORMIS FEMORAL NAIL FIXATION DISTAL AND PROXIMAL LOCKING ASSORTED SIZES AND LENGTHS | ORTHOPEDIC & SPINAL SUPPLIES
17742 | 4232150632300 | SCREW SELF-TAPPING FOR PIRIFORMIS NECK FEMORAL NAIL FIXATION ASSORTED SIZES AND LENGTHS | ORTHOPEDIC & SPINAL SUPPLIES
17743 | 4229520903800 | ENDCAP FOR INTRAMEDULLARY PIRIFORMIS FEMORAL NAIL FIXATION ASSORTED SIZES | ORTHOPEDIC & SPINAL SUPPLIES
17744 | 4232151600000 | "SET, COMPLETE INSTRUMENTATION FOR HUMERUS INTRAMEDULLARY NAIL AND SCREW FIXATION, WITH NECESSARY CASE" | ORTHOPEDIC & SPINAL SUPPLIES
17745 | 4229421931500 | "NAIL, INTRAMEDULLARY HUMERUS ASSORTED DIAMETERS AND LENGTHS" | ORTHOPEDIC & SPINAL SUPPLIES
17746 | 4232150707200 | "SCREW, SELF-TAPPING FOR HUMERUS NAIL DISTAL LOCKING ASSORTED SIZES AND LENGTHS" | ORTHOPEDIC & SPINAL SUPPLIES
17747 | 4232150021600 | SCREW, SELF-TAPPING HUMERUS NAIL PROXIMAL LOCKING ASSORTED SIZES AND LENGTHS | ORTHOPEDIC & SPINAL SUPPLIES
17748 | 4232150433800 | ENDCAP, FOR INTRAMEDULLARY HUMERAL NAIL FIXATION ASSORTED SIZES | ORTHOPEDIC & SPINAL SUPPLIES
17749 | 4229421971800 | "SCREW, SELF-TAPPING DISTAL AND PROXIMAL INTRAMEDULLARY TITANIUM MAGNETIC EXPANDABLE FEMORAL NAILING, ASSORTED DIAMETERS AND LENGTHS" | ORTHOPEDIC & SPINAL SUPPLIES
17750 | 4229660307300 | SET, COMPLETE INSTRUMENTATION FOR TITANIUM MAGNETIC EXPANDABLE NAIL, WITH NECESSARY CASES | ORTHOPEDIC & SPINAL SUPPLIES
17751 | 4229341000000 | DEVICE, EXTERNAL REMOTE FOR INTRAMEDULLARY EXPANDABLE NAIL FIXATION | ORTHOPEDIC & SPINAL SUPPLIES
17752 | 4232150036000 | ENDCAP, FOR INTRAMEDULLARY MAGNETIC EXPANDABLE NAIL FIXATION ASSORTED SIZES | ORTHOPEDIC & SPINAL SUPPLIES
17753 | 4232150409200 | NAIL, INTRAMEDULLARY MAGNETIC EXPANDABLE FEMORAL ANTEGRADE TITANIUM ASSORTED SIZES REQUESTED BY END USER | ORTHOPEDIC & SPINAL SUPPLIES
17754 | 4232150409300 | NAIL, INTRAMEDULLARY MAGNETIC EXPANDABLE FEMORAL RETROGRADE TITANIUM ASSORTED SIZES AS REQUESTED BY END USER | ORTHOPEDIC & SPINAL SUPPLIES
17755 | 4232150409500 | NAIL, INTRAMEDULLARY MAGNETIC EXPANDABLE TIBIAL ANTEGRADE TITANIUM ASSORTED SIZES AS REQUESTED BY END USER | ORTHOPEDIC & SPINAL SUPPLIES
17756 | 4232150409400 | NAIL, INTRAMEDULLARY MAGNETIC EXPANDABLE HUMERUS ANTEGRADE TITANIUM ASSORTED SIZES AS REQUESTED BY END USER | ORTHOPEDIC & SPINAL SUPPLIES
17757 | 4232181004600 | SCREW, SELF-TAPPING DISTAL AND PROXIMAL INTRAMEDULLARY TITANIUM MAGNETIC EXPANDABLE TIBIAL NAILING, ASSORTED DIAMETERS AND LENGTHS | ORTHOPEDIC & SPINAL SUPPLIES
17758 | 4229421931800 | DEVICE TARGETING DISTAL TIBIAL INTRAMEDULLARY NAIL SCREW | ORTHOPEDIC & SPINAL SUPPLIES
17759 | 4229660305600 | SCREW COMPRESSION (SET SCREW) FOR TIBIAL INTRAMEDULLARY NAILING | ORTHOPEDIC & SPINAL SUPPLIES
17760 | 4232150035500 | ENDCAP FOR INTRAMEDULLARY TIBIAL NAIL ASSORTED SIZES | ORTHOPEDIC & SPINAL SUPPLIES
17761 | 4229421931900 | SET COMPLETE INSTRUMENTATION TIBIA INTRAMEDULLARY NAIL AND SCREW FIXATION | ORTHOPEDIC & SPINAL SUPPLIES
17762 | 4229421932000 | NAIL INTRAMEDULLARY TIBIAL FIXATION ASSORTED DIAMETER AND LENGTHS | ORTHOPEDIC & SPINAL SUPPLIES
17763 | 4229421932100 | SCREW SELF-TAPPING TIBIAL NAIL DISTAL AND PROXIMAL INTERLOCKING ASSORTED SIZES AND LENGTHS | ORTHOPEDIC & SPINAL SUPPLIES
17764 | 4228150903500 | SET COMPLETE INSTRUMENTATION TITANIUM BASIC SMALL FRAGMENT FIXATION WITH NECESSARY CASES | ORTHOPEDIC & SPINAL SUPPLIES
17765 | 4232150528500 | PLATE LCP BASIC SMALL FRAGMENT RECONSTRUCTION TITANIUM ASSORTED TYPES AND SIZES | ORTHOPEDIC & SPINAL SUPPLIES
17766 | 4232150009900 | PLATE LCP BASIC SMALL FRAGMENT SEMI TUBULAR 1/3 TITANIUM ASSORTED TYPES AND SIZES | ORTHOPEDIC & SPINAL SUPPLIES
17767 | 4232150016300 | PLATE LOCKING COMPRESSION BASIC SMALL FRAGMENT TITANIUM ASSORTED TYPES AND SIZES | ORTHOPEDIC & SPINAL SUPPLIES
17768 | 4232150017000 | PLATE, LOCKING COMPRESSION T-PLATE BASIC SMALL FRAGMENT TITANIUM ASSORTED TYPES AND SIZES | ORTHOPEDIC & SPINAL SUPPLIES
17769 | 4232150031300 | SCREW LOCKING HEAD FOR TITANIUM SMALL FRAGMENT FIXATION ASSORTED LENGTHS AND SIZES | ORTHOPEDIC & SPINAL SUPPLIES
17770 | 4232150008800 | SCREW CORTICAL FOR TITANIUM SMALL FRAGMENT FIXATION ASSORTED LENGTHS AND SIZES | ORTHOPEDIC & SPINAL SUPPLIES
17771 | 4232150627500 | SCREW CANCELLOUS FOR TITANIUM SMALL FRAGMENT FIXATION ASSORTED LENGTHS AND SIZES | ORTHOPEDIC & SPINAL SUPPLIES
17772 | 4229420518400 | SET COMPLETE INSTRUMENTATION BASIC STAINLESS STEEL SMALL FRAGMENT FIXATION | ORTHOPEDIC & SPINAL SUPPLIES
17773 | 4232150015200 | PLATE LCP BASIC SMALL FRAGMENT RECONSTRUCTION STAINLESS STEEL ASSORTED TYPES AND SIZES | ORTHOPEDIC & SPINAL SUPPLIES
17774 | 4232150010800 | PLATE LCP BASIC SMALL FRAGMENT SEMI TUBULAR 1/3 STAINLESS STEEL ASSORTED TYPES AND SIZES | ORTHOPEDIC & SPINAL SUPPLIES
17775 | 4232150012700 | PLATE LOCKING COMPRESSION BASIC SMALL FRAGMENT STAINLESS STEEL ASSORTED TYPES AND SIZES | ORTHOPEDIC & SPINAL SUPPLIES
17776 | 4232150016900 | PLATE LOCKING COMPRESSION T-PLATE BASIC SMALL FRAGMENT STAINLESS STEEL ASSORTED TYPES AND SIZES | ORTHOPEDIC & SPINAL SUPPLIES
17777 | 4232150031100 | SCREW LOCKING HEAD FOR STAINLESS STEEL SMALL FRAGMENT FIXATION ASSORTED LENGTHS AND SIZES | ORTHOPEDIC & SPINAL SUPPLIES
17778 | 4232150024500 | SCREW CANCELLOUS FOR STAINLESS STEEL SMALL FRAGMENT FIXATION ASSORTED LENGTHS AND SIZES | ORTHOPEDIC & SPINAL SUPPLIES
17779 | 4232150028200 | SCREW CORTICAL FOR STAINLESS STEEL SMALL FRAGMENT FIXATION ASSORTED LENGTHS AND SIZES | ORTHOPEDIC & SPINAL SUPPLIES
17780 | 4229660307900 | SET, COMPLETE INSTRUMENTATION FOR TITANIUM BASIC LARGE FRAGMENT FIXATION, WITH NECESSARY CASES | ORTHOPEDIC & SPINAL SUPPLIES
17781 | 4232150012400 | PLATE, LCP BASIC LARGE FRAGMENT RECONSTRUCTION TITANIUM ASSORTED TYPES AND SIZES | ORTHOPEDIC & SPINAL SUPPLIES
17782 | 4232150016500 | PLATE, LOCKING COMPRESSION BROAD BASIC LARGE FRAGMENT TITANIUM ASSORTED TYPES AND SIZES | ORTHOPEDIC & SPINAL SUPPLIES
17783 | 4232150016700 | PLATE, LOCKING COMPRESSION NARROW BASIC LARGE FRAGMENT TITANIUM ASSORTED TYPES AND SIZES | ORTHOPEDIC & SPINAL SUPPLIES
17784 | 4232150016800 | PLATE, LOCKING COMPRESSION T-PLATE BASIC LARGE FRAGMENT TITANIUM ASSORTED TYPES AND SIZES | ORTHOPEDIC & SPINAL SUPPLIES
17785 | 4232150031200 | SCREW, LOCKING HEAD FOR TITANIUM LARGE FRAGMENT FIXATION, LENGTHS AND SIZES | ORTHOPEDIC & SPINAL SUPPLIES
17786 | 4232150008900 | SCREW, CANCELLOUS FOR TITANIUM LARGE FRAGMENT FIXATION, ASSORTED LENGTHS AND SIZES | ORTHOPEDIC & SPINAL SUPPLIES
17787 | 4232150030600 | SCREW, CORTICAL FOR TITANIUM LARGE FRAGMENT FIXATION, ASSORTED LENGHTS AND SIZES | ORTHOPEDIC & SPINAL SUPPLIES
17788 | 4229420519300 | SET, COMPLETE INSTRUMENTATION BASIC LARGE FRAGMENT STAINLESS STEEL PLATE AND SCREW, WITH NECESSARY CASES | ORTHOPEDIC & SPINAL SUPPLIES
17789 | 4232150015100 | PLATE, LCP BASIC LARGE FRAGMENT RECONSTRUCTION STAINLESS STEEL ASSORTED TYPES AND SIZES | ORTHOPEDIC & SPINAL SUPPLIES
17790 | 4232150010900 | PLATE, LOCKING COMPRESSION T-PLATE BASIC LARGE FRAGMENT STAINLESS STEEL ASSORTED TYPES AND SIZES | ORTHOPEDIC & SPINAL SUPPLIES
17791 | 4232150031000 | SCREW, LOCKING HEAD FOR STAINLESS STEEL LARGE FRAGMENT FIXATION, ASSORTED LENGTHS AND SIZES | ORTHOPEDIC & SPINAL SUPPLIES
17792 | 4232150016400 | PLATE, LOCKING COMPRESSION BROAD BASIC LARGE FRAGMENT STAINLESS STEEL ASSORTED TYPES AND SIZES | ORTHOPEDIC & SPINAL SUPPLIES
17793 | 4232150016600 | PLATE, LOCKING COMPRESSION NARROW BASIC LARGE FRAGMENT STAINLESS STEEL ASSORTED TYPES AND SIZES | ORTHOPEDIC & SPINAL SUPPLIES
17794 | 4232150024400 | SCREW, CANCELLOUS FOR STAINLESS STEEL LARGE FRAGMENT FIXATION, ASSORTED LENGTHS AND SIZES | ORTHOPEDIC & SPINAL SUPPLIES
17795 | 4232150028100 | SCREW, CORTICAL FOR STAINLESS STEEL LARGE FRAGMENT FIXATION, ASSORTED LENGTHS AND SIZES | ORTHOPEDIC & SPINAL SUPPLIES
17796 | 4229660303000 | SET, INSTRUMENTATION FOR PEDIATRIC BLADE PLATE OSTEOTOMY | ORTHOPEDIC & SPINAL SUPPLIES
17797 | 4232150013400 | SCREW, LOCKING FOR PEDIATRIC BLADE PLATE ASSORTED SIZES | ORTHOPEDIC & SPINAL SUPPLIES
17798 | 4232150008700 | PLATE, BLADE PEDIATRIC ASSORTED ANGLES AND SIZES | ORTHOPEDIC & SPINAL SUPPLIES
17799 | 4232150019100 | SCREW, CORTICAL FOR PEDIATRIC BLADE PLATE ASSORTED SIZES | ORTHOPEDIC & SPINAL SUPPLIES
17800 | 4232150009500 | SCREW, CORTICAL FOR ADULT BLADE PLATE ASSORTED SIZES | ORTHOPEDIC & SPINAL SUPPLIES
17801 | 4232150021300 | SCREW, LOCKING HEAD FOR ADULT BLADE PLATE ASSORTED SIZES | ORTHOPEDIC & SPINAL SUPPLIES
17802 | 4232150532300 | "PLATE, BLADE ADULT ASSORTED ANGLES AND SIZES" | ORTHOPEDIC & SPINAL SUPPLIES
17803 | 4232150701800 | "SET, COMPLETE INSTRUMENTATION FOR ADULT BLADE PLATE OSTEOTOMY, WITH NECESSARY CASES" | ORTHOPEDIC & SPINAL SUPPLIES
17804 | 4232150533700 | "PLATE, CONDYLAR BLADE PLATE ADULT ASSORTED ANGLES AND SIZES" | ORTHOPEDIC & SPINAL SUPPLIES
17805 | 4232250201600 | SET COMPLETE INSTRUMENTATION FOR DYNAMIC POLYAXIAL RING EXTERNAL FIXATOR WITH COMPLETE IMPLANT SET INCLUDING GRAPHIC CASE AND BOX FOR STERILIZATION ORTHOPEDIC | ORTHOPEDIC & SPINAL SUPPLIES
17806 | 4232251200000 | CLIP, FOR WIRE DRESSING FOR POLYAXIAL EXTERNAL FIXATOR | ORTHOPEDIC & SPINAL SUPPLIES
17807 | 4232150017600 | PLATES FOR STRUT CONNECTION FOR POLYAXIAL RING FIXATION | ORTHOPEDIC & SPINAL SUPPLIES
17808 | 4232251200100 | CLIP, FOR PIN DRESSINGS FOR POLYAXIAL RING EXTERNAL FIXATION | ORTHOPEDIC & SPINAL SUPPLIES
17809 | 4232250000100 | CAP FOR POLYAXIAL RING EXTERNAL FIXATION PINS ASSORTED SIZES | ORTHOPEDIC & SPINAL SUPPLIES
17810 | 4232250204100 | U RING FOR BUTT FRAME FOR POLYAXIAL EXTERNAL FIXATOR | ORTHOPEDIC & SPINAL SUPPLIES
17811 | 4220371000100 | X-RAY MARKER FOR POLYAXIAL RING EXTERNAL FIXATOR WITH ALL NECESSARY ATTACHMENTS | ORTHOPEDIC & SPINAL SUPPLIES
17812 | 4232251200200 | IDENTIFIER CLIPS FOR POLYAXIAL RING EXTERNAL FIXATION ASSORTED NUMBERS OR COLORS | ORTHOPEDIC & SPINAL SUPPLIES
17813 | 4232250000000 | SOCKET THREADED FOR POLYAXIAL EXTERNAL FIXATOR ASSORTED LENGTHS AS REQUESTED BY END USER | ORTHOPEDIC & SPINAL SUPPLIES
17814 | 4232250201900 | SET COMPLETE INSTRUMENTATION FOR DYNAMIC POLYAXIAL RING EXTERNAL FIXATOR STRUT CHANGE WITH GRAPHIC CASE AND CARRYING BOX ORTHOPEDIC | ORTHOPEDIC & SPINAL SUPPLIES
17815 | 4232161064900 | POLYAXIAL 2/3 RING ASSORTED SIZES ASSORTED SIZES AS REQUESTED BY END USER | ORTHOPEDIC & SPINAL SUPPLIES
17816 | 4232250202700 | POLYAXIAL FOOT RINGS SMALL MEDIUM AND LARGE ASSORTED SIZES AS REQUESTED BY END USER ORTHOPEDIC | ORTHOPEDIC & SPINAL SUPPLIES
17817 | 4232250202800 | POLYAXIAL FULL RING ASSORTED SIZES AS REQUESTED BY END USER | ORTHOPEDIC & SPINAL SUPPLIES
17818 | 4232161068100 | POLYAXIAL HA COATED SELF-DRILLING SCHANZ SCREWS SIZE 4-6 MM DIAM ASSORTED SIZES AS REQUESTED BY END USER ORTHOPEDIC | ORTHOPEDIC & SPINAL SUPPLIES
17819 | 4232250203100 | POLYAXIAL TELESCOPIC STRUTS ASSORTED SIZES AS REQUESTED BY END USER | ORTHOPEDIC & SPINAL SUPPLIES
17820 | 4232150702600 | SET COMPLETE INSTRUMENTATION FOR ANATOMIC DISTAL STAINLESS STEEL ANTEROLATERAL TIBIAL FIXATION WITH NECESSARY CASES AND IMPLANT TRAY | ORTHOPEDIC & SPINAL SUPPLIES
17821 | 4232150014300 | PLATE LCP ANATOMIC DISTAL MEDIAL TIBIA LEFT OR RIGHT STAINLESS STEEL ASSORTED TYPES AND SIZES AS REQUESTED BY END USER | ORTHOPEDIC & SPINAL SUPPLIES
17822 | 4232150529500 | PLATE LCP ANATOMIC DISTAL ANTEROLATERAL TIBIA LEFT OR RIGHT STAINLESS STEEL ASSORTED TYPES AND SIZES AS REQUESTED BY END USER | ORTHOPEDIC & SPINAL SUPPLIES
17823 | 4232150011100 | SCREW CORTICAL ANATOMIC DISTAL ANTEROLATERAL TIBIA STAINLESS STEEL ASSORTED SIZES | ORTHOPEDIC & SPINAL SUPPLIES
17824 | 4232150533500 | SCREW LOCKING HEAD ANATOMIC DISTAL ANTEROLATERAL TIBIA STAINLESS STEEL ASSORTED SIZES | ORTHOPEDIC & SPINAL SUPPLIES
17825 | 4229660308000 | SET COMPLETE INSTRUMENTATION FOR ANATOMIC DISTAL TITANIUM ANTEROLATERAL TIBIAL FIXATION | ORTHOPEDIC & SPINAL SUPPLIES
17826 | 4232150014100 | PLATE LCP ANATOMIC DISTAL ANTEROLATERAL TIBIA LEFT OR RIGHT TITANIUM ASSORTED TYPES AND SIZES AS REQUESTED BY END USER | ORTHOPEDIC & SPINAL SUPPLIES
17827 | 4232150014400 | PLATE LCP ANATOMIC DISTAL MEDIAL TIBIA LEFT OR RIGHT TITANIUM ASSORTED TYPES AND SIZES AS REQUESTED BY END USER | ORTHOPEDIC & SPINAL SUPPLIES
17828 | 4232150018900 | SCREW CORTICAL ANATOMIC DISTAL ANTEROLATERAL TIBIA TITANIUM ASSORTED SIZES | ORTHOPEDIC & SPINAL SUPPLIES
17829 | 4232150021200 | SCREW LOCKING HEAD ANATOMIC DISTAL ANTEROLATERAL TIBIA TITANIUM ASSORTED SIZES | ORTHOPEDIC & SPINAL SUPPLIES
17830 | 4229660309900 | SET, COMPLETE INSTRUMENTATION FOR VARIABLE ANGLE ANATOMIC DISTAL TIBIAL FIXATION, WITH NECESSARY CASE AND IMPLANT TRAY | ORTHOPEDIC & SPINAL SUPPLIES
17831 | 4232150023500 | PLATE, VARIABLE ANGLE ANATOMIC DISTAL ANTEROLATERAL TIBIA LEFT OR RIGHT, ASSORTED TYPES AND SIZES AS REQUESTED BY END USER | ORTHOPEDIC & SPINAL SUPPLIES
17832 | 4232150017400 | PLATE, VARIABLE ANGLE ANATOMIC DISTAL MEDIAL TIBIA LEFT OR RIGHT, ASSORTED TYPES AND SIZES AS REQUESTED BY END USER | ORTHOPEDIC & SPINAL SUPPLIES
17833 | 4232150019300 | SCREW, CORTICAL FOR VARIABLE ANGLE ANATOMIC DISTAL TIBIA, ASSORTED SIZES | ORTHOPEDIC & SPINAL SUPPLIES
17834 | 4232150022000 | SCREW, VARIABLE ANGLE ANATOMIC LCP DISTAL TIBIA, ASSORTED SIZES | ORTHOPEDIC & SPINAL SUPPLIES
17835 | 4232170100500 | "CUP, ACETABULAR AND CORRESPONDING INSERT FOR HIP DYSPLASIA ARTHROPLASTY ASSORTED SIZES AS REQUIRED BY END USER, ORTHOPEDIC" | ORTHOPEDIC & SPINAL SUPPLIES
17836 | 4232170400000 | "HEAD, CERAMIC FOR HIP DYSPLASIA ARTHROPLASTY, ASSORTED SIZES" | ORTHOPEDIC & SPINAL SUPPLIES
17837 | 4232170808300 | "STEM, FEMUR FOR HIP DYSPLASIA ARTHROPLASTY, ASSORTED SIZES" | ORTHOPEDIC & SPINAL SUPPLIES
17838 | 4229421904800 | "SET, COMPLETE INSTRUMENTATION AND TRIALS WITH NECESSARY TEMPLATES, GRAPHIC CASES AND BOXES FOR HIP DYSPLASIA, ORTHOPEDIC" | ORTHOPEDIC & SPINAL SUPPLIES
17839 | 4232220312400 | ANCHOR SUTURE KNOTTED WITH NEEDLE ABSORBABLE SHOULDER REPAIR ASSORTED TYPES AND SIZES REQUESTED BY END USER | ORTHOPEDIC & SPINAL SUPPLIES
17840 | 4232220300000 | ANCHOR SUTURE KNOTTED ABSORBABLE SHOULDER REPAIR ASSORTED TYPES AND SIZES REQUESTED BY END USER | ORTHOPEDIC & SPINAL SUPPLIES
17841 | 4232220312700 | ANCHOR SUTURE KNOTTED WITH NEEDLE PEEK SHOULDER REPAIR ASSORTED TYPES AND SIZES REQUESTED BY END USER | ORTHOPEDIC & SPINAL SUPPLIES
17842 | 4232220312200 | ANCHOR SUTURE KNOTTED PEEK SHOULDER REPAIR ASSORTED TYPES AND SIZES REQUESTED BY END USER | ORTHOPEDIC & SPINAL SUPPLIES
17843 | 4232220300300 | ANCHOR ALL SUTURE SHOULDER REPAIR ASSORTED TYPES AND SIZES AS REQUESTED BY END USER | ORTHOPEDIC & SPINAL SUPPLIES
17844 | 4232220311500 | ANCHOR SUTURE KNOTTED WITH NEEDLE TITANIUM SHOULDER REPAIR ASSORTED TYPES AND SIZES REQUESTED BY END USER | ORTHOPEDIC & SPINAL SUPPLIES
17845 | 4232220300100 | ANCHOR SUTURE KNOTTED TITANIUM SHOULDER REPAIR ASSORTED TYPES AND SIZES REQUESTED BY END USER | ORTHOPEDIC & SPINAL SUPPLIES
17846 | 4232220310800 | ANCHOR SUTURE KNOTLESS ABSORBABLE SHOULDER REPAIR ASSORTED TYPES AND SIZES REQUESTED BY END USER | ORTHOPEDIC & SPINAL SUPPLIES
17847 | 4232220302300 | ANCHOR SUTURE KNOTLESS NON ABSORBABLE PEEK SHOULDER REPAIR ASSORTED TYPES AND SIZES REQUESTED BY END USER | ORTHOPEDIC & SPINAL SUPPLIES
17848 | 4232220002100 | DRILL BIT FOR ANCHOR SUTURE SHOULDER ASSORTED TYPES AND SIZES AS REQUESTED BY END USER | ORTHOPEDIC & SPINAL SUPPLIES
17849 | 4232220001700 | TAP FOR ANCHOR SUTURE SHOULDER ASSORTED TYPES AND SIZES AS REQUESTED BY END USER | ORTHOPEDIC & SPINAL SUPPLIES
17850 | 4232220002500 | DRILL GUIDE WITH OBTURATOR FOR ANCHOR SUTURE SHOULDER REPAIR ASSORTED TYPES AND SIZES AS REQUESTED BY END USER | ORTHOPEDIC & SPINAL SUPPLIES
17851 | 4229421942400 | CASE FOR SHOULDER ANCHOR INSTRUMENTS (DRILL BIT DRILL GUIDE AND TAP) WITH NECESSARY MAT AND CASE COVER | ORTHOPEDIC & SPINAL SUPPLIES
17852 | 4232220309600 | ANCHOR ALL SUTURE HIP REPAIR ASSORTED TYPES AND SIZES AS REQUESTED BY END USER | ORTHOPEDIC & SPINAL SUPPLIES
17853 | 4232220310700 | ANCHOR SUTURE KNOTTED WITH NEEDLE TITANIUM HIP REPAIR ASSORTED TYPES AND SIZES REQUESTED BY END USER | ORTHOPEDIC & SPINAL SUPPLIES
17854 | 4232220309900 | ANCHOR SUTURE KNOTTED TITANIUM HIP REPAIR ASSORTED TYPES AND SIZES REQUESTED BY END USER | ORTHOPEDIC & SPINAL SUPPLIES
17855 | 4232220311000 | ANCHOR SUTURE KNOTTED WITH NEEDLE ABSORBABLE HIP REPAIR ASSORTED TYPES AND SIZES REQUESTED BY END USER | ORTHOPEDIC & SPINAL SUPPLIES
17856 | 4232220310200 | ANCHOR SUTURE KNOTTED ABSORBABLE HIP REPAIR ASSORTED TYPES AND SIZES REQUESTED BY END USER | ORTHOPEDIC & SPINAL SUPPLIES
17857 | 4232220311400 | ANCHOR SUTURE KNOTTED WITH NEEDLE PEEK HIP REPAIR ASSORTED TYPES AND SIZES REQUESTED BY END USER | ORTHOPEDIC & SPINAL SUPPLIES
17858 | 4232220310500 | ANCHOR SUTURE KNOTTED PEEK HIP REPAIR ASSORTED TYPES AND SIZES REQUESTED BY END USER | ORTHOPEDIC & SPINAL SUPPLIES
17859 | 4232220001800 | DRILL BIT FOR ANCHOR SUTURE HIP ASSORTED TYPES AND SIZES REQUESTED BY END USER | ORTHOPEDIC & SPINAL SUPPLIES
17860 | 4232220001500 | TAP FOR ANCHOR SUTURE HIP ASSORTED TYPES AND SIZES REQUESTED BY END USER | ORTHOPEDIC & SPINAL SUPPLIES
17861 | 4232220002000 | DRILL GUIDE FOR ANCHOR SUTURE HIP ASSORTED TYPES AND SIZES REQUESTED BY END USER | ORTHOPEDIC & SPINAL SUPPLIES
17862 | 4232220301700 | ANCHOR SUTURE KNOTLESS ABSORBABLE HIP REPAIR ASSORTED TYPES AND SIZES AS REQUESTED BY END USER | ORTHOPEDIC & SPINAL SUPPLIES
17863 | 4232220002700 | CASE FOR HIP ANCHOR INSTRUMENTS (DRILL BIT DRILL GUIDE AND TAP) WITH NECESSARY MAT AND CASE COVER | ORTHOPEDIC & SPINAL SUPPLIES
17864 | 4232220301800 | ANCHOR SUTURE KNOTLESS NON ABSORBABLE HIP REPAIR ASSORTED TYPES AND SIZES AS REQUESTED BY END USER | ORTHOPEDIC & SPINAL SUPPLIES
17865 | 4232220312500 | ANCHOR SUTURE KNOTTED WITH NEEDLE ABSORBABLE WRIST REPAIR ASSORTED TYPES AND SIZES REQUESTED BY END USER | ORTHOPEDIC & SPINAL SUPPLIES
17866 | 4232220310900 | ANCHOR SUTURE KNOTTED ABSORBABLE WRIST REPAIR ASSORTED TYPES AND SIZES REQUESTED BY END USER | ORTHOPEDIC & SPINAL SUPPLIES
17867 | 4232220311100 | ANCHOR SUTURE KNOTTED WITH NEEDLE PEEK WRIST REPAIR ASSORTED TYPES AND SIZES REQUESTED BY END USER | ORTHOPEDIC & SPINAL SUPPLIES
17868 | 4232220311300 | ANCHOR SUTURE KNOTTED PEEK WRIST REPAIR ASSORTED TYPES AND SIZES REQUESTED BY END USER | ORTHOPEDIC & SPINAL SUPPLIES
17869 | 4232220309700 | ANCHOR, ALL SUTURE WRIST REPAIR ASSORTED TYPES AND SIZES AS REQUESTED BY END USER | ORTHOPEDIC & SPINAL SUPPLIES
17870 | 4232220311600 | ANCHOR SUTURE KNOTTED WITH NEEDLE TITANIUM WRIST REPAIR ASSORTED TYPES AND SIZES REQUESTED BY END USER | ORTHOPEDIC & SPINAL SUPPLIES
17871 | 4232220310600 | ANCHOR SUTURE KNOTTED TITANIUM WRIST REPAIR ASSORTED TYPES AND SIZES REQUESTED BY END USER | ORTHOPEDIC & SPINAL SUPPLIES
17872 | 4232220311200 | ANCHOR SUTURE KNOTLESS ABSORBABLE WRIST REPAIR ASSORTED TYPES AND SIZES REQUESTED BY END USER | ORTHOPEDIC & SPINAL SUPPLIES
17873 | 4232220312100 | ANCHOR SUTURE KNOTLESS NON ABSORBABLE PEEK WRIST REPAIR ASSORTED TYPES AND SIZES REQUESTED BY END USER | ORTHOPEDIC & SPINAL SUPPLIES
17874 | 4232220001900 | DRILL BIT FOR ANCHOR SUTURE WRIST ASSORTED TYPES AND SIZES AS REQUESTED BY END USER | ORTHOPEDIC & SPINAL SUPPLIES
17875 | 4232220001600 | TAP FOR ANCHOR SUTURE WRIST ASSORTED TYPES AND SIZES AS REQUESTED BY END USER | ORTHOPEDIC & SPINAL SUPPLIES
17876 | 4232220002800 | CASE, FOR WRIST ANCHOR INSTRUMENTS (DRILL BIT, DRILL GUIDE, AND TAP), WITH NECESSARY MAT AND CASE COVER | ORTHOPEDIC & SPINAL SUPPLIES
17877 | 4232220002300 | DRILL GUIDE WITH OBTURATOR FOR ANCHOR SUTURE WRIST REPAIR ASSORTED TYPES AND SIZES AS REQUESTED BY END USER | ORTHOPEDIC & SPINAL SUPPLIES
17878 | 4232220312300 | ANCHOR SUTURE KNOTTED WITH NEEDLE ABSORBABLE FOOT AND ANKLE REPAIR ASSORTED TYPES AND SIZES REQUESTED BY END USER | ORTHOPEDIC & SPINAL SUPPLIES
17879 | 4232220310100 | ANCHOR SUTURE KNOTTED ABSORBABLE FOOT AND ANKLE REPAIR ASSORTED TYPES AND SIZES REQUESTED BY END USER | ORTHOPEDIC & SPINAL SUPPLIES
17880 | 4232220312600 | ANCHOR SUTURE KNOTTED WITH NEEDLE PEEK FOOT AND ANKLE REPAIR ASSORTED TYPES AND SIZES REQUESTED BY END USER | ORTHOPEDIC & SPINAL SUPPLIES
17881 | 4232220310400 | ANCHOR SUTURE KNOTTED PEEK FOOT AND ANKLE REPAIR ASSORTED TYPES AND SIZES REQUESTED BY END USER | ORTHOPEDIC & SPINAL SUPPLIES
17882 | 4232220311700 | ANCHOR ALL SUTURE FOOT AND ANKLE REPAIR ASSORTED TYPES AND SIZES AS REQUESTED BY END USER | ORTHOPEDIC & SPINAL SUPPLIES
17883 | 4232220312800 | ANCHOR SUTURE KNOTTED WITH NEEDLE TITANIUM FOOT AND ANKLE REPAIR ASSORTED TYPES AND SIZES REQUESTED BY END USER | ORTHOPEDIC & SPINAL SUPPLIES
17884 | 4232220309800 | ANCHOR SUTURE KNOTTED TITANIUM FOOT AND ANKLE REPAIR ASSORTED TYPES AND SIZES REQUESTED BY END USER | ORTHOPEDIC & SPINAL SUPPLIES
17885 | 4232220311900 | ANCHOR SUTURE KNOTLESS ABSORBABLE FOOT AND ANKLE REPAIR ASSORTED TYPES AND SIZES REQUESTED BY END USER | ORTHOPEDIC & SPINAL SUPPLIES
17886 | 4232220312000 | ANCHOR SUTURE KNOTLESS NON ABSORBABLE PEEK FOOT AND ANKLE REPAIR ASSORTED TYPES AND SIZES REQUESTED BY END USER | ORTHOPEDIC & SPINAL SUPPLIES
17887 | 4232220002400 | DRILL BIT FOR ANCHOR SUTURE FOOT AND ANKLE ASSORTED TYPES AND SIZES AS REQUESTED BY END USER | ORTHOPEDIC & SPINAL SUPPLIES
17888 | 4232220002600 | CASE FOR FOOT AND ANKLE ANCHOR INSTRUMENTS (DRILL BIT DRILL GUIDE AND TAP) WITH NECESSARY MAT AND CASE COVER | ORTHOPEDIC & SPINAL SUPPLIES
17889 | 4232220002200 | TAP FOR ANCHOR SUTURE FOOT AND ANKLE ASSORTED TYPES AND SIZES AS REQUESTED BY END USER | ORTHOPEDIC & SPINAL SUPPLIES
17890 | 4232220002900 | DRILL GUIDE WITH OBTURATOR FOR ANCHOR SUTURE FOOT AND ANKLE REPAIR ASSORTED TYPES AND SIZES AS REQUESTED BY END USER | ORTHOPEDIC & SPINAL SUPPLIES
17891 | 4229171307800 | PUNCH, SMALL JOINTS ARTHROSCOPY ASSORTED TYPES | ORTHOPEDIC & SPINAL SUPPLIES
17892 | 4229161426100 | SCISSORS, SMALL JOINTS ARTHROSCOPY ASSORTED TYPES | ORTHOPEDIC & SPINAL SUPPLIES
17893 | 4229310204700 | PROBE HOOK, FOR SMALL JOINTS ARTHROSCOPY PROCEDURES ASSORTED TYPES | ORTHOPEDIC & SPINAL SUPPLIES
17894 | 4229490823900 | GRASPER, SMALL JOINTS ARTHROSCOPY ASSORTED TYPES | ORTHOPEDIC & SPINAL SUPPLIES
17895 | 4217192400200 | CASE, STERILIZATION FOR THE SMALL JOINTS SCISSORS, GRASPERS, AND PUNCHES, WITH GRAPHIC DESIGN TRAYS | ORTHOPEDIC & SPINAL SUPPLIES
17896 | 4229495500100 | PROBE HOOK FOR HIP ARTHROSCOPY PROCEDURES ASSORTED TYPES AND SIZES | ORTHOPEDIC & SPINAL SUPPLIES
17897 | 4229171307700 | PUNCH HIP ARTHROSCOPY ASSORTED TYPES | ORTHOPEDIC & SPINAL SUPPLIES
17898 | 4229161426300 | SCISSORS HIP ARTHROSCOPY ASSORTED TYPES | ORTHOPEDIC & SPINAL SUPPLIES
17899 | 4229490801700 | GRASPER HIP ARTHROSCOPY ASSORTED TYPES | ORTHOPEDIC & SPINAL SUPPLIES
17900 | 4217192400000 | CASE STERILIZATION FOR THE HIP SCISSORS GRASPERS AND PUNCHES WITH GRAPHIC DESIGN TRAYS | ORTHOPEDIC & SPINAL SUPPLIES
17901 | 4229171307900 | PUNCH, SHOULDER ARTHROSCOPY ASSORTED TYPES | ORTHOPEDIC & SPINAL SUPPLIES
17902 | 4229310204600 | PROBE HOOK, FOR SHOULDER ARTHROSCOPY PROCEDURES ASSORTED TYPES | ORTHOPEDIC & SPINAL SUPPLIES
17903 | 4229161426200 | SCISSORS, SHOULDER ARTHROSCOPY ASSORTED TYPES | ORTHOPEDIC & SPINAL SUPPLIES
17904 | 4229490824000 | GRASPER, SHOULDER ARTHROSCOPY ASSORTED TYPES | ORTHOPEDIC & SPINAL SUPPLIES
17905 | 4217192400100 | CASE, STERILIZATION FOR THE SHOULDER SCISSORS, GRASPERS, AND PUNCHES, WITH GRAPHIC DESIGN TRAYS | ORTHOPEDIC & SPINAL SUPPLIES
17906 | 4232150628200 | "SCREW, CANNULATED PARTIAL THREADED SELF DRILLING 2MM TO 2.5MM STAINLESS STEEL ASSORTED TYPES AND LENGTHS AS REQUESTED BY END USER" | ORTHOPEDIC & SPINAL SUPPLIES
17907 | 4232150035200 | WASHER, FOR CANNULATED STAINLESS STEEL SCREW PARTIAL THREADED 2MM TO 3 MM, ASSORTED SIZES | ORTHOPEDIC & SPINAL SUPPLIES
17908 | 4232150025800 | SCREW, CANNULATED PARTIAL THREADED SELF-DRILLING 2.6MM TO 3MM STAINLESS STEEL ASSORTED TYPES AND LENGTHS AS REQUESTED BY END USER | ORTHOPEDIC & SPINAL SUPPLIES
17909 | 4229660310800 | SET, COMPLETE INSTRUMENTATION STAINLESS STEEL SCREW CANNULATED PARTIAL THREADED 2MM TO 3 MM, WITH NECESSARY CASE AND RELATED DRILL BITS AND TAPS | ORTHOPEDIC & SPINAL SUPPLIES
17910 | 4232150024800 | SCREW, CANNULATED FULL THREADED SELF-DRILLING 2MM TO 2.5MM STAINLESS STEEL ASSORTED TYPES AND LENGTHS AS REQUESTED BY END USER | ORTHOPEDIC & SPINAL SUPPLIES
17911 | 4232150035100 | WASHER, FOR CANNULATED STAINLESS STEEL SCREW FULL THREADED 2MM TO 3 MM, ASSORTED SIZES | ORTHOPEDIC & SPINAL SUPPLIES
17912 | 4232150024600 | SCREW, CANNULATED FULL THREADED SELF-DRILLING 2.6MM TO 3MM STAINLESS STEEL ASSORTED TYPES AND LENGTHS AS REQUESTED BY END USER | ORTHOPEDIC & SPINAL SUPPLIES
17913 | 4229660310300 | SET, COMPLETE INSTRUMENTATION STAINLESS STEEL SCREW CANNULATED FULL THREADED 2MM TO 3 MM, WITH NECESSARY CASE AND RELATED DRILL BITS AND TAPS | ORTHOPEDIC & SPINAL SUPPLIES
17914 | 4232150026100 | SCREW CANNULATED PARTIAL THREADED SELF-DRILLING 3.5MM TO 4MM STAINLESS STEEL ASSORTED TYPES AND LENGTHS AS REQUESTED BY END USER | ORTHOPEDIC & SPINAL SUPPLIES
17915 | 4232150035300 | WASHER FOR CANNULATED STAINLESS STEEL SCREW PARTIAL THREADED 3.5MM TO 4MM ASSORTED SIZES | ORTHOPEDIC & SPINAL SUPPLIES
17916 | 4232150026300 | SCREW CANNULATED PARTIAL THREADED SELF-DRILLING 4.5MM TO 6MM STAINLESS STEEL ASSORTED TYPES AND LENGTHS AS REQUESTED BY END USER | ORTHOPEDIC & SPINAL SUPPLIES
17917 | 4229660310900 | SET COMPLETE INSTRUMENTATION STAINLESS STEEL SCREW CANNULATED PARTIAL THREADED 3.5MM TO 6MM WITH NECESSARY CASE AND RELATED DRILL BITS AND TAPS | ORTHOPEDIC & SPINAL SUPPLIES
17918 | 4232150025000 | SCREW, CANNULATED FULL THREADED SELF-DRILLING 3.5MM TO 4MM STAINLESS STEEL ASSORTED TYPES AND LENGTHS AS REQUESTED BY END USER | ORTHOPEDIC & SPINAL SUPPLIES
17919 | 4232150025200 | SCREW, CANNULATED FULL THREADED SELF-DRILLING 4.5MM TO 6MM STAINLESS STEEL ASSORTED TYPES AND LENGTHS AS REQUESTED BY END USER | ORTHOPEDIC & SPINAL SUPPLIES
17920 | 4229660310400 | SET, COMPLETE INSTRUMENTATION STAINLESS STEEL SCREW CANNULATED FULL THREADED 3.5MM TO 6MM, WITH NECESSARY CASE AND RELATED DRILL BITS AND TAPS | ORTHOPEDIC & SPINAL SUPPLIES
17921 | 4232150025500 | SCREW CANNULATED FULL THREADED SELF-DRILLING 6.5MM TO 7.5MM STAINLESS STEEL ASSORTED TYPES AND LENGTHS AS REQUESTED BY END USER | ORTHOPEDIC & SPINAL SUPPLIES
17922 | 4229660310600 | SET COMPLETE INSTRUMENTATION STAINLESS STEEL SCREW CANNULATED FULL THREADED 6.5MM TO 7.5MM WITH NECESSARY CASE AND RELATED DRILL BITS AND TAPS | ORTHOPEDIC & SPINAL SUPPLIES
17923 | 4232150026000 | SCREW, CANNULATED PARTIAL THREADED SELF-DRILLING 2MM TO 2.5MM TITANIUM ASSORTED TYPES AND LENGTHS AS REQUESTED BY END USER | ORTHOPEDIC & SPINAL SUPPLIES
17924 | 4232150025900 | SCREW, CANNULATED PARTIAL THREADED SELF-DRILLING 2.6MM TO 3MM TITANIUM ASSORTED TYPES AND LENGTHS AS REQUESTED BY END USER | ORTHOPEDIC & SPINAL SUPPLIES
17925 | 4229660311700 | SET, COMPLETE INSTRUMENTATION TITANIUM SCREW CANNULATED PARTIAL THREADED 2MM TO 3 MM, WITH NECESSARY CASE AND RELATED DRILL BITS AND TAPS | ORTHOPEDIC & SPINAL SUPPLIES
17926 | 4232150024900 | SCREW, CANNULATED FULL THREADED SELF-DRILLING 2MM TO 2.5MM TITANIUM ASSORTED TYPES AND LENGTHS AS REQUESTED BY END USER | ORTHOPEDIC & SPINAL SUPPLIES
17927 | 4232150024700 | SCREW, CANNULATED FULL THREADED SELF-DRILLING 2.6MM TO 3MM TITANIUM ASSORTED TYPES AND LENGTHS AS REQUESTED BY END USER | ORTHOPEDIC & SPINAL SUPPLIES
17928 | 4229660311200 | SET, COMPLETE INSTRUMENTATION TITANIUM SCREW CANNULATED FULL THREADED 2MM TO 3 MM, WITH NECESSARY CASE AND RELATED DRILL BITS AND TAPS | ORTHOPEDIC & SPINAL SUPPLIES
17929 | 4232150026200 | SCREW, CANNULATED PARTIAL THREADED SELF-DRILLING 3.5MM TO 4MM TITANIUM ASSORTED TYPES AND LENGTHS AS REQUESTED BY END USER | ORTHOPEDIC & SPINAL SUPPLIES
17930 | 4232150026400 | SCREW, CANNULATED PARTIAL THREADED SELF-DRILLING 4.5MM TO 6MM TITANIUM ASSORTED TYPES AND LENGTHS AS REQUESTED BY END USER | ORTHOPEDIC & SPINAL SUPPLIES
17931 | 4229660311800 | SET, COMPLETE INSTRUMENTATION TITANIUM SCREW CANNULATED PARTIAL THREADED 3.5MM TO 6MM, WITH NECESSARY CASE AND RELATED DRILL BITS AND TAPS | ORTHOPEDIC & SPINAL SUPPLIES
17932 | 4232150025100 | SCREW CANNULATED FULL THREADED SELF-DRILLING 3.5MM TO 4MM TITANIUM ASSORTED TYPES AND LENGTHS AS REQUESTED BY END USER | ORTHOPEDIC & SPINAL SUPPLIES
17933 | 4232150025300 | SCREW CANNULATED FULL THREADED SELF-DRILLING 4.5MM TO 6MM TITANIUM ASSORTED TYPES AND LENGTHS AS REQUESTED BY END USER | ORTHOPEDIC & SPINAL SUPPLIES
17934 | 4229660311300 | SET COMPLETE INSTRUMENTATION TITANIUM SCREW CANNULATED FULL THREADED 3.5MM TO 6MM WITH NECESSARY CASE AND RELATED DRILL BITS AND TAPS | ORTHOPEDIC & SPINAL SUPPLIES
17935 | 4232150025600 | SCREW CANNULATED FULL THREADED SELF-DRILLING 6.5MM TO 7.5MM TITANIUM ASSORTED TYPES AND LENGTHS AS REQUESTED BY END USER | ORTHOPEDIC & SPINAL SUPPLIES
17936 | 4229660311500 | SET COMPLETE INSTRUMENTATION TITANIUM SCREW CANNULATED FULL THREADED 6.5MM TO 7.5MM WITH NECESSARY CASE AND RELATED DRILL BITS AND TAPS | ORTHOPEDIC & SPINAL SUPPLIES
17937 | 4229520401600 | KIT, REAMER IRRIGATION ASPIRATION SYSTEM, DISPOSABLE, ASSORTED SIZES | ORTHOPEDIC & SPINAL SUPPLIES
17938 | 4229520401500 | REAMER, IRRIGATION ASPIRATION SYSTEM, DISPOSABLE SEAL | ORTHOPEDIC & SPINAL SUPPLIES
17939 | 4229520401400 | REAMER, IRRIGATION ASPIRATION SYSTEM, DISPOSABLE CLIP | ORTHOPEDIC & SPINAL SUPPLIES
17940 | 4229520401300 | KIT, BONE HARVESTING FOR REAMER IRRIGATION ASPIRATION SYSTEM, DISPOSABLE | ORTHOPEDIC & SPINAL SUPPLIES
17941 | 4229547100800 | "SET, COMPLETE INSTRUMENTATION FOR REAMER IRRIGATION ASPIRATION SYSTEM, WITH NECESSARY CASES" | ORTHOPEDIC & SPINAL SUPPLIES
17942 | 4229421971300 | "REAMER, IRRIGATION ASPIRATION SYSTEM, DISPOSABLE HEAD, ASSORTED SIZES" | ORTHOPEDIC & SPINAL SUPPLIES
17943 | 4229421913500 | HEAD CERAMIC UNCEMENTED TOTAL HIP ARTHROPLASTY ASSORTED SIZES AND DIAMETERS AS REQUESTED BY END USER | ORTHOPEDIC & SPINAL SUPPLIES
17944 | 4229421913900 | SET COMPLETE INSTRUMENTATION FOR UNCEMENTED TOTAL HIP ARTHROPLASTY INCLUDING (ACETABULAR FEMORAL AND SCREW FIXATION) WITH NECESSARY CASE AND IMPLANT TRAY | ORTHOPEDIC & SPINAL SUPPLIES
17945 | 4232170000000 | SCREW ACETABULAR FOR UNCEMENTED TOTAL HIP ARTHROPLASTY ASSORTED SIZES | ORTHOPEDIC & SPINAL SUPPLIES
17946 | 4232170101900 | CUP UNCEMENTED TOTAL HIP ARTHROPLASTY ASSORTED SIZES AND DIAMETERS | ORTHOPEDIC & SPINAL SUPPLIES
17947 | 4232170101800 | LINER CERAMIC FOR TOTAL HIP UNCEMENTED ASSORTED SIZES | ORTHOPEDIC & SPINAL SUPPLIES
17948 | 4229421913200 | STEM FEMORAL UNCEMENTED TOTAL HIP ARTHROPLASTY ASSORTED SIZES AND ASSORTED OFFSETS | ORTHOPEDIC & SPINAL SUPPLIES
17949 | 4229421913700 | HEAD METAL UNCEMENTED TOTAL HIP ARTHROPLASTY ASSORTED SIZES AND DIAMETERS AS REQUESTED BY END USER | ORTHOPEDIC & SPINAL SUPPLIES
17950 | 4229421913600 | HEAD METAL CEMENTED PRIMARY TOTAL HIP ARTHROPLASTY ASSORTED SIZES AND DIAMETERS AS REQUESTED BY END USER | ORTHOPEDIC & SPINAL SUPPLIES
17951 | 4232170101400 | CUP CEMENTED PRIMARY TOTAL HIP ARTHROPLASTY WITH HIGHLY CROSSED POLYETHYLENE LINER ASSORTED SIZES AND DIAMETERS | ORTHOPEDIC & SPINAL SUPPLIES
17952 | 4229421913400 | HEAD CERAMIC CEMENTED PRIMARY TOTAL HIP ARTHROPLASTY ASSORTED SIZES AND DIAMETERS AS REQUESTED BY END USER | ORTHOPEDIC & SPINAL SUPPLIES
17953 | 4229421913300 | STEM FEMORAL CEMENTED PRIMARY TOTAL HIP ARTHROPLASTY ASSORTED SIZES AND ASSORTED OFFSETS | ORTHOPEDIC & SPINAL SUPPLIES
17954 | 4229421913800 | SET COMPLETE INSTRUMENTATION FOR PRIMARY CEMENTED TOTAL HIP ARTHROPLASTY INCLUDING (ACETABULAR FEMORAL AND SCREW FIXATION) WITH NECESSARY CASE AND IMPLANT TRAY | ORTHOPEDIC & SPINAL SUPPLIES
17955 | 4229421972500 | "SET, COMPLETE INSTRUMENTATION FOR TITANIUM SUBTALAR ARTHROEREISIS, WITH NECESSARY CASES" | ORTHOPEDIC & SPINAL SUPPLIES
17956 | 4229421972600 | "COMPONENT, FOR TITANIUM SUBTALAR ARTHROEREISIS, ASSORTED SIZES" | ORTHOPEDIC & SPINAL SUPPLIES
17957 | 4232150028900 | SCREW, DISTAL LOCKED HEAD FOR PROXIMAL FEMUR LOCKING COMPRESSION STAINLESS STEEL PLATING ASSORTED SIZES AS REQUESTED BY END USER | ORTHOPEDIC & SPINAL SUPPLIES
17958 | 4232150028700 | SCREW, CORTICAL FOR PROXIMAL FEMUR LOCKING COMPRESSION STAINLESS STEEL PLATING ASSORTED SIZES AS REQUESTED BY END USER | ORTHOPEDIC & SPINAL SUPPLIES
17959 | 4229421903500 | "SET, COMPLETE INSTRUMENTATION FOR ANATOMIC PROXIMAL FEMUR STAINLESS STEEL PLATING" | ORTHOPEDIC & SPINAL SUPPLIES
17960 | 4232150534000 | "PLATE, LCP ANATOMIC PROXIMAL FEMUR LOCKING COMPRESSION LEFT OR RIGHT STAINLESS STEEL ASSORTED TYPES AND SIZES AS REQUESTED BY END USER" | ORTHOPEDIC & SPINAL SUPPLIES
17961 | 4232150631400 | "SCREW, LOCKING PROXIMAL SCREW FOR PROXIMAL FEMUR LOCKING COMPRESSION STAINLESS STEEL PLATING ASSORTED SIZES AS REQUESTED BY END USER" | ORTHOPEDIC & SPINAL SUPPLIES
17962 | 4232150030800 | SCREW, DISTAL LOCKED HEAD FOR PROXIMAL FEMUR LOCKING COMPRESSION TITANIUM PLATING ASSORTED SIZES AS REQUESTED BY END USER | ORTHOPEDIC & SPINAL SUPPLIES
17963 | 4232150029600 | SCREW, DISTAL CORTICAL FOR PROXIMAL FEMUR LOCKING COMPRESSION TITANIUM PLATING ASSORTED SIZES AS REQUESTED BY END USER | ORTHOPEDIC & SPINAL SUPPLIES
17964 | 4229660303400 | SET, COMPLETE INSTRUMENTATION FOR ANATOMIC PROXIMAL FEMUR TITANIUM PLATING | ORTHOPEDIC & SPINAL SUPPLIES
17965 | 4232150012300 | PLATE, LCP ANATOMIC PROXIMAL FEMUR LOCKING COMPRESSION LEFT OR RIGHT TITANIUM ASSORTED TYPES AND SIZES AS REQUESTED BY END USER | ORTHOPEDIC & SPINAL SUPPLIES
17966 | 4232150030900 | SCREW, LOCKING PROXIMAL SCREW FOR PROXIMAL FEMUR LOCKING COMPRESSION TITANIUM PLATING ASSORTED SIZES AS REQUESTED BY END USER | ORTHOPEDIC & SPINAL SUPPLIES
17967 | 4229290404200 | NEEDLE, FOR REUSABLE SUTURE PASSER AND RETRIEVER, ASSORTED SIZES | ORTHOPEDIC & SPINAL SUPPLIES
17968 | 4229290404300 | SUTURE PASSER AND RETRIEVER FOR SHOULDER ARTHROSCOPIC REPAIR, REUSABLE | ORTHOPEDIC & SPINAL SUPPLIES
17969 | 4229421976300 | "NAIL, TEMPORARY FEMUR ANTIBIOTIC IMPREGNATED INTRAMEDULLARY NAIL, ASSORTED LENGTHS AND SIZES" | ORTHOPEDIC & SPINAL SUPPLIES
17970 | 4229421976400 | "NAIL, TEMPORARY TIBIA ANTIBIOTIC IMPREGNATED INTRAMEDULLARY NAIL, ASSORTED LENGTHS AND SIZES" | ORTHOPEDIC & SPINAL SUPPLIES
17971 | 4232150404000 | "SET, COMPLETE INSTRUMENTATION FOR TEMPORARY ANTIBIOTICS IMPREGNATED INTRAMEDULLARY NAILING" | ORTHOPEDIC & SPINAL SUPPLIES
17972 | 4232151600200 | "SCREW, FOR TEMPORARY ANTIBIOTICS IMPREGNATED INTRAMEDULLARY NAILING ASSORTED SIZE (FEMORAL AND TIBIAL)" | ORTHOPEDIC & SPINAL SUPPLIES
17973 | 4232150033600 | SET COMPLETE INSTRUMENTATION FOR PROXIMAL FEMUR TUMOR MEGAPROSTHESIS TOTAL FEMUR ARTHROPLASTY WITH ALL NECESSARY ACCESSORIES AND CASES | ORTHOPEDIC & SPINAL SUPPLIES
17974 | 4229421991800 | PROXIMAL FEMORAL COMPONENT WITH OR WITHOUT TROCHANTERIC REPLACEMENT OPTION ASSORTED SIZE AND LENGTH AS REQUESTED BY END USER ONCOLOGY | ORTHOPEDIC & SPINAL SUPPLIES
17975 | 4229421991900 | EXTENSION PIECE FOR PROXIMAL FEMORAL REPLACEMENT ASSORTED SIZES AS REQUESTED BY END USER ONCOLOGY | ORTHOPEDIC & SPINAL SUPPLIES
17976 | 4229421992300 | STEM PROXIMAL FEMUR ASSORTED TYPES DESIGNS AND SIZES AS REQUESTED BY E ND USER ONCOLOGY | ORTHOPEDIC & SPINAL SUPPLIES
17977 | 4229421992500 | COMPONENT ALL POLYETHYLENE TIBIA (HIGHLY CROSSED LINKED) ASSORTED SIZES ONCOLOGY | ORTHOPEDIC & SPINAL SUPPLIES
17978 | 4229421992600 | TIBIAL BEARING COMPONENT ROTATING OR EQUIVALENT ASSORTED SIZE S AND THICKNESS AS REQUESTED BY END USER ONCOLOGY | ORTHOPEDIC & SPINAL SUPPLIES
17979 | 4229421992700 | TIBIAL TRAY (BASEPLATE WITH KEEL) ASSORTED THICKNESS AND SIZE S AS REQUESTED BY END USER ONCOLOGY | ORTHOPEDIC & SPINAL SUPPLIES
17980 | 4229421992800 | TIBIA BASEPLATE STEM ASSORTED LENGTH AND SIZES AS REQUESTED BY END USER ONCOLOGY | ORTHOPEDIC & SPINAL SUPPLIES
17981 | 4229421993000 | CONNECTING PART (ADAPTER) OR EQUIVALENT ASSORTED SIZE S AS REQUESTED BY END USER ONCOLOGY | ORTHOPEDIC & SPINAL SUPPLIES
17982 | 4229421993100 | DISTAL FEMORAL OR PROXIMAL TIBIAL COMPONENT REPLACEMENT PROSTHESIS ASSORTED SIZES AND SHAPE AS REQUESTED BY END USER ONCOLOGY | ORTHOPEDIC & SPINAL SUPPLIES
17983 | 4229421993200 | STEM DISTAL FEMORAL COMPONENT ASSORTED LENGTH AND SIZES AS REQUESTED BY END USER ONCOLOGY | ORTHOPEDIC & SPINAL SUPPLIES
17984 | 4229421993400 | AUGMENT (POSTERIOR OR DISTAL) FOR DISTAL FEMUR COMPONENT ASSORTED SIZE AND SHAPE AS REQUESTED BY END USER ONCOLOGY | ORTHOPEDIC & SPINAL SUPPLIES
17985 | 4229421993500 | TIBIAL INSERT FOR PROXIMAL TIBIA REPLACEMENT ASSORTED SIZE AND LENGTH AS REQUESTED BY END USER ONCOLOGY | ORTHOPEDIC & SPINAL SUPPLIES
17986 | 4229421993600 | EXTENSION PIECE FOR TIBIA REPLACEMENT IMPLANT ASSORTED SIZE S AS REQUESTED BY END USER ONCOLOGY | ORTHOPEDIC & SPINAL SUPPLIES
17987 | 4229421994000 | STEM FOR PROXIMAL TIBIA REPLACEMENT BODY ASSORTED SIZES AND LENGTH AS REQUESTED BY END USER ONCOLOGY | ORTHOPEDIC & SPINAL SUPPLIES
17988 | 4229421991400 | SET COMPLETE INSTRUMENTATION FOR MODULAR TUMOR MEGAPROSTHESIS FOR DISTAL FEMUR AND PROXIMAL TIBIA WITH NECESSARY ACCESSORIES AND CASES AND IMPLANT TRAY ONCOLOGY | ORTHOPEDIC & SPINAL SUPPLIES
17989 | 4232180104700 | COMPONENT FEMORAL FOR HINGED KNEE ARTHROPLASTY ASSORTED SIZES | ORTHOPEDIC & SPINAL SUPPLIES
17990 | 4232180000200 | COMPONENT TIBIAL FOR HINGED KNEE ARTHROPLASTY ASSORTED SIZES | ORTHOPEDIC & SPINAL SUPPLIES
17991 | 4232180001800 | INSERT TIBIAL HIGHLY CROSSED LINKED POLYETHYLENE FOR HINGED KNEE ARTHROPLASTY ASSORTED SIZES AND TYPES | ORTHOPEDIC & SPINAL SUPPLIES
17992 | 4232180000300 | CONNECTING SERVICE KIT FOR HINGED KNEE ARTHROPLASTY ASSORTED TYPES | ORTHOPEDIC & SPINAL SUPPLIES
17993 | 4229660306500 | SET COMPLETE INSTRUMENTATION FOR HINGED KNEE ARTHROPLASTY WITH NECESSARY CASES AND IMPLANT TRAY | ORTHOPEDIC & SPINAL SUPPLIES
17994 | 4232180614900 | COMPONENT ALL POLYETHYLENE TIBIA (HIGHLY CROSSED LINKED) ASSORTED SIZES RELATED TO SILVER COATED OR EQUIVALENT IMPLANT | ORTHOPEDIC & SPINAL SUPPLIES
17995 | 4232180615200 | TIBIAL BEARING COMPONENT ROTATING OR EQUIVALENT ASSORTED SIZES AND THICKNESS SILVER COATED OR EQUIVALENT ONCOLOGY | ORTHOPEDIC & SPINAL SUPPLIES
17996 | 4232180505400 | TIBIAL TRAY (BASEPLATE WITH KEEL) ASSORTED THICKNESS AND SIZES SILVER COATED OR EQUIVALENT ONCOLOGY | ORTHOPEDIC & SPINAL SUPPLIES
17997 | 4232180505300 | TIBIA BASEPLATE STEM SILVER COATED OR EQUIVALENT ASSORTED LENGTH AND SIZES ONCOLOGY | ORTHOPEDIC & SPINAL SUPPLIES
17998 | 4232240000000 | CONNECTING PART SILVER COATED OR EQUIVALENT (ADAPTER) ASSORTED SIZES ONCOLOGY | ORTHOPEDIC & SPINAL SUPPLIES
17999 | 4232171105100 | COMPONENT DISTAL FEMORAL SILVER COATED OR EQUIVALENT COMPATIBLE WITH PROXIMAL TIBIA REPLACEMENT PROSTHESIS ASSORTED SIZES AND SHAPE ONCOLOGY | ORTHOPEDIC & SPINAL SUPPLIES
18000 | 4232170500000 | STEM DISTAL FEMORAL SILVER COATED OR EQUIVALENT COMPONENT ASSORTED LENGTH AND SIZES AS REQUESTED BY END USER ONCOLOGY | ORTHOPEDIC & SPINAL SUPPLIES
18001 | 4232171003400 | AUGMENT (POSTERIOR OR DISTAL) SILVER COATED OR EQUIVALENT FOR DISTAL FEMUR COMPONENT ASSORTED SIZE AND SHAPE AS REQUESTED BY END USER ONCOLOGY | ORTHOPEDIC & SPINAL SUPPLIES
18002 | 4232180615900 | TIBIAL INSERT FOR PROXIMAL TIBIA REPLACEMENT ASSORTED SIZE AND LENGTH RELATED TO SILVER COATED OR EQUIVALENT IMPLANT ONCOLOGY | ORTHOPEDIC & SPINAL SUPPLIES
18003 | 4232181701000 | EXTENSION PIECE SILVER COATED OR EQUIVALENT FOR TIBIA REPLACEMENT IMPLANT ASSORTED SIZES AS REQUESTED BY END USER ONCOLOGY | ORTHOPEDIC & SPINAL SUPPLIES
18004 | 4232170842100 | STEM SILVER COATED OR EQUIVALENT FOR PROXIMAL TIBIA REPLACEMENT BODY ASSORTED SIZES AND LENGTH AS REQUESTED BY END USER ONCOLOGY | ORTHOPEDIC & SPINAL SUPPLIES
18005 | 4229660309600 | SET COMPLETE INSTRUMENTATION FOR MODULAR TUMOR MEGAPROSTHESIS FOR DISTAL FEMUR AND PROXIMAL TIBIA WITH NECESSARY ACCESSORIES AND CASES AND IMPLANT TRAY SILVER COATED OR EQUIVALENT ONCOLOGY | ORTHOPEDIC & SPINAL SUPPLIES
18006 | 4229660307600 | SET COMPLETE INSTRUMENTATION FOR INTERCALARY PROSTHESIS WITH NECESSARY CASES AND IMPLANT TRAY | ORTHOPEDIC & SPINAL SUPPLIES
18007 | 4232181700800 | EXTENSION PIECE FOR INTERCALARY PROSTHESIS ASSORTED SIZES | ORTHOPEDIC & SPINAL SUPPLIES
18008 | 4232150013900 | COMPONENT CONNECTING BAR FOR INTERCALARY PROSTHESIS ASSORTED SIZES | ORTHOPEDIC & SPINAL SUPPLIES
18009 | 4232180614800 | COMPONENT PROXIMAL STEM FOR INTERCALARY PROSTHESIS ASSORTED SIZES | ORTHOPEDIC & SPINAL SUPPLIES
18010 | 4232180614700 | COMPONENT DISTAL STEM FOR INTERCALARY PROSTHESIS ASSORTED SIZES | ORTHOPEDIC & SPINAL SUPPLIES
18011 | 4229660307500 | SET COMPLETE INSTRUMENTATION FOR SILVER COATED OR EQUIVALENT INTERCALARY PROSTHESIS WITH NECESSARY CASES AND IMPLANT TRAY | ORTHOPEDIC & SPINAL SUPPLIES
18012 | 4232181700900 | EXTENSION PIECE, FOR SILVER COATED, OR EQUIVALENT INTERCALARY PROSTHESIS, ASSORTED SIZES | ORTHOPEDIC & SPINAL SUPPLIES
18013 | 4232150022400 | COMPONENT, CONNECTING BAR, SILVER COATED, OR EQUIVALENT, FOR INTERCALARY PROSTHESIS, ASSORTED SIZES | ORTHOPEDIC & SPINAL SUPPLIES
18014 | 4232180615100 | COMPONENT, PROXIMAL STEM, SILVER COATED, OR EQUIVALENT, FOR INTERCALARY PROSTHESIS, ASSORTED SIZES | ORTHOPEDIC & SPINAL SUPPLIES
18015 | 4232180615000 | COMPONENT, DISTAL STEM, SILVER COATED OR EQUIVALENT, FOR INTERCALARY PROSTHESIS, ASSORTED SIZES | ORTHOPEDIC & SPINAL SUPPLIES
18016 | 4232170901800 | COMPONENT, CUP FOR PARTIAL PELVIC RECONSTRUCTION, ASSORTED SIZES | ORTHOPEDIC & SPINAL SUPPLIES
18017 | 4232170902100 | COMPONENT, SCREW FOR PARTIAL PELVIC RECONSTRUCTION, ASSORTED SIZES | ORTHOPEDIC & SPINAL SUPPLIES
18018 | 4232170902000 | COMPONENT, PELVIC STEM FOR PARTIAL PELVIC RECONSTRUCTION, ASSORTED SIZES | ORTHOPEDIC & SPINAL SUPPLIES
18019 | 4232170902200 | COMPONENT, HIGHLY CROSSED LINKED POLYETHYLENE FOR PARTIAL PELVIC RECONSTRUCTION, ASSORTED SIZES | ORTHOPEDIC & SPINAL SUPPLIES
18020 | 4232170901900 | COMPONENT, PELVIC CONE FOR PARTIAL PELVIC RECONSTRUCTION, ASSORTED SIZES | ORTHOPEDIC & SPINAL SUPPLIES
18021 | 4232172400100 | SPACER ANTIBIOTIC CEMENT ARTICULATING HIP SPACER ASSORTED SIZES | ORTHOPEDIC & SPINAL SUPPLIES
18022 | 4232181600100 | SPACER ANTIBIOTIC CEMENT ARTICULATING KNEE (FEMORAL) SPACER ASSORTED SIZES | ORTHOPEDIC & SPINAL SUPPLIES
18023 | 4232181600300 | SPACER ANTIBIOTIC CEMENT ARTICULATING KNEE (TIBIAL) SPACER ASSORTED SIZES | ORTHOPEDIC & SPINAL SUPPLIES
18024 | 4229660300100 | SET COMPLETE INSTRUMENTATION FOR ANTIBIOTIC HIP SPACER WITH NECESSARY CASES | ORTHOPEDIC & SPINAL SUPPLIES
18025 | 4229660300400 | SET COMPLETE INSTRUMENTATION FOR ANTIBIOTIC KNEE SPACER WITH NECESSARY CASES | ORTHOPEDIC & SPINAL SUPPLIES
18026 | 4232150013300 | SCREW, LOCKED HEAD FOR MINI FRAGMENT STAINLESS STEEL PLATING, ASSORTED SIZES | ORTHOPEDIC & SPINAL SUPPLIES
18027 | 4229660306900 | SET, COMPLETE INSTRUMENTATION FOR MINI FRAGMENT STAINLESS STEEL PLATING, WITH NECESSARY CASES AND IMPLANT TRAY | ORTHOPEDIC & SPINAL SUPPLIES
18028 | 4232150015600 | PLATE, LCP STAINLESS STEEL MINI FRAGMENT ASSORTED SHAPES AND SIZES | ORTHOPEDIC & SPINAL SUPPLIES
18029 | 4232150628900 | "SCREW, CORTICAL FOR MINI FRAGMENT STAINLESS STEEL PLATING, ASSORTED LENGTHS AND SIZES" | ORTHOPEDIC & SPINAL SUPPLIES
18030 | 4232150528300 | "PLATE, LCP TITANIUM MINI FRAGMENT ASSORTED SHAPES AND SIZES" | ORTHOPEDIC & SPINAL SUPPLIES
18031 | 4232150013100 | SCREW, CORTICAL FOR MINI FRAGMENT TITANIUM PLATING, ASSORTED SIZES | ORTHOPEDIC & SPINAL SUPPLIES
18032 | 4232150020700 | SCREW, LOCKED HEAD FOR MINI FRAGMENT TITANIUM PLATING, ASSORTED SIZES | ORTHOPEDIC & SPINAL SUPPLIES
18033 | 4229660302400 | SET, COMPLETE INSTRUMENTATION FOR MINI FRAGMENT TITANIUM PLATING | ORTHOPEDIC & SPINAL SUPPLIES
18034 | 4229421906600 | SET COMPLETE INSTRUMENTATION FOR ANATOMIC PROXIMAL HUMERUS STAINLESS STEEL PLATING WITH NECESSARY CASE AND IMPLANT TRAY | ORTHOPEDIC & SPINAL SUPPLIES
18035 | 4232150014800 | PLATE LCP ANATOMIC PROXIMAL HUMERUS LEFT OR RIGHT STAINLESS STEEL ASSORTED TYPES AND SIZES AS REQUESTED BY END USER | ORTHOPEDIC & SPINAL SUPPLIES
18036 | 4232150019600 | SCREW CORTICAL STAINLESS STEEL FOR PROXIMAL HUMERUS PLATING ASSORTED SIZES | ORTHOPEDIC & SPINAL SUPPLIES
18037 | 4232150020900 | SCREW LOCKED HEAD STAINLESS STEEL FOR PROXIMAL HUMERUS PLATING ASSORTED SIZES | ORTHOPEDIC & SPINAL SUPPLIES
18038 | 4229660303500 | SET COMPLETE INSTRUMENTATION FOR ANATOMIC PROXIMAL HUMERUS TITANIUM PLATING WITH NECESSARY CASE AND IMPLANT TRAY | ORTHOPEDIC & SPINAL SUPPLIES
18039 | 4232150530500 | PLATE LCP ANATOMIC PROXIMAL HUMERUS LEFT OR RIGHT TITANIUM ASSORTED TYPES AND SIZES AS REQUESTED BY END USER | ORTHOPEDIC & SPINAL SUPPLIES
18040 | 4232150019800 | SCREW CORTICAL TITANIUM FOR PROXIMAL HUMERUS PLATING ASSORTED SIZES | ORTHOPEDIC & SPINAL SUPPLIES
18041 | 4232150021000 | SCREW LOCKED HEAD TITANIUM FOR PROXIMAL HUMERUS PLATING ASSORTED SIZES | ORTHOPEDIC & SPINAL SUPPLIES
18042 | 4229421914100 | CUP UNCEMENTED FOR MODULAR TOTAL HIP ARTHROPLASTY ASSORTED SIZES AND DIAMETERS | ORTHOPEDIC & SPINAL SUPPLIES
18043 | 4232170408900 | HEAD METAL UNCEMENTED FOR MODULAR TOTAL HIP ARTHROPLASTY ASSORTED SIZES AND DIAMETERS | ORTHOPEDIC & SPINAL SUPPLIES
18044 | 4232170841800 | STEM MODULAR FEMORAL UNCEMENTED TOTAL HIP ARTHROPLASTY ASSORTED SIZES AND TAPER | ORTHOPEDIC & SPINAL SUPPLIES
18045 | 4229660301900 | SET COMPLETE INSTRUMENTATION FOR UNCEMENTED MODULAR TOTAL HIP ARTHROPLASTY WITH NECESSARY CASE AND IMPLANT TRAY | ORTHOPEDIC & SPINAL SUPPLIES
18046 | 4232170409200 | HEAD CERAMIC UNCEMENTED FOR MODULAR TOTAL HIP ARTHROPLASTY ASSORTED SIZES AND DIAMETERS | ORTHOPEDIC & SPINAL SUPPLIES
18047 | 4229421914300 | SCREW ACETABULAR FOR UNCEMENTED CUP MODULAR TOTAL HIP ARTHROPLASTY ASSORTED SIZES | ORTHOPEDIC & SPINAL SUPPLIES
18048 | 4229421914600 | LINER HIGHLY CROSSED LINKED POLYETHYLENE FOR TOTAL HIP UNCEMENTED ASSORTED SIZES | ORTHOPEDIC & SPINAL SUPPLIES
18049 | 4232180401500 | PATELLA COMPONENT CEMENTED PRIMARY TOTAL KNEE ARTHROPLASTY ASSORTED TYPES AND SIZES AS REQUESTED BY END USER | ORTHOPEDIC & SPINAL SUPPLIES
18050 | 4229421914900 | FEMUR COMPONENT CEMENTED PRIMARY TOTAL KNEE ARTHROPLASTY LEFT OR RIGHT CRUCIATE RETAINING OR POSTERIOR STABILIZER ASSORTED TYPES AND SIZES AS REQUESTED BY END USER | ORTHOPEDIC & SPINAL SUPPLIES
18051 | 4229421915000 | TIBIAL BASE COMPONENT CEMENTED PRIMARY TOTAL KNEE ARTHROPLASTY RIGHT OR LEFT OR UNIVERSAL ASSORTED TYPES AND SIZES AS REQUESTED BY END USER | ORTHOPEDIC & SPINAL SUPPLIES
18052 | 4229421915200 | SET COMPLETE INSTRUMENTATION FOR CEMENTED TOTAL KNEE CRUCIATE RETAINING AND POSTERIOR STABILIZER ARTHROPLASTY (FEMORAL TIBIAL AND PATELLAR) WITH NECESSARY CASE AND IMPLANT TRAY | ORTHOPEDIC & SPINAL SUPPLIES
18053 | 4229421915100 | INSERT HIGHLY CROSSED POLYETHYLENE CEMENTED PRIMARY TOTAL KNEE ARTHROPLASTY PRIMARY INSERT RIGHT OR LEFT CRUCIATE RETAINING OR POST = ERIOR STABILIZER ASSORTED TYPES AND SIZES AS REQUESTED BY END USER | ORTHOPEDIC & SPINAL SUPPLIES
18054 | 4229421914000 | SET COMPLETE INSTRUMENTATION FOR CEMENTED MODULAR TOTAL HIP ARTHROPLASTY WITH NECESSARY CASE AND IMPLANT TRAY | ORTHOPEDIC & SPINAL SUPPLIES
18055 | 4232170841400 | STEM MODULAR FEMORAL CEMENTED TOTAL HIP ARTHROPLASTY ASSORTED SIZES AND TAPER | ORTHOPEDIC & SPINAL SUPPLIES
18056 | 4232170408700 | HEAD METAL CEMENTED FOR MODULAR TOTAL HIP ARTHROPLASTY ASSORTED SIZES AND DIAMETERS | ORTHOPEDIC & SPINAL SUPPLIES
18057 | 4232170408800 | HEAD CERAMIC CEMENTED FOR MODULAR TOTAL HIP ARTHROPLASTY ASSORTED SIZES AND DIAMETERS | ORTHOPEDIC & SPINAL SUPPLIES
18058 | 4229421914400 | CUP POLYETHYLENE CEMENTED MODULAR TOTAL HIP ARTHROPLASTY ASSORTED SIZES AND DIAMETERS | ORTHOPEDIC & SPINAL SUPPLIES
18059 | 4229660307400 | SET, COMPLETE INSTRUMENTATION FOR CEMENTED/UNCEMENTED CALCAR TOTAL HIP ARTHROPLASTY, WITH NECESSARY CASE AND IMPLANT TRAY | ORTHOPEDIC & SPINAL SUPPLIES
18060 | 4232170841500 | STEM, CALCAR CEMENTED FOR TOTAL HIP ARTHROPLASTY, ASSORTED SIZES AND TAPER | ORTHOPEDIC & SPINAL SUPPLIES
18061 | 4229421914500 | "STEM, CALCAR UNCEMENTED FOR TOTAL HIP ARTHROPLASTY, ASSORTED SIZES AND TAPER" | ORTHOPEDIC & SPINAL SUPPLIES
18062 | 4229660306200 | SET, COMPLETE INSTRUMENTATION FOR 3.5MM ANATOMIC PROXIMAL TIBIA STAINLESS STEEL PLATING WITH NECESSARY CASE AND IMPLANT TRAY | ORTHOPEDIC & SPINAL SUPPLIES
18063 | 4232181004300 | CORRESPONDING PROXIMAL STAINLESS STEEL LOCKING SCREW, FOR 3.5 PROXIMAL TIBIAL PLATE, ASSORTED LENGTHS | ORTHOPEDIC & SPINAL SUPPLIES
18064 | 4232150031800 | SCREW, LOCKED HEAD FOR 3.5MM LCP ANATOMIC PROXIMAL TIBIAL PLATING STAINLESS STEEL, ASSORTED SIZES | ORTHOPEDIC & SPINAL SUPPLIES
18065 | 4232150028300 | SCREW, CORTICAL FOR 3.5MM LCP ANATOMIC PROXIMAL TIBIAL PLATING STAINLESS STEEL, ASSORTED SIZES | ORTHOPEDIC & SPINAL SUPPLIES
18066 | 4232180504900 | PLATE, LCP 3.5MM ANATOMIC PROXIMAL MEDIAL TIBIA LEFT OR RIGHT STAINLESS STEEL ASSORTED TYPES AND SIZES AS REQUESTED BY END USER | ORTHOPEDIC & SPINAL SUPPLIES
18067 | 4232150529000 | "PLATE, LCP 3.5MM ANATOMIC PROXIMAL LATERAL TIBIA LEFT OR RIGHT STAINLESS STEEL ASSORTED TYPES AND SIZES AS REQUESTED BY END USER" | ORTHOPEDIC & SPINAL SUPPLIES
18068 | 4229660302000 | SET COMPLETE INSTRUMENTATION FOR 3.5MM ANATOMIC PROXIMAL TIBIA TITANIUM PLATING WITH NECESSARY CASE AND IMPLANT TRAY | ORTHOPEDIC & SPINAL SUPPLIES
18069 | 4232181004500 | CORRESPONDING PROXIMAL TITANIUM LOCKING SCREW FOR 3.5 PROXIMAL TIBIAL PLATE ASSORTED LENGTHS | ORTHOPEDIC & SPINAL SUPPLIES
18070 | 4232150031900 | SCREW LOCKED HEAD FOR 3.5MM LCP ANATOMIC PROXIMAL TIBIAL PLATING TITANIUM ASSORTED SIZES | ORTHOPEDIC & SPINAL SUPPLIES
18071 | 4232150028400 | SCREW CORTICAL FOR 3.5MM LCP ANATOMIC PROXIMAL TIBIAL PLATING TITANIUM ASSORTED SIZES | ORTHOPEDIC & SPINAL SUPPLIES
18072 | 4232180504700 | PLATE LCP 3.5MM ANATOMIC PROXIMAL MEDIAL TIBIA LEFT OR RIGHT TITANIUM ASSORTED TYPES AND SIZES AS REQUESTED BY END USER | ORTHOPEDIC & SPINAL SUPPLIES
18073 | 4232180504800 | PLATE LCP 3.5MM ANATOMIC PROXIMAL LATERAL TIBIA LEFT OR RIGHT TITANIUM ASSORTED TYPES AND SIZES AS REQUESTED BY END USER | ORTHOPEDIC & SPINAL SUPPLIES
18074 | 4229660301300 | SET, COMPLETE INSTRUMENTATION FOR 4.5MM ANATOMIC PROXIMAL TIBIA TITANIUM PLATING WITH NECESSARY CASE AND IMPLANT TRAY | ORTHOPEDIC & SPINAL SUPPLIES
18075 | 4232181004100 | CORRESPONDING PROXIMAL TITANIUM LOCKING SCREW, ASSORTED LENGTHS | ORTHOPEDIC & SPINAL SUPPLIES
18076 | 4232150032100 | SCREW, LOCKED HEAD FOR 4.5MM LCP ANATOMIC PROXIMAL TIBIAL PLATING TITANIUM, ASSORTED SIZES | ORTHOPEDIC & SPINAL SUPPLIES
18077 | 4232150028600 | SCREW, CORTICAL FOR 4.5MM LCP ANATOMIC PROXIMAL TIBIAL PLATING TITANIUM, ASSORTED SIZES | ORTHOPEDIC & SPINAL SUPPLIES
18078 | 4232180505200 | PLATE, LCP 4.5MM ANATOMIC PROXIMAL MEDIAL TIBIA LEFT OR RIGHT TITANIUM ASSORTED TYPES AND SIZES AS REQUESTED BY END USER | ORTHOPEDIC & SPINAL SUPPLIES
18079 | 4232180505100 | PLATE, LCP 4.5MM ANATOMIC PROXIMAL LATERAL TIBIA LEFT OR RIGHT TITANIUM ASSORTED TYPES AND SIZES AS REQUESTED BY END USER | ORTHOPEDIC & SPINAL SUPPLIES
18080 | 4232150033500 | SET, COMPLETE INSTRUMENTATION FOR 4.5MM ANATOMIC PROXIMAL TIBIA STAINLESS STEEL PLATING WITH NECESSARY CASE AND IMPLANT TRAY | ORTHOPEDIC & SPINAL SUPPLIES
18081 | 4232181004400 | CORRESPONDING PROXIMAL STAINLESS STEEL LOCKING SCREW, FOR 4.5 PROXIMAL TIBIAL PLATE, ASSORTED LENGTHS | ORTHOPEDIC & SPINAL SUPPLIES
18082 | 4232150032000 | SCREW, LOCKED HEAD FOR 4.5MM LCP ANATOMIC PROXIMAL TIBIAL PLATING STAINLESS STEEL, ASSORTED SIZES | ORTHOPEDIC & SPINAL SUPPLIES
18083 | 4232150028500 | SCREW, CORTICAL FOR 4.5MM LCP ANATOMIC PROXIMAL TIBIAL PLATING STAINLESS STEEL, ASSORTED SIZES | ORTHOPEDIC & SPINAL SUPPLIES
18084 | 4232180504600 | PLATE, LCP 4.5MM ANATOMIC PROXIMAL MEDIAL TIBIA LEFT OR RIGHT STAINLESS STEEL ASSORTED TYPES AND SIZES AS REQUESTED BY END USER | ORTHOPEDIC & SPINAL SUPPLIES
18085 | 4232180505000 | PLATE, LCP 4.5MM ANATOMIC PROXIMAL LATERAL TIBIA LEFT OR RIGHT STAINLESS STEEL ASSORTED TYPES AND SIZES AS REQUESTED BY END USER | ORTHOPEDIC & SPINAL SUPPLIES
18086 | 4229660307000 | SET COMPLETE INSTRUMENTATION FOR 3.5MM VARIABLE ANGLE ANATOMIC PROXIMAL TIBIA PLATING WITH NECESSARY CASE AND IMPLANT TRAY | ORTHOPEDIC & SPINAL SUPPLIES
18087 | 4232181004200 | CORRESPONDING PROXIMAL LOCKING SCREW FOR 3.5 VARIABLE ANGLE PROXIMAL TIBIAL PLATE ASSORTED LENGTHS | ORTHOPEDIC & SPINAL SUPPLIES
18088 | 4232150032400 | SCREW VARIABLE ANGLE LOCKING FOR 3.5MM FOR VARIABLE ANGLE ANATOMIC PROXIMAL TIBIAL PLATING ASSORTED SIZES | ORTHOPEDIC & SPINAL SUPPLIES
18089 | 4232150028800 | SCREW CORTICAL FOR 3.5MM VARIABLE ANGLE ANATOMIC PROXIMAL TIBIAL PLATING ASSORTED SIZES | ORTHOPEDIC & SPINAL SUPPLIES
18090 | 4232150023400 | PLATE VARIABLE ANGLE 3.5MM FOR ANATOMIC PROXIMAL LATERAL TIBIA LEFT OR RIGHT PLATING ASSORTED TYPES AND SIZES AS REQUESTED BY END USER | ORTHOPEDIC & SPINAL SUPPLIES
18091 | 4229660301800 | SET COMPLETE INSTRUMENTATION FOR TITANIUM DISTAL FEMUR PLATING WITH NECESSARY CASE AND IMPLANT TRAY | ORTHOPEDIC & SPINAL SUPPLIES
18092 | 4232180000800 | CORRESPONDING DISTAL LOCKING SCREW FOR TITANIUM DISTAL FEMUR LOCKING PLATE ASSORTED LENGTHS | ORTHOPEDIC & SPINAL SUPPLIES
18093 | 4232150011300 | SCREW CORTICAL FOR TITANIUM DISTAL FEMUR PLATING ASSORTED SIZES | ORTHOPEDIC & SPINAL SUPPLIES
18094 | 4232150021500 | SCREW LOCKING HEAD FOR TITANIUM DISTAL FEMUR PLATING ASSORTED SIZES | ORTHOPEDIC & SPINAL SUPPLIES
18095 | 4232150529900 | PLATE LCP ANATOMIC DISTAL FEMUR LOCKING COMPRESSION LEFT OR RIGHT TITANIUM ASSORTED TYPES AND SIZES AS REQUESTED BY END USER | ORTHOPEDIC & SPINAL SUPPLIES
18096 | 4229660300900 | SET COMPLETE INSTRUMENTATION FOR STAINLESS STEEL DISTAL FEMUR PLATING WITH NECESSARY CASE AND IMPLANT TRAY | ORTHOPEDIC & SPINAL SUPPLIES
18097 | 4232180000700 | CORRESPONDING DISTAL LOCKING SCREW FOR STAINLESS STEEL DISTAL FEMUR LOCKING PLATE ASSORTED LENGTHS | ORTHOPEDIC & SPINAL SUPPLIES
18098 | 4232150019200 | SCREW CORTICAL FOR STAINLESS STEEL DISTAL FEMUR PLATING ASSORTED SIZES | ORTHOPEDIC & SPINAL SUPPLIES
18099 | 4232150011800 | SCREW LOCKING HEAD FOR STAINLESS STEEL DISTAL FEMUR PLATING ASSORTED SIZES | ORTHOPEDIC & SPINAL SUPPLIES
18100 | 4232150012200 | PLATE LCP ANATOMIC DISTAL FEMUR LOCKING COMPRESSION LEFT OR RIGHT STAINLESS STEEL ASSORTED TYPES AND SIZES AS REQUESTED BY END USER | ORTHOPEDIC & SPINAL SUPPLIES
18101 | 4229660304800 | SET, COMPLETE INSTRUMENTATION FOR VARIABLE ANGLE STAINLESS STEEL DISTAL FEMUR PLATING WITH NECESSARY CASE AND IMPLANT TRAY | ORTHOPEDIC & SPINAL SUPPLIES
18102 | 4232180001000 | CORRESPONDING DISTAL LOCKING SCREW FOR VARIABLE ANGLE STAINLESS STEEL DISTAL FEMUR LOCKING PLATE, ASSORTED LENGTHS | ORTHOPEDIC & SPINAL SUPPLIES
18103 | 4232150022600 | SCREW, CORTICAL FOR VARIABLE ANGLE STAINLESS STEEL DISTAL FEMUR PLATING ASSORTED SIZES | ORTHOPEDIC & SPINAL SUPPLIES
18104 | 4232150027800 | SCREW, LOCKING HEAD FOR VARIABLE ANGLE STAINLESS STEEL DISTAL FEMUR PLATING ASSORTED SIZES | ORTHOPEDIC & SPINAL SUPPLIES
18105 | 4232150023600 | PLATE, VARIABLE ANGLE ANATOMIC DISTAL FEMUR LOCKING COMPRESSION LEFT OR RIGHT STAINLESS STEEL, ASSORTED TYPES AND SIZES AS REQUESTED BY END USER | ORTHOPEDIC & SPINAL SUPPLIES
18106 | 4229660302900 | SET, COMPLETE INSTRUMENTATION FOR VARIABLE ANGLE TITANIUM DISTAL FEMUR PLATING WITH NECESSARY CASE AND IMPLANT TRAY | ORTHOPEDIC & SPINAL SUPPLIES
18107 | 4232180000900 | CORRESPONDING DISTAL LOCKING SCREW FOR TITANIUM VARIABLE ANGLE DISTAL FEMUR LOCKING PLATE, ASSORTED LENGTHS | ORTHOPEDIC & SPINAL SUPPLIES
18108 | 4232150019400 | SCREW, CORTICAL FOR VARIABLE ANGLE TITANIUM DISTAL FEMUR PLATING ASSORTED SIZES | ORTHOPEDIC & SPINAL SUPPLIES
18109 | 4232150027900 | SCREW, LOCKING HEAD FOR VARIABLE ANGLE TITANIUM DISTAL FEMUR PLATING ASSORTED SIZES | ORTHOPEDIC & SPINAL SUPPLIES
18110 | 4232150023700 | PLATE, VARIABLE ANGLE ANATOMIC DISTAL FEMUR LOCKING COMPRESSION LEFT OR RIGHT TITANIUM, ASSORTED TYPES AND SIZES AS REQUESTED BY END USER | ORTHOPEDIC & SPINAL SUPPLIES
18111 | 4229420519400 | SET, COMPLETE INSTRUMENTATION FOR STAINLESS STEEL LOW PROFILE 2.7MM, OR EQUIVALENT SMALL FRAGMENT FIXATION | ORTHOPEDIC & SPINAL SUPPLIES
18112 | 4232150023200 | PLATE, STAINLESS STEEL 2.7MM, OR EQUIVALENT LOW PROFILE SMALL FRAGMENT FIXATION, ASSORTED SHAPES, TYPES, AND SIZES | ORTHOPEDIC & SPINAL SUPPLIES
18113 | 4232150021700 | SCREW, STAINLESS STEEL FOR 2.7MM, OR EQUIVALENT LOW PROFILE SMALL FRAGMENT FIXATION, ASSORTED SIZES | ORTHOPEDIC & SPINAL SUPPLIES
18114 | 4232151009500 | "SCREW, TITANIUM FOR 2.7MM, OR EQUIVALENT LOW PROFILE SMALL FRAGMENT FIXATION, ASSORTED SIZES" | ORTHOPEDIC & SPINAL SUPPLIES
18115 | 4229660306800 | SET, COMPLETE INSTRUMENTATION FOR TITANIUM LOW PROFILE 2.7MM, OR EQUIVALENT SMALL FRAGMENT FIXATION | ORTHOPEDIC & SPINAL SUPPLIES
18116 | 4232150023300 | PLATE, TITANIUM 2.7MM, OR EQUIVALENT LOW PROFILE SMALL FRAGMENT FIXATION, ASSORTED SHAPES, TYPES, AND SIZES | ORTHOPEDIC & SPINAL SUPPLIES
18117 | 4229421990100 | "SET, COMPLETE INSTRUMENTATION FOR ADULT LIMB RECONSTRUCTION LENGTHENING SYSTEM, WITH NECESSARY CASES WITH IMPLANT TRAY" | ORTHOPEDIC & SPINAL SUPPLIES
18118 | 4232240300100 | RAILS CLAMP, FOR ADULT LIMB RECONSTRUCTION LENGTHENING SYSTEM, ASSORTED SIZES AND TYPES | ORTHOPEDIC & SPINAL SUPPLIES
18119 | 4232250302200 | CORRECTION CLAMP, FOR ADULT LIMB RECONSTRUCTION LENGTHENING SYSTEM, ASSORTED SIZES AND TYPES | ORTHOPEDIC & SPINAL SUPPLIES
18120 | 4232240000100 | SCREW, SCHANZ FOR ADULT LIMB RECONSTRUCTION LENGTHENING SYSTEM | ORTHOPEDIC & SPINAL SUPPLIES
18121 | 4229421990200 | "SET, COMPLETE INSTRUMENTATION FOR PEDIATRIC LIMB RECONSTRUCTION LENGTHENING SYSTEM, WITH NECESSARY CASES" | ORTHOPEDIC & SPINAL SUPPLIES
18122 | 4232240300000 | RAILS CLAMP, FOR PEDIATRIC LIMB RECONSTRUCTION LENGTHENING SYSTEM, ASSORTED SIZES AND TYPES | ORTHOPEDIC & SPINAL SUPPLIES
18123 | 4232240000200 | SCREW, SCHANZ FOR PEDIATRIC LIMB RECONSTRUCTION LENGTHENING SYSTEM | ORTHOPEDIC & SPINAL SUPPLIES
18124 | 4229330105300 | DISTRACTOR, FOR PEDIATRIC LIMB RECONSTRUCTION LENGTHENING SYSTEM, ASSORTED SIZES | ORTHOPEDIC & SPINAL SUPPLIES
18125 | 4229421990400 | SCREW FOOT AND ANKLE CONICAL HEADLESS TITANIUM ASSORTED SIZES | ORTHOPEDIC & SPINAL SUPPLIES
18126 | 4232270000800 | SET COMPLETE INSTRUMENTATION FOR FOOT AND ANKLE CONICAL SCREW WITH NECESSARY CASES | ORTHOPEDIC & SPINAL SUPPLIES
18127 | 4229421915300 | PATELLA COMPONENT PRIMARY TOTAL KNEE ARTHROPLASTY ASSORTED TYPES AND SIZES AS REQUESTED BY END USER | ORTHOPEDIC & SPINAL SUPPLIES
18128 | 4229421915400 | FEMUR COMPONENT UNCEMENTED PRIMARY TOTAL KNEE ARTHROPLASTY LEFT OR RIGHT CRUCIATE RETAINING OR POSTERIOR STABILIZER ASSORTED TYPES AND SIZES AS REQUESTED BY END USER | ORTHOPEDIC & SPINAL SUPPLIES
18129 | 4232180001100 | INSERT HIGHLY CROSSED LINK POLYETHYLENE FOR UNCEMENTED TOTAL KNEE REPLACEMENT ASSORTED SIZES | ORTHOPEDIC & SPINAL SUPPLIES
18130 | 4229660309800 | SET COMPLETE INSTRUMENTATION FOR UNCEMENTED TOTAL KNEE CRUCIATE RETAINING AND POSTERIOR STABILIZER ARTHROPLASTY (FEMORAL TIBIAL AND PATELLAR) WITH NECESSARY CASE AND IMPLANT TRAY | ORTHOPEDIC & SPINAL SUPPLIES
18131 | 4229421915500 | TIBIAL BASE COMPONENT UNCEMENTED PRIMARY TOTAL KNEE ARTHROPLASTY RIGHT OR LEFT OR UNIVERSAL ASSORTED TYPES AND SIZES AS REQUESTED BY END USER | ORTHOPEDIC & SPINAL SUPPLIES
18132 | 4232180503600 | TIBIAL BASE COMPONENT PRIMARY OXIDIZED ZIRCONIUM TOTAL KNEE ARTHROPLASTY RIGHT OR LEFT OR UNIVERSAL ASSORTED TYPES AND SIZES AS REQ = UESTED BY END USER | ORTHOPEDIC & SPINAL SUPPLIES
18133 | 4232180104300 | FEMUR COMPONENT PRIMARY OXIDIZED ZIRCONIUM TOTAL KNEE ARTHROPLASTY LEFT OR RIGHT CRUCIATE RETAINING ASSORTED TYPES AND SIZES AS REQUESTED BY END USER | ORTHOPEDIC & SPINAL SUPPLIES
18134 | 4232180100100 | FEMUR COMPONENT PRIMARY OXIDIZED ZIRCONIUM TOTAL KNEE ARTHROPLASTY LEFT OR RIGHT POSTERIOR STABILIZER ASSORTED TYPES AND SIZES AS REQUESTED BY END USER | ORTHOPEDIC & SPINAL SUPPLIES
18135 | 4232180400100 | PATELLA COMPONENT PRIMARY OXIDIZED ZIRCONIUM TOTAL KNEE ARTHROPLASTY ASSORTED TYPES AND SIZES AS REQUESTED BY END USER | ORTHOPEDIC & SPINAL SUPPLIES
18136 | 4229660309500 | SET COMPLETE INSTRUMENTATION FOR OXIDIZED ZIRCONIUM TOTAL KNEE CRUCIATE RETAINING AND POSTERIOR STABILIZER ARTHROPLASTY (FEMORAL TIBIAL AND PATELLAR) WITH NECESSARY CASE AND IMPLANT TRAY | ORTHOPEDIC & SPINAL SUPPLIES
18137 | 4232180609400 | INSERT COMPONENT PRIMARY OXIDIZED ZIRCONIUM TOTAL KNEE ARTHROPLASTY RIGHT OR LEFT CRUCIATE RETAINING OR POSTERIOR STABILIZER ASSORTED TYPES AND SIZES AS REQUESTED BY END USER | ORTHOPEDIC & SPINAL SUPPLIES
18138 | 4232170001600 | SCREW ACETABULAR FOR UNCEMENTED OXIDIZED ZIRCONIUM TOTAL HIP ARTHROPLASTY ASSORTED SIZES | ORTHOPEDIC & SPINAL SUPPLIES
18139 | 4232170101000 | CUP UNCEMENTED WITH CORRESPONDING POLYETHYLENE INSERT FOR OXIDIZED ZIRCONIUM TOTAL HIP ARTHROPLASTY ASSORTED SIZES AS REQUIRED BY END USER | ORTHOPEDIC & SPINAL SUPPLIES
18140 | 4232170100900 | CUP UNCEMENTED WITH CORRESPONDING CERAMIC INSERT FOR OXIDIZED ZIRCONIUM TOTAL HIP ARTHROPLASTY ASSORTED SIZES AS REQUIRED BY END USER | ORTHOPEDIC & SPINAL SUPPLIES
18141 | 4232170841700 | STEM FEMORAL FOR OXIDIZED ZIRCONIUM UNCEMENTED TOTAL HIP ARTHROPLASTY ASSORTED SIZES | ORTHOPEDIC & SPINAL SUPPLIES
18142 | 4229660309300 | SET COMPLETE INSTRUMENTATION FOR OXIDIZED ZIRCONIUM UNCEMENTED TOTAL HIP ARTHROPLASTY INCLUDING (ACETABULAR FEMORAL AND SCREW FIXATION) WITH NECESSARY CASE AND IMPLANT TRAY | ORTHOPEDIC & SPINAL SUPPLIES
18143 | 4232170400400 | HEAD OXIDIZED ZIRCONIUM UNCEMENTED TOTAL HIP ARTHROPLASTY ASSORTED SIZES AND DIAMETERS AS REQUESTED BY END USER | ORTHOPEDIC & SPINAL SUPPLIES
18144 | 4229421916800 | FEMORAL COMPONENT FOR REVISION TOTAL KNEE ARTHROPLASTY WITH POSTERIOR STABILIZER ASSORTED SIZES AS REQUIRED BY END USER ORTHOPEDIC | ORTHOPEDIC & SPINAL SUPPLIES
18145 | 4229421916900 | AUGMENT FEMORAL DISTAL FOR REVISION TOTAL KNEE ARTHROPLASTY ASSORTED SIZES AS REQUIRED BY END USER ORTHOPEDIC | ORTHOPEDIC & SPINAL SUPPLIES
18146 | 4232180200300 | STEM FEMORAL STRAIGHT OR OFFSET FOR REVISION TOTAL KNEE ARTHROPLASTY ASSORTED SIZES AND LENGTHS AS REQUIRED BY END USER ORTHOPEDIC | ORTHOPEDIC & SPINAL SUPPLIES
18147 | 4229421917100 | AUGMENT FEMORAL POSTERIOR FOR REVISION TOTAL KNEE ARTHROPLASTY ASSORTED SIZES AS REQUIRED BY END USER ORTHOPEDIC | ORTHOPEDIC & SPINAL SUPPLIES
18148 | 4232180200400 | STEM TIBIAL STRAIGHT OR OFFSET FOR REVISION TOTAL KNEE ARTHROPLASTY ASSORTED SIZES AS REQUIRED BY END USER ORTHOPEDIC | ORTHOPEDIC & SPINAL SUPPLIES
18149 | 4232180609500 | INSERT TIBIAL POSTERIOR STABILIZER FOR REVISION TOTAL KNEE ARTHROPLASTY ASSORTED SIZES AND THICKNESS AS REQUIRED BY END USER ORTHOPEDIC | ORTHOPEDIC & SPINAL SUPPLIES
18150 | 4232180503500 | BASE TIBIAL TRAY METAL FOR REVISION TOTAL KNEE ARTHROPLASTY ASSORTED SIZE AS REQUIRED BY END USER ORTHOPEDIC | ORTHOPEDIC & SPINAL SUPPLIES
18151 | 4232150702700 | SET COMPLETE INSTRUMENTATION FOR REVISION TOTAL KNEE ARTHROPLASTY WITH NECESSARY CASE AND PROSTHESIS TRIALS | ORTHOPEDIC & SPINAL SUPPLIES
18152 | 4232180400800 | PATELLAR COMPONENT FOR REVISION TOTAL KNEE ARTHROPLASTY SIZE ASSORTED SIZES AS REQUIRED BY END USER ORTHOPEDIC | ORTHOPEDIC & SPINAL SUPPLIES
18153 | 4232181300000 | TIBIAL FULL OR HALF WEDGE FOR REVISION TOTAL KNEE ARTHROPLASTY ASSORTED ANGLES AND SIZES ORTHOPEDIC | ORTHOPEDIC & SPINAL SUPPLIES
18154 | 4232180907500 | TIBIAL METAL AUGMENTATION HALF BLOCK FOR REVISION TOTAL KNEE ARTHROPLASTY ASSORTED SIZES WITH ATTACHING SCREWS ORTHOPEDIC | ORTHOPEDIC & SPINAL SUPPLIES
18155 | 4232150707100 | "SLEEVE, FEMORAL STEPPED FOR BONE DEFECT FOR REVISION TOTAL KNEE ARTHROPLASTY ASSORTED SIZES AS REQUESTED BY END USER, ORTHOPEDIC" | ORTHOPEDIC & SPINAL SUPPLIES
18156 | 4232180104400 | "SLEEVE, TIBIAL STEPPED FOR BONE DEFECT IN REVISION TOTAL KNEE ARTHROPLASTY ASSORTED SIZES AS REQUESTED BY END USER, ORTHOPEDIC" | ORTHOPEDIC & SPINAL SUPPLIES
18157 | 4229660302500 | SET COMPLETE INSTRUMENTATION FOR STAINLESS STEEL DISTAL HUMERAL PLATING WITH NECESSARY CASE AND IMPLANT TRAY | ORTHOPEDIC & SPINAL SUPPLIES
18158 | 4232150019500 | SCREW CORTICAL STAINLESS STEEL 3.5MM FOR DISTAL HUMERAL PLATING | ORTHOPEDIC & SPINAL SUPPLIES
18159 | 4232150013500 | SCREW LOCKING HEAD STAINLESS STEEL 3.5MM FOR DISTAL HUMERAL PLATING | ORTHOPEDIC & SPINAL SUPPLIES
18160 | 4232150011900 | SCREW LOCKING HEAD STAINLESS STEEL 2.7MM FOR DISTAL HUMERAL PLATING | ORTHOPEDIC & SPINAL SUPPLIES
18161 | 4232150014900 | PLATE LCP ANATOMIC PROXIMAL OLECRANON LEFT OR RIGHT STAINLESS STEEL ASSORTED TYPES AND SIZES AS REQUESTED BY END USER | ORTHOPEDIC & SPINAL SUPPLIES
18162 | 4232150500400 | PLATE LCP ANATOMIC DISTAL HUMERUS LEFT OR RIGHT MEDIAL STAINLESS STEEL ASSORTED TYPES AND SIZES AS REQUESTED BY END USER | ORTHOPEDIC & SPINAL SUPPLIES
18163 | 4232150563300 | PLATE LCP ANATOMIC DISTAL HUMERUS LEFT OR RIGHT LATERAL STAINLESS STEEL ASSORTED TYPES SHAPES AND SIZES AS REQUESTED BY END USER | ORTHOPEDIC & SPINAL SUPPLIES
18164 | 4232150501700 | "SET, COMPLETE INSTRUMENTATION FOR TITANIUM DISTAL HUMERAL PLATING WITH NECESSARY CASE AND IMPLANT TRAY" | ORTHOPEDIC & SPINAL SUPPLIES
18165 | 4232150019700 | SCREW, CORTICAL TITANIUM 3.5MM FOR DISTAL HUMERAL PLATING | ORTHOPEDIC & SPINAL SUPPLIES
18166 | 4232150012100 | SCREW, LOCKING HEAD TITANIUM 3.5MM FOR DISTAL HUMERAL PLATING | ORTHOPEDIC & SPINAL SUPPLIES
18167 | 4232150012000 | SCREW, LOCKING HEAD TITANIUM 2.7MM FOR DISTAL HUMERAL PLATING | ORTHOPEDIC & SPINAL SUPPLIES
18168 | 4232150015000 | PLATE, LCP ANATOMIC PROXIMAL OLECRANON LEFT OR RIGHT TITANIUM ASSORTED TYPES AND SIZES AS REQUESTED BY END USER | ORTHOPEDIC & SPINAL SUPPLIES
18169 | 4232150014200 | PLATE, LCP ANATOMIC DISTAL HUMERUS LEFT OR RIGHT MEDIAL TITANIUM ASSORTED TYPES AND SIZES AS REQUESTED BY END USER | ORTHOPEDIC & SPINAL SUPPLIES
18170 | 4232150022900 | PLATE, LCP ANATOMIC DISTAL HUMERUS LEFT OR RIGHT LATERAL TITANIUM ASSORTED TYPES, SHAPES AND SIZES AS REQUESTED BY END USER | ORTHOPEDIC & SPINAL SUPPLIES
18171 | 4229660303600 | SET, COMPLETE INSTRUMENTATION FOR DISTAL HUMERAL VARIABLE ANGLE PLATING WITH NECESSARY CASE AND IMPLANT TRAY | ORTHOPEDIC & SPINAL SUPPLIES
18172 | 4232150027000 | SCREW, CORTICAL 3.5MM FOR DISTAL HUMERAL VARIABLE ANGLE PLATING | ORTHOPEDIC & SPINAL SUPPLIES
18173 | 4232150022100 | SCREW, VARIABLE ANGLE LCP 3.5MM FOR DISTAL HUMERAL PLATING | ORTHOPEDIC & SPINAL SUPPLIES
18174 | 4232150021800 | SCREW, VARIABLE ANGLE 2.7MM FOR DISTAL HUMERAL PLATING | ORTHOPEDIC & SPINAL SUPPLIES
18175 | 4232150012800 | PLATE, VARIABLE ANGLE ANATOMIC PROXIMAL OLECRANON LEFT OR RIGHT ASSORTED TYPES AND SIZES AS REQUESTED BY END USER | ORTHOPEDIC & SPINAL SUPPLIES
18176 | 4232150017300 | PLATE, VARIABLE ANGLE ANATOMIC DISTAL HUMERUS LEFT OR RIGHT MEDIAL ASSORTED TYPES AND SIZES AS REQUESTED BY END USER | ORTHOPEDIC & SPINAL SUPPLIES
18177 | 4232150023800 | PLATE, VARIABLE ANGLE ANATOMIC DISTAL HUMERUS LEFT OR RIGHT LATERAL ASSORTED TYPES, SHAPES AND SIZES AS REQUESTED BY END USER | ORTHOPEDIC & SPINAL SUPPLIES
18178 | 4229421915900 | SET COMPLETE INSTRUMENTATION FOR REVISION CEMENTED TOTAL HIP ARTHROPLASTY WITH NECESSARY CASE | ORTHOPEDIC & SPINAL SUPPLIES
18179 | 4232170101300 | CUP FOR TOTAL HIP REVISION ASSORTED SIZES AND DIAMETERS | ORTHOPEDIC & SPINAL SUPPLIES
18180 | 4232170310500 | LINER CEMENTED HIGHLY CROSSED LINKED POLYETHYLENE FOR REVISION CEMENTED TOTAL HIP ASSORTED SIZES | ORTHOPEDIC & SPINAL SUPPLIES
18181 | 4232170409300 | HEAD METAL FOR TOTAL HIP CEMENTED REVISION ASSORTED SIZES AND DIAMETERS | ORTHOPEDIC & SPINAL SUPPLIES
18182 | 4232170409000 | HEAD CERAMIC FOR TOTAL HIP CEMENTED REVISION ASSORTED SIZES AND DIAMETERS | ORTHOPEDIC & SPINAL SUPPLIES
18183 | 4232170841600 | STEM CEMENTED FOR TOTAL HIP REVISION ASSORTED SIZES AND DIAMETERS CEMENTED | ORTHOPEDIC & SPINAL SUPPLIES
18184 | 4232150009600 | SCREW FOR METAL MESH ACETABULOPLASTY ASSORTED SIZES | ORTHOPEDIC & SPINAL SUPPLIES
18185 | 4229660307200 | SET COMPLETE INSTRUMENTATION FOR ACETABULOPLASTY REVISION HIP WITH NECESSARY CASE | ORTHOPEDIC & SPINAL SUPPLIES
18186 | 4232170700300 | MESH METAL FOR REVISION HIP ACETABULOPLASTY ASSORTED SIZES AND SHAPES | ORTHOPEDIC & SPINAL SUPPLIES
18187 | 4232170842000 | STEM MONOBLOCK FOR TOTAL HIP UNCEMENTED REVISION ASSORTED SIZES AND DIAMETERS | ORTHOPEDIC & SPINAL SUPPLIES
18188 | 4232170841900 | STEM MODULAR FOR TOTAL HIP UNCEMENTED REVISION ASSORTED SIZES AND DIAMETERS | ORTHOPEDIC & SPINAL SUPPLIES
18189 | 4232170000500 | SCREW CUP FOR TOTAL HIP UNCEMENTED REVISION ASSORTED SIZES | ORTHOPEDIC & SPINAL SUPPLIES
18190 | 4232170101500 | CUP MULTI-HOLE FOR MODULAR TOTAL HIP UNCEMENTED REVISION ASSORTED SIZES AND DIAMETERS WITH CERAMIC LINER | ORTHOPEDIC & SPINAL SUPPLIES
18191 | 4232170101600 | CUP THREE-HOLE FOR TOTAL HIP UNCEMENTED REVISION ASSORTED SIZES AND DIAMETERS WITH CERAMIC LINER | ORTHOPEDIC & SPINAL SUPPLIES
18192 | 4232170409400 | HEAD METAL FOR TOTAL HIP UNCEMENTED REVISION ARTHROPLASTY ASSORTED SIZES AND DIAMETERS | ORTHOPEDIC & SPINAL SUPPLIES
18193 | 4232170409100 | HEAD CERAMIC FOR TOTAL HIP UNCEMENTED REVISION ARTHROPLASTY ASSORTED SIZES AND DIAMETERS | ORTHOPEDIC & SPINAL SUPPLIES
18194 | 4232170310700 | LINER HIGHLY CROSSED LINKED POLYETHYLENE FOR TOTAL HIP UNCEMENTED REVISION ASSORTED SIZES | ORTHOPEDIC & SPINAL SUPPLIES
18195 | 4229421916000 | SET COMPLETE INSTRUMENTATION FOR TOTAL HIP UNCEMENTED REVISION ARTHROPLASTY WITH NECESSARY CASE | ORTHOPEDIC & SPINAL SUPPLIES
18196 | 4232170101200 | CUP, ACETABULAR DUAL MOBILITY FOR TOTAL HIP UNCEMENTED REVISION, ASSORTED SIZES | ORTHOPEDIC & SPINAL SUPPLIES
18197 | 4232170310600 | LINER, HIGHLY CROSSED LINKED POLYETHYLENE FOR DUAL MOBILITY CUP, ASSORTED SIZES | ORTHOPEDIC & SPINAL SUPPLIES
18198 | 4232150014000 | PEG, FOR DUAL MOBILITY CUP, ASSORTED SIZES | ORTHOPEDIC & SPINAL SUPPLIES
18199 | 4232150009800 | SCREW, TITANIUM FOR DUAL MOBILITY CUP, ASSORTED SIZES | ORTHOPEDIC & SPINAL SUPPLIES
18200 | 4232170101100 | CUP, ACETABULAR DUAL MOBILITY FOR TOTAL HIP CEMENTED REVISION, ASSORTED SIZES | ORTHOPEDIC & SPINAL SUPPLIES
18201 | 4229421939600 | "SET, INSTRUMENTATION FOR ARTHROSCOPIC CARTILAGE/BONE GRAFT SUBSTITUTE" | ORTHOPEDIC & SPINAL SUPPLIES
18202 | 4229421940000 | "ALLOGRAFT, CARTILAGE/BONE SUBSTITUTE ANGLE PLUG FROZEN, ASSORTED SIZES AND SHAPES AS REQUIRED BY END USERS, ORTHOPEDIC" | ORTHOPEDIC & SPINAL SUPPLIES
18203 | 4232150533400 | "PLATE, HIGH MEDIAL TIBIAL OSTEOTOMY LEFT OR RIGHT ASSORTED SIZES AS REQUESTED BY END USER" | ORTHOPEDIC & SPINAL SUPPLIES
18204 | 4232150533300 | "PLATE, HIGH LATERAL TIBIAL OSTEOTOMY LEFT OR RIGHT ASSORTED SIZES AS REQUESTED BY END USER" | ORTHOPEDIC & SPINAL SUPPLIES
18205 | 4232150532900 | "PLATE, LATERAL DISTAL FEMUR OSTEOTOMY LEFT OR RIGHT ASSORTED SIZES AS REQUESTED BY END USER" | ORTHOPEDIC & SPINAL SUPPLIES
18206 | 4232150533000 | "PLATE, MEDIAL DISTAL FEMUR OSTEOTOMY LEFT OR RIGHT ASSORTED SIZES AS REQUESTED BY END USER" | ORTHOPEDIC & SPINAL SUPPLIES
18207 | 4229421900500 | "SET, COMPLETE INSTRUMENTATION FOR KNEE OSTEOTOMY WITH NECESSARY CASE AND IMPLANT TRAY" | ORTHOPEDIC & SPINAL SUPPLIES
18208 | 4232180000100 | SCREW, CORTICAL FOR KNEE OSTEOTOMY ASSORTED SIZES AS REQUESTED BY END USER | ORTHOPEDIC & SPINAL SUPPLIES
18209 | 4232150633300 | "SCREW, LOCKED HEAD FOR KNEE OSTEOTOMY ASSORTED SIZES AS REQUESTED BY END USER" | ORTHOPEDIC & SPINAL SUPPLIES
18210 | 4231230700200 | HYDROSURGICAL RESECTION DEBRIDEMENT UNIT WITH ALL NECESSARY ACCESSORIES AND STERILIZATION CASE | ORTHOPEDIC & SPINAL SUPPLIES
18211 | 4231230700300 | SHARP HYDROSURGICAL HANDPIECE ASSORTED SHAPE AND SIZES, ORTHOPEDIC | ORTHOPEDIC & SPINAL SUPPLIES
18212 | 4231230700400 | SOFT HYDROSURGICAL HANDPIECE ASSORTED SHAPES AND SIZES INCLUDING TUBING SET, ORTHOPEDIC | ORTHOPEDIC & SPINAL SUPPLIES
18213 | 4232150732700 | "PLATE, LCP PROXIMAL RADIUS LEFT OR RIGHT FOR RADIAL HEAD RIM SHAFT, OR EQUIVALENT, ASSORTED SIZES" | ORTHOPEDIC & SPINAL SUPPLIES
18214 | 4229660301600 | SET, COMPLETE INSTRUMENTATION FOR PROXIMAL RADIUS PLATING, WITH NECESSARY CASE AND IMPLANT TRAY | ORTHOPEDIC & SPINAL SUPPLIES
18215 | 4232150020800 | SCREW, LOCKED HEAD FOR PROXIMAL RADIUS PLATING, ASSORTED SIZES | ORTHOPEDIC & SPINAL SUPPLIES
18216 | 4232150011200 | SCREW, CORTICAL FOR PROXIMAL RADIUS PLATING, ASSORTED SIZES | ORTHOPEDIC & SPINAL SUPPLIES
18217 | 4232150755300 | "PLATE, LCP PROXIMAL RADIUS FOR RADIAL NECK SHAFT, OR EQUIVALENT, ASSORTED SIZES" | ORTHOPEDIC & SPINAL SUPPLIES
18218 | 4232180615500 | TIBIAL COMPONENT FIXED BEARING FOR PRIMARY CEMENTLESS TOTAL ANKLE ARTHROPLASTY ASSORTED SIZES | ORTHOPEDIC & SPINAL SUPPLIES
18219 | 4232280202000 | TALAR COMPONENT FIXED BEARING FOR PRIMARY CEMENTLESS TOTAL ANKLE ARTHROPLASTY ASSORTED SIZES | ORTHOPEDIC & SPINAL SUPPLIES
18220 | 4232180001400 | INSERT POLYETHYLENE FIXED BEARING FOR PRIMARY CEMENTLESS TOTAL ANKLE ARTHROPLASTY ASSORTED SIZES | ORTHOPEDIC & SPINAL SUPPLIES
18221 | 4229660308900 | SET COMPLETE INSTRUMENTATION FOR PRIMARY CEMENTLESS TOTAL ANKLE ARTHROPLASTY (FIXED BEARING) WITH NECESSARY CASES AND IMPLANT TRAY | ORTHOPEDIC & SPINAL SUPPLIES
18222 | 4232180615400 | TIBIAL COMPONENT FIXED BEARING FOR PRIMARY CEMENTED TOTAL ANKLE ARTHROPLASTY ASSORTED SIZES | ORTHOPEDIC & SPINAL SUPPLIES
18223 | 4232280202200 | TALAR COMPONENT FOR FIXED BEARING PRIMARY CEMENTED TOTAL ANKLE ARTHROPLASTY ASSORTED SIZES | ORTHOPEDIC & SPINAL SUPPLIES
18224 | 4232180001300 | INSERT POLYETHYLENE FIXED BEARING FOR PRIMARY CEMENTED TOTAL ANKLE ARTHROPLASTY ASSORTED SIZES | ORTHOPEDIC & SPINAL SUPPLIES
18225 | 4229660308700 | SET COMPLETE INSTRUMENTATION FOR PRIMARY CEMENTED TOTAL ANKLE ARTHROPLASTY (FIXED BEARING) WITH NECESSARY CASES AND IMPLANT TRAY | ORTHOPEDIC & SPINAL SUPPLIES
18226 | 4232180615300 | TIBIAL COMPONENT FIXED BEARING FOR COMPLEX PRIMARY CEMENTED TOTAL ANKLE ARTHROPLASTY ASSORTED SIZES | ORTHOPEDIC & SPINAL SUPPLIES
18227 | 4232280202100 | TALAR COMPONENT FOR COMPLEX PRIMARY CEMENTED TOTAL ANKLE ARTHROPLASTY ASSORTED SIZES | ORTHOPEDIC & SPINAL SUPPLIES
18228 | 4232180001200 | INSERT POLYETHYLENE FIXED BEARING FOR COMPLEX PRIMARY CEMENTED TOTAL ANKLE ARTHROPLASTY ASSORTED SIZES | ORTHOPEDIC & SPINAL SUPPLIES
18229 | 4229660309100 | SET COMPLETE INSTRUMENTATION FOR COMPLEX PRIMARY CEMENTED TOTAL ANKLE ARTHROPLASTY (FIXED BEARING) WITH NECESSARY CASES AND IMPLANT TRAY | ORTHOPEDIC & SPINAL SUPPLIES
18230 | 4232180615600 | TIBIAL COMPONENT FIXED BEARING REVISION WITH MODULAR STEMS CEMENTLESS ASSORTED SIZES | ORTHOPEDIC & SPINAL SUPPLIES
18231 | 4232280202500 | TALAR COMPONENT WITH MODULAR STEM FOR REVISION CEMENTLESS TOTAL ANKLE ARTHROPLASTY ASSORTED SIZES | ORTHOPEDIC & SPINAL SUPPLIES
18232 | 4232180001500 | INSERT POLYETHYLENE FIXED BEARING FOR REVISION CEMENTLESS TOTAL ANKLE ARTHROPLASTY ASSORTED SIZES | ORTHOPEDIC & SPINAL SUPPLIES
18233 | 4232280000000 | SET COMPLETE INSTRUMENTATION FOR REVISION CEMENTLESS TOTAL ANKLE ARTHROPLASTY (FIXED BEARING) WITH NECESSARY CASES AND IMPLANT TRAY | ORTHOPEDIC & SPINAL SUPPLIES
18234 | 4232150859500 | PLATE LCP CLAVICLE ANTERIOR TITANIUM ASSORTED SIZES SHAPES AND TYPES AS REQUESTED BY END USER | ORTHOPEDIC & SPINAL SUPPLIES
18235 | 4232150011700 | SCREW LOCKED HEAD 3.5MM FOR TITANIUM ANTERIOR CLAVICLE PLATING ASSORTED SIZES | ORTHOPEDIC & SPINAL SUPPLIES
18236 | 4232150018400 | SCREW CORTICAL 3.5MM FOR TITANIUM ANTERIOR CLAVICLE PLATING ASSORTED SIZES | ORTHOPEDIC & SPINAL SUPPLIES
18237 | 4229660302600 | SET COMPLETE INSTRUMENTATION FOR TITANIUM ANTERIOR CLAVICLE PLATING WITH NECESSARY CASE AND IMPLANT TRAY | ORTHOPEDIC & SPINAL SUPPLIES
18238 | 4232150015300 | PLATE, LCP CLAVICLE ANTERIOR STAINLESS STEEL ASSORTED SIZES, SHAPES, AND TYPES, AS REQUESTED BY END USER | ORTHOPEDIC & SPINAL SUPPLIES
18239 | 4232150022700 | SCREW, LOCKED HEAD 3.5MM FOR STAINLESS STEEL ANTERIOR CLAVICLE PLATING ASSORTED SIZES | ORTHOPEDIC & SPINAL SUPPLIES
18240 | 4232150018300 | SCREW, CORTICAL 3.5MM FOR STAINLESS STEEL ANTERIOR CLAVICLE PLATING ASSORTED SIZES | ORTHOPEDIC & SPINAL SUPPLIES
18241 | 4229660304100 | SET, COMPLETE INSTRUMENTATION FOR STAINLESS STEEL ANTERIOR CLAVICLE PLATING, WITH NECESSARY CASE AND IMPLANT TRAY | ORTHOPEDIC & SPINAL SUPPLIES
18242 | 4232150022300 | PLATE, LCP CLAVICLE ANTERIOR MEDIAL STAINLESS STEEL ASSORTED SIZES, SHAPES, AND TYPES, AS REQUESTED BY END USER | ORTHOPEDIC & SPINAL SUPPLIES
18243 | 4232150029400 | SCREW, LOCKED HEAD 3.5MM FOR STAINLESS STEEL ANTERIOR MEDIAL CLAVICLE PLATING ASSORTED SIZES | ORTHOPEDIC & SPINAL SUPPLIES
18244 | 4232150027100 | SCREW, CORTICAL 3.5MM FOR STAINLESS STEEL ANTERIOR MEDIAL CLAVICLE PLATING ASSORTED SIZES | ORTHOPEDIC & SPINAL SUPPLIES
18245 | 4229660304200 | SET, COMPLETE INSTRUMENTATION FOR STAINLESS STEEL ANTERIOR MEDIAL CLAVICLE PLATING, WITH NECESSARY CASE AND IMPLANT TRAY | ORTHOPEDIC & SPINAL SUPPLIES
18246 | 4232150010000 | PLATE LCP CLAVICLE ANTERIOR MEDIAL TITANIUM ASSORTED SIZES SHAPES AND TYPES AS REQUESTED BY END USER | ORTHOPEDIC & SPINAL SUPPLIES
18247 | 4232150029500 | SCREW LOCKED HEAD 3.5MM FOR TITANIUM ANTERIOR MEDIAL CLAVICLE PLATING ASSORTED SIZES | ORTHOPEDIC & SPINAL SUPPLIES
18248 | 4232150027200 | SCREW CORTICAL 3.5MM FOR TITANIUM ANTERIOR MEDIAL CLAVICLE PLATING ASSORTED SIZES | ORTHOPEDIC & SPINAL SUPPLIES
18249 | 4229660300700 | SET COMPLETE INSTRUMENTATION FOR TITANIUM ANTERIOR MEDIAL CLAVICLE PLATING WITH NECESSARY CASE AND IMPLANT TRAY | ORTHOPEDIC & SPINAL SUPPLIES
18250 | 4232150532400 | "PLATE, ANATOMIC HOOK CLAVICLE LEFT OR RIGHT STAINLESS STEEL ASSORTED SIZES AS REQUESTED BY END USER" | ORTHOPEDIC & SPINAL SUPPLIES
18251 | 4229660301400 | SET, COMPLETE INSTRUMENTATION FOR HOOK STAINLESS STEEL CLAVICLE PLATING, WITH NECESSARY CASE AND IMPLANT TRAY | ORTHOPEDIC & SPINAL SUPPLIES
18252 | 4232150020100 | SCREW, LOCKED HEAD 3.5MM OR EQUIVALENT FOR STAINLESS STEEL HOOK CLAVICLE PLATE | ORTHOPEDIC & SPINAL SUPPLIES
18253 | 4232150018500 | SCREW, CORTICAL 3.5MM OR EQUIVALENT FOR STAINLESS STEEL HOOK CLAVICLE PLATE, ASSORTED SIZES | ORTHOPEDIC & SPINAL SUPPLIES
18254 | 4232150009300 | PLATE ANATOMIC HOOK CLAVICLE LEFT OR RIGHT TITANIUM ASSORTED SIZES AS REQUESTED BY END USER | ORTHOPEDIC & SPINAL SUPPLIES
18255 | 4229660302200 | SET COMPLETE INSTRUMENTATION FOR HOOK TITANIUM CLAVICLE PLATING WITH NECESSARY CASE AND IMPLANT TRAY | ORTHOPEDIC & SPINAL SUPPLIES
18256 | 4232150020200 | SCREW LOCKED HEAD 3.5MM OR EQUIVALENT FOR TITANIUM HOOK CLAVICLE PLATE ASSORTED SIZES | ORTHOPEDIC & SPINAL SUPPLIES
18257 | 4232150013000 | SCREW CORTICAL 3.5MM OR EQUIVALENT FOR TITANIUM HOOK CLAVICLE PLATE ASSORTED SIZES | ORTHOPEDIC & SPINAL SUPPLIES
18258 | 4232150733400 | "PLATE, LCP TITANIUM SUPERIOR ANTERIOR LEFT OR RIGHT CLAVICLE WITH LATERAL EXTENSION ASSORTED SIZES, AS REQUESTED BY END USER" | ORTHOPEDIC & SPINAL SUPPLIES
18259 | 4229660306000 | SET, COMPLETE INSTRUMENTATION FOR TITANIUM SUPERIOR ANTERIOR CLAVICLE WITH LATERAL EXTENSION PLATING, WITH NECESSARY CASE AND IMPLANT TRAY | ORTHOPEDIC & SPINAL SUPPLIES
18260 | 4232150033200 | SCREW, LOCKED HEAD 3.5MM OR EQUIVALENT FOR TITANIUM SUPERIOR ANTERIOR CLAVICLE PLATE WITH LATERAL EXTENSION, ASSORTED SIZES | ORTHOPEDIC & SPINAL SUPPLIES
18261 | 4232150027600 | SCREW, CORTICAL 3.5MM OR EQUIVALENT FOR TITANIUM SUPERIOR ANTERIOR CLAVICLE PLATE WITH LATERAL EXTENSION, ASSORTED SIZES | ORTHOPEDIC & SPINAL SUPPLIES
18262 | 4232150033400 | SCREW, LOCKING HEAD 2.7MM OR EQUIVALENT FOR TITANIUM SUPERIOR ANTERIOR CLAVICLE PLATE WITH LATERAL EXTENSION, ASSORTED SIZES | ORTHOPEDIC & SPINAL SUPPLIES
18263 | 4232150518800 | "PLATE, LCP STAINLESS STEEL SUPERIOR ANTERIOR LEFT OR RIGHT CLAVICLE WITH LATERAL EXTENSION ASSORTED SIZES, AS REQUESTED BY END USER" | ORTHOPEDIC & SPINAL SUPPLIES
18264 | 4229660308300 | SET, COMPLETE INSTRUMENTATION FOR STAINLESS STEEL SUPERIOR ANTERIOR CLAVICLE WITH LATERAL EXTENSION PLATING, WITH NECESSARY CASE AND IMPLANT TRAY | ORTHOPEDIC & SPINAL SUPPLIES
18265 | 4232150033100 | SCREW, LOCKED HEAD 3.5MM OR EQUIVALENT FOR STAINLESS STEEL SUPERIOR ANTERIOR CLAVICLE PLATE WITH LATERAL EXTENSION, ASSORTED SIZES | ORTHOPEDIC & SPINAL SUPPLIES
18266 | 4232150027400 | SCREW, CORTICAL 3.5MM OR EQUIVALENT FOR STAINLESS STEEL SUPERIOR ANTERIOR CLAVICLE PLATE WITH LATERAL EXTENSION, ASSORTED SIZES | ORTHOPEDIC & SPINAL SUPPLIES
18267 | 4232150033300 | SCREW, LOCKING HEAD 2.7MM OR EQUIVALENT FOR STAINLESS STEEL SUPERIOR ANTERIOR CLAVICLE PLATE WITH LATERAL EXTENSION, ASSORTED SIZES | ORTHOPEDIC & SPINAL SUPPLIES
18268 | 4232150016100 | PLATE, LCP TITANIUM SUPERIOR ANTERIOR LEFT OR RIGHT CLAVICLE ASSORTED SIZES, AS REQUESTED BY END USER | ORTHOPEDIC & SPINAL SUPPLIES
18269 | 4229660300600 | "SET, COMPLETE INSTRUMENTATION FOR TITANIUM SUPERIOR ANTERIOR CLAVICLE PLATING, WITH NECESSARY CASE AND IMPLANT TRAY" | ORTHOPEDIC & SPINAL SUPPLIES
18270 | 4232150030200 | "SCREW, LOCKED HEAD 3.5MM OR EQUIVALENT FOR TITANIUM SUPERIOR ANTERIOR CLAVICLE PLATE, ASSORTED SIZES" | ORTHOPEDIC & SPINAL SUPPLIES
18271 | 4232150029000 | SCREW, CORTICAL 3.5MM OR EQUIVALENT FOR TITANIUM SUPERIOR ANTERIOR CLAVICLE PLATE, ASSORTED SIZES | ORTHOPEDIC & SPINAL SUPPLIES
18272 | 4232150015700 | PLATE, LCP STAINLESS STEEL SUPERIOR ANTERIOR LEFT OR RIGHT CLAVICLE ASSORTED SIZES, AS REQUESTED BY END USER | ORTHOPEDIC & SPINAL SUPPLIES
18273 | 4229660304300 | SET, COMPLETE INSTRUMENTATION FOR STAINLESS STEEL SUPERIOR ANTERIOR CLAVICLE PLATING, WITH NECESSARY CASE AND IMPLANT TRAY | ORTHOPEDIC & SPINAL SUPPLIES
18274 | 4232150030100 | "SCREW, LOCKED HEAD 3.5MM OR EQUIVALENT FOR STAINLESS STEEL SUPERIOR ANTERIOR CLAVICLE PLATE, ASSORTED SIZES" | ORTHOPEDIC & SPINAL SUPPLIES
18275 | 4232150027500 | SCREW, CORTICAL 3.5MM OR EQUIVALENT FOR STAINLESS STEEL SUPERIOR ANTERIOR CLAVICLE PLATE, ASSORTED SIZES | ORTHOPEDIC & SPINAL SUPPLIES
18276 | 4232150012500 | PLATE, LCP TITANIUM SUPERIOR LEFT OR RIGHT CLAVICLE WITH LATERAL EXTENSION ASSORTED SIZES, AS REQUESTED BY END USER | ORTHOPEDIC & SPINAL SUPPLIES
18277 | 4229660309700 | SET, COMPLETE INSTRUMENTATION FOR TITANIUM SUPERIOR CLAVICLE WITH LATERAL EXTENSION PLATING, WITH NECESSARY CASE AND IMPLANT TRAY | ORTHOPEDIC & SPINAL SUPPLIES
18278 | 4232150032800 | SCREW, LOCKED HEAD 3.5MM OR EQUIVALENT FOR TITANIUM SUPERIOR CLAVICLE PLATE WITH LATERAL EXTENSION, ASSORTED SIZES | ORTHOPEDIC & SPINAL SUPPLIES
18279 | 4232150032500 | SCREW, CORTICAL 3.5MM OR EQUIVALENT FOR TITANIUM SUPERIOR CLAVICLE PLATE WITH LATERAL EXTENSION, ASSORTED SIZES | ORTHOPEDIC & SPINAL SUPPLIES
18280 | 4232150033000 | SCREW, LOCKING HEAD 2.7MM OR EQUIVALENT FOR TITANIUM SUPERIOR CLAVICLE PLATE WITH LATERAL EXTENSION, ASSORTED SIZES | ORTHOPEDIC & SPINAL SUPPLIES
18281 | 4232150015800 | PLATE, LCP STAINLESS STEEL SUPERIOR LEFT OR RIGHT CLAVICLE WITH LATERAL EXTENSION ASSORTED SIZES, AS REQUESTED BY END USER | ORTHOPEDIC & SPINAL SUPPLIES
18282 | 4229660307800 | SET, COMPLETE INSTRUMENTATION FOR STAINLESS STEEL SUPERIOR CLAVICLE WITH LATERAL EXTENSION PLATING, WITH NECESSARY CASE AND IMPLANT TRAY | ORTHOPEDIC & SPINAL SUPPLIES
18283 | 4232150032700 | SCREW, LOCKED HEAD 3.5MM OR EQUIVALENT FOR STAINLESS STEEL SUPERIOR CLAVICLE PLATE WITH LATERAL EXTENSION, ASSORTED SIZES | ORTHOPEDIC & SPINAL SUPPLIES
18284 | 4232150771100 | "SCREW, CORTICAL 3.5MM OR EQUIVALENT FOR STAINLESS STEEL SUPERIOR CLAVICLE PLATE WITH LATERAL EXTENSION, ASSORTED SIZES" | ORTHOPEDIC & SPINAL SUPPLIES
18285 | 4232150032900 | SCREW, LOCKING HEAD 2.7MM OR EQUIVALENT FOR STAINLESS STEEL SUPERIOR CLAVICLE PLATE WITH LATERAL EXTENSION, ASSORTED SIZES | ORTHOPEDIC & SPINAL SUPPLIES
18286 | 4232150009200 | PLATE LCP TITANIUM SUPERIOR LEFT OR RIGHT CLAVICLE ASSORTED SIZES AS REQUESTED BY END USER | ORTHOPEDIC & SPINAL SUPPLIES
18287 | 4229660302800 | SET COMPLETE INSTRUMENTATION FOR TITANIUM SUPERIOR CLAVICLE PLATING WITH NECESSARY CASE AND IMPLANT TRAY | ORTHOPEDIC & SPINAL SUPPLIES
18288 | 4232150020300 | SCREW LOCKED HEAD 3.5MM OR EQUIVALENT FOR TITANIUM SUPERIOR CLAVICLE PLATE ASSORTED SIZES | ORTHOPEDIC & SPINAL SUPPLIES
18289 | 4232150018600 | SCREW CORTICAL 3.5MM OR EQUIVALENT FOR TITANIUM SUPERIOR CLAVICLE PLATE ASSORTED SIZES | ORTHOPEDIC & SPINAL SUPPLIES
18290 | 4232150010100 | PLATE, LCP STAINLESS STEEL SUPERIOR LEFT OR RIGHT CLAVICLE ASSORTED SIZES, AS REQUESTED BY END USER | ORTHOPEDIC & SPINAL SUPPLIES
18291 | 4229660304400 | SET, COMPLETE INSTRUMENTATION FOR STAINLESS STEEL SUPERIOR CLAVICLE PLATING, WITH NECESSARY CASE AND IMPLANT TRAY | ORTHOPEDIC & SPINAL SUPPLIES
18292 | 4232150027700 | "SCREW, LOCKED HEAD 3.5MM OR EQUIVALENT FOR STAINLESS STEEL SUPERIOR CLAVICLE PLATE, ASSORTED SIZES" | ORTHOPEDIC & SPINAL SUPPLIES
18293 | 4232150011000 | SCREW, CORTICAL 3.5MM OR EQUIVALENT FOR STAINLESS STEEL SUPERIOR CLAVICLE PLATE, ASSORTED SIZES | ORTHOPEDIC & SPINAL SUPPLIES
18294 | 4229421928000 | SET, COMPLETE INSTRUMENTATION FOR TELESCOPING NAIL FOR PEDIATRIC DEFORMED BONES AND NECESSARY GRAPHIC CASE (TRAY, LID AND BOX), ORTHO PEDIC | ORTHOPEDIC & SPINAL SUPPLIES
18295 | 4232150404100 | TELESCOPING NAIL FOR PEDIATRIC DEFORMED BONES ASSORTED SIZE S AND LENGTHS AS REQUESTED BY END USER, ORTHOPEDIC | ORTHOPEDIC & SPINAL SUPPLIES
18296 | 4232150024000 | SCREW HEADLESS CANNULATED SELF-DRILLING 2.4 TO 3.0MM STAINLESS STEEL ASSORTED TYPES AND LENGTHS REQUESTED BY END USER | ORTHOPEDIC & SPINAL SUPPLIES
18297 | 4229660305300 | SET, COMPLETE INSTRUMENTATION FOR STAINLESS STEEL 2.4 MM TO 3 MM HEADLESS CANNULATED SCREW, WITH NECESSARY CASE AND RELATED DRILL BITS AND TAPS | ORTHOPEDIC & SPINAL SUPPLIES
18298 | 4232150935000 | SCREW HEADLESS CANNULATED SELF DRILLING 2.4 TO 3.0MM TITANIUM ASSORTED TYPES AND LENGTHS REQUESTED BY END USER | ORTHOPEDIC & SPINAL SUPPLIES
18299 | 4229660305800 | SET COMPLETE INSTRUMENTATION FOR TITANIUM 2.4 MM TO 3 MM HEADLESS CANNULATED SCREW WITH NECESSARY CASE AND RELATED DRILL BITS AND TAPS | ORTHOPEDIC & SPINAL SUPPLIES
18300 | 4232150907900 | SCREW HEADLESS CANNULATED SELF DRILLING 4.5 TO 6.5MM TITANIUM ASSORTED TYPES AND LENGTHS REQUESTED BY END USER | ORTHOPEDIC & SPINAL SUPPLIES
18301 | 4229660306700 | SET, COMPLETE INSTRUMENTATION FOR TITANIUM 4.5 MM TO 6.5 MM HEADLESS CANNULATED SCREW, WITH NECESSARY CASE AND RELATED DRILL BITS AND TAPS | ORTHOPEDIC & SPINAL SUPPLIES
18302 | 4232150908000 | SCREW HEADLESS CANNULATED SELF DRILLING 4.5 TO 6.5MM STAINLESS STEEL ASSORTED TYPES AND LENGTHS REQUESTED BY END USER | ORTHOPEDIC & SPINAL SUPPLIES
18303 | 4229660306600 | SET, COMPLETE INSTRUMENTATION FOR STAINLESS STEEL 4.5 MM TO 6.5 MM HEADLESS CANNULATED SCREW, WITH NECESSARY CASE AND RELATED DRILL BITS AND TAPS | ORTHOPEDIC & SPINAL SUPPLIES
18304 | 4232151023500 | SCREW HEADLESS CANNULATED SELF DRILLING 1.5MM TO 2MM TITANIUM ASSORTED TYPES AND LENGTHS REQUESTED BY END USER | ORTHOPEDIC & SPINAL SUPPLIES
18305 | 4229660305700 | SET COMPLETE INSTRUMENTATION FOR TITANIUM 1.5 MM TO 2 MM HEADLESS CANNULATED SCREW WITH NECESSARY CASE AND RELATED DRILL BITS AND TAPS | ORTHOPEDIC & SPINAL SUPPLIES
18306 | 4232150024200 | SCREW HEADLESS CANNULATED SELF-DRILLING 3.5 TO 4.0MM TITANIUM ASSORTED TYPES AND LENGTHS REQUESTED BY END USER | ORTHOPEDIC & SPINAL SUPPLIES
18307 | 4229660305900 | SET COMPLETE INSTRUMENTATION FOR TITANIUM 3.5 MM TO 4 MM HEADLESS CANNULATED SCREW WITH NECESSARY CASE AND RELATED DRILL BITS AND TAPS | ORTHOPEDIC & SPINAL SUPPLIES
18308 | 4232150030300 | SCREW TITANIUM HEADLESS CANNULATED SELF-DRILLING 6.6MM TO 7.5MM ASSORTED TYPES AND LENGTHS REQUESTED BY END USER | ORTHOPEDIC & SPINAL SUPPLIES
18309 | 4229660308500 | SET COMPLETE INSTRUMENTATION FOR TITANIUM 6.6MM TO 7.5MM HEADLESS SCREW FIXATION WITH NECESSARY CASES AND IMPLANT TRAY | ORTHOPEDIC & SPINAL SUPPLIES
18310 | 4229421932400 | "SCREW, LOCKED HEAD FOR VOLAR DISTAL RADIUS FIXATION STAINLESS STEEL ASSORTED LENGTHS AND SIZES" | ORTHOPEDIC & SPINAL SUPPLIES
18311 | 4229660304900 | SET, COMPLETE INSTRUMENTATION FOR VOLAR DISTAL RADIAL STAINLESS STEEL PLATING | ORTHOPEDIC & SPINAL SUPPLIES
18312 | 4232150029900 | SCREW, CORTICAL FOR VOLAR DISTAL RADIUS FIXATION STAINLESS STEEL ASSORTED LENGTHS AND SIZES | ORTHOPEDIC & SPINAL SUPPLIES
18313 | 4229421932500 | "PLATE, LCP ANATOMIC DISTAL RADIUS VOLAR STAINLESS STEEL ASSORTED TYPES AND SIZES REQUESTED BY END USER" | ORTHOPEDIC & SPINAL SUPPLIES
18314 | 4232150500900 | PLATE LCP ANATOMIC DISTAL RADIUS VOLAR TITANIUM ASSORTED TYPES AND SIZES AS REQUESTED BY END USER | ORTHOPEDIC & SPINAL SUPPLIES
18315 | 4232150031700 | SCREW LOCKED HEAD FOR VOLAR DISTAL RADIUS FIXATION TITANIUM ASSORTED LENGTHS AND SIZES | ORTHOPEDIC & SPINAL SUPPLIES
18316 | 4229660305000 | SET COMPLETE INSTRUMENTATION FOR VOLAR DISTAL RADIAL TITANIUM PLATING | ORTHOPEDIC & SPINAL SUPPLIES
18317 | 4232150030000 | SCREW CORTICAL FOR VOLAR DISTAL RADIUS FIXATION TITANIUM ASSORTED LENGTHS AND SIZES | ORTHOPEDIC & SPINAL SUPPLIES
18318 | 4232150020600 | SCREW, LOCKED HEAD FOR DORSAL DISTAL RADIUS FIXATION STAINLESS STEEL ASSORTED LENGTHS AND SIZES | ORTHOPEDIC & SPINAL SUPPLIES
18319 | 4229660306100 | SET, COMPLETE INSTRUMENTATION FOR DORSAL DISTAL RADIAL STAINLESS STEEL PLATING, WITH NECESSARY CASE | ORTHOPEDIC & SPINAL SUPPLIES
18320 | 4232150030400 | SCREW, CORTICAL FOR DORSAL DISTAL RADIUS FIXATION STAINLESS STEEL ASSORTED LENGTHS AND SIZES | ORTHOPEDIC & SPINAL SUPPLIES
18321 | 4232150014500 | PLATE, LCP ANATOMIC DISTAL RADIUS DORSAL STAINLESS STEEL ASSORTED TYPES AND SIZES REQUESTED BY END USER | ORTHOPEDIC & SPINAL SUPPLIES
18322 | 4232170001900 | SCREW, LOCKED HEAD FOR DORSAL DISTAL RADIUS FIXATION TITANIUM ASSORTED LENGTHS AND SIZES | ORTHOPEDIC & SPINAL SUPPLIES
18323 | 4229660308100 | SET, COMPLETE INSTRUMENTATION FOR DORSAL DISTAL RADIAL TITANIUM PLATING, AND NECESSARY CASES | ORTHOPEDIC & SPINAL SUPPLIES
18324 | 4232150030500 | SCREW, CORTICAL FOR DORSAL DISTAL RADIUS FIXATION TITANIUM ASSORTED LENGTHS AND SIZES | ORTHOPEDIC & SPINAL SUPPLIES
18325 | 4232150014600 | PLATE, LCP ANATOMIC DISTAL RADIUS DORSAL TITANIUM ASSORTED TYPES AND SIZES REQUESTED BY END USER | ORTHOPEDIC & SPINAL SUPPLIES
18326 | 4232150022200 | SCREW, LOCKED HEAD VARIABLE ANGLE FOR VOLAR DISTAL RADIUS FIXATION STAINLESS STEEL ASSORTED LENGTHS AND SIZES | ORTHOPEDIC & SPINAL SUPPLIES
18327 | 4229660310100 | SET, COMPLETE INSTRUMENTATION FOR VOLAR VARIABLE ANGLE DISTAL RADIAL STAINLESS STEEL PLATING | ORTHOPEDIC & SPINAL SUPPLIES
18328 | 4232150029200 | SCREW, CORTICAL FOR VOLAR VARIABLE ANGLE DISTAL RADIUS FIXATION STAINLESS STEEL ASSORTED LENGTHS | ORTHOPEDIC & SPINAL SUPPLIES
18329 | 4232150023100 | PLATE, LCP ANATOMIC DISTAL RADIUS VOLAR VARIABLE ANGLE STAINLESS STEEL ASSORTED TYPES AND SIZES REQUESTED BY END USER | ORTHOPEDIC & SPINAL SUPPLIES
18330 | 4232150010700 | PLATE LCP ANATOMIC DISTAL RADIUS VOLAR VARIABLE ANGLE TITANIUM ASSORTED TYPES AND SIZES REQUESTED BY END USER | ORTHOPEDIC & SPINAL SUPPLIES
18331 | 4229660310200 | SET COMPLETE INSTRUMENTATION FOR VOLAR VARIABLE ANGLE DISTAL RADIAL TITANIUM PLATING | ORTHOPEDIC & SPINAL SUPPLIES
18332 | 4232150029300 | SCREW CORTICAL FOR VOLAR VARIABLE ANGLE DISTAL RADIUS FIXATION TITANIUM ASSORTED LENGTHS | ORTHOPEDIC & SPINAL SUPPLIES
18333 | 4232150601300 | SCREW LOCKED HEAD VARIABLE ANGLE FOR VOLAR DISTAL RADIUS FIXATION TITANIUM ASSORTED LENGTHS AND SIZES | ORTHOPEDIC & SPINAL SUPPLIES
18334 | 4232150021100 | SCREW, LOCKED HEAD VARIABLE ANGLE FOR DORSAL DISTAL RADIUS FIXATION STAINLESS STEEL ASSORTED LENGTHS AND SIZES | ORTHOPEDIC & SPINAL SUPPLIES
18335 | 4229660306300 | "SET, COMPLETE INSTRUMENTATION FOR DORSAL VARIABLE ANGLE DISTAL RADIAL STAINLESS STEEL PLATING" | ORTHOPEDIC & SPINAL SUPPLIES
18336 | 4232150029800 | SCREW, CORTICAL FOR DORSAL VARIABLE ANGLE DISTAL RADIUS FIXATION STAINLESS STEEL ASSORTED LENGTHS AND SIZES | ORTHOPEDIC & SPINAL SUPPLIES
18337 | 4232150023000 | PLATE, LCP ANATOMIC DISTAL RADIUS DORSAL VARIABLE ANGLE STAINLESS STEEL ASSORTED TYPES AND SIZES REQUESTED BY END USER | ORTHOPEDIC & SPINAL SUPPLIES
18338 | 4232150032600 | SCREW LOCKED HEAD VARIABLE ANGLE FOR DORSAL DISTAL RADIUS FIXATION TITANIUM ASSORTED LENGTHS AND SIZES | ORTHOPEDIC & SPINAL SUPPLIES
18339 | 4229660306400 | SET COMPLETE INSTRUMENTATION FOR DORSAL VARIABLE ANGLE DISTAL RADIAL TITANIUM PLATING | ORTHOPEDIC & SPINAL SUPPLIES
18340 | 4232150032300 | SCREW CORTICAL FOR DORSAL VARIABLE ANGLE DISTAL RADIUS FIXATION TITANIUM ASSORTED LENGTHS AND SIZES | ORTHOPEDIC & SPINAL SUPPLIES
18341 | 4232150014700 | PLATE LCP ANATOMIC DISTAL RADIUS DORSAL VARIABLE ANGLE TITANIUM ASSORTED TYPES AND SIZES REQUESTED BY END USER | ORTHOPEDIC & SPINAL SUPPLIES
18342 | 4232150833000 | "PLATE, LCP TITANIUM LATERAL DISTAL FIBULA, OR EQUIVALENT, RIGHT OR LEFT ASSORTED SIZES" | ORTHOPEDIC & SPINAL SUPPLIES
18343 | 4229660302700 | SET, COMPLETE INSTRUMENTATION FOR TITANIUM LATERAL DISTAL FIBULA, WITH NECESSARY CASE AND IMPLANT TRAY | ORTHOPEDIC & SPINAL SUPPLIES
18344 | 4232150020000 | SCREW, LOCKED HEAD 2.7MM OR, EQUIVALENT FOR TITANIUM LATERAL DISTAL FIBULA, ASSORTED SIZES | ORTHOPEDIC & SPINAL SUPPLIES
18345 | 4232150018100 | SCREW, CORTICAL 2.7MM OR, EQUIVALENT FOR TITANIUM LATERAL DISTAL FIBULA, ASSORTED SIZES | ORTHOPEDIC & SPINAL SUPPLIES
18346 | 4232150020500 | SCREW, LOCKED HEAD 3.5MM OR, EQUIVALENT FOR TITANIUM LATERAL DISTAL FIBULA, ASSORTED SIZES | ORTHOPEDIC & SPINAL SUPPLIES
18347 | 4232150018800 | SCREW, CORTICAL 3.5MM OR, EQUIVALENT FOR TITANIUM LATERAL DISTAL FIBULA, ASSORTED SIZES | ORTHOPEDIC & SPINAL SUPPLIES
18348 | 4232150015500 | PLATE LCP STAINLESS STEEL LATERAL DISTAL FIBULA OR EQUIVALENT RIGHT OR LEFT ASSORTED SIZES | ORTHOPEDIC & SPINAL SUPPLIES
18349 | 4229660301700 | SET COMPLETE INSTRUMENTATION FOR STAINLESS STEEL LATERAL DISTAL FIBULA WITH NECESSARY CASE AND IMPLANT TRAY | ORTHOPEDIC & SPINAL SUPPLIES
18350 | 4232150019900 | SCREW LOCKED HEAD 2.7MM OR EQUIVALENT FOR STAINLESS STEEL LATERAL DISTAL FIBULA ASSORTED SIZES | ORTHOPEDIC & SPINAL SUPPLIES
18351 | 4232150018000 | SCREW CORTICAL 2.7MM OR EQUIVALENT FOR STAINLESS STEEL LATERAL DISTAL FIBULA ASSORTED SIZES | ORTHOPEDIC & SPINAL SUPPLIES
18352 | 4232150020400 | SCREW LOCKED HEAD 3.5MM OR EQUIVALENT FOR STAINLESS STEEL LATERAL DISTAL FIBULA ASSORTED SIZES | ORTHOPEDIC & SPINAL SUPPLIES
18353 | 4232150018700 | SCREW CORTICAL 3.5MM OR EQUIVALENT FOR STAINLESS STEEL LATERAL DISTAL FIBULA ASSORTED SIZES | ORTHOPEDIC & SPINAL SUPPLIES
18354 | 4232150017500 | PLATE VARIABLE ANGLE LATERAL DISTAL FIBULA OR EQUIVALENT RIGHT OR LEFT ASSORTED SIZES | ORTHOPEDIC & SPINAL SUPPLIES
18355 | 4229660304700 | SET COMPLETE INSTRUMENTATION FOR VARIABLE ANGLE LATERAL DISTAL FIBULA WITH NECESSARY CASE AND IMPLANT TRAY | ORTHOPEDIC & SPINAL SUPPLIES
18356 | 4232150021900 | SCREW VARIABLE ANGLE 2.7MM LCP OR EQUIVALENT FOR LATERAL DISTAL FIBULA ASSORTED SIZES | ORTHOPEDIC & SPINAL SUPPLIES
18357 | 4232150026900 | SCREW CORTICAL 2.7MM OR EQUIVALENT FOR VARIABLE ANGLE LATERAL DISTAL FIBULA ASSORTED SIZES | ORTHOPEDIC & SPINAL SUPPLIES
18358 | 4232150028000 | SCREW CORTICAL 3.5MM OR EQUIVALENT FOR VARIABLE ANGLE LATERAL DISTAL FIBULA ASSORTED SIZES | ORTHOPEDIC & SPINAL SUPPLIES
18359 | 4232150749000 | "PLATE, LCP STAINLESS STEEL FOR FOREFOOT AND MIDFOOT, OR EQUIVALENTS, ASSORTED SIZES AND TYPES" | ORTHOPEDIC & SPINAL SUPPLIES
18360 | 4232270000700 | SET, COMPLETE INSTRUMENTATION FOR STAINLESS STEEL FOREFOOT AND MIDFOOT PLATING, WITH NECESSARY CASE AND IMPLANT TRAY | ORTHOPEDIC & SPINAL SUPPLIES
18361 | 4232270000100 | SCREW, LOCKED HEAD STAINLESS STEEL FOR FOREFOOT AND MIDFOOT PLATING, ASSORTED SIZES | ORTHOPEDIC & SPINAL SUPPLIES
18362 | 4232270000400 | SCREW, CORTICAL STAINLESS STEEL FOR FOREFOOT AND MIDFOOT PLATING, ASSORTED SIZES | ORTHOPEDIC & SPINAL SUPPLIES
18363 | 4232150015900 | PLATE, LCP TITANIUM FOR FOREFOOT AND MIDFOOT, OR EQUIVALENTS, ASSORTED SIZES | ORTHOPEDIC & SPINAL SUPPLIES
18364 | 4229660304500 | SET, COMPLETE INSTRUMENTATION FOR TITANIUM FOREFOOT AND MIDFOOT PLATING, WITH NECESSARY CASE AND IMPLANT TRAY | ORTHOPEDIC & SPINAL SUPPLIES
18365 | 4232270000600 | SCREW, LOCKED HEAD TITANIUM FOR FOREFOOT AND MIDFOOT PLATING, ASSORTED SIZES | ORTHOPEDIC & SPINAL SUPPLIES
18366 | 4232270000200 | SCREW, CORTICAL TITANIUM FOR FOREFOOT AND MIDFOOT PLATING, ASSORTED SIZES | ORTHOPEDIC & SPINAL SUPPLIES
18367 | 4232150010200 | PLATE VARIABLE ANGLE FOREFOOT AND MIDFOOT OR EQUIVALENTS ASSORTED SIZES AND TYPES | ORTHOPEDIC & SPINAL SUPPLIES
18368 | 4229660310000 | SET COMPLETE INSTRUMENTATION FOR VARIABLE ANGLE FOR FOREFOOT AND MIDFOOT PLATING WITH NECESSARY CASE AND IMPLANT TRAY | ORTHOPEDIC & SPINAL SUPPLIES
18369 | 4232150013800 | SCREW VARIABLE ANGLE LCP FOR FOREFOOT AND MIDFOOT PLATING ASSORTED SIZES | ORTHOPEDIC & SPINAL SUPPLIES
18370 | 4232270001000 | SCREW CORTICAL FOR FOREFOOT AND MIDFOOT VARIABLE ANGLE PLATING ASSORTED SIZES | ORTHOPEDIC & SPINAL SUPPLIES
18371 | 4232251300600 | PLATE, ANATOMIC TITANIUM ANKLE FUSION PLATE LEFT OR RIGHT AS REQUESTED BY END USER, ASSORTED SIZES | ORTHOPEDIC & SPINAL SUPPLIES
18372 | 4232251300300 | PLATE, ANATOMIC TITANIUM MIDFOOT FUSION PLATE LEFT OR RIGHT AS REQUESTED BY END USER, ASSORTED SIZES | ORTHOPEDIC & SPINAL SUPPLIES
18373 | 4232251300400 | PLATE, ANATOMIC TITANIUM FOREFOOT FUSION PLATE LEFT OR RIGHT AS REQUESTED BY END USER, ASSORTED SIZES | ORTHOPEDIC & SPINAL SUPPLIES
18374 | 4232251300900 | PLATE, ANATOMIC TITANIUM 1ST METATARSAL PHALANGEAL FUSION PLATE LEFT OR RIGHT AS REQUESTED BY END USER, ASSORTED SIZES | ORTHOPEDIC & SPINAL SUPPLIES
18375 | 4232251301000 | PLATE, ANATOMIC TITANIUM 1ST REVISION METATARSAL PHALANGEAL FUSION PLATE LEFT OR RIGHT AS REQUESTED BY END USER, ASSORTED SIZES | ORTHOPEDIC & SPINAL SUPPLIES
18376 | 4232270000900 | SET, COMPLETE INSTRUMENTATION FOR FUSION FOOT PLATE, WITH NECESSARY CASES AND IMPLANT TRAY | ORTHOPEDIC & SPINAL SUPPLIES
18377 | 4232251300200 | PLATE, ANATOMIC TITANIUM LAPIDUS FUSION PLATE LEFT OR RIGHT AS REQUESTED BY END USER, ASSORTED SIZES | ORTHOPEDIC & SPINAL SUPPLIES
18378 | 4232251300500 | PLATE ANATOMICAL TITANIUM CALCANEAL OSTEOTOMY ASSORTED SIZES | ORTHOPEDIC & SPINAL SUPPLIES
18379 | 4232251300700 | PLATE ANATOMICAL TITANIUM COTTON OSTEOTOMY ASSORTED SIZES | ORTHOPEDIC & SPINAL SUPPLIES
18380 | 4232251300800 | PLATE ANATOMICAL TITANIUM EVANES OSTEOTOMY ASSORTED SIZES | ORTHOPEDIC & SPINAL SUPPLIES
18381 | 4232270000000 | SET COMPLETE INSTRUMENTATION FOR OSTEOTOMY FOOT PLATE | ORTHOPEDIC & SPINAL SUPPLIES
18382 | 4232150755100 | "PLATE, LCP METAPHYSEAL, 3.5/4.5/5.0 FOR MEDIAL DISTAL TIBIA LEFT OR RIGHT, ASSORTED SIZES" | ORTHOPEDIC & SPINAL SUPPLIES
18383 | 4229660307100 | SET, COMPLETE INSTRUMENTATION FOR LCP METAPHYSEAL MEDIAL DISTAL TIBIA PLATING, WITH NECESSARY CASE AND IMPLANT TRAY | ORTHOPEDIC & SPINAL SUPPLIES
18384 | 4232150031600 | SCREW, LOCKED HEAD 3.5MM OR EQUIVALENT FOR LCP METAPHYSEAL MEDIAL DISTAL TIBIA, ASSORTED SIZES | ORTHOPEDIC & SPINAL SUPPLIES
18385 | 4232150027300 | SCREW, CORTICAL 3.5MM OR EQUIVALENT FOR LCP METAPHYSEAL MEDIAL DISTAL TIBIA, ASSORTED SIZES | ORTHOPEDIC & SPINAL SUPPLIES
18386 | 4232150030700 | SCREW, LOCKED HEAD 5MM OR EQUIVALENT FOR LCP METAPHYSEAL MEDIAL DISTAL TIBIA, ASSORTED SIZES | ORTHOPEDIC & SPINAL SUPPLIES
18387 | 4232150029700 | SCREW, CORTICAL 4.5MM OR EQUIVALENT FOR LCP METAPHYSEAL MEDIAL DISTAL TIBIA, ASSORTED SIZES | ORTHOPEDIC & SPINAL SUPPLIES
18388 | 4232150031400 | SCREW, CORTICAL 3.5MM OR EQUIVALENT, FOR DISTAL HUMERAL EXTRA ARTICULAR PLATING, ASSORTED SIZES | ORTHOPEDIC & SPINAL SUPPLIES
18389 | 4232150032200 | SCREW, LOCKED HEAD 3.5MM OR EQUIVALENT, FOR DISTAL HUMERAL EXTRA ARTICULAR PLATING, ASSORTED SIZES | ORTHOPEDIC & SPINAL SUPPLIES
18390 | 4229660303800 | SET, COMPLETE INSTRUMENTATION FOR LCP DISTAL HUMERAL EXTRA ARTICULAR PLATING, WITH NECESSARY CASE AND IMPLANT TRAY | ORTHOPEDIC & SPINAL SUPPLIES
18391 | 4232150841000 | "PLATE, LCP DISTAL HUMERAL EXTRA ARTICULAR OR EQUIVALENT, LEFT OR RIGHT, ASSORTED SIZES" | ORTHOPEDIC & SPINAL SUPPLIES
18392 | 4232150737000 | "PLATE, LCP PELVIC LOW PROFILE RECONSTRUCTION, OR EQUIVALENT, ASSORTED SIZES" | ORTHOPEDIC & SPINAL SUPPLIES
18393 | 4232150893900 | "PLATE, LCP QUADRILATERAL PELVIC, OR EQUIVALENT, ASSORTED SIZES" | ORTHOPEDIC & SPINAL SUPPLIES
18394 | 4232150729800 | "PLATE, LCP PELVIC RECONSTRUCTION J PLATE, OR EQUIVALENT, ASSORTED SIZES" | ORTHOPEDIC & SPINAL SUPPLIES
18395 | 4232150015400 | PLATE, LCP PELVIC RECONSTRUCTION CURVED LOW PROFILE, OR EQUIVALENT, ASSORTED SIZES | ORTHOPEDIC & SPINAL SUPPLIES
18396 | 4232170001200 | SCREW, LOCKED HEAD FOR LOW PROFILE PELVIC RECONSTRUCTION PLATING, ASSORTED SIZES | ORTHOPEDIC & SPINAL SUPPLIES
18397 | 4232160004700 | "PLATE, LCP PELVIS RECONSTRUCTION SYMPHYSIAL PLATE, OR EQUIVALENT, ASSORTED SIZES" | ORTHOPEDIC & SPINAL SUPPLIES
18398 | 4232170000100 | SCREW, CORTICAL FOR LOW PROFILE PELVIS RECONSTRUCTION PLATING, ASSORTED SIZES | ORTHOPEDIC & SPINAL SUPPLIES
18399 | 4232150402600 | NAIL HIND FOOT FUSION TITANIUM ASSORTED SIZES AS REQUESTED BY END USER | ORTHOPEDIC & SPINAL SUPPLIES
18400 | 4232150403400 | SET COMPLETE INSTRUMENTATION FOR TITANIUM HIND FOOT FUSION NAIL WITH NECESSARY CASE AND IMPLANT TRAY | ORTHOPEDIC & SPINAL SUPPLIES
18401 | 4232151601500 | SCREW DISTAL FOR TITANIUM HIND FOOT FUSION NAIL ASSORTED LENGTHS | ORTHOPEDIC & SPINAL SUPPLIES
18402 | 4232151601300 | SCREW PROXIMAL FOR TITANIUM HIND FOOT FUSION NAIL ASSORTED LENGTHS | ORTHOPEDIC & SPINAL SUPPLIES
18403 | 4232150822300 | "PLATE, VARIABLE ANGLE LCP CALCANEAL, 2.7MM OR EQUIVALENT, ASSORTED SIZES" | ORTHOPEDIC & SPINAL SUPPLIES
18404 | 4232150022500 | SCREW, VARIABLE ANGLE FOR CALCANEAL LCP VARIABLE ANGLE PLATING, ASSORTED SIZES | ORTHOPEDIC & SPINAL SUPPLIES
18405 | 4232270000500 | SCREW, CORTICAL FOR CALCANEAL VARIABLE ANGLE PLATING, ASSORTED SIZES | ORTHOPEDIC & SPINAL SUPPLIES
18406 | 4229660304600 | SET, COMPLETE INSTRUMENTATION FOR VARIABLE ANGLE 2.7MM OR EQUIVALENT CALCANEAL PLATING | ORTHOPEDIC & SPINAL SUPPLIES
18407 | 4229421933900 | "PLATE, LOCKING COMPRESSION FOR CALCANEAL, 3.5MM OR EQUIVALENT, ASSORTED SIZES" | ORTHOPEDIC & SPINAL SUPPLIES
18408 | 4232270001100 | SCREW, LOCKING HEAD FOR 3.5MM CALCANEAL LOCKING COMPRESSION PLATING, ASSORTED SIZES | ORTHOPEDIC & SPINAL SUPPLIES
18409 | 4232270000300 | SCREW, CORTICAL FOR 3.5MM LOCKING COMPRESSION CALCANEAL PLATING, ASSORTED SIZES | ORTHOPEDIC & SPINAL SUPPLIES
18410 | 4229660301200 | SET, COMPLETE INSTRUMENTATION FOR 3.5MM OR EQUIVALENT CALCANEAL PLATING | ORTHOPEDIC & SPINAL SUPPLIES
18411 | 4232151098300 | "WASHER, FOR SLIPPED CAPITAL FEMORAL EPIPHYSIS SCREW OR EQUIVALENT, ASSORTED SIZES" | ORTHOPEDIC & SPINAL SUPPLIES
18412 | 4232150013700 | SCREW, SLIPPED CAPITAL FEMORAL EPIPHYSIS OR EQUIVALENT, ASSORTED SIZES | ORTHOPEDIC & SPINAL SUPPLIES
18413 | 4229660300800 | SET, COMPLETE INSTRUMENTATION FOR SLIPPED CAPITAL FEMORAL EPIPHYSIS SCREW OR EQUIVALENT, WITH NECESSARY CASE AND IMPLANT TRAY | ORTHOPEDIC & SPINAL SUPPLIES
18414 | 4232150837900 | "KIT, FOR FEMORAL NECK SYSTEM INCLUDING BOLT, ANTI-ROTATIONAL SCREW, AND FEMORAL NECK PLATE, OR EQUIVALENT, ASSORTED SIZES" | ORTHOPEDIC & SPINAL SUPPLIES
18415 | 4232150021400 | SCREW, LOCKING HEAD FOR FEMORAL NECK SYSTEM, OR EQUIVALENT, ASSORTED SIZES | ORTHOPEDIC & SPINAL SUPPLIES
18416 | 4229660302100 | SET, COMPLETE INSTRUMENTATION FOR FEMORAL NECK SYSTEM, WITH NECESSARY CASE | ORTHOPEDIC & SPINAL SUPPLIES
18417 | 4229421989500 | SET COMPLETE INSTRUMENTATION REVERSED SHOULDER ARTHROPLASTY WITH NECESSARY CASE AND IMPLANT TRAY | ORTHOPEDIC & SPINAL SUPPLIES
18418 | 4232190603500 | COMPONENT REVERSE SHOULDER ARTHROPLASTY GLENOID BASE PLATE ASSORTED TYPES AND SIZES AS REQUESTED BY END USER | ORTHOPEDIC & SPINAL SUPPLIES
18419 | 4232190400400 | COMPONENT REVERSE SHOULDER ARTHROPLASTY POLYETHYLENE INSERT ASSORTED TYPES AND SIZES REQUESTED BY END USER | ORTHOPEDIC & SPINAL SUPPLIES
18420 | 4232190400700 | COMPONENT REVERSE SHOULDER ARTHROPLASTY HUMERUS STEM CEMENTED WITH RELATED CONNECTION ASSORTED TYPES AND SIZES AS REQUESTED BY END USER | ORTHOPEDIC & SPINAL SUPPLIES
18421 | 4232190400800 | COMPONENT REVERSE SHOULDER ARTHROPLASTY HUMERUS STEM CEMENTLESS WITH RELATED CONNECTION ASSORTED TYPES AND SIZES AS REQUESTED BY END USER | ORTHOPEDIC & SPINAL SUPPLIES
18422 | 4232190400300 | COMPONENT REVERSE SHOULDER ARTHROPLASTY HUMERAL CUP ASSORTED TYPES AND SIZES AS REQUESTED BY END USER | ORTHOPEDIC & SPINAL SUPPLIES
18423 | 4232190603400 | COMPONENT REVERSE SHOULDER ARTHROPLASTY GLENOID SPHERE ASSORTED TYPES AND SIZES AS REQUESTED BY END USER | ORTHOPEDIC & SPINAL SUPPLIES
18424 | 4232190000400 | SCREW LOCKING FOR REVERSE SHOULDER ARTHROPLASTY ASSORTED SIZES AS REQUESTED BY END USER | ORTHOPEDIC & SPINAL SUPPLIES
18425 | 4232190001200 | SCREW, NON LOCKING FOR REVERSE SHOULDER ARTHROPLASTY ASSORTED SIZES AS REQUESTED BY END USER | ORTHOPEDIC & SPINAL SUPPLIES
18426 | 4229660303900 | SET, COMPLETE INSTRUMENTATION FOR MODULAR CONVERTER SHOULDER ARTHROPLASTY WITH NECESSARY CASE AND IMPLANT TRAY | ORTHOPEDIC & SPINAL SUPPLIES
18427 | 4232190301400 | HEAD, MODULAR CONVERTER SHOULDER ARTHROPLASTY HUMERUS ASSORTED TYPES AND SIZES AS REQUESTED BY END USER | ORTHOPEDIC & SPINAL SUPPLIES
18428 | 4232190400900 | STEM, MODULAR CONVERTER SHOULDER ARTHROPLASTY HUMERUS CEMENTED ASSORTED TYPES AND SIZES AS REQUESTED BY END USER | ORTHOPEDIC & SPINAL SUPPLIES
18429 | 4232190401000 | STEM, MODULAR CONVERTER SHOULDER ARTHROPLASTY HUMERUS CEMENTLESS ASSORTED TYPES AND SIZES AS REQUESTED BY END USER | ORTHOPEDIC & SPINAL SUPPLIES
18430 | 4232190604100 | LINER MODULAR CONVERTER SHOULDER ARTHROPLASTY GLENOID PEGGED OR KEELED ASSORTED SIZES AS REQUESTED BY END USER | ORTHOPEDIC & SPINAL SUPPLIES
18431 | 4232190400200 | COMPONENT, MODULAR CONVERTER SHOULDER ARTHROPLASTY POLYETHYLENE INSERT ASSORTED TYPES AND SIZES REQUESTED BY END USER | ORTHOPEDIC & SPINAL SUPPLIES
18432 | 4232190604200 | COMPONENT, MODULAR CONVERTER SHOULDER ARTHROPLASTY GLENOID SPHERE ASSORTED TYPES AND SIZES AS REQUESTED BY END USER | ORTHOPEDIC & SPINAL SUPPLIES
18433 | 4232190000900 | SCREW, LOCKING FOR MODULAR CONVERTER SHOULDER ARTHROPLASTY ASSORTED SIZES AS REQUESTED BY END USER | ORTHOPEDIC & SPINAL SUPPLIES
18434 | 4232190001100 | SCREW, NON LOCKING FOR MODULAR CONVERTER SHOULDER ARTHROPLASTY ASSORTED SIZES AS REQUESTED BY END USER | ORTHOPEDIC & SPINAL SUPPLIES
18435 | 4229660300300 | SET COMPLETE INSTRUMENTATION TRAUMA SHOULDER ARTHROPLASTY AS REQUESTED BY END USER WITH NECESSARY CASE AND IMPLANT TRAY | ORTHOPEDIC & SPINAL SUPPLIES
18436 | 4232190401200 | COMPONENT TRAUMA SHOULDER ARTHROPLASTY HUMERUS STEM CEMENTED WITH RELATED CONNECTION ASSORTED TYPES AND SIZES AS REQUESTED BY END USER | ORTHOPEDIC & SPINAL SUPPLIES
18437 | 4232190401300 | COMPONENT TRAUMA SHOULDER ARTHROPLASTY HUMERUS STEM CEMENTLESS WITH RELATED CONNECTION ASSORTED TYPES AND SIZES AS REQUESTED BY END USER | ORTHOPEDIC & SPINAL SUPPLIES
18438 | 4232190603900 | COMPONENT TRAUMA SHOULDER ARTHROPLASTY GLENOID BASE PLATE ASSORTED SIZES AS REQUESTED BY END USER | ORTHOPEDIC & SPINAL SUPPLIES
18439 | 4232190603700 | COMPONENT TRAUMA SHOULDER ARTHROPLASTY GLENOID SPHERE ASSORTED TYPES AND SIZES AS REQUESTED BY END USER | ORTHOPEDIC & SPINAL SUPPLIES
18440 | 4232190001000 | SCREW LOCKING FOR TRAUMA SHOULDER ARTHROPLASTY ASSORTED SIZES AS REQUESTED BY END USER | ORTHOPEDIC & SPINAL SUPPLIES
18441 | 4232190000800 | SCREW NON LOCKING FOR TRAUMA SHOULDER ARTHROPLASTY ASSORTED SIZES AS REQUESTED BY END USER | ORTHOPEDIC & SPINAL SUPPLIES
18442 | 4232190000700 | COMPONENT TRAUMA SHOULDER ARTHROPLASTY INSERT ASSORTED TYPES AND SIZES REQUESTED BY END USER | ORTHOPEDIC & SPINAL SUPPLIES
18443 | 4232190400000 | COMPONENT TRAUMA SHOULDER ARTHROPLASTY HUMERUS HEAD ASSORTED TYPES AND SIZES AS REQUESTED BY END USER | ORTHOPEDIC & SPINAL SUPPLIES
18444 | 4232190401100 | COMPONENT TRAUMA SHOULDER ARTHROPLASTY HUMERUS ADAPTER CONNECTION ASSORTED SIZES AND TYPES AS REQUESTED BY END USER | ORTHOPEDIC & SPINAL SUPPLIES
18445 | 4232191200700 | "SET, COMPLETE INSTRUMENTATION FOR ADVANCED COATING HIGH POROSITY CUP, OR EQUIVALENT, WITH NECESSARY CASES" | ORTHOPEDIC & SPINAL SUPPLIES
18446 | 4232170702700 | HEAD, CERAMIC FOR ADVANCED COATING HIGH POROSITY CUP, OR EQUIVALENT, ASSORTED SIZES | ORTHOPEDIC & SPINAL SUPPLIES
18447 | 4232170101700 | CUP, THREE-HOLES ADVANCED COATING HIGH POROSITY, OR EQUIVALENT ASSORTED SIZES WITH CORRESPONDING HIGHLY CROSSLINKED LINER, ORTHOPEDIC | ORTHOPEDIC & SPINAL SUPPLIES
18448 | 4232170100100 | "CUP, MULTI-HOLE ADVANCED COATING HIGH POROSITY, OR EQUIVALENT ASSORTED SIZES WITH CORRESPONDING HIGHLY CROSSLINKED LINER, ORTHOPEDIC" | ORTHOPEDIC & SPINAL SUPPLIES
18449 | 4232150009000 | SCREW, CORTICAL FOR EPIPHYSIODESIS, ASSORTED SIZES | ORTHOPEDIC & SPINAL SUPPLIES
18450 | 4232150009100 | PLATE, DUAL LINE FOR EPIPHYSIODESIS, ASSORTED SIZES | ORTHOPEDIC & SPINAL SUPPLIES
18451 | 4229660300500 | SET, COMPLETE INSTRUMENTATION FOR PLATE FOR EPIPHYSIODESIS WITH NECESSARY CASES AND IMPLANT TRAY | ORTHOPEDIC & SPINAL SUPPLIES
18452 | 4232150009400 | PLATE, SINGLE LINE FOR EPIPHYSIODESIS, ASSORTED SIZES | ORTHOPEDIC & SPINAL SUPPLIES
18453 | 4232150012900 | SCREW, CORTICAL 2.7MM, OR EQUIVALENT STAINLESS STEEL FOR WRIST FUSION, ASSORTED SIZES | ORTHOPEDIC & SPINAL SUPPLIES
18454 | 4232200200400 | SCREW, LOCKED HEAD 2.7MM, OR EQUIVALENT STAINLESS STEEL FOR WRIST FUSION, ASSORTED SIZES | ORTHOPEDIC & SPINAL SUPPLIES
18455 | 4232200200000 | SCREW, CORTICAL 3.5MM, OR EQUIVALENT STAINLESS STEEL FOR WRIST FUSION, ASSORTED SIZES | ORTHOPEDIC & SPINAL SUPPLIES
18456 | 4232200200500 | SCREW, LOCKED HEAD 3.5MM, OR EQUIVALENT STAINLESS STEEL FOR WRIST FUSION, ASSORTED SIZES | ORTHOPEDIC & SPINAL SUPPLIES
18457 | 4232150876700 | "PLATE, LCP STAINLESS STEEL FOR WRIST FUSION, ASSORTED TYPES, SHAPES, AND SIZES" | ORTHOPEDIC & SPINAL SUPPLIES
18458 | 4232150018200 | SCREW, CORTICAL 2.7MM, OR EQUIVALENT TITANIUM FOR WRIST FUSION, ASSORTED SIZES | ORTHOPEDIC & SPINAL SUPPLIES
18459 | 4232200200100 | SCREW, LOCKED HEAD 2.7MM, OR EQUIVALENT TITANIUM FOR WRIST FUSION, ASSORTED SIZES | ORTHOPEDIC & SPINAL SUPPLIES
18460 | 4232200200300 | SCREW, CORTICAL 3.5MM, OR EQUIVALENT TITANIUM FOR WRIST FUSION, ASSORTED SIZES | ORTHOPEDIC & SPINAL SUPPLIES
18461 | 4232200200200 | SCREW, LOCKED HEAD 3.5MM, OR EQUIVALENT TITANIUM FOR WRIST FUSION, ASSORTED SIZES | ORTHOPEDIC & SPINAL SUPPLIES
18462 | 4232150016000 | PLATE, LCP TITANIUM FOR WRIST FUSION, ASSORTED TYPES, SHAPES, AND SIZES | ORTHOPEDIC & SPINAL SUPPLIES
18463 | 4232220706600 | CANNULA FLEXIBLE SHOULDER ARTHROSCOPY ASSORTED TYPES AND SIZES REQUESTED BY END USER | ORTHOPEDIC & SPINAL SUPPLIES
18464 | 4229497804600 | CANNULA SOLID SHOULDER ARTHROSCOPY ASSORTED TYPES AND SIZES REQUESTED BY END USER | ORTHOPEDIC & SPINAL SUPPLIES
18465 | 4229497805600 | OBTURATOR FOR SHOULDER ARTHROSCOPIC CANNULAS ASSORTED SIZES REUSABLE | ORTHOPEDIC & SPINAL SUPPLIES
18466 | 4229497807200 | SWITCHING STICK ASSORTED SHAPE AND SIZE S AS REQUESTED BY END USER ORTHOPEDIC | ORTHOPEDIC & SPINAL SUPPLIES
18467 | 4229421901500 | SET COMPLETE INSTRUMENTATION INCLUDING SCREW DRIVERS FOR INTERFERENCE SCREW WITH NECESSARY CASES | ORTHOPEDIC & SPINAL SUPPLIES
18468 | 4232150011500 | SCREW GRAFT FIXATION ABSORBABLE ASSORTED DIAMETERS AND LENGTHS AS REQUESTED BY END USER | ORTHOPEDIC & SPINAL SUPPLIES
18469 | 4229491901800 | GUIDE WIRE FOR INTERFERENCE SCREW FIXATION ASSORTED SIZES | ORTHOPEDIC & SPINAL SUPPLIES
18470 | 4232150010500 | SCREW GRAFT FIXATION TITANIUM ASSORTED DIAMETERS AND LENGTHS AS REQUESTED BY END USER | ORTHOPEDIC & SPINAL SUPPLIES
18471 | 4232150632800 | SCREW GRAFT FIXATION PEEK ASSORTED DIAMETERS AND LENGTHS AS REQUESTED BY END USER | ORTHOPEDIC & SPINAL SUPPLIES
18472 | 4229340600200 | SUPINE HIP POSITIONING SYSTEM FOR HIP ARTHROSCOPY, ORTHOPEDIC | ORTHOPEDIC & SPINAL SUPPLIES
18473 | 4229330103600 | UNIVERSAL HIP DISTRACTOR LEG (DOUBLE LEG ASSEMBLY) FOR HIP ARTHROSCOPY, ORTHOPEDIC | ORTHOPEDIC & SPINAL SUPPLIES
18474 | 4229497804500 | "CANNULA, REUSABLE HIP ARTHROSCOPY ASSORTED TYPES AND SIZES AS REQUESTED BY END USER" | ORTHOPEDIC & SPINAL SUPPLIES
18475 | 4229497804800 | "OBTURATORS, FOR HIP ARTHROSCOPIC CANNULAS ASSORTED SIZES, REUSABLE" | ORTHOPEDIC & SPINAL SUPPLIES
18476 | 4229681603900 | SET COMPLETE INSTRUMENTATION FOR GLENOID BONE LOSS RECONSTRUCTION INCLUDING NECESSARY CASES | ORTHOPEDIC & SPINAL SUPPLIES
18477 | 4229520908600 | DRILL BIT FOR GLENOID BONE LOSS RECONSTRUCTION ASSORTED SIZES | ORTHOPEDIC & SPINAL SUPPLIES
18478 | 4232190603300 | DRILL GUIDE FOR GLENOID BONE LOSS RECONSTRUCTION ASSORTED SIZES | ORTHOPEDIC & SPINAL SUPPLIES
18479 | 4229681604200 | CANNULA FLEXIBLE SHOULDER ARTHROSCOPY (GLENOID BONE LOSS) ASSORTED TYPES AND SIZES REQUESTED BY END USER | ORTHOPEDIC & SPINAL SUPPLIES
18480 | 4232190000200 | ARTHROSCOPIC GLENOID BONE LOSS IMPLANTS (BUTTONS SCREWS OR LOOPS) OR EQUIVALENT | ORTHOPEDIC & SPINAL SUPPLIES
18481 | 4229660307700 | SET, COMPLETE INSTRUMENTATION FOR NON ABSORBABLE AND ABSORBABLE TENODESIS SCREW, WITH NECESSARY CASE | ORTHOPEDIC & SPINAL SUPPLIES
18482 | 4232220108500 | "SCREW, TENODESIS PEEK, ASSORTED SIZES" | ORTHOPEDIC & SPINAL SUPPLIES
18483 | 4232220109400 | "SCREW, TENODESIS ABSORBABLE, ASSORTED SIZES" | ORTHOPEDIC & SPINAL SUPPLIES
18484 | 4232220701600 | MENISCAL REPAIR DEVICE FIXATION ALL INSIDE OR EQUIVALENT | ORTHOPEDIC & SPINAL SUPPLIES
18485 | 4232220702200 | MENISCAL REPAIR ALL INSIDE KNOT PUSHER SUTURE CUTTER OR EQUIVALENT | ORTHOPEDIC & SPINAL SUPPLIES
18486 | 4232220702600 | "KIT, NANO ARTHROSCOPY HANDS INSTRUMENT, OR EQUIVALENT DISPOSABLE, ASSORTED SIZES" | ORTHOPEDIC & SPINAL SUPPLIES
18487 | 4232220705100 | "KIT, CAMERA NANO ARTHROSCOPY DISPOSABLE OR EQUIVALENT" | ORTHOPEDIC & SPINAL SUPPLIES
18488 | 4231220200000 | "ARTHROSCOPIC MENISCUS REPAIR INSIDE OUT SYSTEM ASSORTED SIZES AND SHAPES WITH FITTING GRAPHIC TRAY AND CASE, ORTHOPEDIC" | ORTHOPEDIC & SPINAL SUPPLIES
18489 | 4232220704500 | "KIT, MENISCAL REPAIR NEEDLE FOR INSIDE OUT SYSTEM" | ORTHOPEDIC & SPINAL SUPPLIES
18490 | 4229660300200 | SET COMPLETE INSTRUMENTATION FOR AC JOINT IMPLANT FIXATION WITH NECESSARY CASE | ORTHOPEDIC & SPINAL SUPPLIES
18491 | 4232191205100 | AC JOINT IMPLANT FIXATION ASSORTED SIZES | ORTHOPEDIC & SPINAL SUPPLIES
18492 | 4232190000600 | BUTTON, DOUBLE WITH TITANIUM ADJUSTABLE LOOP, OR EQUIVALENT | ORTHOPEDIC & SPINAL SUPPLIES
18493 | 4229170000400 | DRILL, CANNULATED FOR DOUBLE BUTTON ADJUSTABLE LOOP, ASSORTED SIZES | ORTHOPEDIC & SPINAL SUPPLIES
18494 | 4232190309000 | EXTENSION HUMERUS, MEGAPROSTHESIS UNIVERSAL SILVER COATED (ONCOLOGY), ASSORTED SIZES AS REQUESTED BY END USER | ORTHOPEDIC & SPINAL SUPPLIES
18495 | 4232191101900 | DISTAL HUMERUS MODULAR FLANGE, UNIVERSAL SILVER COATED, ASSORTED SIZES AND TYPES | ORTHOPEDIC & SPINAL SUPPLIES
18496 | 4232191102400 | DISTAL HUMERUS AXLE ARTICULATING UNIVERSAL MEGAPROSTHESIS SILVER COATED, ASSORTED SIZES AS REQUESTED BY END USER | ORTHOPEDIC & SPINAL SUPPLIES
18497 | 4232190603600 | "REVERSED GLENOID, MEGAPROSTHESIS UNIVERSAL SILVER COATED ASSORTED SIZES AS REQUESTED BY END USER" | ORTHOPEDIC & SPINAL SUPPLIES
18498 | 4232190202900 | HUMERUS HEAD, MEGAPROSTHESIS TITANIUM SILVER COATED, OR EQUIVALENTS, ASSORTED SIZES | ORTHOPEDIC & SPINAL SUPPLIES
18499 | 4232190202800 | "SHOULDER RADIAL HEAD, MEGAPROSTHESIS TITANIUM SILVER COATED, OR EQUIVALENTS, ASSORTED SIZES" | ORTHOPEDIC & SPINAL SUPPLIES
18500 | 4229660302300 | SET COMPLETE INSTRUMENTATION FOR MEGAPROSTHESIS OF HUMERUS ONCOLOGY WITH NECESSARY CASE AND IMPLANT TRAYS | ORTHOPEDIC & SPINAL SUPPLIES
18501 | 4232190308300 | "SCREW, MEGAPROSTHESIS HUMERUS SILVER COATED (ONCOLOGY) OR EQUIVALENT, ASSORTED SIZES AS REQUESTED BY END USER" | ORTHOPEDIC & SPINAL SUPPLIES
18502 | 4232190308900 | HUMERUS STEM, MEGAPROSTHESIS TITANIUM SILVER COATED (ONCOLOGY) OR EQUIVALENTS, ASSORTED TYPES AND SIZES | ORTHOPEDIC & SPINAL SUPPLIES
18503 | 4232200300500 | "HUMERUS DISTAL, MEGAPROSTHESIS TITANIUM SILVER COATED (ONCOLOGY) OR EQUIVALENTS, ASSORTED SIZES" | ORTHOPEDIC & SPINAL SUPPLIES
18504 | 4232200300700 | "HUMERUS PROXIMAL, MEGAPROSTHESIS ULNA TITANIUM SILVER COATED (ONCOLOGY) OR EQUIVALENTS, ASSORTED SIZES" | ORTHOPEDIC & SPINAL SUPPLIES
18505 | 4232240000300 | CONNECTING PART, UNIVERSAL MEGAPROSTHESIS TITANIUM SILVER COATED (ONCOLOGY) OR EQUIVALENTS, ASSORTED SIZES | ORTHOPEDIC & SPINAL SUPPLIES
18506 | 4232200300800 | "HUMERUS REDUCER, MEGAPROSTHESIS LEFT OR RIGHT TITANIUM SILVER COATED (ONCOLOGY) OR EQUIVALENTS, ASSORTED SIZES" | ORTHOPEDIC & SPINAL SUPPLIES
18507 | 4232191102200 | DISTAL HUMERUS MODULAR FLANGE UNIVERSAL ASSORTED SIZES AND TYPES | ORTHOPEDIC & SPINAL SUPPLIES
18508 | 4232191102300 | DISTAL HUMERUS AXLE ARTICULATING UNIVERSAL MEGAPROSTHESIS ASSORTED SIZES AS REQUESTED BY END USER | ORTHOPEDIC & SPINAL SUPPLIES
18509 | 4232190203000 | HUMERUS HEAD MEGAPROSTHESIS TITANIUM OR EQUIVALENTS ASSORTED SIZES | ORTHOPEDIC & SPINAL SUPPLIES
18510 | 4232190000500 | SHOULDER RADIAL HEAD MEGAPROSTHESIS TITANIUM OR EQUIVALENTS ASSORTED SIZES | ORTHOPEDIC & SPINAL SUPPLIES
18511 | 4232150013600 | SCREW MEGAPROSTHESIS HUMERUS (ONCOLOGY) OR EQUIVALENT ASSORTED SIZES AS REQUESTED BY END USER | ORTHOPEDIC & SPINAL SUPPLIES
18512 | 4232190604000 | REVERSED GLENOID MEGAPROSTHESIS UNIVERSAL ASSORTED SIZES AS REQUESTED BY END USER | ORTHOPEDIC & SPINAL SUPPLIES
18513 | 4232190308800 | HUMERUS STEM MEGAPROSTHESIS TITANIUM (ONCOLOGY) OR EQUIVALENTS ASSORTED TYPES AND SIZES | ORTHOPEDIC & SPINAL SUPPLIES
18514 | 4232191101800 | HUMERUS DISTAL MEGAPROSTHESIS TITANIUM (ONCOLOGY) OR EQUIVALENTS ASSORTED SIZES | ORTHOPEDIC & SPINAL SUPPLIES
18515 | 4232191102000 | HUMERUS PROXIMAL MEGAPROSTHESIS ULNA TITANIUM (ONCOLOGY) OR EQUIVALENTS ASSORTED SIZES | ORTHOPEDIC & SPINAL SUPPLIES
18516 | 4232191102100 | HUMERUS REDUCER MEGAPROSTHESIS LEFT OR RIGHT TITANIUM (ONCOLOGY) OR EQUIVALENTS ASSORTED SIZES | ORTHOPEDIC & SPINAL SUPPLIES
18517 | 4232190308700 | EXTENSION HUMERUS MEGAPROSTHESIS UNIVERSAL (ONCOLOGY) ASSORTED SIZES AS REQUESTED BY END USER | ORTHOPEDIC & SPINAL SUPPLIES
18518 | 4229421994700 | CONNECTING PART UNIVERSAL MEGAPROSTHESIS TITANIUM (ONCOLOGY) OR EQUIVALENTS ASSORTED SIZES | ORTHOPEDIC & SPINAL SUPPLIES
18519 | 4232161091800 | MEDIAL PIVOT INSERTS ASSORTED SIZED | ORTHOPEDIC & SPINAL SUPPLIES
18520 | 4232180401400 | MEDIAL PIVOT PATELLAR COMPONENT ASSORTED SIZES | ORTHOPEDIC & SPINAL SUPPLIES
18521 | 4232161091900 | MEDIAL PIVOT KNEE FEMORAL COMPONENT ASSORTED SIZES | ORTHOPEDIC & SPINAL SUPPLIES
18522 | 4232180800200 | MEDIAL PIVOT KNEE TIBIAL COMPONENT ASSORTED SIZES | ORTHOPEDIC & SPINAL SUPPLIES
18523 | 4232180800300 | "SET, COMPLETE INSTRUMENTATION FOR MEDIAL-PIVOT SYSTEM, WITH NECESSARY CASES AND IMPLANT TRAYS" | ORTHOPEDIC & SPINAL SUPPLIES
18524 | 4232180201000 | EXTENSION FOR BUTTON ADJUSTABLE LOOP FIXATION ASSORTED SIZES | ORTHOPEDIC & SPINAL SUPPLIES
18525 | 4229421991000 | BUTTON WITH ADJUSTABLE LOOP GRAFT FIXATION ASSORTED SIZES AS REQUESTED BY END USER | ORTHOPEDIC & SPINAL SUPPLIES
18526 | 4232150700900 | "EXTENSION, FOR BUTTON WITHOUT LOOP, ASSORTED SIZES" | ORTHOPEDIC & SPINAL SUPPLIES
18527 | 4232190000300 | BUTTON, WITHOUT LOOP GRAFT FIXATION, ASSORTED SIZES AS REQUESTED BY END USER | ORTHOPEDIC & SPINAL SUPPLIES
18528 | 4232180200900 | EXTENSION FOR BUTTON WITH FIXED LOOP ASSORTED SIZES | ORTHOPEDIC & SPINAL SUPPLIES
18529 | 4232150701600 | BUTTON WITH FIXED LOOP GRAFT FIXATION AS REQUESTED BY END USER | ORTHOPEDIC & SPINAL SUPPLIES
18530 | 4229421959600 | CABLE SCREW ASSORTED SHAPE AND SIZE S AS REQUESTED BY END USER ORTHOPEDIC | ORTHOPEDIC & SPINAL SUPPLIES
18531 | 4232150701000 | CABLE SPIKE ASSORTED SHAPE AND SIZE S AS REQUESTED BY END USER ORTHOPEDIC | ORTHOPEDIC & SPINAL SUPPLIES
18532 | 4232150701100 | CABLE TROCHANTERIC GRIP ASSORTED SHAPE AND SIZE S AS REQUESTED BY END USER ORTHOPEDIC | ORTHOPEDIC & SPINAL SUPPLIES
18533 | 4232150701200 | CABLE WITH CLAMP ASSORTED SHAPE AND SIZE S AS REQUESTED BY END USER ORTHOPEDIC | ORTHOPEDIC & SPINAL SUPPLIES
18534 | 4232150702400 | SET COMPLETE INSTRUMENTATION FOR STAINLESS STEEL PERI-PROSTHETIC FRACTURE FIXATION SYSTEM WITH NECESSARY CASES | ORTHOPEDIC & SPINAL SUPPLIES
18535 | 4232160200200 | CABLE FOR STAINLESS STEEL PERI-PROSTHETIC FRACTURE FIXATION SYSTEM WITH NECESSARY ATTACHMENTS | ORTHOPEDIC & SPINAL SUPPLIES
18536 | 4232150530400 | PLATE STAINLESS STEEL DISTAL OR PROXIMAL FOR PERI-PROSTHETIC FRACTURE ASSORTED SIZES | ORTHOPEDIC & SPINAL SUPPLIES
18537 | 4232150703600 | SCREW LOCKED HEAD STAINLESS STEEL FOR PERI-PROSTHETIC FRACTURE ASSORTED SIZES AND LENGTHS | ORTHOPEDIC & SPINAL SUPPLIES
18538 | 4232220600400 | SET, INSTRUMENTATION FOR GRAFT FIXATION SPIKED STAPLE, INCLUDING DELIVERY DEVICE | ORTHOPEDIC & SPINAL SUPPLIES
18539 | 4232220600100 | "STAPLE SPIKED, FOR GRAFT FIXATION, ASSORTED SIZES" | ORTHOPEDIC & SPINAL SUPPLIES
18540 | 4232150034700 | WASHER FOR CANNULATED STAINLESS STEEL SCREW PARTIAL THREADED 5MM ASSORTED SIZES | ORTHOPEDIC & SPINAL SUPPLIES
18541 | 4232150026500 | SCREW CANNULATED PARTIAL THREADED SELF-DRILLING 5MM STAINLESS STEEL ASSORTED TYPES AND LENGTHS AS REQUESTED BY END USER | ORTHOPEDIC & SPINAL SUPPLIES
18542 | 4229660311000 | SET COMPLETE INSTRUMENTATION STAINLESS STEEL SCREW CANNULATED PARTIAL THREADED 5MM WITH NECESSARY CASE AND RELATED DRILL BITS AND TAPS | ORTHOPEDIC & SPINAL SUPPLIES
18543 | 4232150034500 | WASHER FOR CANNULATED STAINLESS STEEL SCREW FULL THREADED 5MM ASSORTED SIZES | ORTHOPEDIC & SPINAL SUPPLIES
18544 | 4232150025400 | SCREW CANNULATED FULL THREADED SELF-DRILLING 5MM STAINLESS STEEL ASSORTED TYPES AND LENGTHS AS REQUESTED BY END USER | ORTHOPEDIC & SPINAL SUPPLIES
18545 | 4229660310500 | SET COMPLETE INSTRUMENTATION STAINLESS STEEL SCREW CANNULATED FULL THREADED 5MM WITH NECESSARY CASE AND RELATED DRILL BITS AND TAPS | ORTHOPEDIC & SPINAL SUPPLIES
18546 | 4232150034300 | WASHER FOR CANNULATED TITANIUM SCREW FULL THREADED 5MM ASSORTED SIZES | ORTHOPEDIC & SPINAL SUPPLIES
18547 | 4232150017700 | SCREW CANNULATED FULL THREADED SELF-DRILLING 5MM TITANIUM ASSORTED TYPES AND LENGTHS AS REQUESTED BY END USER | ORTHOPEDIC & SPINAL SUPPLIES
18548 | 4229660311400 | SET COMPLETE INSTRUMENTATION TITANIUM SCREW CANNULATED FULL THREADED 5MM WITH NECESSARY CASE AND RELATED DRILL BITS AND TAPS | ORTHOPEDIC & SPINAL SUPPLIES
18549 | 4232150034900 | WASHER FOR CANNULATED TITANIUM SCREW PARTIAL THREADED 5MM ASSORTED SIZES | ORTHOPEDIC & SPINAL SUPPLIES
18550 | 4232150026600 | SCREW CANNULATED PARTIAL THREADED SELF-DRILLING 5MM TITANIUM ASSORTED TYPES AND LENGTHS AS REQUESTED BY END USER | ORTHOPEDIC & SPINAL SUPPLIES
18551 | 4229660311900 | SET COMPLETE INSTRUMENTATION TITANIUM SCREW CANNULATED PARTIAL THREADED 5MM WITH NECESSARY CASE AND RELATED DRILL BITS AND TAPS | ORTHOPEDIC & SPINAL SUPPLIES
18552 | 4232150034800 | WASHER FOR CANNULATED STAINLESS STEEL SCREW PARTIAL THREADED 8MM ASSORTED SIZES | ORTHOPEDIC & SPINAL SUPPLIES
18553 | 4232150026700 | SCREW CANNULATED PARTIAL THREADED SELF-DRILLING 8MM STAINLESS STEEL ASSORTED TYPES AND LENGTHS AS REQUESTED BY END USER | ORTHOPEDIC & SPINAL SUPPLIES
18554 | 4229660311100 | SET COMPLETE INSTRUMENTATION STAINLESS STEEL SCREW CANNULATED PARTIAL THREADED 8MM WITH NECESSARY CASE AND RELATED DRILL BITS AND TAPS | ORTHOPEDIC & SPINAL SUPPLIES
18555 | 4232150034600 | WASHER FOR CANNULATED STAINLESS STEEL SCREW FULL THREADED 8MM ASSORTED SIZES | ORTHOPEDIC & SPINAL SUPPLIES
18556 | 4232150025700 | SCREW CANNULATED FULL THREADED SELF-DRILLING 8MM STAINLESS STEEL ASSORTED TYPES AND LENGTHS AS REQUESTED BY END USER | ORTHOPEDIC & SPINAL SUPPLIES
18557 | 4229660310700 | SET COMPLETE INSTRUMENTATION STAINLESS STEEL SCREW CANNULATED FULL THREADED 8MM WITH NECESSARY CASE AND RELATED DRILL BITS AND TAPS | ORTHOPEDIC & SPINAL SUPPLIES
18558 | 4232150034400 | WASHER FOR CANNULATED TITANIUM SCREW FULL THREADED 8MM ASSORTED SIZES | ORTHOPEDIC & SPINAL SUPPLIES
18559 | 4232150017800 | SCREW CANNULATED FULL THREADED SELF-DRILLING 8MM TITANIUM ASSORTED TYPES AND LENGTHS AS REQUESTED BY END USER | ORTHOPEDIC & SPINAL SUPPLIES
18560 | 4229660311600 | SET COMPLETE INSTRUMENTATION TITANIUM SCREW CANNULATED FULL THREADED 8MM WITH NECESSARY CASE AND RELATED DRILL BITS AND TAPS | ORTHOPEDIC & SPINAL SUPPLIES
18561 | 4232150035000 | WASHER FOR CANNULATED TITANIUM SCREW PARTIAL THREADED 8MM ASSORTED SIZES | ORTHOPEDIC & SPINAL SUPPLIES
18562 | 4232150026800 | SCREW CANNULATED PARTIAL THREADED SELF-DRILLING 8MM TITANIUM ASSORTED TYPES AND LENGTHS AS REQUESTED BY END USER | ORTHOPEDIC & SPINAL SUPPLIES
18563 | 4229660312000 | SET COMPLETE INSTRUMENTATION TITANIUM SCREW CANNULATED PARTIAL THREADED 8MM WITH NECESSARY CASE AND RELATED DRILL BITS AND TAPS | ORTHOPEDIC & SPINAL SUPPLIES
18564 | 4229621606100 | KNEE PROCEDURE TRACKING KIT FOR ROBOTIC | ORTHOPEDIC & SPINAL SUPPLIES
18565 | 4229621606200 | LEG POSITIONER WRAP STERILE FOR ROBOTIC | ORTHOPEDIC & SPINAL SUPPLIES
18566 | 4229621606500 | SILICON RETRACTOR CORD 61MM LENGTH 10 MM DIAMETER APPROX FOR ROBOTIC | ORTHOPEDIC & SPINAL SUPPLIES
18567 | 4229621606400 | SAGITTAL BLADE NARROW SMALL SIZE 2MM THICKNESS 16MM CUTTING EDGE 110MM LENGTH 75 MM WORKING LENGTH APPROX FOR ROBOTIC | ORTHOPEDIC & SPINAL SUPPLIES
18568 | 4229621606300 | IRRIGATION CLIP STERILE STANDARD FOR ROBOTIC | ORTHOPEDIC & SPINAL SUPPLIES
18569 | 4229621605600 | BALL BUR 6MM BALL BURR TIP 110 MM LENGTH 75MM WORKING LENGTH APPROX FOR ROBOTIC | ORTHOPEDIC & SPINAL SUPPLIES
18570 | 4229621605900 | HIP PROCEDURE TRACKING KIT FOR ROBOTIC | ORTHOPEDIC & SPINAL SUPPLIES
18571 | 4229621606000 | CORTICAL SCREW STERILE STANDARD FOR ROBOTIC | ORTHOPEDIC & SPINAL SUPPLIES
18572 | 4229621605800 | FIXED FLUTED PIN 3.2X150MM, STERILE FOR ROBOTIC | ORTHOPEDIC & SPINAL SUPPLIES
18573 | 4229621605700 | FIXED FLUTED PIN 3.2X80MM, STERILE FOR ROBOTIC | ORTHOPEDIC & SPINAL SUPPLIES
18574 | 4229541504600 | MONITOR DRAPE FOR ROBOTIC | ORTHOPEDIC & SPINAL SUPPLIES
18575 | 4229621801800 | OPTIC TRACKER - KNEE | ORTHOPEDIC & SPINAL SUPPLIES
18576 | 4229621605300 | TUBING SET FOR ROBOTIC | ORTHOPEDIC & SPINAL SUPPLIES
18577 | 4229621605500 | 6 MM CYLINDRICAL BUR FOR ROBOTIC | ORTHOPEDIC & SPINAL SUPPLIES
18578 | 4229621605400 | FLAT MARKER FOR ROBOTIC | ORTHOPEDIC & SPINAL SUPPLIES
18579 | 4229621801900 | CHECKPOINT VERIFICATION PINS FOR ROBOTIC | ORTHOPEDIC & SPINAL SUPPLIES
18580 | 4232150036400 | BONE PINS 4.0 MM X 127 MM FOR ROBOTIC | ORTHOPEDIC & SPINAL SUPPLIES
18581 | 4232150036500 | BONE PINS 4.0 MM X 152 MM FOR ROBOTIC | ORTHOPEDIC & SPINAL SUPPLIES
18582 | 4232160722200 | SCREW (POLYAXIAL UNIAXIAL MONOAXIAL) TITANIUM FOR PEDIATRIC FIXATION TOP LOADING FOR ROD 4 MM OR EQUIVALENT WITH MULTIPLE SIZE (DIAMETER AND LENGTH) WITH PROPER LOCKING MECHANISM SIZE ACCORDING TO END USER SPINAL | ORTHOPEDIC & SPINAL SUPPLIES
18583 | 4232160009000 | HOOKS (PEDICLE SUBLAMINAR AND TRANSVERSE PROCESS) FOR TITANIUM PEDIATRIC MATCHING ROD DIAMETER 4 MM OR EQUIVALENT AND LOCKING MECH = ANISM SPINAL | ORTHOPEDIC & SPINAL SUPPLIES
18584 | 4228150903900 | IMPLANT TRAY WITH NECESSARY STERILIZATION CASE (TRAY BOX AND LID) FOR PEDIATRIC THORACO LUMBO SACRAL FIXATION HOOKS SPINAL | ORTHOPEDIC & SPINAL SUPPLIES
18585 | 4229420508700 | INSTRUMENTATION SET COMPLETE AND NECESSARY STERILIZATION CASE (TRAY BOX AND LID) FOR PEDIATRIC THORACO LUMBO SACRAL FIXATION SPINAL | ORTHOPEDIC & SPINAL SUPPLIES
18586 | 4228150902600 | IMPLANT TRAY WITH NECESSARY STERILIZATION CASE (TRAY BOX AND LID) FOR PEDIATRIC THORACO LUMBO SACRAL FIXATION PEDICLE SCREW S SPINAL | ORTHOPEDIC & SPINAL SUPPLIES
18587 | 4232160908800 | ROD TITANIUM (4.0 MM DIAMETER 400 MM LONG) OR EQUIVALENT SPINAL | ORTHOPEDIC & SPINAL SUPPLIES
18588 | 4232160922300 | ROD COBALT CHROME (4.0 MM DIAMETER 400 MM LONG) OR EQUIVALENT SPINAL | ORTHOPEDIC & SPINAL SUPPLIES
18589 | 4232160626200 | CAGES, TITANIUM, LORDOTIC FOR ANTERIOR CERVICAL DISC FUSION ASSORTED HEIGHT DIFFERENT DEPTH ACCORDING TO END USER, SPINAL | ORTHOPEDIC & SPINAL SUPPLIES
18590 | 4229420518500 | IMPLANT COMPLETE SET AND NECESSARY STERILIZATION CASE (TRAY, BOX, LID) FOR TITANIUM CAGE ANTERIOR CERVICAL DISC FUSION, SPINAL | ORTHOPEDIC & SPINAL SUPPLIES
18591 | 4229420518900 | INSTRUMENTATION SET COMPLETE AND NECESSARY STERILIZATION CASE (TRAY, BOX, LID) FOR TITANIUM CAGE ANTERIOR CERVICAL DISC FUSION, SPINAL | ORTHOPEDIC & SPINAL SUPPLIES
18592 | 4229420502800 | "INSTRUMENTATION AND IMPLANT SET COMPLETE AND NECESSARY STERILIZATION CASE WITH ALL THE REQURED TRAY AND CASES (TRAY, BOX, LID) FOR TITANIUM ANTERIOR LUMBAR INTERBODY FUSION (ALIF), SPINAL" | ORTHOPEDIC & SPINAL SUPPLIES
18593 | 4232160005600 | CERVICAL DISC PROSTHESIS LARGE, ASSORTED HEIGHT AS REQUESTED BY END USER, SPINAL | ORTHOPEDIC & SPINAL SUPPLIES
18594 | 4232160005300 | CERVICAL DISC PROSTHESIS MEDIUM, ASSORTED HEIGHT AS REQUESTED BY END USER, SPINAL | ORTHOPEDIC & SPINAL SUPPLIES
18595 | 4229420502200 | "INSTRUMENTATION AND IMPLANT SET COMPLETE AND NECESSARY STERILIZATION CASE (TRAY, BOX AND LID) FOR CERVICAL DISC PROSTHESIS, SPINAL" | ORTHOPEDIC & SPINAL SUPPLIES
18596 | 4232160005700 | CERVICAL DISC PROSTHESIS SMALL, ASSORTED HEIGHT AS REQUESTED BY END USER, SPINAL | ORTHOPEDIC & SPINAL SUPPLIES
18597 | 4232161605500 | DOMINO (CONNECTING BLOCK) TITANIUM AND NECESSARY SCREWS BETWEEN RODS ASSORTED SIZES AS REQUESTED BY THE END USERS SPINAL | ORTHOPEDIC & SPINAL SUPPLIES
18598 | 4232160705900 | HOOK TITANIUM LAMINAR LUMBAR WITH PROPER LOCKING MECHANISM SPINAL | ORTHOPEDIC & SPINAL SUPPLIES
18599 | 4232160706000 | HOOK TITANIUM LAMINAR LUMBAR EXTENDED BODY WITH PROPER LOCKING MECHANISM SPINAL | ORTHOPEDIC & SPINAL SUPPLIES
18600 | 4232160706100 | HOOK TITANIUM LAMINAR LUMBAR OFFSET LEFT WITH PROPER LOCKING MECHANISM SPINAL | ORTHOPEDIC & SPINAL SUPPLIES
18601 | 4232160706200 | HOOK TITANIUM LAMINAR LUMBAR OFFSET RIGHT WITH PROPER LOCKING MECHANISM SPINAL | ORTHOPEDIC & SPINAL SUPPLIES
18602 | 4232160706300 | HOOK TITANIUM LAMINAR THORACIC WITH PROPER LOCKING MECHANISM SPINAL | ORTHOPEDIC & SPINAL SUPPLIES
18603 | 4232160706400 | HOOK TITANIUM LAMINAR THORACIC OFFSET LEFT WITH PROPER LOCKING MECHANISM SPINAL | ORTHOPEDIC & SPINAL SUPPLIES
18604 | 4232160706500 | HOOK TITANIUM LAMINAR THORACIC OFFSET RIGHT WITH PROPER LOCKING MECHANISM SPINAL | ORTHOPEDIC & SPINAL SUPPLIES
18605 | 4232160736900 | HOOK TITANIUM PEDICLE THORACIC OFFSET LEFT WITH H PROPER LOCKING MECHANISM SPINAL | ORTHOPEDIC & SPINAL SUPPLIES
18606 | 4232160706600 | HOOK TITANIUM PEDICLE THORACIC OFFSET RIGHT WITH H PROPER LOCKING MECHANISM SPINAL | ORTHOPEDIC & SPINAL SUPPLIES
18607 | 4232160706700 | HOOK TITANIUM PEDICLE THORACIC WITH PROPER LOCKING MECHANISM SPINAL | ORTHOPEDIC & SPINAL SUPPLIES
18608 | 4232160706800 | HOOK TITANIUM TRANSVERSE THORACIC WITH PROPER LOCKING MECHANISM SPINAL | ORTHOPEDIC & SPINAL SUPPLIES
18609 | 4228150902700 | INSTRUMENTATION SET COMPLETE AND IMPLANT TRAY WITH NECESSARY STERILIZATION CASE (TRAY BOX AND LID) FOR POSTERIOR THORACOLUMBARSACRAL FIXATION RODS AND HOOKS SPINAL | ORTHOPEDIC & SPINAL SUPPLIES
18610 | 4228150902800 | IMPLANT TRAY WITH NECESSARY STERILIZATION CASE (TRAY BOX AND LID) FOR POSTERIOR THORACOLUMBARSACRAL FIXATION RODS AND SCREW S SPINAL | ORTHOPEDIC & SPINAL SUPPLIES
18611 | 4232162201400 | INSTRUMENTATION SET COMPLETE AND NECESSARY STERILIZATION CASE (TRAY BOX AND LID) FOR POSTERIOR THORACOLUMBOSACRAL FIXATION SPINAL | ORTHOPEDIC & SPINAL SUPPLIES
18612 | 4232160737600 | LATERAL OFFSET CONNECTOR PIECE WITH LOCKING MECHANISM TITANIUM ACCOMODATE THE ROD DIFFERENT SHAPES ACCORDING TO END USER SPINAL | ORTHOPEDIC & SPINAL SUPPLIES
18613 | 4232160920900 | ROD TITANIUM DIAMETER 5.5 MM OR EQUIVALENT ASSORTED LENGTH AS REQUESTED BY END USER SPINAL | ORTHOPEDIC & SPINAL SUPPLIES
18614 | 4232160738000 | ROD 5.5 MM DIAMETER COBALT CHROME 500 MM LONG OR EQUIVALENT SPINAL | ORTHOPEDIC & SPINAL SUPPLIES
18615 | 4232161097900 | SCREW REDUCTION TITANIUM PEDICLE 4.5 MM DIAMETER ASSORTED LENGTH WITH PROPER LOCKING MECHANISM OR EQUIVALENT SPINAL | ORTHOPEDIC & SPINAL SUPPLIES
18616 | 4232161096200 | SCREW REDUCTION TITANIUM PEDICLE 5 MM DIAMETER ASSORTED LENGTH WITH PROPER LOCKING MECHANISM OR EQUIVALENT SPINAL | ORTHOPEDIC & SPINAL SUPPLIES
18617 | 4232161098000 | SCREW REDUCTION TITANIUM PEDICLE 5.5 MM DIAMETER ASSORTED LENGTH WITH PROPER LOCKING MECHANISM OR EQUIVALENT AS REQUESTED BY THE END USERS SPINAL | ORTHOPEDIC & SPINAL SUPPLIES
18618 | 4232161096300 | SCREW REDUCTION TITANIUM PEDICLE 6 MM DIAMETER ASSORTED LENGTH WITH PROPER LOCKING MECHANISM OR EQUIVALENT AS REQUESTED BY THE END USERS SPINAL | ORTHOPEDIC & SPINAL SUPPLIES
18619 | 4232161098100 | SCREW REDUCTION TITANIUM PEDICLE 6.5 MM DIAMETER ASSORTED LENGTH WITH PROPER LOCKING MECHANISM OR EQUIVALENT AS REQUESTED BY THE END USERS SPINAL | ORTHOPEDIC & SPINAL SUPPLIES
18620 | 4232161098200 | SCREW REDUCTION TITANIUM PEDICLE 7.0 MM DIAMETER ASSORTED LENGTH WITH PROPER LOCKING MECHANISM OR EQUIVALENT AS REQUESTED BY THE END USERS SPINAL | ORTHOPEDIC & SPINAL SUPPLIES
18621 | 4232161098300 | SCREW REDUCTION TITANIUM PEDICLE 7.5 MM DIAMETER ASSORTED LENGTH WITH PROPER LOCKING MECHANISM OR EQUIVALENT AS REQUESTED BY THE END USERS SPINAL | ORTHOPEDIC & SPINAL SUPPLIES
18622 | 4232161098800 | SCREW TITANIUM PEDICLE 4 MM DIAMETER ASSORTED LENGTH WITH PROPER LOCKING MECHANISM AS REQUESTED BY THE END USERS SPINAL | ORTHOPEDIC & SPINAL SUPPLIES
18623 | 4232161096400 | FIXED HEAD SCREW TITANIUM PEDICLE 4.5 MM DIAMETER ASSORTED LENGTH WITH PROPER LOCKING MECHANISM AS REQUESTED BY THE END USERS SPINAL | ORTHOPEDIC & SPINAL SUPPLIES
18624 | 4232161098900 | SCREW TITANIUM PEDICLE 5 MM DIAMETER ASSORTED LENGTH WITH PROPER LOCKING MECHANISM AS REQUESTED BY THE END USERS SPINAL | ORTHOPEDIC & SPINAL SUPPLIES
18625 | 4232161096500 | FIXED HEAD SCREW TITANIUM PEDICLE 5.5 MM DIAMETER ASSORTED LENGTH WITH PROPER LOCKING MECHANISM AS REQUESTED BY THE END USERS SPINAL | ORTHOPEDIC & SPINAL SUPPLIES
18626 | 4232161099000 | SCREW TITANIUM PEDICLE 6 MM DIAMETER ASSORTED LENGTH WITH PROPER LOCKING MECHANISM AS REQUESTED BY THE END USERS SPINAL | ORTHOPEDIC & SPINAL SUPPLIES
18627 | 4232160745000 | FIXED HEAD SCREW TITANIUM PEDICLE 6.5 MM DIAMETER ASSORTED LONG WITH PROPER LOCKING MECHANISM AS REQUESTED BY THE END USERS SPINAL | ORTHOPEDIC & SPINAL SUPPLIES
18628 | 4232161099100 | SCREW TITANIUM PEDICLE 7 MM DIAMETER ASSORTED LENGTH WITH PROPER LOCKING MECHANISM AS REQUESTED BY THE END USERS SPINAL | ORTHOPEDIC & SPINAL SUPPLIES
18629 | 4232161096600 | FIXED HEAD SCREW TITANIUM PEDICLE 7.5 MM DIAMETER ASSORTED LENGTH WITH PROPER LOCKING MECHANISM AS REQUESTED BY THE END USERS SPINAL | ORTHOPEDIC & SPINAL SUPPLIES
18630 | 4232161098500 | SCREW TITANIUM ILIAC 7 MM DIAMETER ASSORTED LONG WITH PROPER LOCKING MECHANISM OR EQUIVALENT AS REQUESTED BY THE END USERS SPINAL | ORTHOPEDIC & SPINAL SUPPLIES
18631 | 4232160746600 | CONNECTOR DEVICE FOR ILIAC SCREW TITANIUM WITH PROPER LOCKING MECHANISM OR EQUIVALENT SPINAL | ORTHOPEDIC & SPINAL SUPPLIES
18632 | 4232161097000 | SCREW TITANIUM PEDICLE POLYAXIAL 4.5 MM DIAMETER ASSORTED LENGTH WITH PROPER LOCKING MECHANISM OR EQUIVALENT AS REQUESTED BY THE END USERS SPINAL | ORTHOPEDIC & SPINAL SUPPLIES
18633 | 4232161095600 | SCREW TITANIUM PEDICLE POLYAXIAL 4 MM DIAMETER ASSORTED LENGTH WITH PROPER LOCKING MECHANISM OR EQUIVALENT AS REQUESTED BY THE END USERS SPINAL | ORTHOPEDIC & SPINAL SUPPLIES
18634 | 4232161095700 | SCREW TITANIUM PEDICLE POLYAXIAL 5 MM DIAMETER ASSORTED LENGTH WITH PROPER LOCKING MECHANISM OR EQUIVALENT AS REQUESTED BY THE END USERS SPINAL | ORTHOPEDIC & SPINAL SUPPLIES
18635 | 4232161097100 | SCREW TITANIUM PEDICLE POLYAXIAL 5.5 MM DIAMETER ASSORTED LENGTH WITH PROPER LOCKING MECHANISM OR EQUIVALENT AS REQUESTED BY THE END USERS SPINAL | ORTHOPEDIC & SPINAL SUPPLIES
18636 | 4232161095800 | SCREW TITANIUM PEDICLE POLYAXIAL 6 MM DIAMETER ASSORTED LENGTH WITH PROPER LOCKING MECHANISM OR EQUIVALENT AS REQUESTED BY THE END USERS SPINAL | ORTHOPEDIC & SPINAL SUPPLIES
18637 | 4232161097200 | SCREW TITANIUM PEDICLE POLYAXIAL 6.5 MM DIAMETER ASSORTED LENGTH WITH PROPER LOCKING MECHANISM OR EQUIVALENT AS REQUESTED BY THE END USERS SPINAL | ORTHOPEDIC & SPINAL SUPPLIES
18638 | 4232161095900 | SCREW TITANIUM PEDICLE POLYAXIAL 7 MM DIAMETER ASSORTED LENGTH WITH PROPER LOCKING MECHANISM OR EQUIVALENT AS REQUESTED BY THE END USERS SPINAL | ORTHOPEDIC & SPINAL SUPPLIES
18639 | 4232161097300 | SCREW TITANIUM PEDICLE POLYAXIAL 7.5 MM DIAMETER ASSORTED LENGTH WITH PROPER LOCKING MECHANISM OR EQUIVALENT AS REQUESTED BY THE END USERS SPINAL | ORTHOPEDIC & SPINAL SUPPLIES
18640 | 4232161097400 | SCREW TITANIUM PEDICLE UNIAXIAL 4.5 MM DIAMETER ASSORTED LENGTH WITH PROPER LOCKING MECHANISM AS REQUESTED BY THE END USERS SPINAL | ORTHOPEDIC & SPINAL SUPPLIES
18641 | 4232161096000 | SCREW TITANIUM PEDICLE UNIAXIAL 5 MM DIAMETER ASSORTED LENGTH WITH PROPER LOCKING MECHANISM AS REQUESTED BY THE END USERS SPINAL | ORTHOPEDIC & SPINAL SUPPLIES
18642 | 4232161097500 | SCREW TITANIUM PEDICLE UNIAXIAL 5.5 MM DIAMETER ASSORTED LENGTH WITH PROPER LOCKING MECHANISM AS REQUESTED BY THE END USERS SPINAL | ORTHOPEDIC & SPINAL SUPPLIES
18643 | 4232161096100 | SCREW TITANIUM PEDICLE UNIAXIAL 6 MM DIAMETER ASSORTED LENGTH WITH PROPER LOCKING MECHANISM AS REQUESTED BY THE END USERS SPINAL | ORTHOPEDIC & SPINAL SUPPLIES
18644 | 4232161097600 | SCREW TITANIUM PEDICLE UNIAXIAL 6.5 MM DIAMETER ASSORTED LENGTH WITH PROPER LOCKING MECHANISM AS REQUESTED BY THE END USERS SPINAL | ORTHOPEDIC & SPINAL SUPPLIES
18645 | 4232162300000 | SCREW TITANIUM ILIAC 7.5 MM DIAMETER ASSORTED LONG WITH PROPER LOCKING MECHANISM OR EQUIVALENT AS REQUESTED BY THE END USERS SPINAL | ORTHOPEDIC & SPINAL SUPPLIES
18646 | 4232162300100 | SCREW TITANIUM ILIAC 8 MM DIAMETER ASSORTED LONG WITH PROPER LOCKING MECHANISM OR EQUIVALENT AS REQUESTED BY THE END USERS SPINAL | ORTHOPEDIC & SPINAL SUPPLIES
18647 | 4232162300200 | SCREW TITANIUM ILIAC 8.5 MM DIAMETER ASSORTED LONG WITH PROPER LOCKING MECHANISM OR EQUIVALENT AS REQUESTED BY THE END USERS SPINAL | ORTHOPEDIC & SPINAL SUPPLIES
18648 | 4232161099700 | FIXED HEAD SCREW TITANIUM PEDICLE 4 MM DIAMETER ASSORTED LONG WITH PROPER LOCKING MECHANISM AS REQUESTED BY THE END USERS SPINAL | ORTHOPEDIC & SPINAL SUPPLIES
18649 | 4232161099800 | FIXED HEAD SCREW TITANIUM PEDICLE 5 MM DIAMETER ASSORTED LONG WITH PROPER LOCKING MECHANISM AS REQUESTED BY THE END USERS SPINAL | ORTHOPEDIC & SPINAL SUPPLIES
18650 | 4232161099900 | FIXED HEAD SCREW TITANIUM PEDICLE 6 MM DIAMETER ASSORTED LONG WITH PROPER LOCKING MECHANISM AS REQUESTED BY THE END USERS SPINAL | ORTHOPEDIC & SPINAL SUPPLIES
18651 | 4232161114700 | FIXED HEAD SCREW TITANIUM PEDICLE 7 MM DIAMETER ASSORTED LONG WITH PROPER LOCKING MECHANISM AS REQUESTED BY THE END USERS SPINAL | ORTHOPEDIC & SPINAL SUPPLIES
18652 | 4232162300300 | SCREW TITANIUM ILIAC 9.5 MM DIAMETER ASSORTED LONG WITH PROPER LOCKING MECHANISM OR EQUIVALENT AS REQUESTED BY THE END USERS SPINAL | ORTHOPEDIC & SPINAL SUPPLIES
18653 | 4232162208100 | INSTRUMENTATION AND IMPLANT SET COMPLETE AND NECESSARY CASE (TRAY, BOX, LID) FOR SCREW, ROD AND CORPOREAL PLATE FOR ANTERIOR THORACOLUMBAR FIXATION, SPINAL | ORTHOPEDIC & SPINAL SUPPLIES
18654 | 4232160752900 | PLATE CORPOREAL TITANIUM RIGHT SIDE LOW PROFILE FOR ANTERIOR THORACOLUMBAR FIXATION AND CONNECTING MECHANISM FOR ROD OR EQUIVALENT DIFFERENT SIZE S AND ANGLES ACCORDING TO END USER SPINAL | ORTHOPEDIC & SPINAL SUPPLIES
18655 | 4232160753000 | PLATE CORPOREAL TITANIUM LEFT SIDE LOW PROFILE FOR ANTERIOR THORACOLUMBAR FIXATION AND CONNECTING MECHANISM FOR RODS OR EQUIVALENT DIFFERENT SIZE S AND ANGLES ACCORDING TO END USER SPINAL | ORTHOPEDIC & SPINAL SUPPLIES
18656 | 4232161099300 | SCREW, TITANIUM (CORPOREAL) ASSORTED SIZE LOW PROFILE FOR ANTERIOR THORACOLUMBAR FIXATION WITH PROPER LOCKING MECHANISM, SPINAL | ORTHOPEDIC & SPINAL SUPPLIES
18657 | 4232162208200 | INSTRUMENTATION AND IMPLANT SET COMPLETE AND NECESSARY STERILIZATION TRAY FOR LOW PROFILE ANTERIOR CERVICAL PLATE AND SCREW FIXATION, SPINAL | ORTHOPEDIC & SPINAL SUPPLIES
18658 | 4232160755700 | PLATE, TITANIUM ANTERIOR CERVICAL ONE LEVEL PLATE LOW PROFILE WITH LOCKING MECHANISM, ASSORTED SIZES AS REQUIRED BY ENDU SERS, SPINAL | ORTHOPEDIC & SPINAL SUPPLIES
18659 | 4232161105700 | PLATE, TITANIUM ANTERIOR CERVICAL FOUR LEVELS LOW PROFILE WITH LOCKING MECHANISM, ASSORTED SIZE S AS REQUIRED BY END USERS, SPINAL | ORTHOPEDIC & SPINAL SUPPLIES
18660 | 4232161105800 | PLATE, TITANIUM ANTERIOR CERVICAL THREE LEVELS LOW PROFILE WITH LOCKING MECHANISM, ASSORTED SIZE S AS REQUIRED BY END USERS, SPINAL | ORTHOPEDIC & SPINAL SUPPLIES
18661 | 4232161100100 | PLATE, TITANIUM ANTERIOR CERVICAL TWO LEVELS LOW PROFILE WITH LOCKING MECHANISM, ASSORTED SIZE S AS REQUIRED BY END USERS, SPINAL | ORTHOPEDIC & SPINAL SUPPLIES
18662 | 4232161097700 | SAVING SCREW, TITANIUM ANTERIOR CERVICAL ASSORTED LENGTH WITH LOCKING MECHANISM OR EQUIVALENT, SPINAL | ORTHOPEDIC & SPINAL SUPPLIES
18663 | 4232161099400 | SCREW, TITANIUM ANTERIOR CERVICAL ASSORTED LONG WITH LOCKING MECHANISM OR EQUIVALENT, SPINAL | ORTHOPEDIC & SPINAL SUPPLIES
18664 | 4229420501900 | INSTRUMENTATION SET COMPLETE AND NECESSARY STERILIZATION CASE (TRAY BOX LID) FOR POLYETHYLENE (PEEK) ANTERIOR CERVICAL DISC FUSIONCAGES SPIN AL | ORTHOPEDIC & SPINAL SUPPLIES
18665 | 4232160608000 | CAGES POLYETHYLENE (PEEK) ANTERIOR CERVICAL FOR DISC ASSORTED HEIGHT ASSORTED DEPTH SIZE AS REQUESTED BY END USERS SPINAL | ORTHOPEDIC & SPINAL SUPPLIES
18666 | 4232160758100 | CAGES POLYETHYLENE (PEEK) FOR ANTERIOR LUMBAR INTERBODY FUSION (ALIF) OF DIFFERENT SIZE S ACCORDING TO END USER SPINAL | ORTHOPEDIC & SPINAL SUPPLIES
18667 | 4229420501500 | "INSTRUMENTATION AND IMPLANT SET COMPLETE AND NECESSARY STERILIZATION CASE (TRAY, BOX, LID) FOR POLYETHYLENE (PEEK) ANTERIOR LUMBAR INTERBODY FUS ION CAGES (ALIF), SPINAL" | ORTHOPEDIC & SPINAL SUPPLIES
18668 | 4232160580700 | CAGES FOR TRANSFORAMINAL LUMBAR INTERBODY FUSION (TLIF) BANANA CAGE PEEK ASSORTED SIZES, SPINAL | ORTHOPEDIC & SPINAL SUPPLIES
18669 | 4229420501800 | "INSTRUMENTATION AND IMPLANT SET COMPLETE AND NECESSARY STERILIZATION CASE (TRAY, BOX, LID) FOR PEEK (BANANA CAGE) TRANSFORAMINAL LUMBAR INTERBODY FUSION (TLIF) CAGES, SPINAL" | ORTHOPEDIC & SPINAL SUPPLIES
18670 | 4232162201800 | INSTRUMENTATION SET COMPLETE AND NECESSARY STERILIZATION CASE (TRAY, BOX, LID) FOR STAND ALONE ANTERIOR CERVICAL INTERBODY FUSION CAGES, SPINA L | ORTHOPEDIC & SPINAL SUPPLIES
18671 | 4232161095400 | SCREWS, TITANIUM FOR ANTERIOR CERVICAL STAND ALONE INTERBODY FUSION CAGES, ASSORTED TYPES AND SHAPES, ASSORTED DIAMETER, ASSORTED LENGTH, SPINAL | ORTHOPEDIC & SPINAL SUPPLIES
18672 | 4232160589800 | CAGE, STAND ALONE ANTERIOR CERVICAL INTERBODY FUSION, ASSORTED DIAMETER, LORDOTIC IN ASSORTED DEPTH SIZE AS REQUESTED BY END USER, SPINAL | ORTHOPEDIC & SPINAL SUPPLIES
18673 | 4229420502900 | "INSTRUMENTATION AND IMPLANT SET COMPLETE AND NECESSARY STERILIZATION CASE (TRAY, BOX, LID) FOR TITANIUM EXPANDABLE THORACOLUMBAR VERTEBRAL BODY REPLACEMENT CAGES, SPINAL" | ORTHOPEDIC & SPINAL SUPPLIES
18674 | 4232160617100 | CAGES, TITANIUM EXPANDABLE THORACOLUMBAR VERTEBRAL BODY REPLACEMENT, ASSORTED WIDTH, ASSORTED HEIGHT ON DEMAND, SPINAL | ORTHOPEDIC & SPINAL SUPPLIES
18675 | 4229420503100 | INSTRUMENTATION SET COMPLETE AND NECESSARY STERILIZATION CASE (TRAY BOX LID) FOR TITANIUM ANTERIOR THORACOLUMBAR VERTEBRAL BODY REPLACEMENT ME SH CAGE SPINAL | ORTHOPEDIC & SPINAL SUPPLIES
18676 | 4232160518700 | MESH CAGE TITANIUM ANTERIOR THORACES - LUMBAR VERTEBRAL BODY REPLACEMENT 14 MM DIAMETER 130 MM LENGTH OR EQUIVALENT SPINAL | ORTHOPEDIC & SPINAL SUPPLIES
18677 | 4232160518900 | MESH CAGE TITANIUM ANTERIOR THORACES - LUMBAR VERTEBRAL BODY REPLACEMENT 14 MM DIAMETER 70 MM LENGTH OR EQUIVALENT SPINAL | ORTHOPEDIC & SPINAL SUPPLIES
18678 | 4232160519000 | MESH CAGE TITANIUM ANTERIOR THORACES - LUMBAR VERTEBRAL BODY REPLACEMENT 14 MM DIAMETER 90 MM LENGTH OR EQUIVALENT SPINAL | ORTHOPEDIC & SPINAL SUPPLIES
18679 | 4232160519700 | MESH CAGE TITANIUM ANTERIOR THORACES - LUMBAR VERTEBRAL BODY REPLACEMENT 16 MM DIAMETER 70 MM LENGTH OR EQUIVALENT SPINAL | ORTHOPEDIC & SPINAL SUPPLIES
18680 | 4232160520100 | MESH CAGE TITANIUM ANTERIOR THORACES - LUMBAR VERTEBRAL BODY REPLACEMENT 18 MM DIAMETER 150 MM LENGTH OR EQUIVALENT SPINAL | ORTHOPEDIC & SPINAL SUPPLIES
18681 | 4232160520300 | MESH CAGE TITANIUM ANTERIOR THORACES - LUMBAR VERTEBRAL BODY REPLACEMENT 18 MM DIAMETER 70 MM LENGTH OR EQUIVALENT SPINAL | ORTHOPEDIC & SPINAL SUPPLIES
18682 | 4232160520500 | MESH CAGE TITANIUM ANTERIOR THORACES - LUMBAR VERTEBRAL BODY REPLACEMENT 20 MM DIAMETER 110 MM LENGTH OR EQUIVALENT SPINAL | ORTHOPEDIC & SPINAL SUPPLIES
18683 | 4232160520800 | MESH CAGE TITANIUM ANTERIOR THORACES - LUMBAR VERTEBRAL BODY REPLACEMENT 20 MM DIAMETER 50 MM LENGTH OR EQUIVALENT SPINAL | ORTHOPEDIC & SPINAL SUPPLIES
18684 | 4232160520900 | MESH CAGE TITANIUM ANTERIOR THORACES - LUMBAR VERTEBRAL BODY REPLACEMENT 20 MM DIAMETER 70 MM LENGTH OR EQUIVALENT SPINAL | ORTHOPEDIC & SPINAL SUPPLIES
18685 | 4232160521000 | MESH CAGE TITANIUM ANTERIOR THORACES - LUMBAR VERTEBRAL BODY REPLACEMENT 20 MM DIAMETER 90 MM LENGTH OR EQUIVALENT SPINAL | ORTHOPEDIC & SPINAL SUPPLIES
18686 | 4232160521100 | MESH CAGE TITANIUM ANTERIOR THORACES - LUMBAR VERTEBRAL BODY REPLACEMENT 22 MM DIAMETER 110 MM LENGTH OR EQUIVALENT SPINAL | ORTHOPEDIC & SPINAL SUPPLIES
18687 | 4232160521400 | MESH CAGE TITANIUM ANTERIOR THORACES - LUMBAR VERTEBRAL BODY REPLACEMENT 22 MM DIAMETER 50 MM LENGTH OR EQUIVALENT SPINAL | ORTHOPEDIC & SPINAL SUPPLIES
18688 | 4232160521500 | MESH CAGE TITANIUM ANTERIOR THORACES - LUMBAR VERTEBRAL BODY REPLACEMENT 22 MM DIAMETER 70 MM LENGTH OR EQUIVALENT SPINAL | ORTHOPEDIC & SPINAL SUPPLIES
18689 | 4232160521600 | MESH CAGE TITANIUM ANTERIOR THORACES - LUMBAR VERTEBRAL BODY REPLACEMENT 22 MM DIAMETER 90 MM LENGTH OR EQUIVALENT SPINAL | ORTHOPEDIC & SPINAL SUPPLIES
18690 | 4232160522000 | MESH CAGE TITANIUM ANTERIOR THORACES - LUMBAR VERTEBRAL BODY REPLACEMENT 24 MM DIAMETER 70 MM LENGTH OR EQUIVALENT SPINAL | ORTHOPEDIC & SPINAL SUPPLIES
18691 | 4232160522100 | MESH CAGE TITANIUM ANTERIOR THORACES - LUMBAR VERTEBRAL BODY REPLACEMENT 14 MM DIAMETER 50 MM LENGTH OR EQUIVALENT SPINAL | ORTHOPEDIC & SPINAL SUPPLIES
18692 | 4229680400100 | EXPANSION DEVICE FOR MAGNETIC EXPANSION RODS (FREE OF CHARGE) SPINAL | ORTHOPEDIC & SPINAL SUPPLIES
18693 | 4232160913100 | "GROWING RODS WITH MAGNETIC MECHANISM EXPANSION TECHNIQUE, 4.5 MM, SPINAL" | ORTHOPEDIC & SPINAL SUPPLIES
18694 | 4232160913200 | "GROWING RODS WITH MAGNETIC MECHANISM EXPANSION TECHNIQUE, 5.5 MM, SPINAL" | ORTHOPEDIC & SPINAL SUPPLIES
18695 | 4232160922900 | GROWING RODS WITH MAGNETIC MECHANISM EXPANSION TECHNIQUE, 6 MM, SPINAL | ORTHOPEDIC & SPINAL SUPPLIES
18696 | 4232160571600 | CAGE, TITANIUM, EXPANDABLE FOR POSTERIOR LUMBAR INTERBODY FUSION (PLIF), ASSORTED SIZES AS REQUIRED BY THE END USERS, SPINAL | ORTHOPEDIC & SPINAL SUPPLIES
18697 | 4232162206900 | COMPLETE INSTRUMENTATION SET FOR CANNULATED MINIMALLY INVASIVE THORACOLUMBAR FIXATION FOR CEMENT AUGMENTED | ORTHOPEDIC & SPINAL SUPPLIES
18698 | 4232161096700 | POLYAXIAL SCREWS MINIMALLY INVASIVE THORACOLUMBAR FIXATION WITH PROPER LOCKING MECHANISM, ASSORTED DIAMETER, ASSORTED SIZE, FORCEMENT AUGMENT ED, SPINAL | ORTHOPEDIC & SPINAL SUPPLIES
18699 | 4232160920800 | ROD FOR CANNULATED MINIMAL INVASIVE THORACOLUMBAR FIXATION ASSORTED SIZES AND TYPES | ORTHOPEDIC & SPINAL SUPPLIES
18700 | 4232160562500 | CAGE EXPANDABLE LORDOTIC FOR POSTERIOR LUMBAR INTERBODY FUSION (PLIF) ASSORTED SIZES ASSORTED HEIGHT SPINAL | ORTHOPEDIC & SPINAL SUPPLIES
18701 | 4232162207000 | COMPLETE INSTRUMENTATION SET EXPANDABLE LORDOTIC FOR POSTERIOR LUMBAR INTERBODY FUSION (PLIF) | ORTHOPEDIC & SPINAL SUPPLIES
18702 | 4229420503200 | INSTRUMENTATION SET COMPLETE AND NECESSARY STERILIZATION CASE (TRAY BOX LID) FOR MULTI LEVEL (3 AND MORE LEVELS) POSTERIOR PERCUTANEOUS CANNULATED MINIMAL INVASIVE THORACOLUMBAR FIXATION SPINAL | ORTHOPEDIC & SPINAL SUPPLIES
18703 | 4232160922700 | ROD FOR CANNULATED MINIMAL INVASIVE THORACOLUMBAR FIXATION, FOR MULTI LEVEL, ASSORTED SIZES AND TYPES | ORTHOPEDIC & SPINAL SUPPLIES
18704 | 4232161095200 | SCREWS, POLYAXIAL, TITANIUM CANNULATED FOR MULTI LEVEL POSTERIOR PERCUTANEOUS MINIMAL INVASIVE THORACOLUMBAR FIXATION WITH PROPER LOCKING MECHANISM, ASSORTED DIAMETER, ASSORTED LENGTH AS REQUESTED BY END USER, SPINAL | ORTHOPEDIC & SPINAL SUPPLIES
18705 | 4229420501000 | INSTRUMENTATION SET COMPLETE AND NECESSARY STERILIZATION TRAY FOR ANTERIOR CERVICAL DYNAMIC PLATE AND SCREW FIXATION SPINAL | ORTHOPEDIC & SPINAL SUPPLIES
18706 | 4232160775300 | DYNAMIC PLATE TITANIUM ANTERIOR CERVICAL DIFFERENT SIZE ACORDING END USER LOW PROFILE WITH LOCKING MECHANISM ASSORTED SIZES AS REQUIRED BY END USERS SPINAL | ORTHOPEDIC & SPINAL SUPPLIES
18707 | 4232161098700 | SCREW FOR DYNAMIC PLATE TITANIUM ANTERIOR CERVICAL ASSORTED LENGTH AS REQUESTED BY END USER SPINAL | ORTHOPEDIC & SPINAL SUPPLIES
18708 | 4229670300200 | DISPOSABLE CEMENT INJECTOR WITH CEMENT SPINAL | ORTHOPEDIC & SPINAL SUPPLIES
18709 | 4229420501400 | "INSTRUMENTATION SET COMPLETE AND NECESSARY STERILIZATION CASE (TRAY, BOX, LID) FOR CEMENT AUGMENTED PEDICLE TITANIUM SCREWS FOR OSTE OPOROSIS, POSTERIOR THORACOLUMBAR FIXATION (TITANIUM), SPINAL" | ORTHOPEDIC & SPINAL SUPPLIES
18710 | 4232161114800 | POLYAXIAL CEMENT AUGMENTED TITANIUM PEDICLE SCREW, ASSORTED SIZES, ASSORTED LENGTH WITH PROPER LOCKING MECHANISM, SPINAL | ORTHOPEDIC & SPINAL SUPPLIES
18711 | 4232160535200 | CAGE, TITANIUM, LORDOTIC, FOR POSTERIOR LUMBAR INTERBODY FUSION (PLIF), ASSORTED SIZES AS REQUIRED BY THE END USERS, SPINAL | ORTHOPEDIC & SPINAL SUPPLIES
18712 | 4229660305100 | COMPLETE INSTRUMENTATION AND IMPLANT SET, LORDOTIC, FOR POSTERIOR LUMBAR INTERBODY FUSION (PLIF) FOR TITANIUM, SPINAL | ORTHOPEDIC & SPINAL SUPPLIES
18713 | 4232160544300 | CAGE, PEEK, LORDOTIC, FOR POSTERIOR LUMBAR INTERBODY FUSION (PLIF), ASSORTED SIZES AS REQUIRED BY THE END USERS, SPINAL | ORTHOPEDIC & SPINAL SUPPLIES
18714 | 4229420520100 | COMPLETE INSTRUMENTATION AND IMPLANT SET, LORDOTIC, FOR POSTERIOR LUMBAR INTERBODY FUSION (PLIF) FOR PEEK, SPINAL | ORTHOPEDIC & SPINAL SUPPLIES
18715 | 4232160760100 | CAGES TITANIUM FOR TRANSFORAMINAL LUMBAR INTERBODY FUSION (TLIF) SIZE ACCORDING TO END USER SPINAL | ORTHOPEDIC & SPINAL SUPPLIES
18716 | 4229420503300 | INSTRUMENTATION SET COMPLETE AND NECESSARY STERILIZATION CASE (TRAY BOX LID) FOR TITANIUM TRANSFORAMINAL LUMBAR INTERBODY FUSION (TLIF) CAGE S SPINAL | ORTHOPEDIC & SPINAL SUPPLIES
18717 | 4232160535100 | CAGES, PEEK FOR TRANSFORAMINAL LUMBAR INTERBODY FUSION (TLIF) ASSORTED SIZE, SPINAL | ORTHOPEDIC & SPINAL SUPPLIES
18718 | 4229420520500 | INSTRUMENTATION SET COMPLETE AND NECESSARY STERILIZATION CASE (TRAY, BOX, LID) FOR PEEK TRANSFORAMINAL LUMBAR INTERBODY FUSION (TLIF) CAGES, SPINAL | ORTHOPEDIC & SPINAL SUPPLIES
18719 | 4232160635300 | CAGES, PEEK, FOR ANTERIOR CERVICAL DISC FUSION, WITH INTEGRATED BONE GRAFT, ASSORTED SIZES AS REQUESTED BY END USER, SPINAL | ORTHOPEDIC & SPINAL SUPPLIES
18720 | 4229420519000 | INSTRUMENTATION SET COMPLETE AND NECESSARY STERILIZATION CASE (TRAY, BOX, LID) INCLUDING THE INSERTER, FOR PEEK CAGE FOR ANTERIOR CERVICAL DISC FUSION, SPINAL | ORTHOPEDIC & SPINAL SUPPLIES
18721 | 4232160644400 | CAGES POLYETHYLENE (PEEK) FOR OBLIQUE LUMBAR INTERBODY FUSION OF DIFFERENT SIZES AND LENGTH ACCORDING TO END USER SPINAL | ORTHOPEDIC & SPINAL SUPPLIES
18722 | 4229420518800 | INSTRUMENTATION SET COMPLETE AND NECESSARY STERILIZATION CASE (TRAY BOX LID) FOR POLYETHYLENE (PEEK) OBLIQUE LUMBAR INTERBODY FUSION SPINAL | ORTHOPEDIC & SPINAL SUPPLIES
18723 | 4229420520000 | INSTRUMENTATION SET COMPLETE AND NECESSARY STERILIZATION CASE (TRAY BOX LID FOR INSTRUMENTS AND HOOKS IMPLANTS) FOR POSTERIOR THOR = ACO-LUMBAR SACRAL FIXATION RODS AND HOOKS WITH PROPER LOCKING MECHANISM (THE HOOKS ARE TOP LOADING FOR DEFORMITY WITH TOP REDUCTION MECHANISM) FOR PEDIATRIC SPINAL | ORTHOPEDIC & SPINAL SUPPLIES
18724 | 4232160704600 | HOOK TOP LOADING FOR DEFORMITY WITH TOP REDUCTION MECHANISM TITANIUM LAMINAR WITH PROPER LOCKING MECHANISM ASSORTED SHAPE AND SIZES INCLUDING OFFSET FOR PEDIATRIC SPINAL | ORTHOPEDIC & SPINAL SUPPLIES
18725 | 4232160008400 | HOOK TOP LOADING FOR DEFORMITY WITH TOP REDUCTION MECHANISM TITANIUM PEDICLE WITH PROPER LOCKING MECHANISM ASSORTED SHAPE AND SIZES INCLUDING OFFSET FOR PEDIATRIC SPINAL | ORTHOPEDIC & SPINAL SUPPLIES
18726 | 4232160009400 | HOOK TOP LOADING FOR DEFORMITY WITH TOP REDUCTION MECHANISM TITANIUM TRANSVERSE WITH PROPER LOCKING MECHANISM ASSORTED SHAPE AND SIZES INCLUDING OFFSET FOR PEDIATRIC SPINAL | ORTHOPEDIC & SPINAL SUPPLIES
18727 | 4232160006800 | SCREW (POLYAXIAL) FOR DEFORMITY WITH TOP REDUCTION MECHANISM TITANIUM PEDICLE ASSORTED DIAMETER ASSORTED LENGTH WITH PROPER LOCKING MECHANISM AS REQUESTED BY END USER FOR PEDIATRIC SPINAL | ORTHOPEDIC & SPINAL SUPPLIES
18728 | 4232160006500 | SCREW (POLYAXIAL) (OPEN OR CLOSED SCREW HEAD ON DEMAND) FOR DEFORMITY WITH TOP REDUCTION MECHANISM TITANIUM ILIAC ASSORTED DIAMETER ASSORTED LENGTH WITH PROPER LOCKING MECHANISM AS REQUESTED BY END USER FOR PEDIATRIC SPINAL | ORTHOPEDIC & SPINAL SUPPLIES
18729 | 4232160007100 | SCREW (UNIAXIAL) FOR DEFORMITY WITH TOP REDUCTION MECHANISM TITANIUM PEDICLE ASSORTED DIAMETER ASSORTED LENGTH WITH PROPER LOCKING MECHANISM AS REQUESTED BY END USER FOR PEDIATRIC SPINAL | ORTHOPEDIC & SPINAL SUPPLIES
18730 | 4232160006200 | SCREW (MONOAXIAL) FOR DEFORMITY WITH TOP REDUCTION MECHANISM TITANIUM PEDICLE ASSORTED DIAMETER ASSORTED LENGTH WITH PROPER LOCKING MECHANISM AS REQUESTED BY END USER FOR PEDIATRIC SPINAL | ORTHOPEDIC & SPINAL SUPPLIES
18731 | 4232160921700 | ROD TITANIUM 4.5 MM DIAMETER 500 MM LONG OR EQUIVALENT SPINAL | ORTHOPEDIC & SPINAL SUPPLIES
18732 | 4232160922200 | ROD COBALT CHROME 4.5 MM DIAMETER 500 MM LONG OR EQUIVALENT SPINAL | ORTHOPEDIC & SPINAL SUPPLIES
18733 | 4232160005100 | CONNECTOR ASSORTED MECHANISM AND SIZES ON DEMAND FOR PEDIATRIC SPINAL | ORTHOPEDIC & SPINAL SUPPLIES
18734 | 4232160402500 | CROSS LINK CONNECTOR ASSORTED MECHANISM ASSORTED SIZES ON DEMAND FOR PEDIATRIC SPINAL | ORTHOPEDIC & SPINAL SUPPLIES
18735 | 4232160008000 | HOOK TOP LOADING FOR DEFORMITY WITH TOP REDUCTION MECHANISM TITANIUM REDUCTION WITH PROPER LOCKING MECHANISM ASSORTED SHAPE AND SIZES INCLUDING OFFSET FOR PEDIATRIC SPINAL | ORTHOPEDIC & SPINAL SUPPLIES
18736 | 4232160765700 | "CAGE FOR CORPECTOMY, TITANIUM, EXPANDABLE ANTERIOR CERVICAL, ADJUSTABLE ENDPLATE, WITH LOCKING MECHANISM, ASSORTED SIZES AS REQUESTED BY END USER, SPINAL" | ORTHOPEDIC & SPINAL SUPPLIES
18737 | 4229420518300 | INSTRUMENTATION SET COMPLETE AND NECESSARY STERILIZATION CASE (TRAY, BOX AND LID) FOR TITANIUM ANTERIOR CERVICAL CORPECTOMY EXPANDABLE CAGES, SPINAL | ORTHOPEDIC & SPINAL SUPPLIES
18738 | 4232150010300 | PLATES, FOR LAMINOPLASTY, ASSORTED SIZES, ASSORTED SHAPES, SPINAL | ORTHOPEDIC & SPINAL SUPPLIES
18739 | 4232160005500 | SCREWS, FOR LAMINOPLASTY, ASSORTED DIAMETER, ASSORTED LENGTH, SPINAL | ORTHOPEDIC & SPINAL SUPPLIES
18740 | 4229420502100 | INSTRUMENTATION SET COMPLETE AND NECESSARY STERILIZATION CASE (TRAY BOX AND LID) TRAY FOR LAMINOPLASTY SPINAL | ORTHOPEDIC & SPINAL SUPPLIES
18741 | 4229420519600 | INSTRUMENTATION SET COMPLETE AND NECESSARY STERILIZATION CASE (TRAY, BOX, LID FOR INSTRUMENTS AND HOOKS IMPLANTS) FOR POSTERIOR THORACO-LUMBAR SACRAL FIXATION RODS AND HOOKS WITH PROPER LOCKING MECHANISM (THE HOOKS ARE TOP LOADING FOR DEFORMITY WITH TOP REDUCTION MECHANISM), FOR ADULT, COMPATIBLE WITH NAVIGATION SYSTEM, SPINAL | ORTHOPEDIC & SPINAL SUPPLIES
18742 | 4229420519800 | INSTRUMENTATION SET COMPLETE AND NECESSARY STERILIZATION CASE (TRAY, BOX, LID FOR INSTRUMENTS AND SCREWS IMPLANTS AND REDUCTION TOOLS AND DEFORMITY CORRECTION TOOLS) FOR POSTERIOR THORACIC-LUMBOSACRAL FIXATION RODS AND SCREWS WITH PROPER LOCKING MECHANISM, THE SCREWS ARE TOP LOADING FOR DEFORM ITY WITH TOP REDUCTION MECHANISM, FOR ADULT, COMPATIBLE WITH NAVIGATION SYSTEM, SPINAL | ORTHOPEDIC & SPINAL SUPPLIES
18743 | 4232160923000 | ROD, COBALT CHROME 5.5 MM DIAMETER 500 MM LONG OR EQUIVALENT, COMPATIBLE WITH NAVIGATION SYSTEM, FOR POSTERIOR THORACO-LUMBAR SACRAL FIXATION, SPINAL | ORTHOPEDIC & SPINAL SUPPLIES
18744 | 4232160007800 | HOOK TOP LOADING FOR DEFORMITY WITH TOP REDUCTION MECHANISM, TITANIUM LAMINAR WITH PROPER LOCKING MECHANISM, ASSORTED SHAPE AND SIZES INCLUDING OFFSET, FOR ADULT, COMPATIBLE WITH NAVIGATION SYSTEM, SPINAL | ORTHOPEDIC & SPINAL SUPPLIES
18745 | 4232160009100 | HOOK TOP LOADING FOR DEFORMITY WITH TOP REDUCTION MECHANISM, TITANIUM PEDICLE WITH PROPER LOCKING MECHANISM, ASSORTED SHAPE AND SIZES INCLUDING OFFSET, FOR ADULT, COMPATIBLE WITH NAVIGATION SYSTEM, SPINAL | ORTHOPEDIC & SPINAL SUPPLIES
18746 | 4232160009200 | HOOK TOP LOADING FOR DEFORMITY WITH TOP REDUCTION MECHANISM, TITANIUM TRANSVERSE PROCESS WITH PROPER LOCKING MECHANISM, ASSORTED SHAPE AND SIZES INCLUDING OFFSET, FOR ADULT, COMPATIBLE WITH NAVIGATION SYSTEM, SPINAL | ORTHOPEDIC & SPINAL SUPPLIES
18747 | 4232160006600 | SCREW (POLYAXIAL) FOR DEFORMITY WITH TOP REDUCTION MECHANISM, TITANIUM PEDICLE ASSORTED DIAMETER, ASSORTED LENGTH WITH PROPER LOCKING MECHANISM AS REQUESTED BY END USER, FOR ADULT, COMPATIBLE WITH NAVIGATION SYSTEM, SPINAL | ORTHOPEDIC & SPINAL SUPPLIES
18748 | 4232160006300 | SCREW (POLYAXIAL) (OPEN OR CLOSED SCREW HEAD ON DEMAND) FOR DEFORMITY WITH TOP REDUCTION MECHANISM, TITANIUM, ILIAC, ASSORTED DIAMETER, ASSORTED LENGTH WITH PROPER LOCKING MECHANISM AS REQUESTED BY END USER, FOR ADULT, COMPATIBLE WITH NAVIGATION SYSTEM, SPINAL | ORTHOPEDIC & SPINAL SUPPLIES
18749 | 4232160006900 | SCREW (UNIAXIAL) FOR DEFORMITY WITH TOP REDUCTION MECHANISM, TITANIUM PEDICLE ASSORTED DIAMETER, ASSORTED LENGTH WITH PROPER LOCKING MECHANISM AS REQUESTED BY END USER, FOR ADULT, COMPATIBLE WITH NAVIGATION SYSTEM, SPINAL | ORTHOPEDIC & SPINAL SUPPLIES
18750 | 4232160006000 | SCREW (MONOAXIAL) FOR DEFORMITY WITH TOP REDUCTION MECHANISM, TITANIUM PEDICLE ASSORTED DIAMETER, ASSORTED LENGTH WITH PROPER LOCKING MECHANISM AS REQUESTED BY END USER, FOR ADULT, COMPATIBLE WITH NAVIGATION SYSTEM, SPINAL | ORTHOPEDIC & SPINAL SUPPLIES
18751 | 4232160005800 | CONNECTOR, ASSORTED MECHANISM AND SIZES ON DEMAND, FOR ADULT, COMPATIBLE WITH NAVIGATION SYSTEM, SPINAL | ORTHOPEDIC & SPINAL SUPPLIES
18752 | 4232160402300 | CROSS LINK CONNECTOR, ASSORTED MECHANISM ASSORTED SIZES ON DEMAND, FOR ADULT, COMPATIBLE WITH NAVIGATION SYSTEM, SPINAL | ORTHOPEDIC & SPINAL SUPPLIES
18753 | 4232160008800 | HOOK TOP LOADING FOR DEFORMITY WITH TOP REDUCTION MECHANISM, TITANIUM REDUCTION WITH PROPER LOCKING MECHANISM, ASSORTED SHAPE AND SIZES INCLUDING OFFSET, FOR ADULT, COMPATIBLE WITH NAVIGATION SYSTEM, SPINAL | ORTHOPEDIC & SPINAL SUPPLIES
18754 | 4229420519500 | INSTRUMENTATION SET COMPLETE AND NECESSARY STERILIZATION CASE (TRAY, BOX, LID FOR INSTRUMENTS AND HOOKS IMPLANTS) FOR POSTERIOR THORACO-LUMBAR SACRAL FIXATION RODS AND HOOKS WITH PROPER LOCKING MECHANISM (THE HOOKS ARE TOP LOADING FOR DEFORMITY WITH TOP REDUCTION MECHANISM), FOR PEDIATRIC, COMPATIBLE WITH NAVIGATION SYSTEM, SPINAL | ORTHOPEDIC & SPINAL SUPPLIES
18755 | 4229420519700 | INSTRUMENTATION SET COMPLETE AND NECESSARY STERILIZATION CASE (TRAY, BOX, LID FOR INSTRUMENTS AND SCREWS IMPLANTS AND REDUCTION TOOLS AND DEFORMITY CORRECTION TOOLS) FOR POSTERIOR THORACIC-LUMBOSACRAL FIXATION RODS AND SCREWS WITH PROPER LOCKING MECHANISM, THE SCREWS ARE TOP LOADING FOR DEFORM ITY WITH TOP REDUCTION MECHANISM, FOR PEDIATRIC, COMPATIBLE WITH NAVIGATION SYSTEM, SPINAL | ORTHOPEDIC & SPINAL SUPPLIES
18756 | 4232160910700 | ROD TITANIUM (4.5 MM DIAMETER 500 MM LONG) OR EQUIVALENT SPINAL | ORTHOPEDIC & SPINAL SUPPLIES
18757 | 4232160923100 | ROD, COBALT CHROME 4.5 MM DIAMETER 500 MM LONG OR EQUIVALENT, COMPATIBLE WITH NAVIGATION SYSTEM, SPINAL | ORTHOPEDIC & SPINAL SUPPLIES
18758 | 4232160007700 | HOOK TOP LOADING FOR DEFORMITY WITH TOP REDUCTION MECHANISM, TITANIUM LAMINAR WITH PROPER LOCKING MECHANISM, ASSORTED SHAPE AND SIZES INCLUDING OFFSET, FOR PEDIATRIC, COMPATIBLE WITH NAVIGATION SYSTEM, SPINAL | ORTHOPEDIC & SPINAL SUPPLIES
18759 | 4232160008700 | HOOK TOP LOADING FOR DEFORMITY WITH TOP REDUCTION MECHANISM, TITANIUM PEDICLE WITH PROPER LOCKING MECHANISM, ASSORTED SHAPE AND SIZES INCLUDING OFFSET, FOR PEDIATRIC, COMPATIBLE WITH NAVIGATION SYSTEM, SPINAL | ORTHOPEDIC & SPINAL SUPPLIES
18760 | 4232160009300 | HOOK TOP LOADING FOR DEFORMITY WITH TOP REDUCTION MECHANISM, TITANIUM TRANSVERSE PROCESS WITH PROPER LOCKING MECHANISM, ASSORTED SHAPE AND SIZES INCLUDING OFFSET, FOR PEDIATRIC, COMPATIBLE WITH NAVIGATION SYSTEM, SPINAL | ORTHOPEDIC & SPINAL SUPPLIES
18761 | 4232160006700 | SCREW (POLYAXIAL) FOR DEFORMITY WITH TOP REDUCTION MECHANISM, TITANIUM PEDICLE ASSORTED DIAMETER, ASSORTED LENGTH WITH PROPER LOCKING MECHANISM AS REQUESTED BY END USER, FOR PEDIATRIC, COMPATIBLE WITH NAVIGATION SYSTEM, SPINAL | ORTHOPEDIC & SPINAL SUPPLIES
18762 | 4232160006400 | SCREW (POLYAXIAL) (OPEN OR CLOSED SCREW HEAD ON DEMAND) FOR DEFORMITY WITH TOP REDUCTION MECHANISM, TITANIUM, ILIAC, ASSORTED DIAMETER, ASSORTED LENGTH WITH PROPER LOCKING MECHANISM AS REQUESTED BY END USER, FOR PEDIATRIC, COMPATIBLE WITH NAVIGATION SYSTEM, SPINAL | ORTHOPEDIC & SPINAL SUPPLIES
18763 | 4232160007000 | SCREW (UNIAXIAL) FOR DEFORMITY WITH TOP REDUCTION MECHANISM, TITANIUM PEDICLE ASSORTED DIAMETER, ASSORTED LENGTH WITH PROPER LOCKING MECHANISM AS REQUESTED BY END USER, FOR PEDIATRIC, COMPATIBLE WITH NAVIGATION SYSTEM, SPINAL | ORTHOPEDIC & SPINAL SUPPLIES
18764 | 4232160006100 | SCREW (MONOAXIAL) FOR DEFORMITY WITH TOP REDUCTION MECHANISM, TITANIUM PEDICLE ASSORTED DIAMETER, ASSORTED LENGTH WITH PROPER LOCKING MECHANISM AS REQUESTED BY END USER, FOR PEDIATRIC, COMPATIBLE WITH NAVIGATION SYSTEM, SPINAL | ORTHOPEDIC & SPINAL SUPPLIES
18765 | 4232160005900 | CONNECTOR, ASSORTED MECHANISM AND SIZES ON DEMAND, FOR PEDIATRIC, COMPATIBLE WITH NAVIGATION SYSTEM, SPINAL | ORTHOPEDIC & SPINAL SUPPLIES
18766 | 4232160402400 | CROSS LINK CONNECTOR, ASSORTED MECHANISM ASSORTED SIZES ON DEMAND, FOR PEDIATRIC, COMPATIBLE WITH NAVIGATION SYSTEM, SPINAL | ORTHOPEDIC & SPINAL SUPPLIES
18767 | 4232160008500 | HOOK TOP LOADING FOR DEFORMITY WITH TOP REDUCTION MECHANISM, TITANIUM REDUCTION WITH PROPER LOCKING MECHANISM, ASSORTED SHAPE AND SIZES INCLUDING OFFSET, FOR PEDIATRIC, COMPATIBLE WITH NAVIGATION SYSTEM, SPINAL | ORTHOPEDIC & SPINAL SUPPLIES
18768 | 4232160008600 | HOOK, STRAIGHT, LAMINAR, TITANIUM WITH PROPER LOCKING MECHANISM, COMPATIBLE WITH NAVIGATION SYSTEM, SPINAL | ORTHOPEDIC & SPINAL SUPPLIES
18769 | 4232160008200 | HOOK, TOP-LOADING, LAMINAR, TITANIUM WITH PROPER LOCKING MECHANISM, COMPATIBLE WITH NAVIGATION SYSTEM, SPINAL | ORTHOPEDIC & SPINAL SUPPLIES
18770 | 4232160008900 | HOOK, SIDE -LOADING, LAMINAR, TITANIUM WITH PROPER LOCKING MECHANISM, COMPATIBLE WITH NAVIGATION SYSTEM, SPINAL | ORTHOPEDIC & SPINAL SUPPLIES
18771 | 4232160922800 | LATERAL OFFSET WITH LOCKING MECHANISM, TITANIUM, ACCOMMODATE THE ROD, COMPATIBLE WITH NAVIGATION SYSTEM, SPINAL | ORTHOPEDIC & SPINAL SUPPLIES
18772 | 4232161115400 | PLATE, TITANIUM, OCCIPITAL SIZE AND SHAPE ACCORDING TO END USER FOR POSTERIOR OCCIPITOCERVICAL FIXATION WITH LOCKING MECHANISM, COMPATIBLE WITH NAVIGATION SYSTEM, SPINAL | ORTHOPEDIC & SPINAL SUPPLIES
18773 | 4232160921900 | ROD, 4 MM DIAMETER, 100 MM LENGTH, TITANIUM FOR LATERAL MASS OR EQUIVALENT, COMPATIBLE WITH NAVIGATION SYSTEM, SPINAL | ORTHOPEDIC & SPINAL SUPPLIES
18774 | 4232160922000 | ROD, 4 MM DIAMETER, 150 MM LENGTH, TITANIUM FOR LATERAL MASS OR EQUIVALENT, COMPATIBLE WITH NAVIGATION SYSTEM, SPINAL | ORTHOPEDIC & SPINAL SUPPLIES
18775 | 4232160922100 | ROD 4 MM DIAMETER 300 MM LENGTH TITANIUM FOR LATERAL MASS OR EQUIVALENT COMPATIBLE WITH NAVIGATION SYSTEM SPINAL | ORTHOPEDIC & SPINAL SUPPLIES
18776 | 4232160921600 | ROD, 4 MM DIAMETER, 50 MM LENGTH, TITANIUM FOR LATERAL MASS OR EQUIVALENT, COMPATIBLE WITH NAVIGATION SYSTEM, SPINAL | ORTHOPEDIC & SPINAL SUPPLIES
18777 | 4232150024300 | SCREW OCCIPITAL, TITANIUM, ASSORTED DIAMETER, ASSORTED LENGTH AS REQUESTED BY END USER, COMPATIBLE WITH NAVIGATION SYSTEM, SPINAL | ORTHOPEDIC & SPINAL SUPPLIES
18778 | 4232150034100 | SCREW, LATERAL MASS, TITANIUM, POLYAXIAL, CANCELLOUS, 3.5 MM DIAMETER, ASSORTED LENGTH, COMPATIBLE WITH THE ROD WITH PROPER LOCKING MECHANISM, COMPATIBLE WITH NAVIGATION SYSTEM, SPINAL | ORTHOPEDIC & SPINAL SUPPLIES
18779 | 4232150034200 | SCREW, LATERAL MASS, TITANIUM, POLYAXIAL, CANCELLOUS, 3.5 MM DIAMETER, ASSORTED LENGTH PARTIALLY THREADED, COMPATIBLE WITH THE ROD WITH PROPER LOCKING MECHANISM, COMPATIBLE WITH NAVIGATION SYSTEM, SPINAL | ORTHOPEDIC & SPINAL SUPPLIES
18780 | 4232150034000 | SCREW, LATERAL MASS, TITANIUM, POLYAXIAL, CORTICAL, 3.5 MM DIAMETER, ASSORTED LENGTH, COMPATIBLE WITH THE ROD WITH PROPER LOCKING MECHANISM, COMPATIBLE WITH NAVIGATION SYSTEM, SPINAL | ORTHOPEDIC & SPINAL SUPPLIES
18781 | 4232150033800 | SCREW, LATERAL MASS, TITANIUM, POLYAXIAL, CORTICAL, 4 MM DIAMETER, ASSORTED LENGTH, COMPATIBLE WITH THE ROD WITH PROPER LOCKING MECHANISM, COMPATIBLE WITH NAVIGATION SYSTEM, SPINAL | ORTHOPEDIC & SPINAL SUPPLIES
18782 | 4232160007200 | SCREW, SAVING TITANIUM 4 MM DIAM, ASSORTED LENGTH FOR LATERAL MASS WITH PROPER LOCKING MECHANISM, COMPATIBLE WITH NAVIGATION SYSTEM, SPINAL | ORTHOPEDIC & SPINAL SUPPLIES
18783 | 4232160007500 | TRANSVERSE CONNECTOR (CROSS LINK) FOR POSTERIOR CERVICAL FIXATION WITH PROPER COUPLING AND LOCKING MECHANISM, COMPATIBLE WITH NAVIGATION SYSTEM, SPINAL | ORTHOPEDIC & SPINAL SUPPLIES
18784 | 4232150033900 | SCREW, LATERAL MASS, TITANIUM, POLYAXIAL, CANCELLOUS, 3 MM DIAMETER, ASSORTED LENGTH, COMPATIBLE WITH THE ROD WITH PROPER LOCKING MECHANISM, COMPATIBLE WITH NAVIGATION SYSTEM, SPINAL | ORTHOPEDIC & SPINAL SUPPLIES
18785 | 4229420520400 | COMPLETE INSTRUMENTATION SET FOR CANNULATED MINIMALLY INVASIVE THORACOLUMBAR FIXATION COMPATIBLE WITH NAVIGATION SYSTEM | ORTHOPEDIC & SPINAL SUPPLIES
18786 | 4232161114900 | POLYAXIAL SCREWS MINIMALLY INVASIVE THORACOLUMBAR FIXATION ASSORTED DIAMETER ASSORTED SIZE COMPATIBLE WITH NAVIGATION SYSTEM SPINAL | ORTHOPEDIC & SPINAL SUPPLIES
18787 | 4232160924600 | ROD FOR CANNULATED MINIMAL INVASIVE THORACOLUMBAR FIXATION ASSORTED SIZES AND TYPES COMPATIBLE WITH NAVIGATION SYSTEM | ORTHOPEDIC & SPINAL SUPPLIES
18788 | 4232230000100 | VERTICAL EXPANDABLE TITANIUM RIB CORRECTION SYSTEM ASSORTED SIZES AND SHAPES ON DEMAND (RIB TO ILIUM), SPINAL | ORTHOPEDIC & SPINAL SUPPLIES
18789 | 4232230000200 | VERTICAL EXPANDABLE TITANIUM RIB CORRECTION SYSTEM ASSORTED SIZES AND SHAPES ON DEMAND (RIB TO RIB), SPINAL | ORTHOPEDIC & SPINAL SUPPLIES
18790 | 4232230000000 | INSTRUMENTATION COMPLETE SET AND IMPLANT FOR VERTICAL EXPANDABLE TITANIUM RIB CORRECTION SYSTEM, SPINAL | ORTHOPEDIC & SPINAL SUPPLIES
18791 | 4232160777300 | INSTRUMENTATION SET COMPLETE AND NECESSARY STERILIZATION CASE (TRAY BOX LID FOR INSTRUMENTS AND HOOKS IMPLANTS) FOR POSTERIOR THOR = ACO-LUMBAR SACRAL FIXATION RODS AND HOOKS WITH PROPER LOCKING MECHANISM (THE HOOKS ARE TOP LOADING FOR DEFORMITY WITH TOP REDUCTION MECHANISM) FOR ADULT SPINAL | ORTHOPEDIC & SPINAL SUPPLIES
18792 | 4232160777400 | INSTRUMENTATION SET COMPLETE AND NECESSARY STERILIZATION CASE (TRAY BOX LID FOR INSTRUMENTS AND SCREWS IMPLANTS AND REDUCTION TOOLS AND DEFORMITY CORRECTION TOOLS) FOR POSTERIOR THORACIC-LUMBOSACRAL FIXATION RODS AND SCREWS WITH PROPER LOCKING MECHANISM THE SCREWS ARE TOP LOADING FOR DEFORM ITY WITH TOP REDUCTION MECHANISM FOR ADULT SPINAL | ORTHOPEDIC & SPINAL SUPPLIES
18793 | 4232160911500 | ROD TITANIUM 5.5 MM DIAMETER 500 MM LONG OR EQUIVALENT SPINAL | ORTHOPEDIC & SPINAL SUPPLIES
18794 | 4232160008300 | HOOK TOP LOADING FOR DEFORMITY WITH TOP REDUCTION MECHANISM TITANIUM LAMINAR LUMBAR WITH PROPER LOCKING MECHANISM SPINAL | ORTHOPEDIC & SPINAL SUPPLIES
18795 | 4232160007600 | HOOK TOP LOADING FOR DEFORMITY WITH TOP REDUCTION MECHANISM TITANIUM PEDICLE THORACIC WITH PROPER LOCKING MECHANISM SPINAL / | ORTHOPEDIC & SPINAL SUPPLIES
18796 | 4232160705700 | HOOK TOP LOADING FOR DEFORMITY WITH TOP REDUCTION MECHANISM TITANIUM TRANSVERSE PROCESS WITH PROPER LOCKING MECHANISM ASSORTED SHAPE AND SIZES INCLUDING OFFSET FOR ADULT SPINAL | ORTHOPEDIC & SPINAL SUPPLIES
18797 | 4232161097800 | SCREW (POLYAXIAL) FOR DEFORMITY WITH TOP REDUCTION MECHANISM TITANIUM PEDICLE ASSORTED DIAMETER ASSORTED LENGTH WITH PROPER LOCKING MECHANISM AS REQUESTED BY END USER FOR ADULT SPINAL | ORTHOPEDIC & SPINAL SUPPLIES
18798 | 4232161096800 | SCREW (POLYAXIAL) (OPEN OR CLOSED SCREW HEAD ON DEMAND) FOR DEFORMITY WITH TOP REDUCTION MECHANISM TITANIUM ILIAC ASSORTED DIAMETER ASSORTED LENGTH WITH PROPER LOCKING MECHANISM AS REQUESTED BY END USER FOR ADULT SPINAL | ORTHOPEDIC & SPINAL SUPPLIES
18799 | 4232161098600 | SCREW (UNIAXIAL) FOR DEFORMITY WITH TOP REDUCTION MECHANISM TITANIUM PEDICLE ASSORTED DIAMETER ASSORTED LENGTH WITH PROPER LOCKING MECHANISM AS REQUESTED BY END USER FOR ADULT SPINAL | ORTHOPEDIC & SPINAL SUPPLIES
18800 | 4232161099600 | SCREW (MONOAXIAL) FOR DEFORMITY WITH TOP REDUCTION MECHANISM TITANIUM PEDICLE ASSORTED DIAMETER ASSORTED LENGTH WITH PROPER LOCKING MECHANISM AS REQUESTED BY END USER FOR ADULT SPINAL | ORTHOPEDIC & SPINAL SUPPLIES
18801 | 4232160005000 | CONNECTOR ASSORTED MECHANISM AND SIZES ON DEMAND FOR ADULT SPINAL | ORTHOPEDIC & SPINAL SUPPLIES
18802 | 4232160402200 | CROSS LINK CONNECTOR ASSORTED MECHANISM ASSORTED SIZES ON DEMAND FOR ADULT SPINAL | ORTHOPEDIC & SPINAL SUPPLIES
18803 | 4232160007900 | HOOK TOP LOADING FOR DEFORMITY WITH TOP REDUCTION MECHANISM TITANIUM REDUCTION WITH PROPER LOCKING MECHANISM ASSORTED SHAPE AND SIZES INCLUDING OFFSET FOR ADULT SPINAL | ORTHOPEDIC & SPINAL SUPPLIES
18804 | 4232160790800 | BONESCALPEL MICRO HOOK SHAVER WITH SILICONE SLEEVE DISPOSABLE SPINAL | ORTHOPEDIC & SPINAL SUPPLIES
18805 | 4229161306600 | BONESCALPEL 10 MM EXTENSION PROBE - LONG CURVED WITH PROBE COVERS DISPOSABLE SPINAL | ORTHOPEDIC & SPINAL SUPPLIES
18806 | 4229161306700 | BONESCALPEL 10 MM EXTENSION PROBE - LONG STRAIGHT WITH PROBE COVERS DISPOSABLE SPINAL | ORTHOPEDIC & SPINAL SUPPLIES
18807 | 4229161306800 | BONESCALPEL 10 MM EXTENSION PROBE - SHORT STRAIGHT WITH PROBE COVERS DISPOSABLE SPINAL | ORTHOPEDIC & SPINAL SUPPLIES
18808 | 4229161306900 | BONESCALPEL 20 MM EXTENSION PROBE - SHORT STRAIGHT WITH PROBE COVERS DISPOSABLE SPINAL | ORTHOPEDIC & SPINAL SUPPLIES
18809 | 4229620900700 | BONE SCALPEL 12CM MICRO CLAW | ORTHOPEDIC & SPINAL SUPPLIES
18810 | 4229620900100 | BONE SCALPEL 12CM CLAW | ORTHOPEDIC & SPINAL SUPPLIES
18811 | 4229620900300 | BONE SCALPEL 12CM 120 CLAW | ORTHOPEDIC & SPINAL SUPPLIES
18812 | 4229620900400 | BONE SCALPEL 12CM APEX 360 | ORTHOPEDIC & SPINAL SUPPLIES
18813 | 4229620900500 | BONE SCALPEL 20CM APEX 360 | ORTHOPEDIC & SPINAL SUPPLIES
18814 | 4229620900800 | BONE SCALPEL 18CM MICRO CLAW | ORTHOPEDIC & SPINAL SUPPLIES
18815 | 4229620900900 | BONE SCALPEL 18CM APEX MICRO CLAW | ORTHOPEDIC & SPINAL SUPPLIES
18816 | 4229620900200 | BONE SCALPEL 11CM KNIFE | ORTHOPEDIC & SPINAL SUPPLIES
18817 | 4229620900600 | BONE SCALPEL 11CM APEX KNIFE | ORTHOPEDIC & SPINAL SUPPLIES
18818 | 4229420508600 | INSTRUMENTATION SET COMPLETE AND NECESSARY STERILIZATION CASE (TRAY, BOX AND LID) FOR OCCIPITO - CERVICAL FIXATION. OCCIPITAL PLATE, RODS, HOOKS, LATERAL MASS SCREW S, SPINAL | ORTHOPEDIC & SPINAL SUPPLIES
18819 | 4232160705800 | HOOK STRAIGHT LAMINAR TITANIUM, SPINAL | ORTHOPEDIC & SPINAL SUPPLIES
18820 | 4232160723000 | HOOK TOP - LOADING LAMINAR TITANIUM, SPINAL | ORTHOPEDIC & SPINAL SUPPLIES
18821 | 4232160723100 | HOOK SIDE - LOADING LAMINAR TITANIUM, SPINAL | ORTHOPEDIC & SPINAL SUPPLIES
18822 | 4232161602800 | LATERAL OFFSET WITH LOCKING MECHANISM TITANIUM ACCOMMODATE THE ROD SPINAL | ORTHOPEDIC & SPINAL SUPPLIES
18823 | 4232160723300 | PLATE, TITANIUM, OCCIPITAL SIZE AND SHAPE ACCORDING TO END USER FOR POSTERIOR OCCIPITOCERVICAL FIXATION WITH LOCKING MECHANISM, SPINAL | ORTHOPEDIC & SPINAL SUPPLIES
18824 | 4232160912300 | ROD, 4 MM DIAMETER, 100 MM LENGTH, TITANIUM FOR LATERAL MASS OR EQUIVALENT, SPINAL | ORTHOPEDIC & SPINAL SUPPLIES
18825 | 4232160912400 | ROD, 4 MM DIAMETER, 150 MM LENGTH, TITANIUM FOR LATERAL MASS OR EQUIVALENT, SPINAL | ORTHOPEDIC & SPINAL SUPPLIES
18826 | 4232160912500 | ROD 4 MM DIAMETER 300 MM LENGTH TITANIUM FOR LATERAL MASS OR EQUIVALENT SPINAL | ORTHOPEDIC & SPINAL SUPPLIES
18827 | 4232160912600 | ROD 4 MM DIAMETER 50 MM LENGTH TITANIUM FOR LATERAL MASS OR EQUIVALENT SPINAL | ORTHOPEDIC & SPINAL SUPPLIES
18828 | 4232161068200 | SCREW OCCIPITAL, TITANIUM, ASSORTED DIAMETER, ASSORTED LENGTH AS REQUESTED BY END USER, SPINAL | ORTHOPEDIC & SPINAL SUPPLIES
18829 | 4232161098400 | SCREW, LATERAL MASS, TITANIUM, POLYAXIAL, CANCELLOUS, 3.5 MM DIAMETER, ASSORTED LENGTH, COMPATIBLE WITH THE ROD, SPINAL | ORTHOPEDIC & SPINAL SUPPLIES
18830 | 4232161096900 | SCREW, LATERAL MASS, TITANIUM, POLYAXIAL, CANCELLOUS, 3.5 MM DIAMETER, ASSORTED LENGTH PARTIALLY THREADED, COMPATIBLE WITH THE ROD, SPINAL | ORTHOPEDIC & SPINAL SUPPLIES
18831 | 4232161053300 | SCREW, CANNULATED LATERAL MASS, TITANIUM 3.5 MM DIAMETER, ASSORTED LENGTH WITH PROPER LOCKING MECHANISM, SPINAL | ORTHOPEDIC & SPINAL SUPPLIES
18832 | 4232161095500 | SCREW, SAVING TITANIUM 4 MM DIAM, ASSORTED LENGTH FOR LATERAL MASS, SPINAL | ORTHOPEDIC & SPINAL SUPPLIES
18833 | 4232161603000 | TRANSVERSE CONNECTOR (CROSS LINK) FOR POSTERIOR CERVICAL FIXATION WITH PROPER COUPLING AND LOCKING MECHANISM, SPINAL | ORTHOPEDIC & SPINAL SUPPLIES
18834 | 4232150033700 | SCREW, LATERAL MASS, TITANIUM, POLYAXIAL, CANCELLOUS, 3 MM DIAMETER, ASSORTED LENGTH, COMPATIBLE WITH THE ROD, SPINAL | ORTHOPEDIC & SPINAL SUPPLIES
18835 | 4232161099500 | SCREW, TITANIUM FOR ANTERIOR CERVICAL PLATE FOR DISC FUSION ASSORTED DIAMETER, ASSORTED TYPE, ASSORTED LENGTH AS REQUESTED BY END USER, SPINAL | ORTHOPEDIC & SPINAL SUPPLIES
18836 | 4232150010600 | PLATE, FOR ANTERIOR CERVICAL DISC FUSION, ASSORTED SIZES, AS REQUESTED BY END USER, SPINAL | ORTHOPEDIC & SPINAL SUPPLIES
18837 | 4229420518700 | INSTRUMENTATION SET COMPLETE AND NECESSARY STERILIZATION CASE (TRAY, BOX, LID) FOR ANTERIOR CERVICAL DISC FUSION PLATE, SPINAL | ORTHOPEDIC & SPINAL SUPPLIES
18838 | 4232190603800 | COMPONENT, ANATOMIC SHOULDER ARTHROPLASTY AUGMENTED GLENOID ASSORTED SIZES AS REQUESTED BY END USER | ORTHOPEDIC & SPINAL SUPPLIES
18839 | 4232190604400 | COMPONENT REVERSE SHOULDER ARTHROPLASTY GLENOID BASE PLATE WITH CENTRAL POST ASSORTED SIZES AS REQUESTED BY END USER | ORTHOPEDIC & SPINAL SUPPLIES
18840 | 4232190400100 | COMPONENT MODULAR CONVERTER SHOULDER ARTHROPLASTY AUGMENTED GLENOID ASSORTED SIZES AS REQUESTED BY END USER | ORTHOPEDIC & SPINAL SUPPLIES
18841 | 4232190604300 | COMPONENT, REVERSE SHOULDER ARTHROPLASTY GLENOID BASE PLATE AUGMENTED ASSORTED SIZES AS REQUESTED BY END USER | ORTHOPEDIC & SPINAL SUPPLIES
18842 | 4232190604500 | COMPONENT, REVERSE SHOULDER ARTHROPLASTY GLENOID BASE PLATE WITH CENTRAL SCREW ASSORTED SIZES AS REQUESTED BY END USER | ORTHOPEDIC & SPINAL SUPPLIES
18843 | 4232151300700 | SCREW SCHANZ FOR LARGE EXTERNAL FIXATION SELF-DRILLING ASSORTED LENGTHS | ORTHOPEDIC & SPINAL SUPPLIES
18844 | 4232151303300 | SCREW SCHANZ FOR MEDIUM EXTERNAL FIXATION SELF-DRILLING ASSORTED LENGTHS | ORTHOPEDIC & SPINAL SUPPLIES
18845 | 4229421926200 | "PIN, STEINMANN WITH TROCAR TIP ASSORTED DIAMETERS AND LENGTHS" | ORTHOPEDIC & SPINAL SUPPLIES
18846 | 4232151300200 | "PIN, STEINMANN WITH MIDDLE THREAD ASSORTED DIAMETERS AND LENGTHS" | ORTHOPEDIC & SPINAL SUPPLIES
18847 | 4232151300300 | "SCREW, TITANIUM SCHANZ FOR MEDIUM EXTERNAL FIXATION, ASSORTED LENGTHS, SELF-DRILLING" | ORTHOPEDIC & SPINAL SUPPLIES
18848 | 4232151300400 | "SCREW, TITANIUM SCHANZ FOR SMALL EXTERNAL FIXATION, ASSORTED LENGTHS, SELF-DRILLING" | ORTHOPEDIC & SPINAL SUPPLIES
18849 | 4232151304600 | "SCREW, SCHANZ FOR SMALL EXTERNAL FIXATION SELF-DRILLING, ASSORTED LENGTHS, SELF-DRILLING" | ORTHOPEDIC & SPINAL SUPPLIES
18850 | 4232150825200 | "PIN, HYDROXYAPATITE COATED FOR POLYAXIAL CIRCULAR EXTERNAL FIXATION, ASSORTED DIAMETERS AND LENGTHS" | ORTHOPEDIC & SPINAL SUPPLIES
18851 | 4229520401700 | REAMER, RIGID ASSORTED SIZES, WITH ALL NECESSARY ATTACHMENTS | ORTHOPEDIC & SPINAL SUPPLIES
18852 | 4229520400200 | "REAMER, FLEXIBLE (NON RIGID) ASSORTED SIZES, WITH ALL NECESSARY ATTACHMENTS" | ORTHOPEDIC & SPINAL SUPPLIES
18853 | 4229160202500 | PIN CUTTER, FOR ALL SIZES OF PINS | ORTHOPEDIC & SPINAL SUPPLIES
18854 | 4232220311800 | ANCHOR ALL SUTURE KNOTLESS ASSORTED SIZES | ORTHOPEDIC & SPINAL SUPPLIES
18855 | 4229291500400 | TENDON GRAFT ENHANCING BIOINDUCTIVE IMPLANT OR EQUIVALENTS | ORTHOPEDIC & SPINAL SUPPLIES
18856 | 4232220310300 | ANCHOR SUTURE TENODESIS NON ABSORBABLE PEEK ASSORTED TYPES AND SIZES AS REQUESTED BY END USER | ORTHOPEDIC & SPINAL SUPPLIES
18857 | 4232220302200 | ANCHOR SUTURE TENODESIS ABSORBABLE ASSORTED TYPES AND SIZES AS REQUESTED BY END USER | ORTHOPEDIC & SPINAL SUPPLIES
18858 | 4232170841300 | STEM, MICRO FEMORAL FOR PRIMARY TOTAL HIP ARTHROPLASTY, ASSORTED SIZES | ORTHOPEDIC & SPINAL SUPPLIES
18859 | 4232170000300 | HEAD FOR MICRO STEM IN PRIMARY TOTAL HIP ARTHROPLASTY ASSORTED SIZES | ORTHOPEDIC & SPINAL SUPPLIES
18860 | 4232150703000 | "SET, COMPLETE INSTRUMENTATION WITH NECESSARY TRAY AND CASE FOR ARTHROSCOPIC ACL RECONSTRUCTION BY PIN SYSTEM, ORTHOPEDIC" | ORTHOPEDIC & SPINAL SUPPLIES
18861 | 4232150701500 | "FEMORAL FIXATION IMPLANT ABSORBABLE PIN SYSTEM FOR ACL FIXATION ASSORTED DIAMETERS AND LENGTHS AS REQUIRED BY END USERS, ORTHOPEDIC" | ORTHOPEDIC & SPINAL SUPPLIES
18862 | 4232181600000 | SPACER ANTIBIOTIC CEMENT ARTICULATING KNEE (FEMORAL) SPACER WITH NECESSARY MOLD ASSORTED SIZES | ORTHOPEDIC & SPINAL SUPPLIES
18863 | 4232181600200 | SPACER ANTIBIOTIC CEMENT ARTICULATING KNEE (TIBIAL) SPACER WITH NECESSARY MOLD ASSORTED SIZES | ORTHOPEDIC & SPINAL SUPPLIES
18864 | 4232191000000 | SLEEVE, OFFSET ADAPTER FOR REVISION TOTAL KNEE ARTHROPLASTY, ASSORTED OFFSET OPTIONS | ORTHOPEDIC & SPINAL SUPPLIES
18865 | 4229421941100 | "SET, COMPLETE INSTRUMENTATION FOR PELVIC FRACTURE, INCLUDING REDUCTION CLAMPS (S, M, L SIZES), HOOKS (S, M, L SIZES), SPIKE BALL PUSHER (ALL SIZES), REDUCTION FORCEPS (S, M, L SIZES) WITH NECESSARY CASE" | ORTHOPEDIC & SPINAL SUPPLIES
18866 | 4229520903100 | "DRILL, FLEXIBLE FOR PELVIC FRACTURE FIXATION FROM 2.5MM TO 3MM ASSORTED LENGTHS" | ORTHOPEDIC & SPINAL SUPPLIES
18867 | 4229520903200 | DRILL FLEXIBLE FOR PELVIC FRACTURE FIXATION FROM 3.2MM TO 3.5MM ASSORTED LENGTHS | ORTHOPEDIC & SPINAL SUPPLIES
18868 | 4232150900300 | WASHER FOR SMALL TITANIUM FRAGMENT SCREW ASSORTED SIZES | ORTHOPEDIC & SPINAL SUPPLIES
18869 | 4229520902900 | "DRILL BIT, 4.1MM TO 4.5MM ASSORTED LENGTHS" | ORTHOPEDIC & SPINAL SUPPLIES
18870 | 4229421976900 | KIT SUTURE BUTTON FOR SYNDESMOSIS FIXATION TITANIUM DIFFERENT TYPES | ORTHOPEDIC & SPINAL SUPPLIES
18871 | 4229554505400 | MEDULLARY CEMENT PLUG ORTHOPEDIC | ORTHOPEDIC & SPINAL SUPPLIES
18872 | 4229670400000 | MEDULLARY CEMENT PLUG APPLICATOR ORTHOPEDIC | ORTHOPEDIC & SPINAL SUPPLIES
18873 | 4232180000500 | CONE FEMUR (METAPHYSEAL) ADVANCED COATING HIGH POROSITY OR EQUIVALENT FOR REVISION TOTAL KNEE ARTHROPLASTY ASSORTED SIZES | ORTHOPEDIC & SPINAL SUPPLIES
18874 | 4232180000400 | CONE, FEMUR (DIAPHYSEAL) ADVANCED COATING HIGH POROSITY, OR EQUIVALENT FOR REVISION TOTAL KNEE ARTHROPLASTY, ASSORTED SIZES | ORTHOPEDIC & SPINAL SUPPLIES
18875 | 4232180000600 | CONE, TIBIA ADVANCED COATING HIGH POROSITY, OR EQUIVALENT FOR REVISION TOTAL KNEE ARTHROPLASTY, ASSORTED SIZES | ORTHOPEDIC & SPINAL SUPPLIES
18876 | 4229554517600 | BONE GRAFT SYNTHETIC PUTTY 0.5CC, OR EQUIVALENT | ORTHOPEDIC & SPINAL SUPPLIES
18877 | 4229554517200 | BONE GRAFT SYNTHETIC PUTTY 1CC, OR EQUIVALENT | ORTHOPEDIC & SPINAL SUPPLIES
18878 | 4229554517300 | BONE GRAFT SYNTHETIC PUTTY 3CC, OR EQUIVALENT | ORTHOPEDIC & SPINAL SUPPLIES
18879 | 4229554517100 | BONE GRAFT SYNTHETIC PUTTY 5CC OR EQUIVALENT | ORTHOPEDIC & SPINAL SUPPLIES
18880 | 4229554502900 | BONE GRAFT SYNTHETIC PUTTY 10CC OR EQUIVALENT | ORTHOPEDIC & SPINAL SUPPLIES
18881 | 4229421915600 | "ACETABULAR METAL POROUS AUGMENTATION BLOCK WITH CORRESPONDING SCREWS ASSORTED SIZES AS REQUESTED BY END USER, ORTHOPEDIC" | ORTHOPEDIC & SPINAL SUPPLIES
18882 | 4232172200100 | RING ACETABULAR REINFORCEMENT ASSORTED SIZES AS REQUIRED BY END USER ORTHOPEDIC | ORTHOPEDIC & SPINAL SUPPLIES
18883 | 4232171800000 | CAGE ACETABULAR REINFORCEMENT ASSORTED SIZES AS REQUESTED BY END USER | ORTHOPEDIC & SPINAL SUPPLIES
18884 | 4229660303700 | INSTRUMENTATION SET COMPLETE FOR EXTRACTING ACETABULAR CUPS WITH NECESSARY TRAY FOR STERILIZATION | ORTHOPEDIC & SPINAL SUPPLIES
18885 | 4229421915700 | SET CEMENT REMOVAL FOR HIP ARTHROPLASTY | ORTHOPEDIC & SPINAL SUPPLIES
18886 | 4229160702400 | OPEN CURETTE ARTHROSCOPIC DIFFERENT SIZES AND ANGLES ORTHOPEDIC | ORTHOPEDIC & SPINAL SUPPLIES
18887 | 4229160601400 | "CHISEL, FOR ARTHROSCOPY PROCEDURES ASSORTED TYPES AND SIZES" | ORTHOPEDIC & SPINAL SUPPLIES
18888 | 4229161100700 | "RASP, FOR ARTHROSCOPY PROCEDURES ASSORTED TYPES AND SIZES" | ORTHOPEDIC & SPINAL SUPPLIES
18889 | 4229421939700 | "BONE ALLOGRAFT, BLOCK ASSORTED SIZES FROM 2 TO 5CM OR EQUIVALENT AS REQUESTED BY END USER" | ORTHOPEDIC & SPINAL SUPPLIES
18890 | 4229421939800 | "BONE, CYLINDRICAL SHAPE ALLOGRAFT FOR ARTHROSCOPIC PROCEDURES, ASSORTED SIZES AS REQUESTED BY END USER" | ORTHOPEDIC & SPINAL SUPPLIES
18891 | 4229421939900 | "BONE GRAFT SUBSTITUTE WEDGE, ASSORTED SIZES AS REQUIRED BY END USER, STERILE, ORTHOPEDIC" | ORTHOPEDIC & SPINAL SUPPLIES
18892 | 4229490907000 | DILATOR OR TAP, FOR THE INTERFERENCE SCREW FIXATION, ASSORTED SIZES | ORTHOPEDIC & SPINAL SUPPLIES
18893 | 4229421904100 | "SET, COMPLETE INSTRUMENTATION FOR ARTHROSCOPIC HIP REPAIR WITH NECESSARY CASE" | ORTHOPEDIC & SPINAL SUPPLIES
18894 | 4229270400000 | "SET, COMPLETE INSTRUMENTATION FOR ARTHROSCOPIC MICROFRACTURES, INCLUDING ALL SIZES" | ORTHOPEDIC & SPINAL SUPPLIES
18895 | 4229520900000 | "DRILL BIT, 2.1MM TO 2.5MM ASSORTED LENGTHS" | ORTHOPEDIC & SPINAL SUPPLIES
18896 | 4229554519300 | BONE ALLOGRAFT, CORTICAL/CANCELLOUS BLOCK FREEZE DRIED SIZE 30 MM-25 MM-25 MM, OR EQUIVALENT | ORTHOPEDIC & SPINAL SUPPLIES
18897 | 4229554503600 | "BONE ALLOGRAFT, CANCELLOUS BLOCK FREEZE DRIED SIZE 15 MM-20 MM-10 MM" | ORTHOPEDIC & SPINAL SUPPLIES
18898 | 4229554503700 | BONE ALLOGRAFT CANCELLOUS BLOCK FREEZE DRIED SIZE 30 MM-15 MM-15 MM | ORTHOPEDIC & SPINAL SUPPLIES
18899 | 4229554518500 | BONE ALLOGRAFT, CANCELLOUS BLOCK FREEZE DRIED SIZE 30 MM-20 MM-20 MM, OR EQUIVALENT | ORTHOPEDIC & SPINAL SUPPLIES
18900 | 4229554518600 | BONE ALLOGRAFT, CANCELLOUS BLOCK FREEZE DRIED SIZE 30 MM-25 MM-25 MM, OR EQUIVALENT | ORTHOPEDIC & SPINAL SUPPLIES
18901 | 4229554503800 | "BONE ALLOGRAFT CANCELLOUS CHIPS FREEZE DRIED 30 CC, OR EQUIVALENT" | ORTHOPEDIC & SPINAL SUPPLIES
18902 | 4229554503900 | "BONE ALLOGRAFT CANCELLOUS CHIPS FREEZE DRIED 5 CC, OR EQUIVALENT" | ORTHOPEDIC & SPINAL SUPPLIES
18903 | 4229554519400 | BONE ALLOGRAFT, CORTICAL/CANCELLOUS CHIPS FREEZE DRIED 15 CC, OR EQUIVALENT | ORTHOPEDIC & SPINAL SUPPLIES
18904 | 4229554518100 | BONE ALLOGRAFT, CORTICAL/CANCELLOUS CHIPS FREEZE DRIED 30 CC, OR EQUIVALENT | ORTHOPEDIC & SPINAL SUPPLIES
18905 | 4229554518400 | BONE ALLOGRAFT CANCELLOUS CHIPS FREEZE DRIED 15CC, OR EQUIVALENT | ORTHOPEDIC & SPINAL SUPPLIES
18906 | 4229554519500 | BONE ALLOGRAFT, CORTICAL/CANCELLOUS CHIPS FREEZE DRIED 45 CC, OR EQUIVALENT | ORTHOPEDIC & SPINAL SUPPLIES
18907 | 4229554504000 | "BONE ALLOGRAFT CORTICAL/CANCELLOUS CHIPS FREEZE DRIED 5 CC, OR EQUIVALENT" | ORTHOPEDIC & SPINAL SUPPLIES
18908 | 4229554504100 | "BONE ALLOGRAFT, CANCELLOUS CRUSHED CHIPS FREEZE DRIED 15 CC, 0.1 MM TO 4 MM OR EQUIVALENT" | ORTHOPEDIC & SPINAL SUPPLIES
18909 | 4229554504200 | BONE ALLOGRAFT CANCELLOUS CRUSHED CHIPS FREEZE DRIED 30 CC 0.1 MM TO 4 MM OR EQUIVALENT | ORTHOPEDIC & SPINAL SUPPLIES
18910 | 4229554518700 | BONE ALLOGRAFT, CORTICAL CANCELLOUS GRANULES 15CC OR EQUIVALENT, DIFFERENT VOLUMES | ORTHOPEDIC & SPINAL SUPPLIES
18911 | 4229554518800 | BONE ALLOGRAFT, CORTICAL CANCELLOUS GRANULES 30CC OR EQUIVALENT, DIFFERENT VOLUMES | ORTHOPEDIC & SPINAL SUPPLIES
18912 | 4229554518900 | BONE ALLOGRAFT, CORTICAL CANCELLOUS GRANULES 60CC OR EQUIVALENT, DIFFERENT VOLUMES | ORTHOPEDIC & SPINAL SUPPLIES
18913 | 4232270600500 | BONE ALLOGRAFT ILIAC CREST WEDGE FREEZE DRIED 6MM, OR EQUIVALENT | ORTHOPEDIC & SPINAL SUPPLIES
18914 | 4232270600600 | BONE ALLOGRAFT ILIAC CREST WEDGE FREEZE DRIED 7MM, OR EQUIVALENT | ORTHOPEDIC & SPINAL SUPPLIES
18915 | 4232270600700 | BONE ALLOGRAFT ILIAC CREST WEDGE FREEZE DRIED 8MM, OR EQUIVALENT | ORTHOPEDIC & SPINAL SUPPLIES
18916 | 4232270600200 | BONE ALLOGRAFT ILIAC CREST WEDGE FREEZE DRIED 18MM, OR EQUIVALENT | ORTHOPEDIC & SPINAL SUPPLIES
18917 | 4232270600300 | BONE ALLOGRAFT ILIAC CREST WEDGE FREEZE DRIED 20MM, OR EQUIVALENT | ORTHOPEDIC & SPINAL SUPPLIES
18918 | 4232270600400 | BONE ALLOGRAFT ILIAC CREST WEDGE FREEZE DRIED 25MM, OR EQUIVALENT | ORTHOPEDIC & SPINAL SUPPLIES
18919 | 4232270600800 | BONE ALLOGRAFT ILIAC CREST WEDGE FREEZE DRIED 9MM, OR EQUIVALENT | ORTHOPEDIC & SPINAL SUPPLIES
18920 | 4232270600000 | BONE ALLOGRAFT ILIAC CREST WEDGE FREEZE DRIED 13-14MM, OR EQUIVALENT | ORTHOPEDIC & SPINAL SUPPLIES
18921 | 4232270600100 | BONE ALLOGRAFT ILIAC CREST WEDGE FREEZE DRIED 16-17MM, OR EQUIVALENT | ORTHOPEDIC & SPINAL SUPPLIES
18922 | 4229550202500 | BONE ALLOGRAFT ILIAC CREST WEDGE FREEZE DRIED 10-12MM OR EQUIVALENT | ORTHOPEDIC & SPINAL SUPPLIES
18923 | 4229550202600 | BONE ALLOGRAFT ILIAC CREST WEDGE FREEZE DRIED 15MM OR EQUIVALENT | ORTHOPEDIC & SPINAL SUPPLIES
18924 | 4229554504400 | "BONE ALLOGRAFT, DEMINERALIZED POWDER FREEZE DRIED 10CC VOLUME, ORTHOPEDIC" | ORTHOPEDIC & SPINAL SUPPLIES
18925 | 4229421978500 | "BONE ALLOGRAFT, DEMINERALIZED POWDER FREEZE DRIED 5CC VOLUME, ORTHOPEDIC" | ORTHOPEDIC & SPINAL SUPPLIES
18926 | 4229421977300 | TENDON GRAFT ACHILLES FROZEN WITH BONE OR EQUIVALENT | ORTHOPEDIC & SPINAL SUPPLIES
18927 | 4229550202400 | "TENDON GRAFT, ACHILLES FREEZE DRIED WITH BONE, OR EQUIVALENT" | ORTHOPEDIC & SPINAL SUPPLIES
18928 | 4229554500000 | "TENDON GRAFT, BTB BONE TENDON BONE FROZEN OR EQUIVALENT" | ORTHOPEDIC & SPINAL SUPPLIES
18929 | 4232161074800 | "CEMENT DOUBLE SYRINGE, FOR NEGATIVE VACUUM CONNECTION AND LONG AND SHORT NOZZLE WITH PRESSURIZING PIECE, ORTHOPEDIC" | ORTHOPEDIC & SPINAL SUPPLIES
18930 | 4229421913100 | "SET, COMPLETE FEMORAL AND ACETABULAR RETRACTORS, WITH ALL NECESSARY ATTACHMENTS AND CASES" | ORTHOPEDIC & SPINAL SUPPLIES
18931 | 4232150900500 | "TENDON WASHER WITH SPIKES FOR ACL RECONSTRUCTION, ORTHOPEDIC" | ORTHOPEDIC & SPINAL SUPPLIES
18932 | 4229421905300 | TARGETTING DEVICE FOR RETROGRADE INTRAMEDULLARY NAILING | ORTHOPEDIC & SPINAL SUPPLIES
18933 | 4229554502400 | "BONE ALLOGRAFT, DEMINERALIZED BONE MATRIX PUTTY 3CC EQUIVALENT, ORTHOPEDIC" | ORTHOPEDIC & SPINAL SUPPLIES
18934 | 4229554514200 | "BONE GRAFT, SYNTHETIC INJECTABLE BONE GRAFT SUBSTITUTE WITH ANTIBIOTIC 5CC, OR EQUIVALENT" | ORTHOPEDIC & SPINAL SUPPLIES
18935 | 4229554514400 | "BONE GRAFT, SYNTHETIC INJECTABLE BONE GRAFT SUBSTITUTE WITH ANTIBIOTIC 10CC, OR EQUIVALENT" | ORTHOPEDIC & SPINAL SUPPLIES
18936 | 4229554514500 | "BONE GRAFT, SYNTHETIC INJECTABLE BONE GRAFT SUBSTITUTE WITH ANTIBIOTIC 20CC, OR EQUIVALENT" | ORTHOPEDIC & SPINAL SUPPLIES
18937 | 4229554516600 | "BONE GRAFT, SYNTHETIC INJECTABLE BONE GRAFT SUBSTITUTE 5CC, OR EQUIVALENT" | ORTHOPEDIC & SPINAL SUPPLIES
18938 | 4229554520500 | BONE ALLOGRAFT INJECTABLE DEMINERALIZED BONE MATRIX PUTTY 10CC OR EQUIVALENT ORTHOPEDIC | ORTHOPEDIC & SPINAL SUPPLIES
18939 | 4229554501500 | "BONE ALLOGRAFT, DEMINERALIZED BONE MATRIX PUTTY 10CC, OR EQUIVALENT, ORTHOPEDIC" | ORTHOPEDIC & SPINAL SUPPLIES
18940 | 4229160700200 | "CURRETTES SHORT AND LONG, STRAIGHT AND CURVED, SMALL, MEDIUM, AND LARGE, ASSORTED SIZES AND SHAPES AS REQUESTED BY END USER" | ORTHOPEDIC & SPINAL SUPPLIES
18941 | 4229421987000 | "PERIOSTEAL ELEVATORS (SMALL, MEDIUM AND LARGE), (SHARP, BLUNT, STRAIGHT AND CURVED)" | ORTHOPEDIC & SPINAL SUPPLIES
18942 | 4229421901700 | "SET, COMPLETE HAND INSTRUMENTS FOR BONY AND SOFT TISSUE SURGERY WITH PADDED DIVIDED TRAY AND CASE AND BOX" | ORTHOPEDIC & SPINAL SUPPLIES
18943 | 4229160200000 | "HEAVY BOLD CUTTER, ORTHOPEDIC" | ORTHOPEDIC & SPINAL SUPPLIES
18944 | 4229421904700 | "SET, COMPLETE MICROSURGICAL HAND SURGERY INSTRUMENTS WITH PADDED DIVIDED TRAY AND CASE" | ORTHOPEDIC & SPINAL SUPPLIES
18945 | 4229410200000 | PIN HOLDER SKELETAL TRACTION ASSORTED SIZE S AS REQUESTED BY END USER ORTHOPEDIC | ORTHOPEDIC & SPINAL SUPPLIES
18946 | 4231153700500 | "SCISSORS, LISTER BANDAGE (SMALL, MEDIUM AND LARGE)" | ORTHOPEDIC & SPINAL SUPPLIES
18947 | 4229421904900 | SET COMPLETE OPEN SHOULDER RETRACTORS WITH ALL NECESSARY ATTACHMENTS AND CASES | ORTHOPEDIC & SPINAL SUPPLIES
18948 | 4229230100100 | BENDER PLATE PRESS (MECHANICAL) ORTHOPEDIC | ORTHOPEDIC & SPINAL SUPPLIES
18949 | 4229421902200 | "SET, FOR PLATE HAND BENDERS AND TWISTERS (SMALL, MEDIUM, LARGE)" | ORTHOPEDIC & SPINAL SUPPLIES
18950 | 4229640200200 | "WATER JET SYSTEM FOR ARTHROPLASTY, OR EQUIVALENT" | ORTHOPEDIC & SPINAL SUPPLIES
18951 | 4229421988000 | "SCREW, WITH SHEATH GRAFT FOR INTERFERENCE SCREW FIXATION ABSORBABLE ASSORTED TYPES AND SIZES AS REQUESTED BY END USER" | ORTHOPEDIC & SPINAL SUPPLIES
18952 | 4229230300100 | "PLIERS (WIDE AND NARROW TIP POWER GRIP), AS REQUESTED BY END USER" | ORTHOPEDIC & SPINAL SUPPLIES
18953 | 4229421987700 | "REDUCTION CLAMPS (SHARP AND BLUNT, SMALL, MEDIUM AND LARGE)" | ORTHOPEDIC & SPINAL SUPPLIES
18954 | 4232220302500 | "SUTURE, ULTRA HIGH MOLECULAR WEIGHT POLYETHYLENE ARTHROSCOPY ASSORTED TYPES AND SIZES AS REQUESTED BY END USER" | ORTHOPEDIC & SPINAL SUPPLIES
18955 | 4229421988600 | "TEMPORARY ANTIBIOTICS IMPREGNATED HIP PROTHESIS OF DIFFERENT SIZES (SMALL, MEDIUM AND LARGE), 1 EACH FOR INFECTED TOTAL HIP REPLACEM ENT, ORTHOPEDIC" | ORTHOPEDIC & SPINAL SUPPLIES
18956 | 4229421988700 | "TEMPORARY ANTIBIOTICS IMPREGNATED KNEE PROTHESIS OF DIFFERENT SIZES (SMALL, MEDIUM AND LARGE), 1 EACH FOR INFECTED TOTAL KNEE REPLAC EMENT, ORTHOPEDIC" | ORTHOPEDIC & SPINAL SUPPLIES
18957 | 5313164000000 | SET, UNIVERSAL NAIL REMOVAL INSTRUMENTATION (CAN REMOVE ALL TYPES OF OLD AND NEW NAILS), WITH ALL NECESSARY ATTACHMENTS INCLUDING NECESSARY CASE | ORTHOPEDIC & SPINAL SUPPLIES
18958 | 4229421905100 | TARGETING DEVICE FOR FEMORAL NAIL DISTAL LOCKING SCREW | ORTHOPEDIC & SPINAL SUPPLIES
18959 | 4229421905500 | TARGETING DEVICE FOR HUMERAL NAIL DISTAL LOCKING SCREW | ORTHOPEDIC & SPINAL SUPPLIES
18960 | 4229421905700 | TARGETING DEVICE FOR TIBIAL NAIL DISTAL LOCKING SCREW | ORTHOPEDIC & SPINAL SUPPLIES
18961 | 4229162719800 | "BURR, ARTHROSCOPIC, ASSORTED TYPES AND LENGTHS AS REQUESTED BY END USER, ORTHOPEDIC" | ORTHOPEDIC & SPINAL SUPPLIES
18962 | 4229421961100 | BANANA BLADE KNIFE ORTHOPEDIC | ORTHOPEDIC & SPINAL SUPPLIES
18963 | 4229497807300 | "OBTURATOR, FOR SMALL JOINT ARTHROSCOPY, ASSORTED SIZES" | ORTHOPEDIC & SPINAL SUPPLIES
18964 | 4229190100100 | GUIDE HIP ARTHROSCOPIC PORTAL SYSTEM | ORTHOPEDIC & SPINAL SUPPLIES
18965 | 4229497807500 | DIAGNOSTIC CANNULA DOUBLE VALVE ROTATABLE ASSORTED SIZES | ORTHOPEDIC & SPINAL SUPPLIES
18966 | 4229421904000 | "PUNCHES, ARTHROSCOPIC, ASSORTED SIZES AND TYPES" | ORTHOPEDIC & SPINAL SUPPLIES
18967 | 4229270203800 | ELEVATOR LONG ASSORTED LENGTHS ORTHOPEDIC | ORTHOPEDIC & SPINAL SUPPLIES
18968 | 4229640200400 | "FLUID SEAL ADAPTER ASSORTED SIZES, ORTHOPEDIC" | ORTHOPEDIC & SPINAL SUPPLIES
18969 | 4229640200500 | FLUID SEAL WITH OUTFLOW VALVE ADAPTER ASSORTED SIZES | ORTHOPEDIC & SPINAL SUPPLIES
18970 | 4229330103300 | ADULT FEMORAL DISTRACTOR COMPLETE SET WITH 20 PINS ASSORTED SIZES WITH GRAPHIC TRAY AND BOX, ORTHOPEDIC | ORTHOPEDIC & SPINAL SUPPLIES
18971 | 4232150528900 | LOCKING ATTACHMENT PLATES FOR LOCKING COMPRESSION PLATE ALL SIZES | ORTHOPEDIC & SPINAL SUPPLIES
18972 | 4224210200000 | "TRACTION, ANKLE FOR ARTHROSCOPY SURGERY, ORTHOPEDIC" | ORTHOPEDIC & SPINAL SUPPLIES
18973 | 4229421979200 | BONE GRAFT ANTIBIOTICS BEADS ORTHOPEDIC | ORTHOPEDIC & SPINAL SUPPLIES
18974 | 4229670500600 | BONE CEMENT PLAIN HIGH VISCOSITY, ORTHOPEDIC | ORTHOPEDIC & SPINAL SUPPLIES
18975 | 4229554504900 | "BONE GRAFT DOWEL ASSORTED SIZES OR EQUIVALENT, AS REQUESTED BY END USER" | ORTHOPEDIC & SPINAL SUPPLIES
18976 | 4229421901900 | SET COMPLETE INSTRUMENTATION FOR ARTHROSCOPIC SHOULDER REPAIR WITH NECESSARY CASES | ORTHOPEDIC & SPINAL SUPPLIES
18977 | 4232151303800 | "SCREW, HYDROXYAPATITE COATED SCHANZ PIN FOR LARGE EXTERNAL FIXATION, ASSORTED LENGTHS" | ORTHOPEDIC & SPINAL SUPPLIES
18978 | 4229670500700 | BONE CEMENT PLAIN LOW VISCOSITY, ORTHOPEDIC | ORTHOPEDIC & SPINAL SUPPLIES
18979 | 4229670500000 | BONE CEMENT WITH ANTIBIOTICS HIGH VISCOSITY, ORTHOPEDIC | ORTHOPEDIC & SPINAL SUPPLIES
18980 | 4229670510200 | BONE CEMENT PLAIN MEDIUM VISCOSITY OR EQUIVALENT | ORTHOPEDIC & SPINAL SUPPLIES
18981 | 4229670500100 | BONE CEMENT WITH ANTIBIOTICS LOW VISCOSITY ORTHOPEDIC | ORTHOPEDIC & SPINAL SUPPLIES
18982 | 4229330400000 | "SET, BONE CUTTER (SMALL, MEDIUM, AND LARGE)" | ORTHOPEDIC & SPINAL SUPPLIES
18983 | 4229554501600 | "BONE ALLOGRAFT, INJECTABLE DEMINERALIZED BONE MATRIX PUTTY 3CC EQUIVALENT, ORTHOPEDIC" | ORTHOPEDIC & SPINAL SUPPLIES
18984 | 4229554501700 | "BONE ALLOGRAFT, INJECTABLE DEMINERALIZED BONE MATRIX PUTTY 5CC, OR EQUIVALENT, ORTHOPEDIC" | ORTHOPEDIC & SPINAL SUPPLIES
18985 | 4229554501800 | BONE ALLOGRAFT INJECTABLE DEMINERALIZED BONE MATRIX PUTTY 1CC OR EQUIVALENT ORTHOPEDIC | ORTHOPEDIC & SPINAL SUPPLIES
18986 | 4229554501900 | "BONE GRAFT, INJECTABLE SYNTHETIC MATERIAL 10CC, OR EQUIVALENT" | ORTHOPEDIC & SPINAL SUPPLIES
18987 | 4229180203600 | "SET, BONE HOLDING CLAMPS, (SMALL, MEDIUM, AND LARGE) WITH LANE FORCEPS" | ORTHOPEDIC & SPINAL SUPPLIES
18988 | 4229310200000 | "SET, BONE HOOKS (SMALL, MEDIUM AND LARGE), BLUNT AND SHARP" | ORTHOPEDIC & SPINAL SUPPLIES
18989 | 4229670300100 | CEMENT SYRINGE GUN (REUSABLE) WITH STERILIZATION TRAY ORTHOPEDIC | ORTHOPEDIC & SPINAL SUPPLIES
18990 | 4229421982400 | "COBB BLADE RETRACTORS STRAIGHT AND CURVED (SMALL, MEDIUM AND LARGE, PACK OF 6, ORTHOPEDIC" | ORTHOPEDIC & SPINAL SUPPLIES
18991 | 4229421984100 | SET FILES AND RASPS SET SIZES SMALL MEDIUM AND LARGE | ORTHOPEDIC & SPINAL SUPPLIES
18992 | 4229162100000 | FINGER RING CUTTER WITH 10 SPARE BLADES, ORTHOPEDIC | ORTHOPEDIC & SPINAL SUPPLIES
18993 | 4229421984300 | GELPI RETRACTOR ASSORTED SIZES AS REQUESTED BY END USER | ORTHOPEDIC & SPINAL SUPPLIES
18994 | 4229250200100 | SET HAMMER (ALL METAL) X-SMALL SMALL MEDIUM LARGE AND X-LARGE ASSORTED SIZES AS REQUESTED BY END USER | ORTHOPEDIC & SPINAL SUPPLIES
18995 | 4229310706500 | SET HOHMANN RETRACTORS (SHARP AND BLUNT NARROW STANDARD WIDE AND CURVED) ONE PAIR EACH ASSORTED SIZES AS REQUESTED BY END USER | ORTHOPEDIC & SPINAL SUPPLIES
18996 | 4229250300000 | "SET, BONE IMPACTORS SMALL, MEDIUM AND LARGE" | ORTHOPEDIC & SPINAL SUPPLIES
18997 | 4229491400000 | "SET, COMPLETE INSTRUMENTATION FOR ARTHROSCOPY SMALL JOINTS (ANKLE AND WRIST) WITH NECESSARY CASE" | ORTHOPEDIC & SPINAL SUPPLIES
18998 | 4221150300100 | "SET, LEAD HAND PEDIATRIC AND ADULT" | ORTHOPEDIC & SPINAL SUPPLIES
18999 | 4221150300700 | "SYSTEM, POSITIONING MOBILE FOR WRIST JOINT ARTHROSCOPY" | ORTHOPEDIC & SPINAL SUPPLIES
19000 | 4229511100400 | POSITIONING MOBILE SYSTEM FOR KNEE JOINT ARTHROSCOPY REQUESTED BY END USER | ORTHOPEDIC & SPINAL SUPPLIES
19001 | 4229421953100 | "KIT, BIO-GLUE SURGICAL ADHESIVE" | ORTHOPEDIC & SPINAL SUPPLIES
19002 | 4229421957200 | "SCREW, HYDROXYAPATITE COATED SCHANZ PIN FOR MEDIUM EXTERNAL FIXATION, ASSORTED LENGTHS" | ORTHOPEDIC & SPINAL SUPPLIES
19003 | 4229300300000 | "SET, COMPLETE INSTRUMENTATION FOR ARTHROSCOPY KNEE GRAFT PREPARATION, WITH NECESSARY CASES" | ORTHOPEDIC & SPINAL SUPPLIES
19004 | 4229421901300 | SET COMPLETE INSTRUMENTATION FOR ARTHROSCOPIC ACL AND PCL RECONSTRUCTION SYSTEM INCLUDING OPEN AND CLOSED STRIPPERS WITH NECESSARY CASE | ORTHOPEDIC & SPINAL SUPPLIES
19005 | 4229421940500 | "STRIPPER, CLOSED TENDON FOR HAMSTRING HARVEST, ASSORTED LENGTHS" | ORTHOPEDIC & SPINAL SUPPLIES
19006 | 4229380300400 | STRIPPER OPEN TENDON FOR HAMSTRING HARVEST ASSORTED LENGTHS | ORTHOPEDIC & SPINAL SUPPLIES
19007 | 4229290400500 | "WIRE PASSER, FOR PELVIC REDUCTION PROCEDURES, ASSORTED TYPES" | ORTHOPEDIC & SPINAL SUPPLIES
19008 | 4229520908400 | CANNULATED DRILL BIT, ASSORTED SIZES AND LENGTHS FROM 1.6MM TO 1.8MM | ORTHOPEDIC & SPINAL SUPPLIES
19009 | 4229520908500 | CANNULATED DRILL BIT ASSORTED SIZES AND LENGTHS FROM 2MM TO 3MM | ORTHOPEDIC & SPINAL SUPPLIES
19010 | 4229520908700 | CANNULATED DRILL BIT ASSORTED SIZES AND LENGTHS FROM 3.2MM TO 4MM | ORTHOPEDIC & SPINAL SUPPLIES
19011 | 4229520908800 | CANNULATED DRILL BIT, ASSORTED SIZES AND LENGTHS FROM 4.2MM TO 5MM | ORTHOPEDIC & SPINAL SUPPLIES
19012 | 4229520902500 | "DRILL BIT, 1.6MM TO 2MM ASSORTED LENGTHS" | ORTHOPEDIC & SPINAL SUPPLIES
19013 | 4229520902600 | "DRILL BIT, 2.6MM TO 3MM ASSORTED LENGTHS" | ORTHOPEDIC & SPINAL SUPPLIES
19014 | 4229160900100 | "BONE NIBBLERS DOUBLE ACTION STRAIGHT SMALL, MEDIUM AND LARGE AND ANGLED SMALL, MEDIUM AND LARGE" | ORTHOPEDIC & SPINAL SUPPLIES
19015 | 4229161900100 | SET COMPLETE OSTEOTOME SET INCLUDING ALL SIZES CURVED AND STRAIGHT AS REQUESTED BY END USER | ORTHOPEDIC & SPINAL SUPPLIES
19016 | 4229421900000 | "SET, COMPLETE BONE REMOVABLE STRAIGHT BLADE WITH DIFFERENT SIZES AND WIDTHS, AS REQUESTED BY END USER" | ORTHOPEDIC & SPINAL SUPPLIES
19017 | 4229421981400 | "SET, COMPLETE BONE SPREADER WITH ALL SIZES, AS REQUESTED BY END USER" | ORTHOPEDIC & SPINAL SUPPLIES
19018 | 4229660301000 | SET, BROKEN SCREW LARGE FRAGMENT UNIVERSAL INSTRUMENTATION | ORTHOPEDIC & SPINAL SUPPLIES
19019 | 4229660301100 | SET, BROKEN SCREW SMALL FRAGMENT UNIVERSAL INSTRUMENTATION | ORTHOPEDIC & SPINAL SUPPLIES
19020 | 4229210200300 | "SET, BROKEN SCREW MINI FRAGMENT UNIVERSAL INSTRUMENTATION" | ORTHOPEDIC & SPINAL SUPPLIES
19021 | 4224151300200 | "CAST MANAGEMENT BOX INCLUDING 3 CAST CUTTERS (SMALL, MEDIUM, LARGE), 2 CAST SPREADERS (SMALL, LARGE), 3 CAST SCISSORS (MEDIUM, LARGE), 3 HAND CAST KNIFE 10 LISTER BANDAGE SCISSORS (SMALL AND LARGE), ORTHOPEDIC" | ORTHOPEDIC & SPINAL SUPPLIES
19022 | 4229670700000 | CEMENT MIXING BOWL AND SPATULA WITH VACUUM ORTHOPEDIC | ORTHOPEDIC & SPINAL SUPPLIES
19023 | 4229421981700 | CEMENT MIXING BOWL AND SPATULA ORTHOPEDIC | ORTHOPEDIC & SPINAL SUPPLIES
19024 | 4229310704300 | "CHARNLEY HIP RETRACTOR (FRAME, RETRACTORS (SMALL, MEDIUM, LARGE, NARROW, WIDE, SHORT AND DEEP) (PAIR OF EACH SIZE), WITH ALL NECESSARY ATTACHMENTS AND CASE" | ORTHOPEDIC & SPINAL SUPPLIES
19025 | 4229160600200 | "SET, COMPLETE WITH ALL SIZES OF CHISELS WITH NECESSARY ATTACHMENTS AND CASE" | ORTHOPEDIC & SPINAL SUPPLIES
19026 | 4229521800000 | CHUCK UNIVERSAL HAND CONTROL T-HANDLE FOR PIN INSERTION | ORTHOPEDIC & SPINAL SUPPLIES
19027 | 4229554515600 | "BONE GRAFT, INJECTABLE SYNTHETIC MATERIAL 20CC, OR EQUIVALENT" | ORTHOPEDIC & SPINAL SUPPLIES
19028 | 4229291500000 | "SHEATH, SYNTHETIC SUPRASCAPULAR RECONSTRUCTION OR EQUIVALENT ASSORTED TYPES AND SIZES AS REQUESTED BY END USER" | ORTHOPEDIC & SPINAL SUPPLIES
19029 | 4229291501500 | TENDON GRAFT ANTERIOR TIBIALIS FROZEN OR EQUIVALENTS | ORTHOPEDIC & SPINAL SUPPLIES
19030 | 4229291501600 | TENDON GRAFT POSTERIOR TIBIALIS FROZEN OR EQUIVALENTS | ORTHOPEDIC & SPINAL SUPPLIES
19031 | 4229291500600 | TENDON GRAFT, ANTERIOR TIBIALIS FREEZE DRIED OR EQUIVALENTS | ORTHOPEDIC & SPINAL SUPPLIES
19032 | 4229291500700 | TENDON GRAFT, POSTERIOR TIBIALIS FREEZE DRIED OR EQUIVALENTS | ORTHOPEDIC & SPINAL SUPPLIES
19033 | 4229291500900 | TENDON GRAFT, GRACILIS FROZEN OR EQUIVALENTS | ORTHOPEDIC & SPINAL SUPPLIES
19034 | 4229291501200 | TENDON GRAFT, GRACILIS FREEZE DRIED OR EQUIVALENTS | ORTHOPEDIC & SPINAL SUPPLIES
19035 | 4229291501400 | TENDON GRAFT SEMITENDINOSIS FROZEN OR EQUIVALENTS | ORTHOPEDIC & SPINAL SUPPLIES
19036 | 4229291501800 | "TENDON GRAFT, SEMITENDINOSIS FREEZE DRIED OR EQUIVALENTS" | ORTHOPEDIC & SPINAL SUPPLIES
19037 | 4229291501900 | "ALLOGRAFT, MENISCUS FROZEN OR EQUIVALENTS" | ORTHOPEDIC & SPINAL SUPPLIES
19038 | 4229495000300 | "DRILL, RETROGRADE LIGAMENT TUNNELING KNEE ASSORTED SIZES REQUESTED BY END USER" | ORTHOPEDIC & SPINAL SUPPLIES
19039 | 4229521000300 | "DRILL BIT, 1.1MM TO 1.5MM ASSORTED LENGTHS" | ORTHOPEDIC & SPINAL SUPPLIES
19040 | 4229521001000 | "DRILL BIT, 0.8MM TO 1MM ASSORTED LENGTHS" | ORTHOPEDIC & SPINAL SUPPLIES
19041 | 4229554513500 | "BONE GRAFT, PLAIN SYNTHETIC, FOR MINIMAL INVASIVE SURGERY, ASSORTED SIZES OR EQUIVALENTS AS REQUESTED BY END USER" | ORTHOPEDIC & SPINAL SUPPLIES
19042 | 4229554517500 | BONE ALLOGRAFT STRUCTURAL FIBULA ASSORTED SIZES | ORTHOPEDIC & SPINAL SUPPLIES
19043 | 4229554518300 | BONE ALLOGRAFT, STRUCTURAL HEMI CONDYLAR, ASSORTED SIZES | ORTHOPEDIC & SPINAL SUPPLIES
19044 | 4229554520300 | BONE ALLOGRAFT, STRUCTURAL STRUT (WHOLE TIBIA), ASSORTED SIZES | ORTHOPEDIC & SPINAL SUPPLIES
19045 | 4229554520200 | BONE ALLOGRAFT, STRUCTURAL STRUT (WHOLE FEMUR), ASSORTED SIZES | ORTHOPEDIC & SPINAL SUPPLIES
19046 | 4229554520100 | BONE ALLOGRAFT, STRUCTURAL STRUT (PROXIMAL TIBIA), ASSORTED SIZES | ORTHOPEDIC & SPINAL SUPPLIES
19047 | 4229554520000 | BONE ALLOGRAFT, STRUCTURAL STRUT (PROXIMAL FEMUR), ASSORTED SIZES | ORTHOPEDIC & SPINAL SUPPLIES
19048 | 4229554519900 | BONE ALLOGRAFT, STRUCTURAL STRUT (DISTAL TIBIA), ASSORTED SIZES | ORTHOPEDIC & SPINAL SUPPLIES
19049 | 4229554513700 | "BONE ALLOGRAFT, STRUCTURAL STRUT (DISTAL FEMUR), ASSORTED SIZES" | ORTHOPEDIC & SPINAL SUPPLIES
19050 | 4229554514700 | "BONE ALLOGRAFT, DEMINERALIZED BONE MATRIX PUTTY, 5CC OR EQUIVALENTS" | ORTHOPEDIC & SPINAL SUPPLIES
19051 | 4229554515100 | "BONE GRAFT, MINI BEAD KIT RESORBABLE STANDARD CURE 5CC OR EQUIVALENTS" | ORTHOPEDIC & SPINAL SUPPLIES
19052 | 4229554515200 | "BONE ALLOGRAFT, DEMINERALIZED BONE MATRIX STRIPS, 10CM, OR EQUIVALENT" | ORTHOPEDIC & SPINAL SUPPLIES
19053 | 4229554515300 | BONE GRAFT, INJECTABLE, CORE DECOMPRESSION KIT, 15CC OR EQUIVALENTS | ORTHOPEDIC & SPINAL SUPPLIES
19054 | 4229554515400 | BONE GRAFT, MINI BEAD KIT, RESORBABLE FAST CURE, 5CC OR EQUIVALENTS | ORTHOPEDIC & SPINAL SUPPLIES
19055 | 4229554515800 | "BONE GRAFT, BEAD KIT RESORBABLE STANDARD CURE 25CC OR EQUIVALENTS" | ORTHOPEDIC & SPINAL SUPPLIES
19056 | 4229554515900 | BONE GRAFT, BEAD KIT RESORBABLE, FAST CURE, 25CC OR EQUIVALENTS | ORTHOPEDIC & SPINAL SUPPLIES
19057 | 4229554516300 | BONE AUGMENT INJECTABLE 1.5CC OR EQUIVALENT | ORTHOPEDIC & SPINAL SUPPLIES
19058 | 4229670510100 | BONE CEMENT WITH ANTIBIOTIC MEDIUM VISCOSITY OR EQUIVALENT | ORTHOPEDIC & SPINAL SUPPLIES
19059 | 4229670600200 | KIT BONE CEMENT CANAL PREPARATION OR EQUIVALENTS | ORTHOPEDIC & SPINAL SUPPLIES
19060 | 4231220219000 | "TAPE, ULTRA HIGH MOLECULAR WEIGHT POLYETHYLENE ARTHROSCOPY ASSORTED TYPES AND SIZES AS REQUESTED BY END USER" | ORTHOPEDIC & SPINAL SUPPLIES
19061 | 4231220219300 | "LOOP, ULTRA HIGH MOLECULAR WEIGHT POLYETHYLENE ARTHROSCOPY ASSORTED TYPES AND SIZES AS REQUESTED BY END USER" | ORTHOPEDIC & SPINAL SUPPLIES
19062 | 4232151098700 | "WASHER, FOR SMALL STAINLESS STEEL FRAGMENT SCREW, ASSORTED SIZES" | ORTHOPEDIC & SPINAL SUPPLIES
19063 | 4232151098800 | "WASHER, FOR LARGE STAINLESS STEEL FRAGMENT SCREW, ASSORTED SIZES" | ORTHOPEDIC & SPINAL SUPPLIES
19064 | 4232151098900 | "WASHER, FOR LARGE TITANIUM FRAGMENT SCREW, ASSORTED SIZES" | ORTHOPEDIC & SPINAL SUPPLIES
19065 | 4232220400700 | LOOP WITHOUT BUTTON FOR TIBIAL ACL GRAFT FIXATION ASSORTED SIZES | ORTHOPEDIC & SPINAL SUPPLIES
19066 | 4232220600000 | "STAPLE, GRAFT FIXATION ASSORTED TYPES AND SIZES REQUESTED BY END USER" | ORTHOPEDIC & SPINAL SUPPLIES
19067 | 4232220701500 | "KIT, DISPOSABLE POSITIONING LATERAL SHOULDER SUSPENSION ARTHROSCOPY OR EQUIVALENT" | ORTHOPEDIC & SPINAL SUPPLIES
19068 | 4232220701900 | KIT DISPOSABLE POSITIONING MOBILE SYSTEM HIP ARTHROSCOPY OR EQUIVALENT | ORTHOPEDIC & SPINAL SUPPLIES
19069 | 4232220702000 | KIT DISPOSABLE POSITIONING SYSTEM BEACH CHAIR ARTHROSCOPY OR EQUIVALENT | ORTHOPEDIC & SPINAL SUPPLIES
19070 | 4232220703600 | WIRE GUIDE WITH EYELET FOR TUNNEL PREPARATION OR EQUIVALENT | ORTHOPEDIC & SPINAL SUPPLIES
19071 | 4232220704000 | KIT, GRAFT FEMORAL TRANSFIXATION, OR EQUIVALENTS | ORTHOPEDIC & SPINAL SUPPLIES
19072 | 4232220704300 | "KIT, TRIANGULAR FIBROCARTILAGE COMPLEX TFCC OR EQUIVALENT" | ORTHOPEDIC & SPINAL SUPPLIES
19073 | 4232220704700 | "PROBE COBLATION ARTHROSCOPY, ASSORTED SIZES AND TYPES" | ORTHOPEDIC & SPINAL SUPPLIES
19074 | 4232220706100 | "KIT, LIGAMENT AUGMENTATION INTERNAL BRACE, ASSORTED SIZES AND TYPES" | ORTHOPEDIC & SPINAL SUPPLIES
19075 | 4232220706400 | WIRE SOFT GUIDE FOR SCREW GRAFT FIXATION OR EQUIVALENT | ORTHOPEDIC & SPINAL SUPPLIES
19076 | 4232220706500 | "KIT, MENISCAL ROOT FIXATION OR EQUIVALENT" | ORTHOPEDIC & SPINAL SUPPLIES
19077 | 4229421940100 | "SET, COMPLETE FOR OSTEOCHONDRAL GRAFT/REPAIR ORTHOPEDIC" | ORTHOPEDIC & SPINAL SUPPLIES
19078 | 4229380100100 | SUTURE PASSER AND RETRIEVER, FOR SHOULDER ARTHROSCOPIC REPAIR, DISPOSABLE | ORTHOPEDIC & SPINAL SUPPLIES
19079 | 4232220701400 | SUTURE PASSER FOR SHOULDER ARTHROSCOPIC REPAIR WITH HOLLOW NEEDLE DISPOSABLE ASSORTED ANGLES | ORTHOPEDIC & SPINAL SUPPLIES
19080 | 4229290404400 | SUTURE PASSER AND RETRIEVER, MINI FOR ARTHROSCOPIC REPAIR, DISPOSABLE | ORTHOPEDIC & SPINAL SUPPLIES
19081 | 4229290404500 | SUTURE PASSER, FOR SHOULDER ARTHROSCOPIC REPAIR WITH HOLLOW NEEDLE, REUSABLE, ASSORTED ANGLES | ORTHOPEDIC & SPINAL SUPPLIES
19082 | 4229421988500 | "HOLLOW NEEDLE, FOR BANKART AND ROTATOR CUFF REPAIR, ASSORTED SIZES AND ANGLES AS REQUESTED BY END USER, REUSABLE" | ORTHOPEDIC & SPINAL SUPPLIES
19083 | 4229554519700 | BONE ALLOGRAFT, DEMINERALIZED BONE MATRIX STRIPS, 20CM, OR EQUIVALENT | ORTHOPEDIC & SPINAL SUPPLIES
19084 | 4229554519600 | BONE ALLOGRAFT DEMINERALIZED BONE MATRIX STRIPS 15CM OR EQUIVALENT | ORTHOPEDIC & SPINAL SUPPLIES
19085 | 4229554518200 | BONE ALLOGRAFT, DEMINERALIZED BONE MATRIX STRIPS, 5CM, OR EQUIVALENT | ORTHOPEDIC & SPINAL SUPPLIES
19086 | 4229554517900 | BONE GRAFT SYNTHETIC STRIPS 20CM OR EQUIVALENT | ORTHOPEDIC & SPINAL SUPPLIES
19087 | 4229554517800 | BONE GRAFT, SYNTHETIC STRIPS, 15CM, OR EQUIVALENT | ORTHOPEDIC & SPINAL SUPPLIES
19088 | 4229554517700 | BONE GRAFT, SYNTHETIC STRIPS, 10CM, OR EQUIVALENT | ORTHOPEDIC & SPINAL SUPPLIES
19089 | 4229554517400 | BONE GRAFT SYNTHETIC STRIPS 5CM OR EQUIVALENT | ORTHOPEDIC & SPINAL SUPPLIES
19090 | 4229554519800 | BONE ALLOGRAFT, FEMORAL HEAD FREEZE DRIED | ORTHOPEDIC & SPINAL SUPPLIES
19091 | 4229554518000 | BONE ALLOGRAFT FEMORAL HEAD FROZEN | ORTHOPEDIC & SPINAL SUPPLIES
19092 | 4232220310000 | ANCHOR, SUTURE KNOTLESS SELF-PUNCHING NON ABSORBABLE SHOULDER ROTATOR CUFF ASSORTED TYPES AND SIZES REQUESTED BY END USER | ORTHOPEDIC & SPINAL SUPPLIES
19093 | 4232220303900 | "ANCHOR, SUTURE KNOTLESS SELF-PUNCHING ABSORBABLE SHOULDER ROTATOR CUFF ASSORTED TYPES AND SIZES REQUESTED BY END USER" | ORTHOPEDIC & SPINAL SUPPLIES
19094 | 4232220703200 | PASSER SUTURE MENISCAL ROOT ASSORTED TYPES AND SIZES | ORTHOPEDIC & SPINAL SUPPLIES
19095 | 4232220706200 | MENISCAL REPAIR OUTSIDE IN HALLOW NEEDLE ASSORTED SIZES AND TYPES | ORTHOPEDIC & SPINAL SUPPLIES
19096 | 4229380400000 | PCL TUNNEL SMOOTHER, DISPOSABLE ASSORTED SIZES, OR EQUIVALENT | ORTHOPEDIC & SPINAL SUPPLIES
19097 | 4229514801200 | "POINTER, FOR SPINAL NAVIGATED PROCEDURES" | ORTHOPEDIC & SPINAL SUPPLIES
19098 | 4229515700100 | BEACH CHAIR KIT DISPOSABLE FACEMASK | ORTHOPEDIC & SPINAL SUPPLIES
19099 | 4229520908900 | DRILL BIT, 3.1MM TO 3.5MM ASSORTED LENGTHS | ORTHOPEDIC & SPINAL SUPPLIES
19100 | 4229610403500 | "DRILL BIT, 3.6MM TO 4MM ASSORTED LENGTHS" | ORTHOPEDIC & SPINAL SUPPLIES
19101 | 4229670400600 | CEMENT SINGLE SYRINGE FOR NEGATIVE VACUUM CONNECTION AND LONG AND SHORT NOZZLE WITH PRESSURIZING PIECE ORTHOPEDIC | ORTHOPEDIC & SPINAL SUPPLIES
19102 | 4232162204700 | BONE MORPHOGENIC PROTEIN KIT MEDIUM SPINAL | ORTHOPEDIC & SPINAL SUPPLIES
19103 | 4229681604100 | "KIT, FOR HIP ARTHROSCOPY ACCESS NEEDLES AND CANNULA" | ORTHOPEDIC & SPINAL SUPPLIES
19104 | 4232250515400 | SCREW TITANIUM SCHANZ FOR LARGE EXTERNAL FIXATION ASSORTED LENGTHS | ORTHOPEDIC & SPINAL SUPPLIES
19105 | 4232150794900 | "PLATE, TITANIUM VARIABLE ANGLE CONDYLAR, ASSORTED SIZES" | ORTHOPEDIC & SPINAL SUPPLIES
19106 | 4232150927200 | "SCREW, LOCKING CANNULATED FOR TITANIUM VARIABLE ANGLE CONDYLAR PLATE" | ORTHOPEDIC & SPINAL SUPPLIES
19107 | 4232150822500 | "PLATE, TITANIUM PROXIMAL DIAPHYSEAL HUMERAL, ASSORTED SIZES" | ORTHOPEDIC & SPINAL SUPPLIES
19108 | 4232150770000 | "PLATE, VARIABLE LOCKING COMPRESSION VARIABLE ANGLE POSTEROLATERAL DISTAL TIBIAL, ASSORTED SIZES" | ORTHOPEDIC & SPINAL SUPPLIES
19109 | 4232160300300 | "VERTEBROPLASTY SET WITH COMPLETE AND NECESSARY STERILIZATION CASE, DISPOSABLE, SPINAL" | ORTHOPEDIC & SPINAL SUPPLIES
19110 | 4232160733900 | TWO ENDPLATES FOR EACH TITANIUM EXPANDABLE THORACOLUMBAR VERTEBRAL BODY REPLACEMENT CAGES (IN ASSORTED SIZE S AND ANGLES ACCORDING TO END USERS SPINAL | ORTHOPEDIC & SPINAL SUPPLIES
19111 | 4232190001300 | ENDPLATE, FOR MESH CAGE, ASSORTED SIZE AS REQUESTED BY END USER AND SHOULD BE COMPATIBLE WITH MESH CAGE, IT MUST BE COMPATIBLE WITH GROUP 23, SPINAL | ORTHOPEDIC & SPINAL SUPPLIES
19112 | 4229310704200 | CASPAR LUMBAR LAMINECTOMY RETRACTOR SYSTEM WITH ALL SIZE S OF BLADES TITANIUM (TWO FROM EACH SIZE) SPINAL | ORTHOPEDIC & SPINAL SUPPLIES
19113 | 4229270102500 | CASPAR MICRO LUMBAR DISCECTOMY SYSTEM WITH ALL SIZE S OF BLADES (TWO FROM EACH SIZE) SPINAL | ORTHOPEDIC & SPINAL SUPPLIES
19114 | 4229330103400 | CERVICAL DISTRACTOR SYSTEM WITH ALL NECESSARY PARTS (INCLUDES TWO DRILL GUIDES HINGED LEFT AND RIGHT DISTRACTOR FOR ONE LEVEL TWO SCREW DRIVER S TWO TWIST DRILLS 20 DISTRACTION SCREW S (12 MM) 20 DISTRACTION SCREW S (14 MM) 6 DISTRACTION SCREW S (16 MM) SPINAL | ORTHOPEDIC & SPINAL SUPPLIES
19115 | 4232160922500 | ROD TITANIUM WITH DUAL DIAMETERS 4 MM AND 5.5 MM OR EQUIVALENT ASSORTED LENGTH FOR CERVICO THORACIC POSTERIOR FIXATION IT MUST BE COMPATIBLE WITH GROUP 7 AND 13 SPINAL | ORTHOPEDIC & SPINAL SUPPLIES
19116 | 4229210201000 | COMPLETE SPINE UNIVERSAL SCREW REMOVAL INSTRUMENT SET DESIGNED TO REMOVE SOLID AND CANNULATED SCREW S REMOVE STRIPPED AND BROKEN SCREW S (ALL S IZES TYPE S SHORT AND LONG FOR POSTERIOR AND ANTERIOR CERVICAL AND THORACOLUMBAR SYSTEMS) SPINAL | ORTHOPEDIC & SPINAL SUPPLIES
19117 | 4232162203700 | ROD TITANIUM 5.5 MM X 500 OR EQUIVALENT SPINAL | ORTHOPEDIC & SPINAL SUPPLIES
19118 | 4229300100200 | CALIPER 9 INCH OR EQUIVALENT SPINAL | ORTHOPEDIC & SPINAL SUPPLIES
19119 | 4229310702300 | CASPAR NERVE RETRACTOR (BAYONET) 6 MM TIP OR EQUIVALENT SPINAL | ORTHOPEDIC & SPINAL SUPPLIES
19120 | 4232160907200 | ROD TITANIUM 5.5 MMX 400 OR EQUIVALENT SPINAL | ORTHOPEDIC & SPINAL SUPPLIES
19121 | 4229554503300 | INJECTABLE HIGH CRYSTALLINE BETA TRICALCIUM PHOSPHATE BONE GEL FOR FILLING BONE DEFECT WITH INJECTION TUBE SOLIDIFY AFTER 20 MIN 10 ML OR EQUIVALENT SPINAL | ORTHOPEDIC & SPINAL SUPPLIES
19122 | 4229554503400 | INJECTABLE HIGH CRYSTALLINE BETA TRICALCIUM PHOSPHATE BONE GEL FOR FILLING BONE DEFECT WITH INJECTION TUBE SOLIDIFY AFTER 20 MIN 2.5 ML OR EQUIVALENT SPINAL | ORTHOPEDIC & SPINAL SUPPLIES
19123 | 4229420502000 | VERTEBRAL BIOPSY SET DISPOSABLE STERILE SPINAL | ORTHOPEDIC & SPINAL SUPPLIES
19124 | 4229554503500 | INJECTABLE HIGH CRYSTALLINE BETA TRICALCIUM PHOSPHATE BONE GEL FOR FILLING BONE DEFECT WITH INJECTION TUBE SOLIDIFY AFTER 20 MIN 5 ML OR EQUIVALENT SPINAL | ORTHOPEDIC & SPINAL SUPPLIES
19125 | 4232160707700 | "WIRE COIL FOR SPINOUS PROCESS SIZE: 1.0 MM DIAMETER, SPINAL" | ORTHOPEDIC & SPINAL SUPPLIES
19126 | 4232160708500 | SPINAL KERRISON ANGLED 45 DEGREE BACKWARD DOUBLE COATED ANTI REFLECTION SELF CLEANING EJECTOR LENGTH 300 MM SIZE 2 MM SPINAL | ORTHOPEDIC & SPINAL SUPPLIES
19127 | 4229161205300 | "SPINAL KERRISON DOUBLE COATED, ANTI REFLECTION, SELF CLEANING EJECTOR ANGLED 45 DEGREE FORWARD THIN AND STANDARD FOOT EQUALLY DISTRIBUTED LENGTH 180 MM SIZE 1 MM, SPINAL" | ORTHOPEDIC & SPINAL SUPPLIES
19128 | 4232160707900 | SPINAL KERRISON ANGLED 45 DEGREE BACKWARD DOUBLE COATED ANTI REFLECTION SELF CLEANING EJECTOR LENGTH 250 MM SIZE 1 MM SPINAL | ORTHOPEDIC & SPINAL SUPPLIES
19129 | 4232160710000 | SPINAL KERRISON DOUBLE COATED ANTI REFLECTION SELF CLEANING EJECTOR ANGLED 45 DEGREE FORWARD CURVED SHAFT LENGTH 250 MM SIZE 3 MM SPINAL | ORTHOPEDIC & SPINAL SUPPLIES
19130 | 4232160707600 | WIRE COIL FOR SPINOUS PROCESS SIZE 0.8 MM DIAMETER SPINAL | ORTHOPEDIC & SPINAL SUPPLIES
19131 | 4232160708000 | SPINAL KERRISON ANGLED 45 DEGREE BACKWARD DOUBLE COATED ANTI REFLECTION SELF CLEANING EJECTOR LENGTH 250 MM SIZE 2 MM SPINAL | ORTHOPEDIC & SPINAL SUPPLIES
19132 | 4232160708100 | SPINAL KERRISON ANGLED 45 DEGREE BACKWARD DOUBLE COATED ANTI REFLECTION SELF CLEANING EJECTOR LENGTH 250 MM SIZE 3 MM SPINAL | ORTHOPEDIC & SPINAL SUPPLIES
19133 | 4232160708200 | SPINAL KERRISON ANGLED 45 DEGREE BACKWARD DOUBLE COATED ANTI REFLECTION SELF CLEANING EJECTOR LENGTH 250 MM SIZE 4 MM SPINAL | ORTHOPEDIC & SPINAL SUPPLIES
19134 | 4232160708300 | SPINAL KERRISON ANGLED 45 DEGREE BACKWARD DOUBLE COATED ANTI REFLECTION SELF CLEANING EJECTOR LENGTH 250 MM SIZE 5 MM SPINAL | ORTHOPEDIC & SPINAL SUPPLIES
19135 | 4232160708400 | SPINAL KERRISON ANGLED 45 DEGREE BACKWARD DOUBLE COATED ANTI REFLECTION SELF CLEANING EJECTOR LENGTH 250 MM SIZE 6 MM SPINAL | ORTHOPEDIC & SPINAL SUPPLIES
19136 | 4232160708600 | SPINAL KERRISON ANGLED 45 DEGREE BACKWARD DOUBLE COATED ANTI REFLECTION SELF CLEANING EJECTOR LENGTH 300 MM SIZE 3 MM SPINAL | ORTHOPEDIC & SPINAL SUPPLIES
19137 | 4232160708700 | SPINAL KERRISON ANGLED 45 DEGREE BACKWARD DOUBLE COATED ANTI REFLECTION SELF CLEANING EJECTOR LENGTH 300 MM SIZE 4 MM SPINAL | ORTHOPEDIC & SPINAL SUPPLIES
19138 | 4229161204700 | SPINAL KERRISON DOUBLE COATED ANTI REFLECTION SELF CLEANING EJECTOR ANGLED 45 DEGREE FORWARD LENGTH 300 MM SIZE 6 MM SPINAL | ORTHOPEDIC & SPINAL SUPPLIES
19139 | 4232160708800 | SPINAL KERRISON ANGLED 45 DEGREE BACKWARD DOUBLE COATED ANTI REFLECTION SELF CLEANING EJECTOR LENGTH 300 MM SIZE 5 MM SPINAL | ORTHOPEDIC & SPINAL SUPPLIES
19140 | 4232160708900 | SPINAL KERRISON ANGLED 45 DEGREE BACKWARD DOUBLE COATED ANTI REFLECTION SELF CLEANING EJECTOR LENGTH 300 MM SIZE 6 MM SPINAL | ORTHOPEDIC & SPINAL SUPPLIES
19141 | 4232160709000 | SPINAL KERRISON ANGLED 45 DEGREE BACKWARD DOUBLE COATED ANTI REFLECTION SELF CLEANING EJECTOR LENGTH 400 MM SIZE 2 MM SPINAL | ORTHOPEDIC & SPINAL SUPPLIES
19142 | 4232160709100 | SPINAL KERRISON ANGLED 45 DEGREE BACKWARD DOUBLE COATED ANTI REFLECTION SELF CLEANING EJECTOR LENGTH 400 MM SIZE 3 MM SPINAL | ORTHOPEDIC & SPINAL SUPPLIES
19143 | 4232160709200 | SPINAL KERRISON ANGLED 45 DEGREE BACKWARD DOUBLE COATED ANTI REFLECTION SELF CLEANING EJECTOR LENGTH 400 MM SIZE 4 MM SPINAL | ORTHOPEDIC & SPINAL SUPPLIES
19144 | 4232160709300 | SPINAL KERRISON ANGLED 45 DEGREE BACKWARD DOUBLE COATED ANTI REFLECTION SELF CLEANING EJECTOR LENGTH 400 MM SIZE 5 MM SPINAL | ORTHOPEDIC & SPINAL SUPPLIES
19145 | 4232160709400 | SPINAL KERRISON ANGLED 45 DEGREE BACKWARD DOUBLE COATED ANTI REFLECTION SELF CLEANING EJECTOR LENGTH 400 MM SIZE 6 MM SPINAL | ORTHOPEDIC & SPINAL SUPPLIES
19146 | 4232160709600 | SPINAL KERRISON DOUBLE COATED ANTI REFLECTION SELF CLEANING EJECTOR ANGLED 45 DEGREE FORWARD CURVED SHAFT LENGTH 200 MM SIZE 2 MM SPINAL | ORTHOPEDIC & SPINAL SUPPLIES
19147 | 4232160709700 | SPINAL KERRISON DOUBLE COATED ANTI REFLECTION SELF CLEANING EJECTOR ANGLED 45 DEGREE FORWARD CURVED SHAFT LENGTH 200 MM SIZE 3 MM SPINAL | ORTHOPEDIC & SPINAL SUPPLIES
19148 | 4232160709500 | SPINAL KERRISON ANGLED 45 DEGREE BACKWARD DOUBLE COATED ANTI REFLECTION SELF CLEANING EJECTOR LENGTH 400 MM SIZE 8 MM SPINAL | ORTHOPEDIC & SPINAL SUPPLIES
19149 | 4232160709800 | "SPINAL KERRISON DOUBLE COATED, ANTI REFLECTION, SELF CLEANING EJECTOR ANGLED 45 DEGREE FORWARD CURVED SHAFT LENGTH 200 MM SIZE 4 MM, SPINAL" | ORTHOPEDIC & SPINAL SUPPLIES
19150 | 4232160709900 | SPINAL KERRISON DOUBLE COATED ANTI REFLECTION SELF CLEANING EJECTOR ANGLED 45 DEGREE FORWARD CURVED SHAFT LENGTH 250 MM SIZE 2 MM SPINAL | ORTHOPEDIC & SPINAL SUPPLIES
19151 | 4232160710100 | SPINAL KERRISON DOUBLE COATED ANTI REFLECTION SELF CLEANING EJECTOR ANGLED 45 DEGREE FORWARD CURVED SHAFT LENGTH 250 MM SIZE 4 MM SPINAL | ORTHOPEDIC & SPINAL SUPPLIES
19152 | 4229161203600 | SPINAL KERRISON DOUBLE COATED ANTI REFLECTION SELF CLEANING EJECTOR ANGLED 45 DEGREE FORWARD LENGTH 250 MM SIZE 1 MM SPINAL | ORTHOPEDIC & SPINAL SUPPLIES
19153 | 4229161203700 | SPINAL KERRISON DOUBLE COATED ANTI REFLECTION SELF CLEANING EJECTOR ANGLED 45 DEGREE FORWARD LENGTH 250 MM SIZE 2 MM SPINAL | ORTHOPEDIC & SPINAL SUPPLIES
19154 | 4229161203800 | SPINAL KERRISON DOUBLE COATED ANTI REFLECTION SELF CLEANING EJECTOR ANGLED 45 DEGREE FORWARD LENGTH 250 MM SIZE 3 MM SPINAL | ORTHOPEDIC & SPINAL SUPPLIES
19155 | 4229161203900 | SPINAL KERRISON DOUBLE COATED ANTI REFLECTION SELF CLEANING EJECTOR ANGLED 45 DEGREE FORWARD LENGTH 250 MM SIZE 4 MM SPINAL | ORTHOPEDIC & SPINAL SUPPLIES
19156 | 4229161204000 | SPINAL KERRISON DOUBLE COATED ANTI REFLECTION SELF CLEANING EJECTOR ANGLED 45 DEGREE FORWARD LENGTH 250 MM SIZE 5 MM SPINAL | ORTHOPEDIC & SPINAL SUPPLIES
19157 | 4229161204100 | SPINAL KERRISON DOUBLE COATED ANTI REFLECTION SELF CLEANING EJECTOR ANGLED 45 DEGREE FORWARD LENGTH 250 MM SIZE 6 MM SPINAL | ORTHOPEDIC & SPINAL SUPPLIES
19158 | 4229161204200 | SPINAL KERRISON DOUBLE COATED ANTI REFLECTION SELF CLEANING EJECTOR ANGLED 45 DEGREE FORWARD LENGTH 300 MM SIZE 1 MM SPINAL | ORTHOPEDIC & SPINAL SUPPLIES
19159 | 4229270201900 | FLAT COBB ELEVATOR 13 INCH OVERALL LENGTH NON SLIPPERY HANDLE (NON WOVEN) SIZE 30 MM OR EQUIVALENT SPINAL | ORTHOPEDIC & SPINAL SUPPLIES
19160 | 4229161204300 | SPINAL KERRISON DOUBLE COATED ANTI REFLECTION SELF CLEANING EJECTOR ANGLED 45 DEGREE FORWARD LENGTH 300 MM SIZE 2 MM SPINAL | ORTHOPEDIC & SPINAL SUPPLIES
19161 | 4229161204400 | SPINAL KERRISON DOUBLE COATED ANTI REFLECTION SELF CLEANING EJECTOR ANGLED 45 DEGREE FORWARD LENGTH 300 MM SIZE 3 MM SPINAL | ORTHOPEDIC & SPINAL SUPPLIES
19162 | 4229161204500 | SPINAL KERRISON DOUBLE COATED ANTI REFLECTION SELF CLEANING EJECTOR ANGLED 45 DEGREE FORWARD LENGTH 300 MM SIZE 4 MM SPINAL | ORTHOPEDIC & SPINAL SUPPLIES
19163 | 4229161204600 | SPINAL KERRISON DOUBLE COATED ANTI REFLECTION SELF CLEANING EJECTOR ANGLED 45 DEGREE FORWARD LENGTH 300 MM SIZE 5 MM SPINAL | ORTHOPEDIC & SPINAL SUPPLIES
19164 | 4229161204800 | SPINAL KERRISON DOUBLE COATED ANTI REFLECTION SELF CLEANING EJECTOR ANGLED 45 DEGREE FORWARD LENGTH 400 MM SIZE 3 MM SPINAL | ORTHOPEDIC & SPINAL SUPPLIES
19165 | 4229161204900 | SPINAL KERRISON DOUBLE COATED ANTI REFLECTION SELF CLEANING EJECTOR ANGLED 45 DEGREE FORWARD LENGTH 400 MM SIZE 4 MM SPINAL | ORTHOPEDIC & SPINAL SUPPLIES
19166 | 4229161205000 | SPINAL KERRISON DOUBLE COATED ANTI REFLECTION SELF CLEANING EJECTOR ANGLED 45 DEGREE FORWARD LENGTH 400 MM SIZE 5 MM SPINAL | ORTHOPEDIC & SPINAL SUPPLIES
19167 | 4229161205100 | SPINAL KERRISON DOUBLE COATED ANTI REFLECTION SELF CLEANING EJECTOR ANGLED 45 DEGREE FORWARD LENGTH 400 MM SIZE 6 MM SPINAL | ORTHOPEDIC & SPINAL SUPPLIES
19168 | 4229161206600 | "SPINAL KERRISON DOUBLE COATED, ANTI REFLECTION, SELF CLEANING EJECTOR ANGLED 45 DEGREE FORWARD THIN AND STANDARD FOOT EQUALLY DISTRIBUTED LENGTH 180 MM SIZE 2 MM, SPINAL" | ORTHOPEDIC & SPINAL SUPPLIES
19169 | 4229270201100 | FLAT COBB ELEVATOR LONG NON SLIPPERY HANDLE (NON WOVEN) 15 INCH OVERALL LENGTH SIZE 30 MM OR EQUIVALENT SPINAL | ORTHOPEDIC & SPINAL SUPPLIES
19170 | 4229161205400 | "SPINAL KERRISON DOUBLE COATED, ANTI REFLECTION, SELF CLEANING EJECTOR ANGLED 45 DEGREE FORWARD THIN AND STANDARD FOOT EQUALLY DISTRIBUTED LENGTH 180 MM SIZE 3 MM, SPINAL" | ORTHOPEDIC & SPINAL SUPPLIES
19171 | 4229161205500 | "SPINAL KERRISON DOUBLE COATED, ANTI REFLECTION, SELF CLEANING EJECTOR ANGLED 45 DEGREE FORWARD THIN AND STANDARD FOOT EQUALLY DISTRIBUTED LENGTH 180 MM SIZE 4 MM, SPINAL" | ORTHOPEDIC & SPINAL SUPPLIES
19172 | 4229161205600 | "SPINAL KERRISON DOUBLE COATED, ANTI REFLECTION, SELF CLEANING EJECTOR ANGLED 45 DEGREE FORWARD THIN AND STANDARD FOOT EQUALLY DISTRIBUTED LENGTH 180 MM SIZE 5 MM, SPINAL" | ORTHOPEDIC & SPINAL SUPPLIES
19173 | 4229161205700 | "SPINAL KERRISON DOUBLE COATED, ANTI REFLECTION, SELF CLEANING EJECTOR ANGLED 45 DEGREE FORWARD THIN AND STANDARD FOOT EQUALLY DISTRIBUTED LENGTH 180 MM SIZE 6 MM, SPINAL" | ORTHOPEDIC & SPINAL SUPPLIES
19174 | 4229161205800 | "SPINAL KERRISON DOUBLE COATED, ANTI REFLECTION, SELF CLEANING EJECTOR ANGLED 45 DEGREE FORWARD THIN AND STANDARD FOOT EQUALLY DISTRIBUTED LENGTH 220 MM SIZE 1 MM, SPINAL" | ORTHOPEDIC & SPINAL SUPPLIES
19175 | 4229161205900 | "SPINAL KERRISON DOUBLE COATED, ANTI REFLECTION, SELF CLEANING EJECTOR ANGLED 45 DEGREE FORWARD THIN AND STANDARD FOOT EQUALLY DISTRIBUTED LENGTH 220 MM SIZE 2 MM, SPINAL" | ORTHOPEDIC & SPINAL SUPPLIES
19176 | 4229161206000 | "SPINAL KERRISON DOUBLE COATED, ANTI REFLECTION, SELF CLEANING EJECTOR ANGLED 45 DEGREE FORWARD THIN AND STANDARD FOOT EQUALLY DISTRIBUTED LENGTH 220 MM SIZE 3 MM, SPINAL" | ORTHOPEDIC & SPINAL SUPPLIES
19177 | 4229161206100 | "SPINAL KERRISON DOUBLE COATED, ANTI REFLECTION, SELF CLEANING EJECTOR ANGLED 45 DEGREE FORWARD THIN AND STANDARD FOOT EQUALLY DISTRIBUTED LENGTH 220 MM SIZE 4 MM, SPINAL" | ORTHOPEDIC & SPINAL SUPPLIES
19178 | 4229161206200 | "SPINAL KERRISON DOUBLE COATED, ANTI REFLECTION, SELF CLEANING EJECTOR ANGLED 45 DEGREE FORWARD THIN AND STANDARD FOOT EQUALLY DISTRIBUTED LENGTH 220 MM SIZE 5 MM, SPINAL" | ORTHOPEDIC & SPINAL SUPPLIES
19179 | 4229161206300 | "SPINAL KERRISON DOUBLE COATED, ANTI REFLECTION, SELF CLEANING EJECTOR ANGLED 45 DEGREE FORWARD THIN AND STANDARD FOOT EQUALLY DISTRIBUTED LENGTH 220 MM SIZE 6 MM, SPINAL" | ORTHOPEDIC & SPINAL SUPPLIES
19180 | 4215161804100 | METAL HANDLE COBB ELEVATOR 9 INCH OVERALL LENGTH SIZE 1/4 INCH OR EQUIVALENT SPINAL | ORTHOPEDIC & SPINAL SUPPLIES
19181 | 4229161206400 | "SPINAL KERRISON DOUBLE COATED, ANTI REFLECTION, SELF CLEANING EJECTOR ANGLED 90 DEGREE FORWARD THIN AND STANDARD FOOT EQUALLY DISTRIBUTED LENGTH 180 MM SIZE 2 MM, SPINAL" | ORTHOPEDIC & SPINAL SUPPLIES
19182 | 4229161206500 | "SPINAL KERRISON DOUBLE COATED, ANTI REFLECTION, SELF CLEANING EJECTOR ANGLED 90 DEGREE FORWARD THIN AND STANDARD FOOT EQUALLY DISTRIBUTED LENGTH 180 MM SIZE 3 MM, SPINAL" | ORTHOPEDIC & SPINAL SUPPLIES
19183 | 4229270201300 | FLAT COBB ELEVATOR 10 INCH OVERALL LENGTH NON SLIPPERY HANDLE (NON WOVEN) SIZE 1/4 INCH OR EQUIVALENT SPINAL | ORTHOPEDIC & SPINAL SUPPLIES
19184 | 4229270201400 | FLAT COBB ELEVATOR 10 INCH OVERALL LENGTH OR EQUIVALENT NON SLIPPERY HANDLE (NON WOVEN) 5 INCH SIZE 1/2 INCH OR EQUIVALENT SPINAL | ORTHOPEDIC & SPINAL SUPPLIES
19185 | 4229270201500 | FLAT COBB ELEVATOR 10 INCH OVERALL LENGTH NON SLIPPERY HANDLE (NON WOVEN) SIZE 3/8 INCH OR EQUIVALENT SPINAL | ORTHOPEDIC & SPINAL SUPPLIES
19186 | 4229270201600 | FLAT COBB ELEVATOR 13 INCH OVERALL LENGTH NON SLIPPERY HANDLE (NON WOVEN) SIZE 1 INCH OR EQUIVALENT SPINAL | ORTHOPEDIC & SPINAL SUPPLIES
19187 | 4229270201700 | FLAT COBB ELEVATOR 13 INCH OVERALL LENGTH NON SLIPPERY HANDLE (NON WOVEN) SIZE 1/2 INCH OR EQUIVALENT SPINAL | ORTHOPEDIC & SPINAL SUPPLIES
19188 | 4229270201800 | FLAT COBB ELEVATOR 13 INCH OVERALL LENGTH NON SLIPPERY HANDLE (NON WOVEN) SIZE 3/4 INCH OR EQUIVALENT SPINAL | ORTHOPEDIC & SPINAL SUPPLIES
19189 | 4229270202000 | FLAT COBB ELEVATOR 13 INCH OVERALL LENGTH NON SLIPPERY HANDLE (NON WOVEN) SIZE 5/8 INCH OR EQUIVALENT SPINAL | ORTHOPEDIC & SPINAL SUPPLIES
19190 | 4229270202300 | FLAT COBB ELEVATOR 15 INCH OVERALL LENGTH NON SLIPPERY HANDLE (NON WOVEN) SIZE 3/4 INCH OR EQUIVALENT SPINAL | ORTHOPEDIC & SPINAL SUPPLIES
19191 | 4229270202100 | FLAT COBB ELEVATOR 15 INCH OVERALL LENGTH NON SLIPPERY HANDLE (NON WOVEN) SIZE 1 INCH OR EQUIVALENT SPINAL | ORTHOPEDIC & SPINAL SUPPLIES
19192 | 4229270202200 | FLAT COBB ELEVATOR 15 INCH OVERALL LENGTH NON SLIPPERY HANDLE (NON WOVEN) SIZE 1/2 INCH OR EQUIVALENT SPINAL | ORTHOPEDIC & SPINAL SUPPLIES
19193 | 4229250300200 | GRAFT IMPACTORS LARGE ROUND SHAPE SQUARE SHAPE AND FOOT SHAPE EQUALLY DISTRIBUTED SPINAL | ORTHOPEDIC & SPINAL SUPPLIES
19194 | 4229160601000 | SPINAL GOUGES STRAIGHT SIZE 13 LENGTH 270 MM OR EQUIVALENT SPINAL | ORTHOPEDIC & SPINAL SUPPLIES
19195 | 4229270202400 | FLAT COBB ELEVATOR 15 INCH OVERALL LENGTH NON SLIPPERY HANDLE (NON WOVEN) SIZE 30 MM OR EQUIVALENT SPINAL | ORTHOPEDIC & SPINAL SUPPLIES
19196 | 4229270202500 | FLAT COBB ELEVATOR 15 INCH OVERALL LENGTH NON SLIPPERY HANDLE (NON WOVEN) SIZE 5/8 INCH OR EQUIVALENT SPINAL | ORTHOPEDIC & SPINAL SUPPLIES
19197 | 4229270200900 | FLAT COBB ELEVATOR LONG NON SLIPPERY HANDLE (NON WOVEN) 15 INCH OVERALL LENGTH SIZE 1/2 INCH OR EQUIVALENT SPINAL | ORTHOPEDIC & SPINAL SUPPLIES
19198 | 4229270201000 | FLAT COBB ELEVATOR LONG NON SLIPPERY HANDLE (NON WOVEN) 15 INCH OVERALL LENGTH SIZE 1 INCH OR EQUIVALENT SPINAL | ORTHOPEDIC & SPINAL SUPPLIES
19199 | 4229310704500 | DURAL AND NERVE RETRACTOR ANGLED LARGE SPINAL | ORTHOPEDIC & SPINAL SUPPLIES
19200 | 4229270201200 | FLAT COBB ELEVATOR LONG NON SLIPPERY HANDLE (NON WOVEN) 15 INCH OVERALL LENGTH SIZE 5/8 INCH OR EQUIVALENT SPINAL | ORTHOPEDIC & SPINAL SUPPLIES
19201 | 4229270203500 | SPINAL LONG NON SLIPPERY HANDLE (NON WOVEN) COBB ELEVATOR 13 INCH OVERALL LENGTH SIZE 1/2 INCH OR EQUIVALENT SPINAL | ORTHOPEDIC & SPINAL SUPPLIES
19202 | 4229270203700 | SPINAL LONG NON SLIPPERY HANDLE (NON WOVEN) COBB ELEVATOR 13 INCH OVERALL LENGTH SIZE 5/8 INCH OR EQUIVALENT SPINAL | ORTHOPEDIC & SPINAL SUPPLIES
19203 | 4229270202800 | SPINAL LONG NON SLIPPERY HANDLE (NON WOVEN) COBB ELEVATOR 13 INCH OVERALL LENGTH SIZE 1 INCH OR EQUIVALENT SPINAL | ORTHOPEDIC & SPINAL SUPPLIES
19204 | 4229270203600 | SPINAL LONG NON SLIPPERY HANDLE (NON WOVEN) COBB ELEVATOR 13 INCH OVERALL LENGTH SIZE 3/4 INCH OR EQUIVALENT SPINAL | ORTHOPEDIC & SPINAL SUPPLIES
19205 | 4215161803600 | METAL HANDLE COBB ELEVATOR 11 INCH OVERALL LENGTH SIZE 1 INCH OR EQUIVALENT SPINAL | ORTHOPEDIC & SPINAL SUPPLIES
19206 | 4215161803700 | METAL HANDLE COBB ELEVATOR 11 INCH OVERALL LENGTH SIZE 1/2 INCH OR EQUIVALENT SPINAL | ORTHOPEDIC & SPINAL SUPPLIES
19207 | 4215161803800 | METAL HANDLE COBB ELEVATOR 11 INCH OVERALL LENGTH SIZE 3/4 INCH OR EQUIVALENT SPINAL | ORTHOPEDIC & SPINAL SUPPLIES
19208 | 4215161803900 | METAL HANDLE COBB ELEVATOR 11 INCH OVERALL LENGTH SIZE 3/8 INCH OR EQUIVALENT SPINAL | ORTHOPEDIC & SPINAL SUPPLIES
19209 | 4215161804000 | METAL HANDLE COBB ELEVATOR 11 INCH OVERALL LENGTH SIZE 1/4 INCH OR EQUIVALENT SPINAL | ORTHOPEDIC & SPINAL SUPPLIES
19210 | 4215161804200 | METAL HANDLE COBB ELEVATOR 9 INCH OVERALL LENGTH SIZE 3/4 INCH OR EQUIVALENT SPINAL | ORTHOPEDIC & SPINAL SUPPLIES
19211 | 4215161804300 | METAL HANDLE COBB ELEVATOR 9 INCH OVERALL LENGTH SIZE 1/2 INCH OR EQUIVALENT SPINAL | ORTHOPEDIC & SPINAL SUPPLIES
19212 | 4229270202600 | SHOVEL NOSE ELEVATOR 15 INCH OVERALL LENGTH SIZE 5/8 INCH OR EQUIVALENT SPINAL | ORTHOPEDIC & SPINAL SUPPLIES
19213 | 4229270202700 | SHOVEL NOSE ELEVATOR 15 INCH OVERALL LENGTH SIZE 3/4 INCH OR EQUIVALENT SPINAL | ORTHOPEDIC & SPINAL SUPPLIES
19214 | 4229270202900 | SPINAL LONG NON SLIPPERY HANDLE (NON WOVEN) COBB ELEVATOR 13 INCH OVERALL LENGTH SIZE 30 MM OR EQUIVALENT SPINAL | ORTHOPEDIC & SPINAL SUPPLIES
19215 | 4229270203000 | SPINAL LONG NON SLIPPERY HANDLE (NON WOVEN) COBB ELEVATOR 15 INCH OVERALL LENGTH SIZE 1 INCH OR EQUIVALENT SPINAL | ORTHOPEDIC & SPINAL SUPPLIES
19216 | 4229270203100 | SPINAL LONG NON SLIPPERY HANDLE (NON WOVEN) COBB ELEVATOR 15 INCH OVERALL LENGTH SIZE 5/8 INCH OR EQUIVALENT SPINAL | ORTHOPEDIC & SPINAL SUPPLIES
19217 | 4229270203200 | SPINAL LONG NON SLIPPERY HANDLE (NON WOVEN) COBB ELEVATOR 15 INCH OVERALL LENGTH SIZE 1/2 INCH OR EQUIVALENT SPINAL | ORTHOPEDIC & SPINAL SUPPLIES
19218 | 4229270203300 | SPINAL LONG NON SLIPPERY HANDLE (NON WOVEN) COBB ELEVATOR 15 INCH OVERALL LENGTH SIZE 3/4 INCH OR EQUIVALENT SPINAL | ORTHOPEDIC & SPINAL SUPPLIES
19219 | 4229270203400 | SPINAL LONG NON SLIPPERY HANDLE (NON WOVEN) COBB ELEVATOR 15 INCH OVERALL LENGTH SIZE 30 MM OR EQUIVALENT SPINAL | ORTHOPEDIC & SPINAL SUPPLIES
19220 | 4229160600700 | SPINAL GOUGES CURVED SIZE 13 LENGTH 270 MM OR EQUIVALENT SPINAL | ORTHOPEDIC & SPINAL SUPPLIES
19221 | 4229160600800 | SPINAL GOUGES CURVED SIZE 6 LENGTH 270 MM OR EQUIVALENT SPINAL | ORTHOPEDIC & SPINAL SUPPLIES
19222 | 4229160600900 | SPINAL GOUGES CURVED SIZE 9 LENGTH 270 MM OR EQUIVALENT SPINAL | ORTHOPEDIC & SPINAL SUPPLIES
19223 | 4229160601100 | SPINAL GOUGES STRAIGHT SIZE 6 LENGTH 270 MM OR EQUIVALENT SPINAL | ORTHOPEDIC & SPINAL SUPPLIES
19224 | 4229160601200 | SPINAL GOUGES STRAIGHT SIZE 9 LENGTH 270 MM OR EQUIVALENT SPINAL | ORTHOPEDIC & SPINAL SUPPLIES
19225 | 4229310704700 | DURAL AND NERVE RETRACTOR ANGLED SMALL SPINAL | ORTHOPEDIC & SPINAL SUPPLIES
19226 | 4229310704800 | DURAL AND NERVE RETRACTOR ANGLED INCLUDING SUCTION. LARGE SPINAL | ORTHOPEDIC & SPINAL SUPPLIES
19227 | 4229310704600 | DURAL AND NERVE RETRACTOR ANGLED MEDIUM SPINAL | ORTHOPEDIC & SPINAL SUPPLIES
19228 | 4229310704900 | DURAL AND NERVE RETRACTOR ANGLED INCLUDING SUCTION. MEDIUM SPINAL | ORTHOPEDIC & SPINAL SUPPLIES
19229 | 4229160700300 | "SPINAL CURETTE ANGLED, MEDIUM, LONG AND SHORT HANDLE EQUALLY DISTRIBUTED, BURS NON SLIPPERY, SPINAL" | ORTHOPEDIC & SPINAL SUPPLIES
19230 | 4229310705400 | DURAL AND NERVE RETRACTOR STRAIGHT LARGE SPINAL | ORTHOPEDIC & SPINAL SUPPLIES
19231 | 4229310705500 | DURAL AND NERVE RETRACTOR STRAIGHT MEDIUM SPINAL | ORTHOPEDIC & SPINAL SUPPLIES
19232 | 4229310705600 | DURAL AND NERVE RETRACTOR STRAIGHT SMALL SPINAL | ORTHOPEDIC & SPINAL SUPPLIES
19233 | 4229161209700 | PITUITARY RONGEUR STRAIGHT LENGTH 180 MM OR EQUIVALENT SIZE 1.5 MM SMOOTH AND TOOTHED (EQUALLY DISTRIBUTED) SPINAL | ORTHOPEDIC & SPINAL SUPPLIES
19234 | 4229161210300 | PITUITARY RONGEUR ANGLED BACKWARD LENGTH 180 MM SIZE 1.5 MM OR EQUIVALENT SMOOTH AND TOOTHED (EQUALLY DISTRIBUTED) SPINAL | ORTHOPEDIC & SPINAL SUPPLIES
19235 | 4229161206700 | PITUITARY RONGEUR ANGLED BACKWARD LENGTH 180 MM SIZE 2 MM OR EQUIVALENT SMOOTH AND TOOTHED (EQUALLY DISTRIBUTED) SPINAL | ORTHOPEDIC & SPINAL SUPPLIES
19236 | 4232160517700 | MESH CAGE TITANIUM FOR CERVICAL VERTEBRAL BODY REPLACEMENT SIZE 10 MMX 30 MM OR EQUIVALENT SPINAL | ORTHOPEDIC & SPINAL SUPPLIES
19237 | 4229161206800 | PITUITARY RONGEUR ANGLED BACKWARD LENGTH 180 MM SIZE 3 MM OR EQUIVALENT SMOOTH AND TOOTHED (EQUALLY DISTRIBUTED) SPINAL | ORTHOPEDIC & SPINAL SUPPLIES
19238 | 4229161206900 | PITUITARY RONGEUR ANGLED BACKWARD LENGTH 180 MM SIZE 5 MM OR EQUIVALENT SMOOTH AND TOOTHED (EQUALLY DISTRIBUTED) SPINAL | ORTHOPEDIC & SPINAL SUPPLIES
19239 | 4229161207000 | PITUITARY RONGEUR ANGLED BACKWARD LENGTH 250 MM SIZE 2 MM OR EQUIVALENT SMOOTH AND TOOTHED (EQUALLY DISTRIBUTED) SPINAL | ORTHOPEDIC & SPINAL SUPPLIES
19240 | 4229161207100 | PITUITARY RONGEUR ANGLED BACKWARD LENGTH 250 MM SIZE 3 MM OR EQUIVALENT SMOOTH AND TOOTHED (EQUALLY DISTRIBUTED) SPINAL | ORTHOPEDIC & SPINAL SUPPLIES
19241 | 4229161207200 | PITUITARY RONGEUR ANGLED BACKWARD LENGTH 250 MM SIZE 5 MM OR EQUIVALENT SMOOTH AND TOOTHED (EQUALLY DISTRIBUTED) SPINAL | ORTHOPEDIC & SPINAL SUPPLIES
19242 | 4229161207300 | PITUITARY RONGEUR ANGLED BACKWARD LENGTH 300 MM SIZE 2 MM OR EQUIVALENT SPINAL | ORTHOPEDIC & SPINAL SUPPLIES
19243 | 4229161207400 | PITUITARY RONGEUR ANGLED BACKWARD LENGTH 300 MM SIZE 3 MM OR EQUIVALENT SPINAL | ORTHOPEDIC & SPINAL SUPPLIES
19244 | 4229161207500 | PITUITARY RONGEUR ANGLED BACKWARD LENGTH 300 MM SIZE 5 MM OR EQUIVALENT SPINAL | ORTHOPEDIC & SPINAL SUPPLIES
19245 | 4229161209600 | PITUITARY RONGEUR ANGLED FORWARD LENGTH 180 MM SIZE 1.5 MM OR EQUIVALENT SMOOTH AND TOOTHED (EQUALLY DISTRIBUTED) SPINAL | ORTHOPEDIC & SPINAL SUPPLIES
19246 | 4229161207600 | PITUITARY RONGEUR ANGLED FORWARD LENGTH 180 MM SIZE 2 MM OR EQUIVALENT SMOOTH AND TOOTHED (EQUALLY DISTRIBUTED) SPINAL | ORTHOPEDIC & SPINAL SUPPLIES
19247 | 4229161207700 | PITUITARY RONGEUR ANGLED FORWARD LENGTH 180 MM SIZE 3 MM OR EQUIVALENT SMOOTH AND TOOTHED (EQUALLY DISTRIBUTED) SPINAL | ORTHOPEDIC & SPINAL SUPPLIES
19248 | 4229161207800 | PITUITARY RONGEUR ANGLED FORWARD LENGTH 180 MM SIZE 5 MM OR EQUIVALENT SMOOTH AND TOOTHED (EQUALLY DISTRIBUTED) SPINAL | ORTHOPEDIC & SPINAL SUPPLIES
19249 | 4229161207900 | PITUITARY RONGEUR ANGLED FORWARD LENGTH 250 MM SIZE 2 MM OR EQUIVALENT SMOOTH AND TOOTHED (EQUALLY DISTRIBUTED) SPINAL | ORTHOPEDIC & SPINAL SUPPLIES
19250 | 4229161208000 | PITUITARY RONGEUR ANGLED FORWARD LENGTH 250 MM SIZE 3 MM OR EQUIVALENT SMOOTH AND TOOTHED (EQUALLY DISTRIBUTED) SPINAL | ORTHOPEDIC & SPINAL SUPPLIES
19251 | 4232160519100 | MESH CAGE TITANIUM ANTERIOR THORACES - LUMBAR VERTEBRAL BODY REPLACEMENT 14 MM DIAMETER 30 MM LENGTH OR EQUIVALENT SPINAL | ORTHOPEDIC & SPINAL SUPPLIES
19252 | 4229161208300 | PITUITARY RONGEUR ANGLED FORWARD LENGTH 300 MM SIZE 3 MM OR EQUIVALENT SPINAL | ORTHOPEDIC & SPINAL SUPPLIES
19253 | 4229161208400 | PITUITARY RONGEUR ANGLED FORWARD LENGTH 300 MM SIZE 5 MM OR EQUIVALENT SPINAL | ORTHOPEDIC & SPINAL SUPPLIES
19254 | 4229161208100 | PITUITARY RONGEUR ANGLED FORWARD LENGTH 250 MM SIZE 5 MM OR EQUIVALENT SMOOTH AND TOOTHED (EQUALLY DISTRIBUTED) SPINAL | ORTHOPEDIC & SPINAL SUPPLIES
19255 | 4229161208200 | PITUITARY RONGEUR ANGLED FORWARD LENGTH 300 MM SIZE 2 MM OR EQUIVALENT SPINAL | ORTHOPEDIC & SPINAL SUPPLIES
19256 | 4229161208500 | PITUITARY RONGEUR ANGLED LEFT LENGTH 180 MM SIZE 3 MM OR EQUIVALENT SPINAL | ORTHOPEDIC & SPINAL SUPPLIES
19257 | 4229161208600 | PITUITARY RONGEUR ANGLED RIGHT LENGTH 180 MM SIZE 3 MM OR EQUIVALENT SPINAL | ORTHOPEDIC & SPINAL SUPPLIES
19258 | 4229161208700 | PITUITARY RONGEUR STRAIGHT LENGTH 250 MM SIZE 3 MM OR EQUIVALENT SMOOTH AND TOOTHED (EQUALLY DISTRIBUTED) SPINAL | ORTHOPEDIC & SPINAL SUPPLIES
19259 | 4229161209000 | PITUITARY RONGEUR STRAIGHT LENGTH 180 MM SIZE 5 MM OR EQUIVALENT SMOOTH AND TOOTHED (EQUALLY DISTRIBUTED) SPINAL | ORTHOPEDIC & SPINAL SUPPLIES
19260 | 4229161209100 | PITUITARY RONGEUR STRAIGHT LENGTH 250 MM SIZE 5 MM OR EQUIVALENT SMOOTH AND TOOTHED (EQUALLY DISTRIBUTED) SPINAL | ORTHOPEDIC & SPINAL SUPPLIES
19261 | 4229161209200 | PITUITARY RONGEUR STRAIGHT LENGTH 250 MM SIZE 2 MM OR EQUIVALENT SMOOTH AND TOOTHED (EQUALLY DISTRIBUTED) SPINAL | ORTHOPEDIC & SPINAL SUPPLIES
19262 | 4229161209300 | PITUITARY RONGEUR STRAIGHT LENGTH 300 MM SIZE 2 MM OR EQUIVALENT SPINAL | ORTHOPEDIC & SPINAL SUPPLIES
19263 | 4229161209400 | PITUITARY RONGEUR STRAIGHT LENGTH 300 MM SIZE 3 MM OR EQUIVALENT SPINAL | ORTHOPEDIC & SPINAL SUPPLIES
19264 | 4229161209500 | PITUITARY RONGEUR STRAIGHT LENGTH 300 MM SIZE 5 MM OR EQUIVALENT SPINAL | ORTHOPEDIC & SPINAL SUPPLIES
19265 | 4229161208800 | PITUITARY RONGEUR STRAIGHT LENGTH 180 MM SIZE 2 MM OR EQUIVALENT SMOOTH AND TOOTHED (EQUALLY DISTRIBUTED) SPINAL | ORTHOPEDIC & SPINAL SUPPLIES
19266 | 4229161208900 | PITUITARY RONGEUR STRAIGHT LENGTH 180 MM SIZE 3 MM SMOOTH AND TOOTHED (EQUALLY DISTRIBUTED) SPINAL | ORTHOPEDIC & SPINAL SUPPLIES
19267 | 4229160700400 | "SPINAL CURETTE ANGLED, LARGE, LONG AND SHORT HANDLE EQUALLY DISTRIBUTED, BURS NON SLIPPERY, SPINAL" | ORTHOPEDIC & SPINAL SUPPLIES
19268 | 4229160700500 | SPINAL CURETTE ANGLED SMALL LONG AND SHORT HANDLE EQUALLY DISTRIBUTED BURS NON SLIPPERY SPINAL | ORTHOPEDIC & SPINAL SUPPLIES
19269 | 4229160701400 | "SPINAL CURETTE STRAIGHT, LARGE, LONG AND SHORT HANDLE EQUALLY DISTRIBUTED, BURS NON SLIPPERY, SPINAL" | ORTHOPEDIC & SPINAL SUPPLIES
19270 | 4229160701500 | "SPINAL CURETTE STRAIGHT, MEDIUM, LONG AND SHORT HANDLE EQUALLY DISTRIBUTED, BURS NON SLIPPERY, SPINAL" | ORTHOPEDIC & SPINAL SUPPLIES
19271 | 4229161310500 | "SPINAL CURETTE STRAIGHT, SMALL, LONG AND SHORT HANDLE EQUALLY DISTRIBUTED, BURS NON SLIPPERY, SPINAL" | ORTHOPEDIC & SPINAL SUPPLIES
19272 | 4229310702900 | SPINAL RETRACTOR GELPI MEDIUM 90 DEGREES OR EQUIVALENT SPINAL | ORTHOPEDIC & SPINAL SUPPLIES
19273 | 4229270101800 | "DISSECTOR, ANTERIOR PINFIELD #4, ROUGH HANDLE, 240 MM OR EQUIVALENT, SPINAL" | ORTHOPEDIC & SPINAL SUPPLIES
19274 | 4224210300100 | HALO VEST ADULT LARGE INVASIVE SPINAL | ORTHOPEDIC & SPINAL SUPPLIES
19275 | 4224210300200 | HALO VEST ADULT MEDIUM INVASIVE SPINAL | ORTHOPEDIC & SPINAL SUPPLIES
19276 | 4224210300400 | HALO VEST PEDIATRIC LARGE INVASIVE SPINAL | ORTHOPEDIC & SPINAL SUPPLIES
19277 | 4229610300200 | DURAL ADHESION PREVENTION MATERIAL 3 CC OR EQUIVALENT SPINAL | ORTHOPEDIC & SPINAL SUPPLIES
19278 | 4229290301100 | MICRO BAYONET NEEDLE HOLDER WITH LOCK CURVED JAW 8 INCH LONG OR EQUIVALENT SPINAL | ORTHOPEDIC & SPINAL SUPPLIES
19279 | 4232160763300 | "SPINAL CURETTE COBB, DIFFERENT SIZE LONG AND SHORT HANDLE EQUALLY DISTRIBUTED, BURS NON SLIPPERY, SPINAL" | ORTHOPEDIC & SPINAL SUPPLIES
19280 | 4232160768900 | HOOK BLUNT TIP STRAIGHT 4 MM ANGLED TIP LENGTH 9 INCH OR EQUIVALENT SPINAL | ORTHOPEDIC & SPINAL SUPPLIES
19281 | 4232160769500 | HOOK SHARP TIP STRAIGHT 5 MM ANGLED TIP LENGTH 9 INCH OR EQUIVALENT SPINAL | ORTHOPEDIC & SPINAL SUPPLIES
19282 | 4229310201300 | BAYONET NERVE HOOK 5 MM ANGLED 90 RIGHT LENGTH 10 INCH OR EQUIVALENT SPINAL | ORTHOPEDIC & SPINAL SUPPLIES
19283 | 4215161802500 | KEY PERIOSTEAL ELEVATOR NON SLIPPERY SIZE 1 INCH LENGTH 8 INCH OR EQUIVALENT SPINAL | ORTHOPEDIC & SPINAL SUPPLIES
19284 | 4229640800100 | COMPLETE SET AND NECESSARY ACCESSORIES FOR ENDOSCOPIC THORACIC DISCECTOMY AND FUSION (INCLUDES HD CAMERA HD SCREEN COLD LIGHT SOURCE DIGITA L RECORDING DIATHERMY TOWER) SPINAL | ORTHOPEDIC & SPINAL SUPPLIES
19285 | 4229163200300 | KNIFE HANDLE BAYONET VERTICAL LENGTH 9 INCH OR EQUIVALENT SPINAL | ORTHOPEDIC & SPINAL SUPPLIES
19286 | 4232160802000 | IMPLANT CASE (TRAY BOX LID) SPINAL | ORTHOPEDIC & SPINAL SUPPLIES
19287 | 4232160798900 | PLIER NARROW END SPINAL | ORTHOPEDIC & SPINAL SUPPLIES
19288 | 4229290300900 | MICRO BAYONET NEEDLE HOLDER CURVED JAW 9 INCH LONG OR EQUIVALENT SPINAL | ORTHOPEDIC & SPINAL SUPPLIES
19289 | 4229290301000 | MICRO BAYONET NEEDLE HOLDER STRAIGHT JAW 9 INCH LONG OR EQUIVALENT SPINAL | ORTHOPEDIC & SPINAL SUPPLIES
19290 | 4229290301200 | MICRO BAYONET NEEDLE HOLDER WITH LOCK STRAIGHT JAW 8 INCH LONG OR EQUIVALENT SPINAL | ORTHOPEDIC & SPINAL SUPPLIES
19291 | 4229514310400 | MONOPOLAR ELECTRODE PENCIL WITH FINGER SWITCH FOR COAGULATION AND CUT WITH 50 MM STRAIGHT SPATULA ELECTRODE OR EQUIVALENT AND WITH 3 -5 METER CABLE DISPOSABLE STERILE (CLEANING PAD FOR ELECTRODES WITH ADHESIVE FILM STERILE MUST BE PROVIDED FREE OF CHARGE UNIVERSAL ADAPTER MUST BE PROVIDED FREE OF CHARGE FOR 30 MONOPOLAR ELECTRODES) SPINAL | ORTHOPEDIC & SPINAL SUPPLIES
19292 | 4232160768100 | MONOPOLAR ELECTRODE STRAIGHT TOTAL LENGTH 130 MM OR EQUIVALENT DISPOSABLE STERILE (CLEANING PAD FOR ELECTRODES WITH ADHESIVE FILM STERILE MUST BE PROVIDED FREE OF CHARGE) SPINAL | ORTHOPEDIC & SPINAL SUPPLIES
19293 | 4229514308400 | BIPOLAR CABLE REUSABLE FOR THE NONSTICK BAYONET INSULATED BIPOLAR FORCEPS 3 - 5 METER (UNIVERSAL ADAPTER MUST BE PROVIDED FOR 5 BIPOLAR CABLES) SPINAL | ORTHOPEDIC & SPINAL SUPPLIES
19294 | 4232160768300 | NONSTICK BAYONET INSULATED BIPOLAR FORCEPS DIFFERENT LENGTH AND TIP ACCORDING SIZE END USER TIP OR EQUIVALENT SPINAL | ORTHOPEDIC & SPINAL SUPPLIES
19295 | 4229514309700 | NONSTICK STRAIGHT INSULATED BIPOLAR FORCEPS 19 CM 1 MM TIP OR EQUIVALENT SPINAL | ORTHOPEDIC & SPINAL SUPPLIES
19296 | 4229514309800 | NONSTICK STRAIGHT INSULATED BIPOLAR FORCEPS 19 CM 1.5 MM TIP OR EQUIVALENT SPINAL | ORTHOPEDIC & SPINAL SUPPLIES
19297 | 4232160768700 | HOOK BLUNT TIP STRAIGHT 2 MM ANGLED TIP LENGTH 9 INCH OR EQUIVALENT SPINAL | ORTHOPEDIC & SPINAL SUPPLIES
19298 | 4232160768800 | HOOK BLUNT TIP STRAIGHT 3 MM ANGLED TIP LENGTH 9 INCH OR EQUIVALENT SPINAL | ORTHOPEDIC & SPINAL SUPPLIES
19299 | 4229514309900 | NONSTICK STRAIGHT INSULATED BIPOLAR FORCEPS 19 CM 2 MM TIP OR EQUIVALENT SPINAL | ORTHOPEDIC & SPINAL SUPPLIES
19300 | 4232160769000 | HOOK BLUNT TIP STRAIGHT 5 MM ANGLED TIP LENGTH 9 INCH OR EQUIVALENT SPINAL | ORTHOPEDIC & SPINAL SUPPLIES
19301 | 4232160769100 | HOOK BLUNT TIP STRAIGHT 6 MM ANGLED TIP LENGTH 9 INCH OR EQUIVALENT SPINAL | ORTHOPEDIC & SPINAL SUPPLIES
19302 | 4232160769200 | HOOK SHARP TIP STRAIGHT 2 MM ANGLED TIP LENGTH 9 INCH OR EQUIVALENT SPINAL | ORTHOPEDIC & SPINAL SUPPLIES
19303 | 4232160769300 | HOOK SHARP TIP STRAIGHT 3 MM ANGLED TIP LENGTH 9 INCH OR EQUIVALENT SPINAL | ORTHOPEDIC & SPINAL SUPPLIES
19304 | 4232160769400 | HOOK SHARP TIP STRAIGHT 4 MM ANGLED TIP LENGTH 9 INCH OR EQUIVALENT SPINAL | ORTHOPEDIC & SPINAL SUPPLIES
19305 | 4229310200700 | BAYONET NERVE HOOK 3 MM ANGLED 90 UP LENGTH 9 INCH OR EQUIVALENT SPINAL | ORTHOPEDIC & SPINAL SUPPLIES
19306 | 4229310707800 | BAYONET NERVE HOOK 3 MM BALL POINT ANGLED 90 UP LENGTH 9 INCH OR EQUIVALENT SPINAL | ORTHOPEDIC & SPINAL SUPPLIES
19307 | 4232160769600 | HOOK BALL PROBE STRAIGHT 2 MM ANGLED TIP LENGTH 9 INCH OR EQUIVALENT SPINAL | ORTHOPEDIC & SPINAL SUPPLIES
19308 | 4229310201500 | HOOK BALL PROBE STRAIGHT 3 MM ANGLED TIP LENGTH 9 INCH OR EQUIVALENT SPINAL | ORTHOPEDIC & SPINAL SUPPLIES
19309 | 4229310201600 | HOOK BALL PROBE STRAIGHT 4 MM ANGLED TIP LENGTH 9 INCH OR EQUIVALENT SPINAL | ORTHOPEDIC & SPINAL SUPPLIES
19310 | 4229310201700 | HOOK BALL PROBE STRAIGHT 5 MM ANGLED TIP LENGTH 9 INCH OR EQUIVALENT SPINAL | ORTHOPEDIC & SPINAL SUPPLIES
19311 | 4229310201800 | HOOK BALL PROBE STRAIGHT 6 MM ANGLED TIP LENGTH 9 INCH OR EQUIVALENT SPINAL | ORTHOPEDIC & SPINAL SUPPLIES
19312 | 4229310200800 | BAYONET NERVE HOOK 4 MM ANGLED 90 LEFT LENGTH 10 INCH OR EQUIVALENT SPINAL | ORTHOPEDIC & SPINAL SUPPLIES
19313 | 4229310200900 | BAYONET NERVE HOOK 4 MM ANGLED 90 RIGHT LENGTH 10 INCH OR EQUIVALENT SPINAL | ORTHOPEDIC & SPINAL SUPPLIES
19314 | 4229310201000 | BAYONET NERVE HOOK 4 MM ANGLED 90 UP LENGTH 10 INCH OR EQUIVALENT SPINAL | ORTHOPEDIC & SPINAL SUPPLIES
19315 | 4229310201100 | BAYONET NERVE HOOK 4 MM ANGLED 90 UP LENGTH 9 INCHE OR EQUIVALENT SPINAL | ORTHOPEDIC & SPINAL SUPPLIES
19316 | 4229310201200 | BAYONET NERVE HOOK 5 MM ANGLED 90 LEFT LENGTH 10 INCH OR EQUIVALENT SPINAL | ORTHOPEDIC & SPINAL SUPPLIES
19317 | 4229310201400 | BAYONET NERVE HOOK 5 MM ANGLED 90 UP LENGTH 10 INCH OR EQUIVALENT SPINAL | ORTHOPEDIC & SPINAL SUPPLIES
19318 | 4229310201900 | BAYONET NERVE HOOK 5 MM ANGLED 90 UP LENGTH 9 INCH OR EQUIVALENT SPINAL | ORTHOPEDIC & SPINAL SUPPLIES
19319 | 4229270101500 | DISSECTOR WOODSON ELEVATOR ROUGH HANDLE 215 MM OR EQUIVALENT SPINAL | ORTHOPEDIC & SPINAL SUPPLIES
19320 | 4229270101600 | DISSECTOR WOODSON ELEVATOR ROUGH HANDLE 265 MM OR EQUIVALENT SPINAL | ORTHOPEDIC & SPINAL SUPPLIES
19321 | 4229270100100 | "OLIVECRONA DOUBLE ENDED DISSECTOR, LENGTH 9 INCH OR EQUIVALENT, 4 AND 5 MM TIP WIDTH, SPINAL" | ORTHOPEDIC & SPINAL SUPPLIES
19322 | 4229270100200 | "OLIVECRONA DOUBLE ENDED DISSECTOR, LENGTH 9 INCH OR EQUIVALENT, 2 AND 3 MM TIP WIDTH, SPINAL" | ORTHOPEDIC & SPINAL SUPPLIES
19323 | 4229161100400 | ENDPLATE RASP NON SLIPPERY 15 OVERALL LENGTH SIZE 1/2 INCH OR EQUIVALENT SPINAL | ORTHOPEDIC & SPINAL SUPPLIES
19324 | 4215161802100 | KEY PERIOSTEAL ELEVATOR NON SLIPPERY SIZE 1/2 INCH LENGTH 7.5 INCH OR EQUIVALENT SPINAL | ORTHOPEDIC & SPINAL SUPPLIES
19325 | 4215161802200 | KEY PERIOSTEAL ELEVATOR NON SLIPPERY SIZE 1/4 IN LENGTH 6.34 IN OR EQUIVALENT SPINAL | ORTHOPEDIC & SPINAL SUPPLIES
19326 | 4215161802300 | KEY PERIOSTEAL ELEVATOR NON SLIPPERY SIZE 1/8 IN LENGTH 6.34 IN OR EQUIVALENT SPINAL | ORTHOPEDIC & SPINAL SUPPLIES
19327 | 4215161802400 | KEY PERIOSTEAL ELEVATOR NON SLIPPERY SIZE 3/8 IN LENGTH 7.5 IN OR EQUIVALENT SPINAL | ORTHOPEDIC & SPINAL SUPPLIES
19328 | 4215161802600 | KEY PERIOSTEAL ELEVATOR NON SLIPPERY SIZE 3/4 INCH LENGTH 8 INCH OR EQUIVALENT SPINAL | ORTHOPEDIC & SPINAL SUPPLIES
19329 | 4215161802700 | KEY PERIOSTEAL ELEVATOR NON SLIPPERY SIZE 5/8 INCH LENGTH 7.5 INCH OR EQUIVALENT SPINAL | ORTHOPEDIC & SPINAL SUPPLIES
19330 | 4215161802800 | KONIG PERIOSTEAL ELEVATOR 20 CM OR EQUIVALENT SPINAL | ORTHOPEDIC & SPINAL SUPPLIES
19331 | 4229160600300 | CAPENER LAMINA GOUGE LENGTH 240 MM WIDTH 11 MM OR EQUIVALENT SPINAL | ORTHOPEDIC & SPINAL SUPPLIES
19332 | 4229160600400 | CAPENER LAMINA GOUGE LENGTH 240 MM WIDTH 16 MM OR EQUIVALENT SPINAL | ORTHOPEDIC & SPINAL SUPPLIES
19333 | 4229160600500 | CAPENER LAMINA GOUGE LENGTH 240 MM WIDTH 6 MM OR EQUIVALENT SPINAL | ORTHOPEDIC & SPINAL SUPPLIES
19334 | 4229160600600 | CAPENER LAMINA GOUGE LENGTH 240 MM WIDTH 8 MM OR EQUIVALENT SPINAL | ORTHOPEDIC & SPINAL SUPPLIES
19335 | 4232160776100 | SCREW TITANIUM DIFFERENT SIZE ACORDING END USER OR EQUIVALENT SELF - TAPPING OR EQUIVALENT SPINAL | ORTHOPEDIC & SPINAL SUPPLIES
19336 | 4229260300500 | HANDHELD SMART PEDICLE PROBE/AWL CAPABLE OF ALERTING THE SURGEON TO POTENTIAL PEDICULAR OR VERTEBRAL BREACHES 2.5 MM OR EQUIVALENT STRAIGHT S TERILE SPINAL | ORTHOPEDIC & SPINAL SUPPLIES
19337 | 4229260300600 | HANDHELD SMART PEDICLE PROBE/AWL CAPABLE OF ALERTING THE SURGEON TO POTENTIAL PEDICULAR OR VERTEBRAL BREACHES 3.2 MM OR EQUIVALENT STRAIGHT S TERILE SPINAL | ORTHOPEDIC & SPINAL SUPPLIES
19338 | 4229552500300 | BONE FORMING BIOLOGIC SPINE IMPLANT WITH BIODEGRADABLE MESH FOR POSTEROLATERAL SPINE FUSION 1 CM - 10 CM SPINAL | ORTHOPEDIC & SPINAL SUPPLIES
19339 | 4229552500500 | BONE FORMING BIOLOGIC SPINE IMPLANT WITH BIODEGRADABLE MESH FOR POSTEROLATERAL SPINE FUSION 1 CM - 20 CM SPINAL | ORTHOPEDIC & SPINAL SUPPLIES
19340 | 4229260300700 | HANDHELD SMART PEDICLE PROBE/AWL CAPABLE OF ALERTING THE SURGEON TO POTENTIAL PEDICULAR OR VERTEBRAL BREACHES 4 MM OR EQUIVALENT STRAIGHT STERILE SPINAL | ORTHOPEDIC & SPINAL SUPPLIES
19341 | 4229260300800 | HANDHELD SMART PEDICLE PROBE/AWL CAPABLE OF ALERTING THE SURGEON TO POTENTIAL PEDICULAR OR VERTEBRAL BREACHES CANNULATED 2.5 MM OR EQUIVALENT STERILE SPINAL | ORTHOPEDIC & SPINAL SUPPLIES
19342 | 4229260300900 | HANDHELD SMART PEDICLE PROBE/AWL CAPABLE OF ALERTING THE SURGEON TO POTENTIAL PEDICULAR OR VERTEBRAL BREACHES CURVED 2.5 MM OR EQUIVALENT S TERILE SPINAL | ORTHOPEDIC & SPINAL SUPPLIES
19343 | 4229552500700 | BONE FORMING BIOLOGIC SPINE IMPLANT WITH BIODEGRADABLE MESH FOR POSTEROLATERAL SPINE FUSION 1 CM - 5 CM SPINAL | ORTHOPEDIC & SPINAL SUPPLIES
19344 | 4229160702000 | AXIAL BAYONET CURETTES COMPLETE SET OF ALL SIZE S AND ANGLES/LONG AND SHORT HANDLES IN SUITABLE BOX AND TRAY WITH SUPPORT TO THE SET SPINAL | ORTHOPEDIC & SPINAL SUPPLIES
19345 | 4229310704400 | COMPLETE SET OF ALL SIZE S OF TAYLOR RETRACTOR IN SUITABLE BOX AND TRAY WITH SUPPORT TO THE SET SPINAL | ORTHOPEDIC & SPINAL SUPPLIES
19346 | 4232160794100 | APFELBAUM DISSECTOR SET STRAIGHT 22 MM OR EQUIVALENT, SPINAL | ORTHOPEDIC & SPINAL SUPPLIES
19347 | 4232160796000 | "CURVED CHISEL AND ; ELEVATOR, NON SLIPPERY, 3/4 IN OVERALL LENGTH 195 MM OR EQUIVALENT, SPINAL" | ORTHOPEDIC & SPINAL SUPPLIES
19348 | 4232160795600 | COMPLETE SET FOR SPINE CORD STIMULATOR SURGICAL LEAD WITH EXTENSION WITH ALL ACCESSORIES SPINAL | ORTHOPEDIC & SPINAL SUPPLIES
19349 | 4229250300100 | COMPLETE SET OF ALL SIZE S OF GRAFT IMPACTORS IN SUITABLE BOX AND TRAY WITH SUPPORT TO THE SET SPINAL | ORTHOPEDIC & SPINAL SUPPLIES
19350 | 4229270100300 | DISSECTOR DURAL SEPARATOR 215 MM ROUGH HANDLE OR EQUIVALENT SPINAL | ORTHOPEDIC & SPINAL SUPPLIES
19351 | 4229270101000 | DISSECTOR FELLRATH P. L.L. SHARP KNIFE ROUGH HANDLE 330 MM OR EQUIVALENT SPINAL | ORTHOPEDIC & SPINAL SUPPLIES
19352 | 4229270100400 | DISSECTOR FELLRATH P. L.L. SHARP KNIFE ROUGH HANDLE 215 MM OR EQUIVALENT SPINAL | ORTHOPEDIC & SPINAL SUPPLIES
19353 | 4229270100900 | DISSECTOR FELLRATH P. L.L. SHARP KNIFE ROUGH HANDLE 280 MM OR EQUIVALENT SPINAL | ORTHOPEDIC & SPINAL SUPPLIES
19354 | 4229270101400 | DISSECTOR NEIDRE ELEVATOR ROUGH HANDLE 265 MM OR EQUIVALENT SPINAL | ORTHOPEDIC & SPINAL SUPPLIES
19355 | 4229270100800 | DISSECTOR FREER ELEVATOR 4 MM ROUGH HANDLE 190 MM OR EQUIVALENT SPINAL | ORTHOPEDIC & SPINAL SUPPLIES
19356 | 4229270200700 | HOWARTH DISSECTOR AND ELEVATOR 22 CM OR EQUIVALENT SPINAL | ORTHOPEDIC & SPINAL SUPPLIES
19357 | 4229421905800 | INSTRUMENTATION SET COMPLETE AND NECESSARY STERILIZATION CASE (TRAY BOX LID) FOR PEDICLE SUBTRACTION OSTEOTOMY SPINAL | ORTHOPEDIC & SPINAL SUPPLIES
19358 | 4229421906500 | INSTRUMENTATION SET COMPLETE FOR OPEN MICRO DISCECTOMY (INCLUDING RETRACTORS SYSTEM AND TOOLS) SPINAL | ORTHOPEDIC & SPINAL SUPPLIES
19359 | 4228150904800 | INSTRUMENTATION STERILIZATION CASE (TRAY BOX AND LID) FOR GENERAL SPINE SURGERY SPINAL | ORTHOPEDIC & SPINAL SUPPLIES
19360 | 4229163200200 | KNIFE HANDLE BAYONET LATERAL LENGTH 9 INCH OR EQUIVALENT SPINAL | ORTHOPEDIC & SPINAL SUPPLIES
19361 | 4232160798200 | KYPHOPLASTY DISPOSABLE KIT FOR BOTH PEDICLE AND ALL NECESSARY IMPLANT TOOLS AND CEMENT AS ONE SET SPINAL | ORTHOPEDIC & SPINAL SUPPLIES
19362 | 4229330100400 | INTRADISCAL CERVICAL DISTRACTOR LOW PROFILE ASSORTED SIZES AND LENGTHS AS REQUIRED BY END USER SPINAL | ORTHOPEDIC & SPINAL SUPPLIES
19363 | 4232160797900 | KNIFE HANDLE #7 STRAIGHT LENGTH 9 INCH OR EQUIVALENT SPINAL | ORTHOPEDIC & SPINAL SUPPLIES
19364 | 4229310706300 | "RADIOLUCENT RING RETRACTOR FOR ANTERIOR APPROACH TO THE SPINE WITH COMPLETE ACCESSORIES INCLUDING RETRACTOR BLADES OF DIFFERENT SIZE S WITH ILLUMINATION AND ITS PUSHER, RATCHET ADAPTORS, STABILITY PINS WITH DRIVER, WRENCH AND FRAME OF DIFFERENT SIZES, SPINAL" | ORTHOPEDIC & SPINAL SUPPLIES
19365 | 4229310703100 | RADIOLUCENT TITANIUM SPINAL RETRACTOR SELF RETAINING ANTERIOR CERVICAL WITH ALL SIZE S OF BLADES (TWO FROM EACH SIZE ) (SHARP BLUNT LONG TOOTH) CAN OPEN IN FOUR DIRECTIONS SPINAL | ORTHOPEDIC & SPINAL SUPPLIES
19366 | 4229330400200 | LAMINAR SPREADER LARGE SPINAL | ORTHOPEDIC & SPINAL SUPPLIES
19367 | 4229330400300 | LAMINAR SPREADER SMALL SPINAL | ORTHOPEDIC & SPINAL SUPPLIES
19368 | 4215161802900 | LANGENBECK ELEVATOR NON SLIPPERY OVERALL LENGTH 230 MM OR EQUIVALENT SPINAL | ORTHOPEDIC & SPINAL SUPPLIES
19369 | 4229160702200 | LUMBAR CURETTES COMPLETE SET OF ALL SIZE S AND ANGLES/LONG AND SHORT HANDLES IN SUITABLE BOX AND TRAY WITH SUPPORTS TO THE SET, SPINAL | ORTHOPEDIC & SPINAL SUPPLIES
19370 | 4229230300300 | PLIER BROAD END SPINAL | ORTHOPEDIC & SPINAL SUPPLIES
19371 | 4229230100200 | PLIER WIRE BENDING SPINAL | ORTHOPEDIC & SPINAL SUPPLIES
19372 | 4229310600200 | RING RETRACTOR SET FOR POSTERIOR APPROACH TO THE SPINE WITH COMPLETE ACCESSORIES INCLUDING RETRACTOR BLADES OF DIFFERENT SIZES WITH ILLUMINATION AND ITS PUSHER, RATCHET ADAPTORS, STABILITY PINS WITH DRIVER, WRENCH AND FRAME OF DIFFERENT SIZES, SPINAL | ORTHOPEDIC & SPINAL SUPPLIES
19373 | 4229160200500 | ROD CUTTER LARGE (HEAVY DUTY) POINTED TIP (IN SITU CUTTER) SPINAL | ORTHOPEDIC & SPINAL SUPPLIES
19374 | 4229160200600 | ROD CUTTER LARGE (HEAVY DUTY) WIDE TIP (IN SITU CUTTER) SPINAL | ORTHOPEDIC & SPINAL SUPPLIES
19375 | 4229270200400 | SMALL ELEVATOR 10 INCH OVERALL LENGTH NON SLIPPERY HANDLE SIZE 1/2 INCH OR EQUIVALENT SPINAL | ORTHOPEDIC & SPINAL SUPPLIES
19376 | 4229270200500 | SMALL ELEVATOR 10 INCH OVERALL LENGTH NON SLIPPERY HANDLE SIZE 1/4 INCH OR EQUIVALENT SPINAL | ORTHOPEDIC & SPINAL SUPPLIES
19377 | 4229160701900 | SPINAL CURETTE FOR ENDPLATE PREPARATION SPINAL | ORTHOPEDIC & SPINAL SUPPLIES
19378 | 4229310703000 | SPINAL RETRACTOR MICRODISCECTOMY LUMBAR FUSION RETRACTOR WITH ILLUMINATION SPINAL | ORTHOPEDIC & SPINAL SUPPLIES
19379 | 4229270200600 | SMALL ELEVATOR 10 INCH OVERALL LENGTH NON SLIPPERY HANDLE SIZE 3/8 INCH OR EQUIVALENT SPINAL | ORTHOPEDIC & SPINAL SUPPLIES
19380 | 4229310705800 | SPINAL RETRACTORS RADIOLUCENT POSTERIOR LUMBAR SELF RETAINING WITH DETACHABLE BLADES WITH ALL SIZE S OF BLADES (TWO FROM EACH SIZE) SPINAL | ORTHOPEDIC & SPINAL SUPPLIES
19381 | 4229160200400 | TWISTER CUTTER TABLE BASED FOR 4 5 AND 6.5 MM RODS SPINAL | ORTHOPEDIC & SPINAL SUPPLIES
19382 | 4229270102400 | TONNIS DISSECTOR MEDIUM 240 MM OR EQUIVALENT SPINAL | ORTHOPEDIC & SPINAL SUPPLIES
19383 | 4232160801900 | BONE MORPHOGENIC PROTEIN STRIPS SPINAL | ORTHOPEDIC & SPINAL SUPPLIES
19384 | 4232160802100 | RETRACTOR CEREBELLAR BLUNT STRAIGHT DIFFERENT SIZE ACCORDING TO END USER SPINAL | ORTHOPEDIC & SPINAL SUPPLIES
19385 | 4229421906800 | INSTRUMENTS FOR INFANT RIB EXPANDER SYSTEM COMPLETE SET WITH NECESSARY STERILIZATION (TRAY LID BOX) SPINAL | ORTHOPEDIC & SPINAL SUPPLIES
19386 | 4229554503000 | BONE MORPHOGENETIC PROTEIN PUTTY 15 CC SPINAL | ORTHOPEDIC & SPINAL SUPPLIES
19387 | 4229310702800 | SPINAL RETRACTOR GELPI MEDIUM 75 DEGREES OR EQUIVALENT SPINAL | ORTHOPEDIC & SPINAL SUPPLIES
19388 | 4229161201100 | LAMINECTOMY RONGEUR SINGLE ACTION STRAIGHT MEDIUM SPINAL | ORTHOPEDIC & SPINAL SUPPLIES
19389 | 4229161201200 | LAMINECTOMY RONGEUR SINGLE ACTION STRAIGHT SMALL SPINAL | ORTHOPEDIC & SPINAL SUPPLIES
19390 | 4229610300100 | DURAL ADHESION PREVENTION MATERIAL 1 CC OR EQUIVALENT SPINAL | ORTHOPEDIC & SPINAL SUPPLIES
19391 | 4229551000000 | DURAL ADHESION PREVENTION MATERIAL 2 CC OR EQUIVALENT SPINAL | ORTHOPEDIC & SPINAL SUPPLIES
19392 | 4224210300500 | HALO VEST PEDIATRIC MEDIUM INVASIVE SPINAL | ORTHOPEDIC & SPINAL SUPPLIES
19393 | 4232160755300 | SKULL TRACTION TONGS PEDIATRIC SPINAL | ORTHOPEDIC & SPINAL SUPPLIES
19394 | 4232160755400 | SKULL TRACTION TONGS ADULT SPINAL | ORTHOPEDIC & SPINAL SUPPLIES
19395 | 4232160758300 | """1- CORKSCREW TO STIMULATE MOTOR AREA FOR MEP 2- 8 CHANNELS ELECTRODES FOR RECORDING STIMULATION 3-PROBE FOR STIMULATION OF SCREW TE STING (S URGEON DIRECTED), SPINAL""" | ORTHOPEDIC & SPINAL SUPPLIES
19396 | 4232160758400 | """1- CORKSCREW TO STIMULATE MOTOR AREA FOR SSEP 2- 8 CHANNELS ELECTRODES FOR RECORDING STIMULATION3- PROBE FOR STIMULATION OF SCREW T ESTING (SURGEON DIRECTED), SPINAL""" | ORTHOPEDIC & SPINAL SUPPLIES
19397 | 4229554502700 | BONE MORPHOGENETIC PROTEIN GRANULE 15 CC SPINAL | ORTHOPEDIC & SPINAL SUPPLIES
19398 | 4229554505000 | BONE MORPHOGENETIC PROTEIN GRANULE 20 CC SPINAL | ORTHOPEDIC & SPINAL SUPPLIES
19399 | 4229554503200 | BONE MORPHOGENETIC PROTEIN PUTTY 5 CC SPINAL | ORTHOPEDIC & SPINAL SUPPLIES
19400 | 4229351501000 | SUCTION TUBE FINGER CONTROL ANGLED MALLEABLE 7INCH WORKING LENGTH ASSORTED FRENCH SIZES 6 TO 12 OR EQUIVALENT SPINAL | ORTHOPEDIC & SPINAL SUPPLIES
19401 | 4229516700000 | SUCTION TUBE FINGER CONTROL ANGLED MALLEABLE 8IN WORKING LENGTH ASSORTED FRENCH SIZES 6 TO 12 OR EQUIVALENT SPINAL | ORTHOPEDIC & SPINAL SUPPLIES
19402 | 4229310702400 | SPINAL RETRACTOR GELPI 75 DEGREES OR EQUIVALENT SMALL SPINAL | ORTHOPEDIC & SPINAL SUPPLIES
19403 | 4229310702500 | SPINAL RETRACTOR GELPI 90 DEGREES OR EQUIVALENT SMALL SPINAL | ORTHOPEDIC & SPINAL SUPPLIES
19404 | 4229310702600 | SPINAL RETRACTOR GELPI LARGE 75 DEGREES OR EQUIVALENT SPINAL | ORTHOPEDIC & SPINAL SUPPLIES
19405 | 4229310702700 | SPINAL RETRACTOR GELPI LARGE 90 DEGREES OR EQUIVALENT SPINAL | ORTHOPEDIC & SPINAL SUPPLIES
19406 | 4229160701100 | SPINAL CURETTE RING LARGE LONG AND SHORT HANDLE EQUALLY DISTRIBUTED BURS NON SLIPPERY SPINAL | ORTHOPEDIC & SPINAL SUPPLIES
19407 | 4229160701200 | SPINAL CURETTE RING MEDIUM LONG AND SHORT HANDLE EQUALLY DISTRIBUTED BURS NON SLIPPERY SPINAL | ORTHOPEDIC & SPINAL SUPPLIES
19408 | 4229160701300 | SPINAL CURETTE RING SMALL LONG AND SHORT HANDLE EQUALLY DISTRIBUTED BURS NON SLIPPERY SPINAL | ORTHOPEDIC & SPINAL SUPPLIES
19409 | 4232160761200 | SPINAL CURETTE EPSTEIN LARGE LONG AND SHORT HANDLE EQUALLY DISTRIBUTED BURS NON SLIPPERY SPINAL | ORTHOPEDIC & SPINAL SUPPLIES
19410 | 4229160701700 | SPINAL CURETTE EPSTEIN MEDIUM LONG AND SHORT HANDLE EQUALLY DISTRIBUTED NON SLIPPERY SPINAL | ORTHOPEDIC & SPINAL SUPPLIES
19411 | 4229160701800 | SPINAL CURETTE EPSTEIN SMALL LONG AND SHORT HANDLE EQUALLY DISTRIBUTED NON SLIPPERY SPINAL | ORTHOPEDIC & SPINAL SUPPLIES
19412 | 4229270100500 | DISSECTOR, PINFIELD #3, ROUGH HANDLE, 215 MM OR EQUIVALENT, SPINAL | ORTHOPEDIC & SPINAL SUPPLIES
19413 | 4229270101100 | DISSECTOR PINFIELD #2 ROUGH HANDLE 265 MM OR EQUIVALENT SPINAL | ORTHOPEDIC & SPINAL SUPPLIES
19414 | 4229270101200 | DISSECTOR PINFIELD #3 ROUGH HANDLE 265 MM OR EQUIVALENT SPINAL | ORTHOPEDIC & SPINAL SUPPLIES
19415 | 4229270101300 | DISSECTOR PINFIELD #4 ROUGH HANDLE 265 MM OR EQUIVALENT SPINAL | ORTHOPEDIC & SPINAL SUPPLIES
19416 | 4229270100600 | DISSECTOR, PINFIELD #2, ROUGH HANDLE, 215 MM OR EQUIVALENT, SPINAL | ORTHOPEDIC & SPINAL SUPPLIES
19417 | 4229270100700 | DISSECTOR, PINFIELD #4, ROUGH HANDLE, 215 MM OR EQUIVALENT, SPINAL | ORTHOPEDIC & SPINAL SUPPLIES
19418 | 4229270101900 | DISSECTOR MICRO AXIAL PINFIELD 2 MM ROUGH HANDLE 240 MM OR EQUIVALENT SPINAL | ORTHOPEDIC & SPINAL SUPPLIES
19419 | 4229270102000 | DISSECTOR MICRO AXIAL PINFIELD 3 MM ROUGH HANDLE 240 MM OR EQUIVALENT SPINAL | ORTHOPEDIC & SPINAL SUPPLIES
19420 | 4229270102100 | DISSECTOR MICRO AXIAL PINFIELD 4 MM ROUGH HANDLE 240 MM OR EQUIVALENT SPINAL | ORTHOPEDIC & SPINAL SUPPLIES
19421 | 4232160763000 | RETRACTOR CEREBELLAR BLUNT PRONGS ANGULAR SHAFT DIFFERENT LENGTHS AND SIZE S ACCORDING TO END USER SPINAL | ORTHOPEDIC & SPINAL SUPPLIES
19422 | 4232160763100 | RETRACTOR CEREBELLAR SHARP PRONGS ANGULAR SHAFT DIFFERENT LENGTHS AND SIZE S ACCORDING TO END USER SPINAL | ORTHOPEDIC & SPINAL SUPPLIES
19423 | 4232160763200 | RETRACTOR CEREBELLAR SHARP PRONGS STRAIGHT SHAFT DIFFERENT LENGTHS AND SIZE S ACCORDING TO END USER SPINAL | ORTHOPEDIC & SPINAL SUPPLIES
19424 | 4229161200100 | LAMINECTOMY RONGEUR DOUBLE ACTION STRAIGHT 2 MM LENGTH 230 MM OR EQUIVALENT SPINAL | ORTHOPEDIC & SPINAL SUPPLIES
19425 | 4229161200200 | LAMINECTOMY RONGEUR DOUBLE ACTION CURVED 12 MM LENGTH 230 MM OR EQUIVALENT SPINAL | ORTHOPEDIC & SPINAL SUPPLIES
19426 | 4229161200300 | LAMINECTOMY RONGEUR DOUBLE ACTION CURVED 5 MM LENGTH 230 MM OR EQUIVALENT SPINAL | ORTHOPEDIC & SPINAL SUPPLIES
19427 | 4229161200400 | LAMINECTOMY RONGEUR DOUBLE ACTION CURVED 8 MM LENGTH 230 MM OR EQUIVALENT SPINAL | ORTHOPEDIC & SPINAL SUPPLIES
19428 | 4229161200500 | LAMINECTOMY RONGEUR DOUBLE ACTION STRAIGHT 12 MM LENGTH 230 MM OR EQUIVALENT SPINAL | ORTHOPEDIC & SPINAL SUPPLIES
19429 | 4229161200600 | LAMINECTOMY RONGEUR DOUBLE ACTION STRAIGHT 5 MM LENGTH 230 MM OR EQUIVALENT SPINAL | ORTHOPEDIC & SPINAL SUPPLIES
19430 | 4229161200700 | LAMINECTOMY RONGEUR DOUBLE ACTION STRAIGHT 8 MM LENGTH 230 MM OR EQUIVALENT SPINAL | ORTHOPEDIC & SPINAL SUPPLIES
19431 | 4229161200800 | LAMINECTOMY RONGEUR SINGLE ACTION CURVED LARGE SPINAL | ORTHOPEDIC & SPINAL SUPPLIES
19432 | 4229161200900 | LAMINECTOMY RONGEUR SINGLE ACTION CURVED MEDIUM SPINAL | ORTHOPEDIC & SPINAL SUPPLIES
19433 | 4229161201000 | LAMINECTOMY RONGEUR SINGLE ACTION CURVED SMALL SPINAL | ORTHOPEDIC & SPINAL SUPPLIES
19434 | 4229161210700 | LAMINECTOMY RONGEUR SINGLE ACTION STRAIGHT LARGE SPINAL | ORTHOPEDIC & SPINAL SUPPLIES
19435 | 4232162204300 | SPINE REFERENCING SET MAST TAPS 5.5/6.0 DRIVERS TAPS SET AWL - TIP NAVIGATED LATERAL MAS POSTERIOR CERVICAL INSTR . | ORTHOPEDIC & SPINAL SUPPLIES
19436 | 4232160004900 | GROWING DEVICE ASSORTED SIZES AS REQUESTED BY END USER | ORTHOPEDIC & SPINAL SUPPLIES
19437 | 4232160921300 | ROD COBALT CHROME ASSORTED SIZES AND DIAMETER SPINAL | ORTHOPEDIC & SPINAL SUPPLIES
19438 | 4232160922600 | ROD, TRANSLATIONAL CERVICO-THORACIC JUNCTION, ASSORTED SIZES, SPINAL | ORTHOPEDIC & SPINAL SUPPLIES
19439 | 4229420519900 | INSTRUMENTATION SET COMPLETE AND NECESSARY STERILIZATION CASE (TRAY, BOX AND LID) FOR OCCIPITO-CERVICAL FIXATION, OCCIPITAL PLATE, RODS, HOOKS, LATERAL MASS SCREWS, COMPATIBLE WITH NAVIGATION SYSTEM, IT MUST BE COMPATIBEL WITH GROUP 8, SPINAL | ORTHOPEDIC & SPINAL SUPPLIES
19440 | 4232160921400 | ROD, PURE TITANIUM, ASSORTED SIZES AND DIAMETER, SPINAL | ORTHOPEDIC & SPINAL SUPPLIES
19441 | 4232160922400 | ROD EXTRA STIFFNESS COBALT CHROME ASSORTED SIZES AND DIAMETER SPINAL | ORTHOPEDIC & SPINAL SUPPLIES
19442 | 4232160921800 | ROD, TITANIUM ALLOY, ASSORTED SIZES AND DIAMETER, SPINAL | ORTHOPEDIC & SPINAL SUPPLIES
19443 | 4229420519100 | INSTRUMENTATION SET COMPLETE FOR TUBULAR MICRO DISCECTOMY (INCLUDING RETRACTORS SYSTEM AND TOOLS), SPINAL | ORTHOPEDIC & SPINAL SUPPLIES
19444 | 4229420519200 | RETRACTOR, COMPLETE SET FOR ANTERIOR CERVICAL, WITH ILLUMINATION, SPINAL | ORTHOPEDIC & SPINAL SUPPLIES
19445 | 4232160005400 | LOCKING MECHANISM SET SCREW FOR TITANIUM PEDICLE SCREW SPINAL | ORTHOPEDIC & SPINAL SUPPLIES
19446 | 4229420520300 | NAVIGATION COMPLETE SET (INCLUDING DRILL BIT, TAP, PEDICLE FINDER, SCREW DRIVER, REFERENCE FRAME, VARIABLE SIZES AND SHAPES) WITH IMPLANT CASE (TRAY, LID), IT MUST BE COMPATIBLE WITH GROUP 41, 42, 43, 44, SPINAL | ORTHOPEDIC & SPINAL SUPPLIES
19447 | 4229280200700 | PASSIVE MARKER SPHERES FOR NAVIGATION SYSTEM STERILE | ORTHOPEDIC & SPINAL SUPPLIES
19448 | 4232161200600 | DILATION SLEEVE, GRADUATED, INNER DIAMETER 1.5 MM, OUTER DIAMETER 5.2 MM, LENGTH 23 CM, OR EQUIVALENT, SPINAL | ORTHOPEDIC & SPINAL SUPPLIES
19449 | 4229171308100 | KERRISON BONE PUNCH, DISMANTLING, 40 DEGREE UPBITING, NOT THROUGH-CUTTING, 4 MM, WORKING LENGTH 24 CM OR EQUIVALENT, SPINAL | ORTHOPEDIC & SPINAL SUPPLIES
19450 | 4229171308000 | KERRISON BONE PUNCH, DISMANTLING, 40 DEGREE UPBITING, NOT THROUGH-CUTTING, 2 MM, WORKING LENGTH 24 CM OR EQUIVALENT, SPINAL | ORTHOPEDIC & SPINAL SUPPLIES
19451 | 4229350106200 | SUCTION TUBE WITH CUT-OFF HOLE AND STYLET LUER WORKING LENGTH 15 CM 2.5 MM OR EQUIVALENT SPINAL | ORTHOPEDIC & SPINAL SUPPLIES
19452 | 4229496501300 | BIPOLAR COAGULATION FORCEPS INSULATED BAYONET-SHAPED TIP 1.2 MM LENGTH 23 CM FOR USE WITH BIPOLAR HIGH FREQUENCY CORDS SPINAL | ORTHOPEDIC & SPINAL SUPPLIES
19453 | 4229270103100 | DISSECTOR, SHARP, TIP ANGLED 15 DEGREE, WITH ROUND HANDLE, SIZE 2 MM, LENGTH 25 CM OR EQUIVALENT, SPINAL | ORTHOPEDIC & SPINAL SUPPLIES
19454 | 4232160010000 | PALPATION HOOK, STRAIGHT, DISTALLY 10 MM LONG AND ANGLED 90°, WITH BALL, WORKING LENGTH 20 CM OR EQUIVALENT, SPINAL | ORTHOPEDIC & SPINAL SUPPLIES
19455 | 4232160008100 | HOOK SCISSORS, SINGLE ACTION JAWS, DIAMETER 2.5 MM, WORKING LENGTH 25 CM OR EQUIVALENT, SPINAL | ORTHOPEDIC & SPINAL SUPPLIES
19456 | 4229171306100 | "KERRISON PUNCH, DISMANTLING, BAYONET-SHAPED, FIXED, DOWNBITING 40° FORWARD, 2 MM, WORKING LENGTH 17 CM OR EQUIVALENT, SPINAL" | ORTHOPEDIC & SPINAL SUPPLIES
19457 | 4232160009800 | NERVE RETRACTOR HOOK LENGTH 2 MM DIAMETER 4 MM ANGLED SHEATH WORKING LENGTH 20 CM OR EQUIVALENT SPINAL | ORTHOPEDIC & SPINAL SUPPLIES
19458 | 4232160009500 | NERVE HOOK, DISTAL WIDTH 3 MM, BAYONET-SHAPED, WORKING LENGTH 16 CM OR EQUIVALENT, SPINAL | ORTHOPEDIC & SPINAL SUPPLIES
19459 | 4232160009900 | PALPATION HOOK, BAYONET-SHAPED, DISTALLY ANGLED 90 DEGREE, WITH BALL END, WITH ROUND HANDLE, WORKING LENGTH 20 CM OR EQUIVALENT, SPINAL | ORTHOPEDIC & SPINAL SUPPLIES
19460 | 4228150914000 | WIRE TRAY, FOR CLEANING, STERILIZATION AND STORAGE OF INSTRUMENTS, STACKABLE, INCLUDING HOLE PLATE WALLS AND FOLDAWAY HANDLES, EXTERNAL DIMENSIONS (W X D X H): 480 X 250 X 66 MM, SPINAL | ORTHOPEDIC & SPINAL SUPPLIES
19461 | 4232160007300 | SILICONE GRID INSERT LARGE "DIAMOND GRID", BLUE, EXTRA WIDE MESHED, EXTERNAL DIMENSIONS: (W X D): 470 X 240 MM, FOR THE STORAGE OF INSTRUMENTS IN STANDARD WIRE TRAYS, PLASTIC AND STERILIZATION CONTAINERS, SPINAL | ORTHOPEDIC & SPINAL SUPPLIES
19462 | 4228150913900 | CONTAINER WITH MICROSTOP FOR STERILIZATION AND STERILE STORAGE 600 X 300 X 110 MM CONSISTING OF: STERILIZATION CONTAINER BOTTOM STERILIZATION CONTAINER LID 2 X GERM RETENTION DISCS (MICROSTOP) INTERNAL DIMENSIONS: (W X D X H) 548 MM X 267 MM X 88 MM SPINAL | ORTHOPEDIC & SPINAL SUPPLIES
19463 | 4219250101000 | DRAPE, UNIVERSAL FOR O-ARM X-RAY MACHINE, DISPOSABLE | ORTHOPEDIC & SPINAL SUPPLIES
19464 | 4232150031500 | SCREW, CORTICAL FOR FUSION FOOT PLATE, TITANIUM, ASSORTED TYPES AND SIZES AS REQUESTED BY END USER | ORTHOPEDIC & SPINAL SUPPLIES
19465 | 4229660305400 | SET, COMPLETE INSTRUMENTATION FOR STAINLESS STEEL 3.5 MM TO 4 MM HEADLESS CANNULATED SCREW, WITH NECESSARY CASE AND RELATED DRILL BITS AND TAPS | ORTHOPEDIC & SPINAL SUPPLIES
19466 | 4213170120000 | DRAPE KIT ONE-PIECE WITH POCKETS | ORTHOPEDIC & SPINAL SUPPLIES
19467 | 4232151211100 | BONE PIN 3.2MM X 80MM STERILE FOR ROBOTIC | ORTHOPEDIC & SPINAL SUPPLIES
19468 | 4232151211200 | BONE PIN 3.2MM X 110MM STERILE FOR ROBOTIC / | ORTHOPEDIC & SPINAL SUPPLIES
19469 | 4232151211300 | BONE PIN 3.2MM X 140MM STERILE FOR ROBOTIC / | ORTHOPEDIC & SPINAL SUPPLIES
19470 | 4232151211400 | BONE PIN 4MM X 80MM STERILE FOR ROBOTIC / | ORTHOPEDIC & SPINAL SUPPLIES
19471 | 4232151211500 | BONE PIN 4MM X 110MM STERILE FOR ROBOTIC / | ORTHOPEDIC & SPINAL SUPPLIES
19472 | 4232151211600 | BONE PIN 4MM X 140MM STERILE FOR ROBOTIC / | ORTHOPEDIC & SPINAL SUPPLIES
19473 | 4232151211700 | BONE PIN 4MM X 170MM STERILE FOR ROBOTIC / | ORTHOPEDIC & SPINAL SUPPLIES
19474 | 4229621801000 | CHECKPOINT KIT STERILE FOR ROBOTIC ARM | ORTHOPEDIC & SPINAL SUPPLIES
19475 | 4229620900000 | STANDARD SAW BLADE STERILE LARGE SIZE FOR ROBOTIC ARM | ORTHOPEDIC & SPINAL SUPPLIES
19476 | 4229621801100 | SYSTEM IRRIGATION TUBE FOR ROBOTIC ARM | ORTHOPEDIC & SPINAL SUPPLIES
19477 | 4232151647800 | VARIABLE ANGLE CORTICAL SCREW STERILE | ORTHOPEDIC & SPINAL SUPPLIES
19478 | 4229660400000 | CHECKPOINT 3.5MM HEX X 15MM STERILE | ORTHOPEDIC & SPINAL SUPPLIES
19479 | 4232151211800 | BONE PIN 4MM X 170MM SELF-DRILL SELF-TAP FOR ROBOTIC / | ORTHOPEDIC & SPINAL SUPPLIES
19480 | 4232160553400 | CAGES TITANIUM FOR ANTERIOR LUMBAR INTERBODY FUSION (ALIF) WITH LOCKING SCREW OR EQUIVALENT LARGE SIZE SPINAL | ORTHOPEDIC & SPINAL SUPPLIES
19481 | 4232161095300 | SCREW LOCKING FOR ANTERIOR LUMBAR INTERBODY FUSION (ALIF) TITANIUM ASSORTED DIAMETER, ASSORTED LENGTH AS REQUESTED BY END USER, SPINAL | ORTHOPEDIC & SPINAL SUPPLIES
19482 | 4232161099200 | SCREW, CANNULATED LATERAL MASS, TITANIUM 4.0 MM DIAMETER, ASSORTED LENGTH WITH PROPER LOCKING MECHANISM, SPINAL | ORTHOPEDIC & SPINAL SUPPLIES
19483 | 4232191300000 | SPACER ANTIBIOTIC CEMENT ARTICULATING SHOULDER SPACER WITH NECESSARY MOLD ASSORTED SIZES | ORTHOPEDIC & SPINAL SUPPLIES
19484 | 4229511100300 | "SYSTEM, POSITIONING MOBILE FOR SHOULDER JOINT ARTHROSCOPY" | ORTHOPEDIC & SPINAL SUPPLIES
19485 | 4232160923400 | "ROD, TITANIUM, ASSORTED DIAMETER, 30 MM LENGTH, IT SHOULD BE COMPATIBLE WITH GROUP NUMBER, IT MUST BE COMPATIBLE WITH GROUP 22 " | ORTHOPEDIC & SPINAL SUPPLIES
19486 | 4232160923500 | "ROD, TITANIUM, ASSORTED DIAMETER, 35 MM LENGTH, IT SHOULD BE COMPATIBLE WITH GROUP NUMBER, IT MUST BE COMPATIBLE WITH GROUP 22 " | ORTHOPEDIC & SPINAL SUPPLIES
19487 | 4232160921100 | "ROD, TITANIUM, ASSORTED DIAMETER, 40 MM LENGTH, IT SHOULD BE COMPATIBLE WITH GROUP NUMBER, IT MUST BE COMPATIBLE WITH GROUP 22 " | ORTHOPEDIC & SPINAL SUPPLIES
19488 | 4232160923600 | "ROD, TITANIUM, ASSORTED DIAMETER, 45 MM LENGTH, IT SHOULD BE COMPATIBLE WITH GROUP NUMBER, IT MUST BE COMPATIBLE WITH GROUP 22 " | ORTHOPEDIC & SPINAL SUPPLIES
19489 | 4232160923700 | "ROD, TITANIUM, ASSORTED DIAMETER, 50 MM LENGTH, IT SHOULD BE COMPATIBLE WITH GROUP NUMBER, IT MUST BE COMPATIBLE WITH GROUP 22 " | ORTHOPEDIC & SPINAL SUPPLIES
19490 | 4232160923800 | "ROD, TITANIUM, ASSORTED DIAMETER, 55 MM LENGTH, IT SHOULD BE COMPATIBLE WITH GROUP NUMBER, IT MUST BE COMPATIBLE WITH GROUP 22 " | ORTHOPEDIC & SPINAL SUPPLIES
19491 | 4232160921200 | "ROD, TITANIUM, ASSORTED DIAMETER, 60 MM LENGTH, IT SHOULD BE COMPATIBLE WITH GROUP NUMBER, IT MUST BE COMPATIBLE WITH GROUP 22 " | ORTHOPEDIC & SPINAL SUPPLIES
19492 | 4232160923900 | "ROD, TITANIUM, ASSORTED DIAMETER, 65 MM LENGTH, IT SHOULD BE COMPATIBLE WITH GROUP NUMBER, IT MUST BE COMPATIBLE WITH GROUP 22 " | ORTHOPEDIC & SPINAL SUPPLIES
19493 | 4232160924000 | "ROD, TITANIUM, ASSORTED DIAMETER, 70 MM LENGTH, IT SHOULD BE COMPATIBLE WITH GROUP NUMBER, IT MUST BE COMPATIBLE WITH GROUP 22 " | ORTHOPEDIC & SPINAL SUPPLIES
19494 | 4232160924100 | "ROD, TITANIUM, ASSORTED DIAMETER, 75 MM LENGTH, IT SHOULD BE COMPATIBLE WITH GROUP NUMBER, IT MUST BE COMPATIBLE WITH GROUP 22 " | ORTHOPEDIC & SPINAL SUPPLIES
19495 | 4232160924200 | "ROD, TITANIUM, ASSORTED DIAMETER, 80 MM LENGTH, IT SHOULD BE COMPATIBLE WITH GROUP NUMBER, IT MUST BE COMPATIBLE WITH GROUP 22 " | ORTHOPEDIC & SPINAL SUPPLIES
19496 | 4232160924300 | "ROD, TITANIUM, ASSORTED DIAMETER, 85 MM LENGTH, IT SHOULD BE COMPATIBLE WITH GROUP NUMBER, IT MUST BE COMPATIBLE WITH GROUP 22 " | ORTHOPEDIC & SPINAL SUPPLIES
19497 | 4232160924400 | "ROD, TITANIUM, ASSORTED DIAMETER, 90 MM LENGTH, IT SHOULD BE COMPATIBLE WITH GROUP NUMBER, IT MUST BE COMPATIBLE WITH GROUP 22 " | ORTHOPEDIC & SPINAL SUPPLIES
19498 | 4232160924500 | "ROD, TITANIUM, ASSORTED DIAMETER, 95 MM LENGTH, IT SHOULD BE COMPATIBLE WITH GROUP NUMBER, IT MUST BE COMPATIBLE WITH GROUP 22 " | ORTHOPEDIC & SPINAL SUPPLIES
19499 | 4232160921000 | "ROD, TITANIUM, ASSORTED DIAMETER, 100 MM LENGTH, IT SHOULD BE COMPATIBLE WITH GROUP NUMBER, IT MUST BE COMPATIBLE WITH GROUP 22 " | ORTHOPEDIC & SPINAL SUPPLIES
19500 | 4232160923200 | "ROD, TITANIUM, ASSORTED DIAMETER, 110 MM LENGTH, IT SHOULD BE COMPATIBLE WITH GROUP NUMBER, IT MUST BE COMPATIBLE WITH GROUP 22 " | ORTHOPEDIC & SPINAL SUPPLIES
19501 | 4232160921500 | "ROD, TITANIUM, ASSORTED DIAMETER, 120 MM LENGTH, IT SHOULD BE COMPATIBLE WITH GROUP NUMBER, IT MUST BE COMPATIBLE WITH GROUP 22 " | ORTHOPEDIC & SPINAL SUPPLIES
19502 | 4232160923300 | "ROD, TITANIUM, ASSORTED DIAMETER, 130 MM LENGTH, IT SHOULD BE COMPATIBLE WITH GROUP NUMBER, IT MUST BE COMPATIBLE WITH GROUP 22 " | ORTHOPEDIC & SPINAL SUPPLIES
19503 | 4232170002400 | CANNULA, SOLID FOR HIP ARTHROSCOPY WITH OBTURATOR, ASSORTED TYPES AND SIZES, DISPOSABLE | ORTHOPEDIC & SPINAL SUPPLIES
19504 | 4232191208800 | SCREW, FOR SHOULDER ARTHROPLASTY, ASSORTED SIZES AND DIAMETERS | ORTHOPEDIC & SPINAL SUPPLIES
19505 | 4232170002700 | SCREW, FOR HIP ARTHROPLASTY, ASSORTED SIZES AND DIAMETERS | ORTHOPEDIC & SPINAL SUPPLIES
19506 | 4229670400700 | CEMENT KIT FOR INTRAMEDULLARY FEMUR NAIL | ORTHOPEDIC & SPINAL SUPPLIES
19507 | 4229230700500 | ADJUSTMENT WRENCH, FOR MINI FIXATOR LENGTHENING SYSTEM | ORTHOPEDIC & SPINAL SUPPLIES
19508 | 4232150046300 | COMPRESSION SCREW, HIND FOOT FUSION TITANIUM ASSORTED SIZES AS REQUESTED BY END USER | ORTHOPEDIC & SPINAL SUPPLIES
19509 | 4232191208400 | PLATE, VARIABLE ANGLED LCP CLAVICLE HOOK PLATES 2.7 BUTTON STAINLESS STEEL ASSORTED SIZES, SHAPES, AND TYPES, AS REQUESTED BY END USER | ORTHOPEDIC & SPINAL SUPPLIES
19510 | 4232150046400 | EXCHANGE TUBE, PEDIATRIC INTRAMEDULLARY INTERLOCKING FEMORAL | ORTHOPEDIC & SPINAL SUPPLIES
19511 | 4232161608200 | CONNECTOR TRANSVERSE 4.5 MM ROD OR EQUIVALENT ASSORTED SIZE AND WIDTH AS PER END USER REQUESTED | ORTHOPEDIC & SPINAL SUPPLIES
19512 | 4232161605700 | CONNECTOR, TRANSVERS 5.5 MM ROD OR EQUIVALENT ASSORTED SIZE AND WIDTH AS PER END USER REQUESTED | ORTHOPEDIC & SPINAL SUPPLIES
19513 | 4232161201100 | SCREW, REDUCTION CANNULATED, TITANIUM 3.5 MM, FOR LATERAL MASS WITH PROPER LOCKING MECHANISM, ASSORTED LENGTH, SPINAL | ORTHOPEDIC & SPINAL SUPPLIES
19514 | 4232161201200 | SCREW, REDUCTION CANNULATED TITANIUM 4.0 MM, FOR LATERAL MASS WITH PROPER LOCKING MECHANISM, ASSORTED LENGTH, SPINAL | ORTHOPEDIC & SPINAL SUPPLIES
19515 | 4232160925200 | ROD, 4 MM DIAMETER OR EQUIVALENT, TITANIUM PREPENT LORDOTIC FOR LATERAL MASS, ASSORTED LENGTH, AS PER END USER REQUESTED, SPINAL | ORTHOPEDIC & SPINAL SUPPLIES
19516 | 4232160925300 | ROD, 4 MM DIAMETER OR EQUIVALENT, COBALT CHROME PREPENT LORDOTIC FOR LATERAL MASS, ASSORTED LENGTH, AS PER END USER REQUESTED, SPINAL | ORTHOPEDIC & SPINAL SUPPLIES
19517 | 4214254100600 | NEEDLE, PEDICLE SPINAL TROCAR, ASSORTED LENGTH AND DIAMETER, SPINAL | ORTHOPEDIC & SPINAL SUPPLIES
19518 | 4232161608100 | CONNECTOR, TRANSVERSE 3.5 MM ROD OR EQUIVALENT, ASSORTED SIZE AND WIDTH AS PER END USER REQUESTED | ORTHOPEDIC & SPINAL SUPPLIES
19519 | 4232161605800 | CONNECTOR, HEAD TO ROD 3.5 MM OR EQUIVALENT, (WIDE AND NARROW) WITH PROPER LOCKING MECHANISM, FOR CERVICAL DEFORMITY, ASSORTED SIZES AS REQUESTED BY END USER | ORTHOPEDIC & SPINAL SUPPLIES
19520 | 4232161605900 | CONNECTOR, HEAD TO ROD 5.5 MM OR EQUIVALENT, (WIDE AND NARROW) WITH PROPER LOCKING MECHANISM, FOR CERVICAL DEFORMITY, ASSORTED SIZES AS REQUESTED BY END USER | ORTHOPEDIC & SPINAL SUPPLIES
19521 | 4232161606000 | CONNECTOR, HEAD TO HEAD, (WIDE AND NARROW) WITH PROPER LOCKING MECHANISM, FOR CERVICAL DEFORMITY, ASSORTED SIZES AS REQUESTED BY END USER | ORTHOPEDIC & SPINAL SUPPLIES
19522 | 4232150041200 | SET, COMPLETE SPINAL RETRACTORS RADIOLUCENT LATERAL, LUMBAR SELF RETAINING WITH DETACHABLE BLADES WITH ILLUMINATION, ALL SIZES OF BLADES (FOUR FROM EACH SIZE), SPINAL | ORTHOPEDIC & SPINAL SUPPLIES
19523 | 4229554508700 | BONE GRAFT, SYNTHETIC BIOACTIVE GLASS PUTTY 2CC, OR EQUIVALENT | ORTHOPEDIC & SPINAL SUPPLIES
19524 | 4229554508800 | BONE GRAFT, SYNTHETIC BIOACTIVE GLASS PUTTY 4CC, OR EQUIVALENT | ORTHOPEDIC & SPINAL SUPPLIES
19525 | 4229554508900 | BONE GRAFT, SYNTHETIC BIOACTIVE GLASS PUTTY 6CC, OR EQUIVALENT | ORTHOPEDIC & SPINAL SUPPLIES
19526 | 4229554509000 | BONE GRAFT, SYNTHETIC BIOACTIVE GLASS PUTTY 10CC, OR EQUIVALENT | ORTHOPEDIC & SPINAL SUPPLIES
19527 | 4229554509100 | BONE GRAFT, SYNTHETIC BIOACTIVE GLASS GRANULES 2CC, OR EQUIVALENT | ORTHOPEDIC & SPINAL SUPPLIES
19528 | 4229554509200 | BONE GRAFT, SYNTHETIC BIOACTIVE GLASS GRANULES 4CC, OR EQUIVALENT | ORTHOPEDIC & SPINAL SUPPLIES
19529 | 4229554509300 | BONE GRAFT, SYNTHETIC BIOACTIVE GLASS GRANULES 6CC, OR EQUIVALENT | ORTHOPEDIC & SPINAL SUPPLIES
19530 | 4229554509400 | BONE GRAFT, SYNTHETIC BIOACTIVE GLASS GRANULES 10CC, OR EQUIVALENT | ORTHOPEDIC & SPINAL SUPPLIES
19531 | 4229554509500 | SET, BONE GRAFT DELIVERY SYSTEM FOR MINIMALLY INVASIVE SURGERY, SPINAL | ORTHOPEDIC & SPINAL SUPPLIES
19532 | 4232150045000 | KYPHOPLASTY DISPOSABLE KIT FOR BOTH PEDICLE AND ALL NECESSARY IMPLANT TOOLS AND CEMENT AS ONE SET, COMPATIBLE WITH NAVIGATION, SPINAL | ORTHOPEDIC & SPINAL SUPPLIES
19533 | 4229421919100 | SYSTEM, FOR PERCUTANEOUS LUMBAR AND CERVICAL DISCECTOMY, ASSORTED SIZES, SPINAL | ORTHOPEDIC & SPINAL SUPPLIES
19534 | 4232172300100 | NECK, MODULAR FEMORAL UNCEMENTED TOTAL HIP ARTHROPLASTY, ASSORTED SIZES AND TAPER | ORTHOPEDIC & SPINAL SUPPLIES
19535 | 4232172300000 | NECK, MODULAR FEMORAL CEMENTED TOTAL HIP ARTHROPLASTY, ASSORTED SIZES AND TAPER | ORTHOPEDIC & SPINAL SUPPLIES
19536 | 4232170002600 | NECK, MODULAR FOR TOTAL HIP UNCEMENTED REVISION ASSORTED SIZES AND DIAMETERS | ORTHOPEDIC & SPINAL SUPPLIES
19537 | 4232170002500 | NECK FOR MODULAR HIP SYSTEM FOR DDH WITH PROXIMAL SLEEVE ASSORTED SIZES COMPATIBLE WITH DDH | ORTHOPEDIC & SPINAL SUPPLIES
19538 | 4232160560600 | CAGE, PRE-FILLED ALLOGRAFT PEEK CAGE LORDOTIC FOR ANTERIOR CERVICAL DISC FUSION ASSORTED HEIGHT DIFFERENT DEPTH ACCORDING TO END USER, SPINAL | ORTHOPEDIC & SPINAL SUPPLIES
19539 | 4232150043200 | INSTRUMENTATION SET, COMPLETE FOR STEMLESS SHOULDER ARTHROPLASTY WITH NECESSARY CASE AND TRAY, AS REQUESTED BY END USER | ORTHOPEDIC & SPINAL SUPPLIES
19540 | 4232190401500 | COMPONENT, STEMLESS HUMERAL SHOULDER ARTHROPLASTY ASSORTED TYPES AND SIZES AS REQUESTED BY END USER | ORTHOPEDIC & SPINAL SUPPLIES
19541 | 4232150046100 | ADAPTER, STEMLESS HUMERAL SHOULDER ARTHROPLASTY ASSORTED TYPES AND SIZES AS REQUESTED BY END USER | ORTHOPEDIC & SPINAL SUPPLIES
19542 | 4232190203100 | HEAD, STEMLESS HUMERAL SHOULDER ARTHROPLASTY ASSORTED TYPES AND SIZES AS REQUESTED BY END USER | ORTHOPEDIC & SPINAL SUPPLIES
19543 | 4232190706300 | LINER, STEMLESS HUMERAL SHOULDER ARTHROPLASTY ASSORTED TYPES AND SIZES AS REQUESTED BY END USER | ORTHOPEDIC & SPINAL SUPPLIES
19544 | 4232191208500 | GLENOID PLATE, STEMLESS HUMERAL SHOULDER ARTHROPLASTY ASSORTED TYPES AND SIZES AS REQUESTED BY END USER | ORTHOPEDIC & SPINAL SUPPLIES
19545 | 4232191208700 | GLENOID SPHERE, STEMLESS HUMERAL SHOULDER ARTHROPLASTY ASSORTED TYPES AND SIZES AS REQUESTED BY END USER | ORTHOPEDIC & SPINAL SUPPLIES
19546 | 4232161200800 | SET SCREW, LOCKING MECHANISM, FOR POSTERIOR CERVICAL FIXATION, SPINAL | ORTHOPEDIC & SPINAL SUPPLIES
19547 | 4232150045700 | SCREW, DISTAL LOCKING FOR VARIABLE ANGLE LCP PROXIMAL FEMUR STAINLESS STEEL PLATING ASSORTED SIZES AS REQUESTED BY END USER | ORTHOPEDIC & SPINAL SUPPLIES
19548 | 4232150045800 | SCREW, CORTICAL FOR VARIABLE ANGLE LCP PROXIMAL FEMUR STAINLESS STEEL PLATING ASSORTED SIZES AS REQUESTED BY END USER | ORTHOPEDIC & SPINAL SUPPLIES
19549 | 4232150044100 | INSTRUMENTATION SET, COMPLETE FOR ANATOMIC VARIABLE ANGLE LCP PROXIMAL FEMUR STAINLESS STEEL PLATING WITH NECESSARY CASE AND IMPLANT TRAY | ORTHOPEDIC & SPINAL SUPPLIES
19550 | 4232150045900 | PLATE, LCP ANATOMIC VARIABLE ANGLE LCP PROXIMAL FEMUR LEFT OR RIGHT STAINLESS STEEL ASSORTED TYPES AND SIZES AS REQUESTED BY END USER | ORTHOPEDIC & SPINAL SUPPLIES
19551 | 4232150046000 | SCREW, LOCKING FOR VARIABLE ANGLE LCP PROXIMAL FEMUR STAINLESS STEEL PLATING ASSORTED SIZES AS REQUESTED BY END USER | ORTHOPEDIC & SPINAL SUPPLIES
19552 | 4232150040700 | SET SCREW WITH PROPER LOCKING MECHANISM SPINAL | ORTHOPEDIC & SPINAL SUPPLIES
19553 | 4232180104100 | CEMENTED FEMUR COMPONENT FOR UNICOMPARTMENT KNEE ARTHROPLASTY ASSORTED SIZES AS REQUESTED BY END USER, ORTHOPEDIC | ORTHOPEDIC & SPINAL SUPPLIES
19554 | 4232180104200 | CEMENTED TIBIAL COMPONENT FOR UNICOMPARTMENT KNEE ARTHROPLASTY ASSORTED SIZES AS REQUESTED BY END USER, ORTHOPEDIC | ORTHOPEDIC & SPINAL SUPPLIES
19555 | 4232180800000 | HIGHLY CROSSED LINK INSERT FOR UNICOMPARTMENT KNEE ARTHROPLASTY ASSORTED SIZES, ORTHOPEDIC | ORTHOPEDIC & SPINAL SUPPLIES
19556 | 4232180800100 | INSTRUMENTATION COMPLETE SET FOR UNICOMPARTMENT KNEE ARTHROPLASTY WITH TRIALS AND GRAPHIC TRAY AND BOX, ORTHOPEDIC | ORTHOPEDIC & SPINAL SUPPLIES
19557 | 4232160560100 | CAGES, 3D PRINTED TITANIUM BANANA, FOR TRANSFORAMINAL LUMBAR INTERBODY FUSION (TLIF), ASSORTED HEIGHT DIFFERENT DEPTH AND ANGLE, SPINAL | ORTHOPEDIC & SPINAL SUPPLIES
19558 | 4232150042400 | INSTRUMENTATION AND IMPLANT SET, COMPLETE AND NECESSARY STERILIZATION CASE (TRAY, BOX, LID) FOR 3D PRINTED TITANIUM BANANA CAGE, TRANSFORAMINAL LUMBAR INTERBODY FUSION (TLIF) CAGES, SPINAL | ORTHOPEDIC & SPINAL SUPPLIES
19559 | 4232150043600 | INSTRUMENTATION SET, COMPLETE FOR PEDIATRIC INTRAMEDULLARY INTERLOCKING FEMORAL NAIL - TROCHANTERIC ENTRY POINT, WITH NECESSARY CASE AND TRAY | ORTHOPEDIC & SPINAL SUPPLIES
19560 | 4232150409700 | NAIL, PEDIATRIC INTRAMEDULLARY INTERLOCKING FEMORAL ASSORTED SIZES | ORTHOPEDIC & SPINAL SUPPLIES
19561 | 4232151648300 | SCREW, RECON FOR PEDIATRIC INTRAMEDULLARY INTERLOCKING FEMORAL, ASSORTED SIZES | ORTHOPEDIC & SPINAL SUPPLIES
19562 | 4232151648400 | SCREW, PEDIATRIC INTRAMEDULLARY INTERLOCKING FEMORAL, PROXIMAL LOCKING, ASSORTED SIZES | ORTHOPEDIC & SPINAL SUPPLIES
19563 | 4232151648500 | SCREW, PEDIATRIC INTRAMEDULLARY INTERLOCKING FEMORAL, DISTAL LOCKING, ASSORTED SIZES | ORTHOPEDIC & SPINAL SUPPLIES
19564 | 4232150045100 | END CAP, PEDIATRIC INTRAMEDULLARY INTERLOCKING FEMORAL, ASSORTED SIZES AS REQUESTED BY END USER | ORTHOPEDIC & SPINAL SUPPLIES
19565 | 4232251301100 | SCREW, LOCKED HEAD FOR FUSION FOOT PLATE, TITANIUM, ASSORTED TYPES AND SIZES AS REQUESTED BY END USER | ORTHOPEDIC & SPINAL SUPPLIES
19566 | 4232251301200 | SET, COMPLETE INSTRUMENTATION FOR MIDFOOT, FOREFOOT, AND LAPIDUS FUSION PLATE, WITH NECESSARY CASES AND IMPLANT TRAY | ORTHOPEDIC & SPINAL SUPPLIES
19567 | 4232150044200 | STEM ADAPTER, MODULAR CONVERTER SHOULDER ARTHROPLASTY HUMERUS CEMENTED ASSORTED TYPES AND SIZES AS REQUESTED BY END USER | ORTHOPEDIC & SPINAL SUPPLIES
19568 | 4232190203200 | HEAD ADAPTOR, MODULAR CONVERTER SHOULDER ARTHROPLASTY HUMERUS CEMENTED ASSORTED TYPES AND SIZES AS REQUESTED BY END USER | ORTHOPEDIC & SPINAL SUPPLIES
19569 | 4232191208600 | GLENOID PLATE, MODULAR CONVERTER SHOULDER ARTHROPLASTY HUMERUS CEMENTED ASSORTED TYPES AND SIZES AS REQUESTED BY END USER | ORTHOPEDIC & SPINAL SUPPLIES
19570 | 4232150043300 | INSTRUMENTATION SET COMPLETE FOR CABLE SYSTEM WITH NECESSARY CASE AND TRAY | ORTHOPEDIC & SPINAL SUPPLIES
19571 | 4232150046200 | BULLET, FOR SIMPLE LOCKING INTRAMEDULLARY SYSTEM, ASSORTED LENGTH AND DIAMETER | ORTHOPEDIC & SPINAL SUPPLIES
19572 | 4232150041600 | INSTRUMENTATION SET, COMPLETE FOR INFANT LOCKED VARIABLE ANGLE HIP PLATE, WITH NECESSARY CASE AND IMPLANT TRAY | ORTHOPEDIC & SPINAL SUPPLIES
19573 | 4232150044300 | SCREW, DISTAL LOCKING FOR INFANT LOCKED HIP PLATE, ASSORTED SIZES | ORTHOPEDIC & SPINAL SUPPLIES
19574 | 4232170002300 | PLATE, FOR INFANT LOCKED VARIABLE ANGLE HIP SCREW, ASSORTED SIZES | ORTHOPEDIC & SPINAL SUPPLIES
19575 | 4232150044400 | SCREW, FOR INFANT LOCKED VARIABLE ANGLE HIP SCREW, ASSORTED SIZES | ORTHOPEDIC & SPINAL SUPPLIES
19576 | 4232150043700 | INSTRUMENTATION SET, COMPLETE FOR TITANIUM SCAPULA PLATES, WITH NECESSARY CASE AND IMPLANT TRAY | ORTHOPEDIC & SPINAL SUPPLIES
19577 | 4232191207100 | PLATE, TITANIUM FOR STABILIZING FRACTURES OF THE MEDIAL SCAPULA BODY, LEFT AND RIGHT, ASSORTED SIZES REQUESTED BY END USER | ORTHOPEDIC & SPINAL SUPPLIES
19578 | 4232191207200 | PLATE, TITANIUM FOR STABILIZING FRACTURES OF THE LATERAL SCAPULA BODY, LEFT AND RIGHT, ASSORTED SIZES REQUESTED BY END USER | ORTHOPEDIC & SPINAL SUPPLIES
19579 | 4232191207300 | PLATE, TITANIUM FOR FRACTURES OF THE POSTERIOR MARGIN OF DISPLACED INTRA-ARTICULAR GLENOID FRACTURES, LEFT AND RIGHT ASSORTED SIZES REQUESTED BY END USER | ORTHOPEDIC & SPINAL SUPPLIES
19580 | 4232191207400 | PLATE, TITANIUM FOR FRACTURES ALONG THE ACROMION OF THE SCAPULA LEFT AND RIGHT, ASSORTED SIZES REQUESTED BY END USER | ORTHOPEDIC & SPINAL SUPPLIES
19581 | 4232191207500 | SCREW, LOCKING HEAD TITANIUM 3.5MM COMPATIBLE WITH SCAPULA PLATING SYSTEM, ASSORTED SIZES REQUESTED BY END USER | ORTHOPEDIC & SPINAL SUPPLIES
19582 | 4232191207600 | SCREW, CORTICAL TITANIUM 3.5MM COMPATIBLE WITH SCAPULA PLATING SYSTEM, ASSORTED SIZES REQUESTED BY END USER | ORTHOPEDIC & SPINAL SUPPLIES
19583 | 4232191207700 | SCREW, LOCKING HEAD TITANIUM 2.7MM COMPATIBLE WITH SCAPULA PLATING SYSTEM, ASSORTED SIZES REQUESTED BY END USER | ORTHOPEDIC & SPINAL SUPPLIES
19584 | 4232191207800 | SCREW, CORTICAL TITANIUM 2.7MM COMPATIBLE WITH SCAPULA PLATING SYSTEM, ASSORTED SIZES REQUESTED BY END USER | ORTHOPEDIC & SPINAL SUPPLIES
19585 | 4232150043800 | INSTRUMENTATION SET, COMPLETE VARIABLE ANGLED-LOCKING PATELLA PLATES, WITH NECESSARY CASE AND IMPLANT TRAY | ORTHOPEDIC & SPINAL SUPPLIES
19586 | 4232150045200 | PLATE, TITANIUM VARIABLE ANGLED-LOCKING PATELLA PLATES ASSORTED SIZES, AS REQUESTED BY END USER | ORTHOPEDIC & SPINAL SUPPLIES
19587 | 4232150045300 | SCREW, VARIABLE ANGLED LOCKED HEAD VARIABLE ANGLED-LOCKING PATELLA PLATES, ASSORTED SIZES | ORTHOPEDIC & SPINAL SUPPLIES
19588 | 4232150045400 | SCREW, CORTICAL VARIABLE ANGLED-LOCKING PATELLA PLATES, ASSORTED SIZES | ORTHOPEDIC & SPINAL SUPPLIES
19589 | 4232171500300 | INSTRUMENTATION SET, COMPLETE FOR RADIAL HEAD REPLACEMENT, WITH NECESSARY CASE AND IMPLANT TRAY | ORTHOPEDIC & SPINAL SUPPLIES
19590 | 4232150045500 | HEAD, FOR CEMENTLESS RADIAL HEAD REPLACEMENT, ASSORTED SIZES AND SHAPES | ORTHOPEDIC & SPINAL SUPPLIES
19591 | 4232150043900 | STEM, FOR RADIAL HEAD REPLACEMENT, ASSORTED SIZES AS REQUESTED BY END USER | ORTHOPEDIC & SPINAL SUPPLIES
19592 | 4232150044000 | STEM, LONG FOR RADIAL HEAD REPLACEMENT, ASSORTED SIZES AS REQUESTED BY END USER | ORTHOPEDIC & SPINAL SUPPLIES
19593 | 4232191207900 | PLATE, VARIABLE ANGLED LCP CLAVICLE PLATES 2.7 LATERAL ASSORTED SIZES, SHAPES, AND TYPES, AS REQUESTED BY END USER | ORTHOPEDIC & SPINAL SUPPLIES
19594 | 4232150045600 | SCREW, VARIABLE ANGLED 2.7 MM VARIABLE ANGLED CLAVICLE PLATING ASSORTED SIZES | ORTHOPEDIC & SPINAL SUPPLIES
19595 | 4232191208000 | SCREW, CORTICAL 2.7 MM VARIABLE ANGLED CLAVICLE PLATING ASSORTED SIZES | ORTHOPEDIC & SPINAL SUPPLIES
19596 | 4232150041700 | INSTRUMENTATION SET, COMPLETE FOR 2.7 VARIABLE ANGLED CLAVICLE PLATING, WITH NECESSARY CASE AND IMPLANT TRAY | ORTHOPEDIC & SPINAL SUPPLIES
19597 | 4232191208100 | PLATE, VARIABLE ANGLED LCP CLAVICLE PLATES 2.7 SHAFT ASSORTED SIZES, SHAPES, AND TYPES, AS REQUESTED BY END USER | ORTHOPEDIC & SPINAL SUPPLIES
19598 | 4232191208200 | PLATE, VARIABLE ANGLED LCP CLAVICLE PLATES 2.7 MEDIAL ASSORTED SIZES, SHAPES, AND TYPES, AS REQUESTED BY END USER | ORTHOPEDIC & SPINAL SUPPLIES
19599 | 4232191208300 | PLATE, VARIABLE ANGLED LCP CLAVICLE HOOK PLATES 2.7 ASSORTED SIZES, SHAPES, AND TYPES, AS REQUESTED BY END USER | ORTHOPEDIC & SPINAL SUPPLIES
19600 | 4232170002100 | CUP, ACETABULAR DUAL MOBILITY FOR TOTAL HIP UNCEMENTED PRIMARY, ASSORTED SIZES | ORTHOPEDIC & SPINAL SUPPLIES
19601 | 4232170002200 | CUP, ACETABULAR DUAL MOBILITY FOR TOTAL HIP CEMENTED PRIMARY, ASSORTED SIZES | ORTHOPEDIC & SPINAL SUPPLIES
19602 | 4232150043100 | INSTRUMENTATION SET, COMPLETE FOR DUAL MOBILITY TOTAL HIP ARTHROPLASTY, WITH NECESSARY CASE AND TRAY | ORTHOPEDIC & SPINAL SUPPLIES
19603 | 4232160560200 | CAGE, 3D PRINTED TITANIUM, LORDOTIC, FOR POSTERIOR LUMBAR INTERBODY FUSION (PLIF), ASSORTED HEIGHT DIFFERENT DEPTH AND ANGLE, AS REQUIRED BY THE END USERS, SPINAL | ORTHOPEDIC & SPINAL SUPPLIES
19604 | 4232150042500 | INSTRUMENTATION AND IMPLANT SET, COMPLETE, 3D PRINTED LORDOTIC, FOR POSTERIOR LUMBAR INTERBODY FUSION (PLIF) FOR TITANIUM, SPINAL | ORTHOPEDIC & SPINAL SUPPLIES
19605 | 4232160560300 | CAGES, 3D PRINTED TITANIUM LORDOTIC FOR ANTERIOR CERVICAL DISC FUSION ASSORTED HEIGHT DIFFERENT DEPTH AND ANGLE, ACCORDING TO END USER, SPINAL | ORTHOPEDIC & SPINAL SUPPLIES
19606 | 4232150042600 | INSTRUMENTATION SET, COMPLETE AND NECESSARY STERILIZATION CASE (TRAY, BOX, LID) FOR 3D PRINTED TITANIUM LORDOTIC CAGE ANTERIOR CERVICAL DISC FUSION, SPINAL | ORTHOPEDIC & SPINAL SUPPLIES
19607 | 4232160560400 | CAGES, 3D PRINTED TITANIUM FOR ANTERIOR LUMBAR INTERBODY FUSION (ALIF) OF DIFFERENT SIZES ACCORDING TO END USER REQUESTED, SPINAL | ORTHOPEDIC & SPINAL SUPPLIES
19608 | 4232150042800 | INSTRUMENTATION AND IMPLANT SET, COMPLETE AND NECESSARY STERILIZATION CASE (TRAY, BOX, LID) FOR 3D PRINTED TITANIUM ANTERIOR LUMBAR INTERBODY FUSION CAGES (ALIF), SPINAL | ORTHOPEDIC & SPINAL SUPPLIES
19609 | 4232160560800 | CAGES, 3D PRINTED TITANIUM FOR LATERAL LUMBAR INTERBODY FUSION ASSORTED HEIGHT DIFFERENT DEPTH AND ANGLE, ACCORDING TO END USER, SPINAL | ORTHOPEDIC & SPINAL SUPPLIES
19610 | 4232150042700 | INSTRUMENTATION SET, COMPLETE AND NECESSARY STERILIZATION CASE (TRAY, BOX, LID) FOR 3D PRINTED TITANIUM LATERAL LUMBAR INTERBODY FUSION, SPINAL | ORTHOPEDIC & SPINAL SUPPLIES
19611 | 4232160560900 | CAGE 3D PRINTED TITANIUM FOR LATERAL SACRO ILIAC FUSION ASSORTED HEIGHT DIFFERENT LENGTH AS REQUIRED BY THE END USERS SPINAL | ORTHOPEDIC & SPINAL SUPPLIES
19612 | 4232150042900 | INSTRUMENTATION AND IMPLANT SET, 3D PRINTED TITANIUM, FOR LATERAL SACRO ILIAC FUSION, SPINAL | ORTHOPEDIC & SPINAL SUPPLIES
19613 | 4229420501600 | INSTRUMENTATION SET, COMPLETE AND NECESSARY STERILIZATION CASE (TRAY BOX LID) FOR STAND ALONE ANTERIOR LUMBAR INTERBODY FUSION CAGES SPINAL | ORTHOPEDIC & SPINAL SUPPLIES
19614 | 4232161201500 | SCREW, ANTERIOR LUMBAR STAND ALONE INTERBODY FUSION CAGES, ASSORTED TYPES AND SHAPES, ASSORTED DIAMETER, ASSORTED LENGTH, SPINAL | ORTHOPEDIC & SPINAL SUPPLIES
19615 | 4232160561000 | CAGE, STAND ALONE ANTERIOR LUMBAR INTERBODY FUSION, ASSORTED DIAMETER, LORDOTIC IN ASSORTED DEPTH SIZE AS REQUESTED BY END USER, SPINAL | ORTHOPEDIC & SPINAL SUPPLIES
19616 | 4232150043000 | INSTRUMENTATION SET, COMPLETE AND NECESSARY STERILIZATION CASE (TRAY BOX AND LID), WITH PROPER LOCKING MECHANISM, FOR SPINAL BAND, SPINAL | ORTHOPEDIC & SPINAL SUPPLIES
19617 | 4232150044800 | BAND, SUBLAMINAR SPINAL, ASSORTED SIZES AND LENGTH, SPINAL | ORTHOPEDIC & SPINAL SUPPLIES
19618 | 4232150041100 | INSTRUMENTATION SET, COMPLETE FOR SINGLE STEP INSERTION, CANNULATED MINIMALLY INVASIVE THORACOLUMBAR FIXATION, SPINAL | ORTHOPEDIC & SPINAL SUPPLIES
19619 | 4232161201700 | SCREW, POLYAXIAL FOR SINGLE STEP INSERTION, MINIMALLY INVASIVE THORACOLUMBAR FIXATION WITH PROPER LOCKING MECHANISM, ASSORTEDDIAMETER, ASSORTED SIZE, SPINAL | ORTHOPEDIC & SPINAL SUPPLIES
19620 | 4232160925400 | ROD, FOR SINGLE STEP INSERTION, CANNULATED MINIMAL INVASIVE THORACOLUMBAR FIXATION ASSORTED SIZES AND TYPES, SPINAL | ORTHOPEDIC & SPINAL SUPPLIES
19621 | 4232150041300 | INSTRUMENTATION SET, COMPLETE AND IMPLANT TRAY WITH NECESSARY STERILIZATION CASE (TRAY, BOX AND LID) FOR POSTERIOR THORACOLUMBAR CORTICAL FIX SCREWS, FIXATION RODS AND HOOKS, SPINAL | ORTHOPEDIC & SPINAL SUPPLIES
19622 | 4232161201000 | SCREW, POLYAXIAL CORTICAL FIX PEDICLE WITH PROPER LOCKING MECHANISM, ASSORTED SIZES, ASSORTED LENGTH SPINAL | ORTHOPEDIC & SPINAL SUPPLIES
19623 | 4232160925500 | ROD, 5.5 MM DIAMETER COBALT CHROME FOR CORTICAL FIX SCREW, ASSORTED LENGTH LONG OR EQUIVALENT | ORTHOPEDIC & SPINAL SUPPLIES
19624 | 4232160925100 | ROD, 5.5 MM DIAMETER TITANIUM FOR CORTICAL FIX SCREW, ASSORTED LENGTH LONG OR EQUIVALENT | ORTHOPEDIC & SPINAL SUPPLIES
19625 | 4232150041800 | INSTRUMENTATION SET FOR CONNECTORS, COMPLETE AND NECESSARY STERILIZATION CASE (TRAY, BOX, LID) IMPLANTS FOR POSTERIOR THORACIC-LUMBOSACRAL FIXATION WITH PROPER LOCKING MECHANISM, FOR ADULT DEFORMITY, FOR 5.5 - 5.5 MM ROD OR EQUIVALENT | ORTHOPEDIC & SPINAL SUPPLIES
19626 | 4232161606100 | CONNECTOR, SIDE TO SIDE, OPEN TO CLOSED, WITH PROPER LOCKING MECHANISM, FOR 5.5 - 5.5 MM ROD, ASSORTED SIZES AS REQUESTED BY END USER | ORTHOPEDIC & SPINAL SUPPLIES
19627 | 4232161606200 | CONNECTOR, SIDE TO SIDE, CLOSED TO OPEN (WIDE AND NARROW) WITH PROPER LOCKING MECHANISM, FOR 5.5 - 5.5 MM ROD, ASSORTED SIZES AS REQUESTED BY END USER | ORTHOPEDIC & SPINAL SUPPLIES
19628 | 4232161606300 | CONNECTOR, END TO END WITH PROPER LOCKING MECHANISM, FOR 5.5 - 5.5 MM ROD, ASSORTED SIZES AS REQUESTED BY END USER | ORTHOPEDIC & SPINAL SUPPLIES
19629 | 4232161606400 | CONNECTOR, ILIO-LUMBAR (LATERAL CONNECTOR), ASSORTED SIZES AS REQUESTED BY END USER | ORTHOPEDIC & SPINAL SUPPLIES
19630 | 4232161606500 | CONNECTOR, SIDE TO SIDE, CLOSED TO CLOSED, WITH PROPER LOCKING MECHANISM, FOR 5.5 - 5.5 MM ROD, ASSORTED SIZES AS REQUESTED BY END USER | ORTHOPEDIC & SPINAL SUPPLIES
19631 | 4232161606600 | CONNECTOR, SIDE TO SIDE, OPEN TO CLOSED, WITH PROPER LOCKING MECHANISM, FOR 5.5 - 6.35 MM ROD, ASSORTED SIZES AS REQUESTED BY END USER | ORTHOPEDIC & SPINAL SUPPLIES
19632 | 4232161606700 | CONNECTOR, SIDE TO SIDE, CLOSED TO OPEN ( WIDE AND NARROW ) WITH PROPER LOCKING MECHANISM, FOR 5.5 - 6.35 MM ROD, ASSORTED SIZES AS REQUSTED BY END USER. | ORTHOPEDIC & SPINAL SUPPLIES
19633 | 4232161606800 | CONNECTOR, END TO END WITH PROPER LOCKING MECHANISM, FOR 5.5 - 6.35 MM ROD, ASSORTED SIZES AS REQUESTED BY END USER | ORTHOPEDIC & SPINAL SUPPLIES
19634 | 4232150041400 | INSTRUMENTATION SET, COMPLETE AND NECESSARY STERILIZATION CASE (TRAY, BOX, LID FOR INSTRUMENTS AND PREPARATION) FOR ANTERIOR CERVICAL DISC REPLACEMENT, SPINAL | ORTHOPEDIC & SPINAL SUPPLIES
19635 | 4232150041500 | IMPLANT, ANTERIOR CERVICAL, FOR DISC REPLACEMENT, ASSORTED SIZES AND DEPTH, AS REQUESTED BY END USERS, SPINAL | ORTHOPEDIC & SPINAL SUPPLIES
19636 | 4232150044900 | INSERT, POLYETHYLENE FOR INTERIOR CERVICAL DISC REPLACEMENT, ASSORTED SIZES AND DEPTH, AS REQUESTED BY END USERS, SPINAL | ORTHOPEDIC & SPINAL SUPPLIES
19637 | 4232150040900 | INSTRUMENTATION SET FOR CONNECTORS, INSTRUMENTATION COMPLETE AND NECESSARY STERILIZATION CASE (TRAY, BOX, LID) IMPLANTS FOR POSTERIOR THORACIC-LUMBOSACRAL FIXATION WITH PROPER LOCKING MECHANISM, FOR PEDIATRIC DEFORMITY, FOR 4.75 MM ROD OR EQUIVALENT | ORTHOPEDIC & SPINAL SUPPLIES
19638 | 4232161606900 | CONNECTOR, SIDE TO SIDE, OPEN TO CLOSED, WITH PROPER LOCKING MECHANISM, FOR 4.75 MM ROD, ASSORTED SIZES AS REQUESTED BY END USER | ORTHOPEDIC & SPINAL SUPPLIES
19639 | 4232161607000 | CONNECTOR, SIDE TO SIDE, CLOSED TO OPEN (WIDE AND NARROW) WITH PROPER LOCKING MECHANISM, FOR 4.75 MM ROD, ASSORTED SIZES AS REQUESTED BY END USER | ORTHOPEDIC & SPINAL SUPPLIES
19640 | 4232161607100 | CONNECTOR, END TO END WITH PROPER LOCKING MECHANISM, FOR 4.75 MM ROD, ASSORTED SIZES AS REQUESTED BY END USER | ORTHOPEDIC & SPINAL SUPPLIES
19641 | 4232161607200 | CONNECTOR SET, INSTRUMENTATION COMPLETE AND NECESSARY STERILIZATION CASE (TRAY, BOX, LID) IMPLANTS FOR POSTERIOR CERVICAL DEFORMITY FIXATION WITH PROPER LOCKING MECHANISM, FOR 3.5 MM ROD OR EQUIVALENT | ORTHOPEDIC & SPINAL SUPPLIES
19642 | 4232161607300 | CONNECTOR, SIDE TO SIDE, OPEN TO CLOSED, WITH PROPER LOCKING MECHANISM, FOR POSTERIOR CERVICAL DEFORMITY, 3.5 MM ROD, ASSORTED SIZES AS REQUESTED BY END USER | ORTHOPEDIC & SPINAL SUPPLIES
19643 | 4232161607400 | CONNECTOR, SIDE TO SIDE, CLOSED TO OPEN OFF-SET (WIDE AND NARROW) WITH PROPER LOCKING MECHANISM, FOR POSTERIOR CERVICAL DEFORMITY, 3.5 MM ROD, ASSORTED SIZES AS REQUESTED BY END USER | ORTHOPEDIC & SPINAL SUPPLIES
19644 | 4232161607500 | CONNECTOR, END TO END WITH PROPER LOCKING MECHANISM, FOR 3.5 MM ROD, ASSORTED SIZES AS REQUESTED BY END USER | ORTHOPEDIC & SPINAL SUPPLIES
19645 | 4232161607600 | CONNECTOR, END TO END FOR CERVICO-THORACIC JUNCTION WITH PROPER LOCKING MECHANISM, FOR POSTERIOR CERVICAL DEFORMITY, 3.5 MM ROD, ASSORTED SIZES AS REQUESTED BY END USER | ORTHOPEDIC & SPINAL SUPPLIES
19646 | 4232150041900 | INSTRUMENTATION SET COMPLETE AND NECESSARY STERILIZATION CASE (TRAY BOX AND LID) FOR POSTERIOR CERVICAL DEFORMITY (HIGH VARIABLE ANGLE MORE THAN 45 DEGREES) FIXATION LATERAL MASS SCREWS OCCIPITAL PLATE RODS HOOKS FOR VARIABLE ANGLED SPINAL | ORTHOPEDIC & SPINAL SUPPLIES
19647 | 4232150046500 | HOOK FOR POSTERIOR CERVICAL DEFORMITY (HIGH VARIABLE ANGLE MORE THAN 45 DEGREES) FIXATION STRAIGHT LAMINAR TITANIUM WITH PROPER LOCKING MECHANISM SPINAL | ORTHOPEDIC & SPINAL SUPPLIES
19648 | 4232150046600 | HOOK TOP FOR POSTERIOR CERVICAL DEFORMITY (HIGH VARIABLE ANGLE MORE THAN 45 DEGREES) FIXATION LOADING LAMINAR TITANIUM WITH PROPER LOCKING MECHANISM SPINAL | ORTHOPEDIC & SPINAL SUPPLIES
19649 | 4232150046700 | HOOK SIDE FOR POSTERIOR CERVICAL DEFORMITY (HIGH VARIABLE ANGLE MORE THAN 45 DEGREES) FIXATION LOADING LAMINAR TITANIUM WITH PROPER LOCKING MECHANISM SPINAL | ORTHOPEDIC & SPINAL SUPPLIES
19650 | 4232160010100 | LATERAL OFFSET WITH LOCKING MECHANISM TITANIUM ACCOMMODATE THE ROD FOR POSTERIOR CERVICAL DEFORMITY (HIGH VARIABLE ANGLE MORE THAN 45 DEGREES) FIXATION SPINAL | ORTHOPEDIC & SPINAL SUPPLIES
19651 | 4232150044500 | PLATE TITANIUM FOR FIXATION OF POSTERIOR OCCIPITOCERVICAL DEFORMITY (HIGH VARIABLE ANGLE MORE THAN 45 DEGREES) FIXATION WITH LOCKING MECHANISM OCCIPITAL SIZE AND SHAPE ACCORDING TO END USER SPINAL | ORTHOPEDIC & SPINAL SUPPLIES
19652 | 4232160924700 | ROD FOR POSTERIOR CERVICAL DEFORMITY (HIGH VARIABLE ANGLE MORE THAN 45 DEGREES) FIXATION VARIABLE ANGLED TITANIUM 4 MM DIAMETER 100 MM LATERAL MASS SPINAL | ORTHOPEDIC & SPINAL SUPPLIES
19653 | 4232160924800 | ROD FOR POSTERIOR CERVICAL DEFORMITY (HIGH VARIABLE ANGLE MORE THAN 45 DEGREES) FIXATION VARIABLE ANGLED TITANIUM 4 MM DIAMETER 150 MM LATERAL MASS SPINAL | ORTHOPEDIC & SPINAL SUPPLIES
19654 | 4232160924900 | ROD FOR POSTERIOR CERVICAL DEFORMITY (HIGH VARIABLE ANGLE MORE THAN 45 DEGREES) FIXATION VARIABLE ANGLED TITANIUM 4 MM DIAMETER 300 MM LATERAL MASS SPINAL | ORTHOPEDIC & SPINAL SUPPLIES
19655 | 4232160925000 | ROD FOR POSTERIOR CERVICAL DEFORMITY (HIGH VARIABLE ANGLE MORE THAN 45 DEGREES) FIXATION VARIABLE ANGLED TITANIUM 4 MM DIAMETER 50 MM LATERAL MASS SPINAL | ORTHOPEDIC & SPINAL SUPPLIES
19656 | 4232161201300 | SCREW OCCIPITAL FOR POSTERIOR CERVICAL DEFORMITY (HIGH VARIABLE ANGLE MORE THAN 45 DEGREES) FIXATION TITANIUM ASSORTED DIAMETER ASSORTED LENGTH AS REQUESTED BY END USER SPINAL | ORTHOPEDIC & SPINAL SUPPLIES
19657 | 4232161201400 | SCREW FOR POSTERIOR CERVICAL DEFORMITY (HIGH VARIABLE ANGLE MORE THAN 45 DEGREES) FIXATION WITH HIGH VARIABLE ANGLE LATERAL MASS TITANIUM POLYAXIAL CORTICAL 4.5 MM DIAMETER OR EQUIVALENT ASSORTED LENGTH COMPATIBLE WITH THE ROD WITH PROPER LOCKING MECHANISM SPINAL | ORTHOPEDIC & SPINAL SUPPLIES
19658 | 4232161605600 | CONNECTOR TRANSVERSE FOR POSTERIOR CERVICAL DEFORMITY (HIGH VARIABLE ANGLE MORE THAN 45 DEGREES) FIXATION POSTERIOR CERVICAL FIXATION WITH PROPER COUPLING AND LOCKING MECHANISM SPINAL | ORTHOPEDIC & SPINAL SUPPLIES
19659 | 4232161200900 | SCREW FOR POSTERIOR CERVICAL DEFORMITY (HIGH VARIABLE ANGLE MORE THAN 45 DEGREES) FIXATION WITH HIGH VARIABLE ANGLE LATERAL MASS TITANIUM POLYAXIAL CANCELLOUS 3.5 MM DIAMETER ASSORTED LENGTH COMPATIBLE WITH THE ROD WITH PROPER LOCKING MECHANISM SPINAL | ORTHOPEDIC & SPINAL SUPPLIES
19660 | 4232161607700 | CONNECTOR SIDE TO SIDE OPEN TO CLOSED WITH PROPER LOCKING MECHANISM FOR POSTERIOR CERVICAL DEFORMITY (HIGH VARIABLE ANGLE MORE THAN 45 DEGREES) FIXATION FOR 3.5 MM ROD ASSORTED SIZES AS REQUESTED BY END USER | ORTHOPEDIC & SPINAL SUPPLIES
19661 | 4232161607800 | CONNECTOR SIDE TO SIDE CLOSED TO OPEN (WIDE AND NARROW) WITH PROPER LOCKING MECHANISM FOR POSTERIOR CERVICAL DEFORMITY (HIGH VARIABLE ANGLE MORE THAN 45 DEGREES) FIXATION FOR 3.5 MM ROD ASSORTED SIZES AS REQUESTED BY END USER | ORTHOPEDIC & SPINAL SUPPLIES
19662 | 4232161607900 | CONNECTOR END TO END WITH PROPER LOCKING MECHANISM FOR POSTERIOR CERVICAL DEFORMITY (HIGH VARIABLE ANGLE MORE THAN 45 DEGREES) FIXATION FOR 3.5 MM ROD ASSORTED SIZES AS REQUESTED BY END USER | ORTHOPEDIC & SPINAL SUPPLIES
19663 | 4232161608000 | CONNECTOR END TO END FOR CERVICO-THORACIC JUNCTION WITH PROPER LOCKING MECHANISM FOR POSTERIOR CERVICAL DEFORMITY (HIGH VARIABLE ANGLE MORE THAN 45 DEGREES) FIXATION FOR 3.5 - 5.5 MM ROD ASSORTED SIZES AS REQUESTED BY END USER | ORTHOPEDIC & SPINAL SUPPLIES
19664 | 4232150042000 | INSTRUMENTATION SET, COMPLETE AND NECESSARY STERILIZATION CASE (TRAY, BOX, LID FOR INSTRUMENTS AND PREPARATION) FOR THORACO-LUMBAR PEDIATRIC SCOLIOSIS CORRECTION, TETHERING WITH PROPER LOCKING MECHANISM, SPINAL | ORTHOPEDIC & SPINAL SUPPLIES
19665 | 4232150044600 | CORD, TETHERING 4 AND 5MM ASSORTED LENGTH, AS PER END USER REQUESTED | ORTHOPEDIC & SPINAL SUPPLIES
19666 | 4232150042100 | STAPLES, TETHERING SINGLE AND DUAL ASSORTED DIAMETER, AS PER END USER REQUESTED | ORTHOPEDIC & SPINAL SUPPLIES
19667 | 4232150044700 | SCREW, TETHERING ASSORTED DIAMETER AND LENGTH, WITH PROPER LOCKING MECHANISM | ORTHOPEDIC & SPINAL SUPPLIES
19668 | 4232150042200 | INSTRUMENTATION SET, COMPLETE AND NECESSARY STERILIZATION CASE (TRAY BOX LID) FOR 3D PRINTED TITANIUM FOR ANTERIOR CERVICAL DISC FUSION CAGES SPINAL | ORTHOPEDIC & SPINAL SUPPLIES
19669 | 4232160560700 | CAGES, 3D PRINTED TITANIUM ANTERIOR CERVICAL FOR DISC ASSORTED HEIGHT, ASSORTED DEPTH SIZE AS REQUESTED BY END USERS, SPINAL | ORTHOPEDIC & SPINAL SUPPLIES
19670 | 4232160560000 | CAGES, 3D PRINTED TITANIUM FOR TRANSFORAMINAL LUMBAR INTERBODY FUSION (TLIF) SIZE ACCORDING TO END USER SPINAL | ORTHOPEDIC & SPINAL SUPPLIES
19671 | 4232150042300 | INSTRUMENTATION SET, COMPLETE AND NECESSARY STERILIZATION CASE (TRAY BOX LID) FOR 3D PRINTED TITANIUM TRANSFORAMINAL LUMBAR INTERBODY FUSION (TLIF) CAGE S SPINAL | ORTHOPEDIC & SPINAL SUPPLIES
19672 | 4232150043400 | INSTRUMENTATION SET, COMPLETE FOR MODULAR HIP SYSTEM FOR DDH, WITH NECESSARY CASE AND TRAY | ORTHOPEDIC & SPINAL SUPPLIES
19673 | 4232150043500 | STEM, FOR MODULAR HIP SYSTEM FOR DDH WITH PROXIMAL SLEEVE ASSORTED SIZES COMPATIBLE WITH DDH | ORTHOPEDIC & SPINAL SUPPLIES
19674 | 4232150040800 | INSTRUMENTATION SET, COMPLETE AND NECESSARY STERILIZATION CASE (TRAY, BOX, LID) FOR PRE-FILLED ALLOGRAFT PEEK CAGE ANTERIOR CERVICAL DISC FUSION, SPINAL | ORTHOPEDIC & SPINAL SUPPLIES
19675 | 4232150041000 | INSTRUMENTS SET, COMPLETE AND NECESSARY STERILIZATION CASE (TRAY, BOX, LID) FOR LATERAL EXPANDABLE LUMBAR CAGE ASSORTED SIZES AND DIAMETER, SPINAL | ORTHOPEDIC & SPINAL SUPPLIES
19676 | 4232160560500 | CAGE, LATERAL EXPANDABLE LUMBAR WITH APPROPRIATE FIXATION METHOD (ASSORTED SIZES AND DIAMETER, SPINAL) | ORTHOPEDIC & SPINAL SUPPLIES
19677 | 4229541504100 | ARM DRAPE COMPATIBLE WITH ROSA | ORTHOPEDIC & SPINAL SUPPLIES
19678 | 4232160909700 | ROD TITANIUM 220 MM LONG LOW PROFILES FOR ANTERIOR THORACOLUMBAR FIXATION OR EQUIVALENT SPINAL | ORTHOPEDIC & SPINAL SUPPLIES
19679 | 4232160792900 | EXPANDABLE TITANIUM IMPLANT WITH TWO ENDPLATES FOR ANATOMICAL REDUCTION OF VERTEBRAL COMPRESSION FRACTURES MAXIMAL EXPANSION 20 MM PLATE LENGTH 21 MM OR EQUIVALENT WITH BONE CEMENT KIT SPINAL | ORTHOPEDIC & SPINAL SUPPLIES
19680 | 4232160792800 | EXPANDABLE TITANIUM IMPLANT WITH TWO ENDPLATES FOR ANATOMICAL REDUCTION OF VERTEBRAL COMPRESSION FRACTURES MAXIMAL EXPANSION 17 MM PLATE LENGTH 19 MM OR EQUIVALENT WITH BONE CEMENT KIT SPINAL | ORTHOPEDIC & SPINAL SUPPLIES
19681 | 4232160792700 | EXPANDABLE TITANIUM IMPLANT WITH TWO ENDPLATES FOR ANATOMICAL REDUCTION OF VERTEBRAL COMPRESSION FRACTURES MAXIMAL EXPANSION 12 MM ENDPLATES LENGTH 14 MM OR EQUIVALENT WITH BONE CEMENT KIT SPINAL | ORTHOPEDIC & SPINAL SUPPLIES
19682 | 4232160790700 | BONE SCALPEL DIAMOND SHAVER 4 MM WITH SILICONE SLEEVE DISPOSABLE SPINAL | ORTHOPEDIC & SPINAL SUPPLIES
19683 | 4232160755200 | LERMAN HALO VEST PEDIATRIC SIZE S ACCORDING TO END USER NON - INVASIVE OR EQUIVALENT SPINAL | ORTHOPEDIC & SPINAL SUPPLIES
19684 | 4232160755100 | LERMAN HALO VEST ADULT SIZES ACCORDING TO END USER NON - INVASIVE OR EQUIVALENT SPINAL | ORTHOPEDIC & SPINAL SUPPLIES
19685 | 4232160734100 | "CAGES, POLYETHYLENE (PEEK) FOR LATERAL LUMBAR INTERBODY FUSION OF DIFFERENT SIZES AND LENGTH ACCORDING TO END USER, SPINAL" | ORTHOPEDIC & SPINAL SUPPLIES
19686 | 4232160521800 | MESH CAGE TITANIUM ANTERIOR THORACES - LUMBAR VERTEBRAL BODY REPLACEMENT 24 MM DIAMETER 150 MM LENGTH OR EQUIVALENT SPINAL | ORTHOPEDIC & SPINAL SUPPLIES
19687 | 4232160521300 | MESH CAGE TITANIUM ANTERIOR THORACES - LUMBAR VERTEBRAL BODY REPLACEMENT 22 MM DIAMETER 150 MM LENGTH OR EQUIVALENT SPINAL | ORTHOPEDIC & SPINAL SUPPLIES
19688 | 4232160521200 | MESH CAGE TITANIUM ANTERIOR THORACES - LUMBAR VERTEBRAL BODY REPLACEMENT 22 MM DIAMETER 130 MM LENGTH OR EQUIVALENT SPINAL | ORTHOPEDIC & SPINAL SUPPLIES
19689 | 4232160520700 | MESH CAGE TITANIUM ANTERIOR THORACES - LUMBAR VERTEBRAL BODY REPLACEMENT 20 MM DIAMETER 150 MM LENGTH OR EQUIVALENT SPINAL | ORTHOPEDIC & SPINAL SUPPLIES
19690 | 4232160519400 | MESH CAGE TITANIUM ANTERIOR THORACES - LUMBAR VERTEBRAL BODY REPLACEMENT 16 MM DIAMETER 150 MM LENGTH OR EQUIVALENT SPINAL | ORTHOPEDIC & SPINAL SUPPLIES
19691 | 4232160518800 | MESH CAGE TITANIUM ANTERIOR THORACES - LUMBAR VERTEBRAL BODY REPLACEMENT 14 MM DIAMETER 150 MM LENGTH OR EQUIVALENT SPINAL | ORTHOPEDIC & SPINAL SUPPLIES
19692 | 4232160518600 | MESH CAGE TITANIUM ANTERIOR THORACES - LUMBAR VERTEBRAL BODY REPLACEMENT 14 MM DIAMETER 110 MM LENGTH OR EQUIVALENT SPINAL | ORTHOPEDIC & SPINAL SUPPLIES
19693 | 4232151301200 | "WIRE, KIRSCHNER THREADED TIP ASSORTED LENGTHS, DIAMETER 0.6 MM TO 1 MM" | ORTHOPEDIC & SPINAL SUPPLIES
19694 | 4232151301100 | "WIRE, KIRSCHNER THREADED TIP ASSORTED LENGTHS, DIAMETER 1.1 MM TO 1.8 MM" | ORTHOPEDIC & SPINAL SUPPLIES
19695 | 4232150700000 | "PLATE, LOCKED COMPRESSION SINGLE LINE FOR EPIPHYSIODESIS, ASSORTED SIZES" | ORTHOPEDIC & SPINAL SUPPLIES
19696 | 4229421990600 | "BONE GRAFT SYNTHETIC PUTTY 10CC, OR EQUIVALENT WITH ANTI-BIOTIC" | ORTHOPEDIC & SPINAL SUPPLIES
19697 | 4229421990500 | "BONE GRAFT SYNTHETIC PUTTY 5CC, OR EQUIVALENT WITH ANTI-BIOTIC" | ORTHOPEDIC & SPINAL SUPPLIES
19698 | 4229421976800 | "KIT, SUTURE BUTTON FOR SYNDESMOSIS FIXATION STAINLESS STEEL, DIFFERENT TYPES" | ORTHOPEDIC & SPINAL SUPPLIES
19699 | 4229420502700 | "INSTRUMENTATION SET COMPLETE AND NECESSARY STERILIZATION CASE (TRAY, BOX, LID) FOR POLYETHYLENE (PEEK) LATERAL LUMBAR INTERBODY FUSION, SPINAL" | ORTHOPEDIC & SPINAL SUPPLIES
19700 | 4229310705100 | DURAL AND NERVE RETRACTOR STRAIGHT INCLUDING SUCTION. LARGE SPINAL | ORTHOPEDIC & SPINAL SUPPLIES
19701 | 4232162206800 | "COMPLETE INSTRUMENTATION SET, TITANIUM, EXPANDABLE FOR POSTERIOR LUMBAR INTERBODY FUSION (PLIF)" | ORTHOPEDIC & SPINAL SUPPLIES
19702 | 4232161200700 | DILATION SLEEVE, GRADUATED, INNER DIAMETER 5.3 MM, OUTER DIAMETER 8.9 MM, LENGTH 21 CM, OR EQUIVALENT, SPINAL | ORTHOPEDIC & SPINAL SUPPLIES
19703 | 4232161200500 | DILATION SLEEVE GRADUATED, OUTER DIAMETER 20.9 MM, INNER DIAMETER 19 MM, LENGTH 13 CM, OR EQUIVALENT, SPINAL | ORTHOPEDIC & SPINAL SUPPLIES
19704 | 4232161200400 | DILATION SLEEVE, GRADUATED, INNER DIAMETER 9 MM, OUTER DIAMETER 12.7 MM, LENGTH 19 CM, OR EQUIVALENT, SPINAL | ORTHOPEDIC & SPINAL SUPPLIES
19705 | 4232161200300 | DILATION SLEEVE, GRADUATED, INNER DIAMETER 17.1 MM, OUTER DIAMETER 18.9 MM, LENGTH 14 CM, OR EQUIVALENT, SPINAL | ORTHOPEDIC & SPINAL SUPPLIES
19706 | 4232161200200 | DILATION SLEEVE GRADUATED, OUTER DIAMETER 16.9 MM, INNER DIAMETER 15.1 MM, LENGTH 15 CM, OR EQUIVALENT, SPINAL | ORTHOPEDIC & SPINAL SUPPLIES
19707 | 4232161200100 | DILATION SLEEVE GRADUATED, OUTER DIAMETER 14.9 MM, INNER DIAMETER 12.9 MM, LENGTH 17 CM, OR EQUIVALENT, SPINAL | ORTHOPEDIC & SPINAL SUPPLIES
19708 | 4232160653500 | MESH CAGE, LORDOTIC, TITANIUM VERTEBRAL BODY REPLACEMENT, ASSORTED SIZES AND DIAMETER AS REQUESTED BY END USER, SPINAL | ORTHOPEDIC & SPINAL SUPPLIES
19709 | 4232151023600 | SCREW HEADLESS CANNULATED SELF DRILLING 1.5MM TO 2MM STAINLESS STEEL ASSORTED TYPES AND LENGTHS REQUESTED BY END USER | ORTHOPEDIC & SPINAL SUPPLIES
19710 | 4229660305200 | SET, COMPLETE INSTRUMENTATION FOR STAINLESS STEEL 1.5 MM TO 2 MM HEADLESS CANNULATED SCREW, WITH NECESSARY CASE AND RELATED DRILL BITS AND TAPS | ORTHOPEDIC & SPINAL SUPPLIES
19711 | 4229554519000 | BONE ALLOGRAFT, CORTICAL/CANCELLOUS BLOCK FREEZE DRIED SIZE 15 MM-20 MM-10 MM OR EQUIVALENT | ORTHOPEDIC & SPINAL SUPPLIES
19712 | 4229554514300 | "BONE ALLOGRAFT, POWDER DEMINERALIZED, FREEZE DRIED, 20CC OR EQUIVALENTS" | ORTHOPEDIC & SPINAL SUPPLIES
19713 | 4229420520200 | INSTRUMENTATION SET COMPLETE AND NECESSARY STERILIZATION CASE (TRAY, BOX, LID FOR INSTRUMENTS AND SCREWS IMPLANTS AND REDUCTION TOOLS AND DEFORMITY CORRECTION TOOLS) FOR POSTERIOR THORACIC-LUMBOSACRAL FIXATION RODS AND SCREWS WITH PROPER LOCKING MECHANISM, THE SCREWS ARE TOP LOADING FOR DEFORMITY WITH TOP REDUCTION MECHANISM, FOR PEDIATRIC, SPINAL | ORTHOPEDIC & SPINAL SUPPLIES
19714 | 4229420518600 | INSTRUMENTATION COMPLETE SET FOR EXPANDABLE TITANIUM IMPLANT FOR COMPRESSION FRACTURE, SPINAL | ORTHOPEDIC & SPINAL SUPPLIES
19715 | 4232150016200 | PLATE, LOCKED COMPRESSION DUAL LINE FOR EPIPHYSIODESIS, ASSORTED SIZES | ORTHOPEDIC & SPINAL SUPPLIES
19716 | 4232150009700 | SCREW, LOCKED HEAD FOR EPIPHYSIODESIS, ASSORTED SIZES | ORTHOPEDIC & SPINAL SUPPLIES
19717 | 4232150024100 | SCREW HEADLESS CANNULATED SELF-DRILLING 3.5 TO 4.0MM STAINLESS STEEL ASSORTED TYPES AND LENGTHS REQUESTED BY END USER | ORTHOPEDIC & SPINAL SUPPLIES
19718 | 4232161201600 | SCREW, FOR LATERAL EXPANDABLE LUMBAR CAGE, ASSORTED SIZES AND DIAMETER, SPINAL | ORTHOPEDIC & SPINAL SUPPLIES
19719 | 4232162207100 | SPINE NIM PEDICLE ACCESS KIT OR EQUIVALENT | ORTHOPEDIC & SPINAL SUPPLIES
19720 | 4213210501000 | BED SHEET, WHITE COLOR, MADE OF 50% COTTON & 50% POLYESTER, WEIGHT 800GM, STITCHED EDGE, SIZE 180 X 240CM | GENERAL MEDICAL SUPPLIES (NURSING AND WOUND CARE) SUPPLEMENTARY
19721 | 4214210603400 | BLANKET ADULT, WHITE COLOR, MADE OF 100% COTTON, WEIGHT AT LEAST 3000 GRAM, WEAVING LIKE NET, SIDES BORDERS WITH THICK WEAVING ON BOTH SIDES, EDGE STITCHED, SIZE 180 X 240 CM | GENERAL MEDICAL SUPPLIES (NURSING AND WOUND CARE) SUPPLEMENTARY
19722 | 4223160922900 | TUBE CONNECTING MALE LUER LOCK AND DRAINAGE BAG CONNECTOR ONE WAY STOPCOCK ATTACHED 14 FR 15-30CM | GENERAL MEDICAL SUPPLIES (NURSING AND WOUND CARE) SUPPLEMENTARY
19723 | 4229540609900 | PATTIES NEUROSURG X-RAY DET 5X13MM | GENERAL MEDICAL SUPPLIES (NURSING AND WOUND CARE) SUPPLEMENTARY
19724 | 4229540602200 | PATTIES NEUROSURG X-RAY DET 15X20MM | GENERAL MEDICAL SUPPLIES (NURSING AND WOUND CARE) SUPPLEMENTARY
19725 | 4229540601900 | PATTIES NEUROSURG X-RAY DET 13X40MM | GENERAL MEDICAL SUPPLIES (NURSING AND WOUND CARE) SUPPLEMENTARY
19726 | 4229540600200 | PATTIES NEUROSURG X-RAY DET 13X60MM | GENERAL MEDICAL SUPPLIES (NURSING AND WOUND CARE) SUPPLEMENTARY
19727 | 4231230000200 | LIQUID SKIN SOAP, NO RAINS, FOAMING BODY WASH, GENTLE CLEANSER, HYPOALLERGENIC, CONTAIN OCTENIDINE HCL, FOR EB PATIENTS | GENERAL MEDICAL SUPPLIES (NURSING AND WOUND CARE) SUPPLEMENTARY
19728 | 4216160100100 | SET FOR HEMODIALYSIS FISTULA CONSIST OF: PRE DIALYSIS CONTENTS: 2% CHLORHEXIDINE SWAB STICK 1 PC - 3 DISPOSABLE SYRINGE 10 ML - 2 GAUZE SWAP 10 X 10 CM - 4 DISPOSABLE TOWEL 40 X 40 CM - 1 PAPER ADHESIVE TAPE 2.5 CM X 2 M - 1 WASTE BAG - 1 GREEN FORCEPS - 2 LATEX EXAMINATION GLOVES POWDER FREE IN A SINGLE PACKAGE - 1 PAIR DISPOSABLE SYRINGE NEEDLE - 1 STERILE FIELD 50 X 50 CM - 1 TWO GALLIPOT TRAY - 1 POST - DIALYSIS CONTENTS: LATEX EXAM POWDER FREE GLOVES (PAIR) IN A SINGLE PACKAGE - 1 GAUZE SWAB 5 X 5 CM 8 PLY - 2 DISPOSABLE SYRINGE 5 ML - 1 GAUZE SWAP 10 X 10 CM - 8 STERILE FIELD 50 X 50 CM - 1 LATEX EXAM GLOVES (PAIR) - 1 DISPOSABLE TOWEL 40 X 40 CM - 1 CONFORMING BANDAGE 8 CM X 40 M - 1 INCH | GENERAL MEDICAL SUPPLIES (NURSING AND WOUND CARE) SUPPLEMENTARY
19729 | 4618180400000 | GOGGLES PROTECTIVE AGAINST BLOOD AND FLUIDS SHOULD FIT OVER AND AROUND EYES ANTIFOG FEATURE DISPOSABLE | GENERAL MEDICAL SUPPLIES (NURSING AND WOUND CARE) SUPPLEMENTARY
19730 | 4618170200000 | SHIELD FACE SHIELD PROTECT FACE NOSE MOUTH AND EYES SHOULD COVER FOREHEAD EXTEND BELOW CHIN AND WRAP AROUND THE SIDE AND FACE | GENERAL MEDICAL SUPPLIES (NURSING AND WOUND CARE) SUPPLEMENTARY
19731 | 4216150402900 | STERICHEK OR EQUIVALENT STRIPS FOR WATER TREATMENT PLANT TO CHECK ON RESIDUAL PEROXIDE AND CONFIRM DIALYSIS WATER IS CLEAR FROM CHEMICALS USED FOR DISINFECTION | RENAL DIALYSIS SUPLEMANTARY
19732 | 4214251800900 | SET, BIOPSY, PERCUTANEOUS, FOR LIVER, CONSISTS OF : SCALPEL FOR SKIN INCISION, ASPIRATION SYRINGE 10 ML, SELF LOCKING RATCHET CATCH, DOUBLE PIST ON SEAL IN ORDER TO MAINTAIN THE HIGH NEGATIVE PRESSURE, INJECTION NEEDLE FOR ASPIRATION OF SALINE G 20 X 1.5 INCH, (0.9 X 39 MM), LOCK FITTING, BIOPSY NEEDLE 90 MM LENGTH, THIN WALL NEEDLE FOR MINIMAL TRAUMA, EXTREMELY Y SHARP BEVEL FOR PERFECT SPECIMEN, REMOVAL SPACER, DISPOSABLE, STERILE | GENERAL CONSUMABLES (GENERAL SURGICAL SUPPLIES) SUPPLEMENTARY
19733 | 4213220300200 | GLOVES EXAMINATION LATEX NON - POWDERED DISPOSABLE NON-STERILE SIZE: LARGE (8 - 8.5) PACKING: 100 PIECES/PACKET | FRAMEWORK AGREEMENT
19734 | 4213220300000 | GLOVES EXAMINATION LATEX NON - POWDERED DISPOSABLE NON-STERILE SIZE: MEDIUM (7 - 7.5) PACKING: 100 PIECES/PACKET | FRAMEWORK AGREEMENT
19735 | 4213220300100 | GLOVES EXAMINATION LATEX NON - POWDERED DISPOSABLE NON-STERILE SIZE: SMALL (6 - 6.5) PACKING: 100 PIECES/PACKET | FRAMEWORK AGREEMENT
19736 | 4220341106800 | PRESSURE MONITORING LINE 100 CM LONG PEDIATRIC WITH MALE AND FEMALE ENDS AND FLUSH SYSTEM NON COMPLIANT DISPOSABLE STERILE | INTERVENTIONAL RADIOLOGY AND CARDIAC CATHETERIZATION
19737 | 4220341071500 | PNEUMOSTAT CHEST DRAIN VALVE DISPOSABLE SINGLE USE WITH A SMALL GRADUATED 30 ML COLLECTION CAPACITY INTEGRATED WITH A NOVEL ONE-WAY DRY SEAL VALVE TECHNOLOGY. | INTERVENTIONAL RADIOLOGY AND CARDIAC CATHETERIZATION
19738 | 4220341017200 | PNEUMOTHORAX SET, 20 SIDE PORTS, 18G X 20CM NEEDLE, 9FR X 30 CM, DISPOSABLE, STERILE | INTERVENTIONAL RADIOLOGY AND CARDIAC CATHETERIZATION
19739 | 4229490901300 | BALLOON, CATHETER, FOR DILATATION, PULMONARY, 5.5CM BALLOON LENGTH, 110CM LENGTH, STERILE, DISPOSABLE | ENDOSCOPY SUPPLIES SUPPLEMENTARY
19740 | 4228180301900 | BIOLOGICAL INDICATOR FOR SCOPE STERILIZATION | ENDOSCOPY SUPPLIES SUPPLEMENTARY
19741 | 4227250009800 | BRUSH CYTOLOGY FOR BRONCHOSCOPY 1.8MM X 170 CM STERILE DISPOSABLE | ENDOSCOPY SUPPLIES SUPPLEMENTARY
19742 | 4229633902400 | CATHETER AND ACCESSORY KIT FOR GASTRO-ESOPHAGEAL REFLUX DISEASE GERD | ENDOSCOPY SUPPLIES SUPPLEMENTARY
19743 | 4227150401800 | ESOPHAGEAL POTENTIAL HYDROGEN (PH) MONITORING CATHETER, DUAL CHANNEL PH SENSOR FOR ASSORTED SIZES FOR ADULT AND PEDIATRIC , ASSORTED PH SPACING ,SINGLE USE | ENDOSCOPY SUPPLIES SUPPLEMENTARY
19744 | 4228170402700 | DETERGENT, PHOSPHATES, SODIUM HYDROXIDE, ALLOWS THE PERACETIC ACID (PAA) PROCESS TO WORK IN A NEUTRAL PH VALUE RANGE AND THUS EFFICIENTLY PROTECTS SENSITIVE ENDOSCOPE MATERIALS, IT IS AN ADDITIVE TO PAA, 5 LETTER, CANISTER (GALLON=EACH) | ENDOSCOPY SUPPLIES SUPPLEMENTARY
19745 | 4215168501400 | HOOKUP, DSD/SSD, STORZ, LEAK TESTER SM | ENDOSCOPY SUPPLIES SUPPLEMENTARY
19746 | 4410311200900 | RIBBON, PRINTER, DSD/SSD (MUST COMPATIBLE WITH MEDIVATOR) | ENDOSCOPY SUPPLIES SUPPLEMENTARY
19747 | 4229542102400 | SOLUTION, MECHANICAL, FOR SCOPES (SOLUSCOPE CLN), 5 LITTER (GALLON=EACH) | ENDOSCOPY SUPPLIES SUPPLEMENTARY
19748 | 4228170403200 | DETERGENT, DISINFECTANT BASED ON PERACETIC ACID (PAA), ACTIVE INGREDIENT: PEROXYACETIC ACID, HYDROGEN PEROXIDE ACETIC ACID, STABILIZE ER, 2.8 LETTER, CANISTER | ENDOSCOPY SUPPLIES SUPPLEMENTARY
19749 | 4228170404800 | DETERGENT, FOR THE PERACETIC ACID (PAA) PROCESS IN THE ENDOTHERMO DISINFECTORS (ETD) SYSTEM | ENDOSCOPY SUPPLIES SUPPLEMENTARY
19750 | 4220341208700 | BILIARY UNCOVERED METALLIC STENT, SHORT WIRE SYSTEM, 4CM | ENDOSCOPY SUPPLIES SUPPLEMENTARY
19751 | 4214271501300 | ESOPHAGEAL AND GASTRIC POTENTIAL HYDROGEN (PH) MONITORING WITH IMPEDANCE CATHETER, DUAL CHANNEL PH SENSOR ASSORTED SIZES FOR ADULT AND PEDIATRIC, INCLUDING PH CHANNEL LOCATION:( 0/-15 CM) , SINGLE USE | ENDOSCOPY SUPPLIES SUPPLEMENTARY
19752 | 4229600606200 | VASCULAR GRAFT REINFORCED EXPANDED TAPERED POLYTETRA FLUORO ETHYLENE (PTFE) FOR ANGIOACCESS INTERNAL DIAMETER 4-5MM WALL THICKNESS 0.64MM 40CM LONG IMPREGNATED WITH SIROLIMUS | CARDIOVASCULAR TENDER
19753 | 4229600606600 | VASCULAR GRAFT REINFORCED EXPANDED RINGED POLYTETRA FLURO ETHYLENE (PTFE) FOR ANGIOACCESS INTERNAL DIAMETER 6 MM WALL THICKNESS 0.60 MM 40 CM LONG WITH 5 CM RING SECTION | CARDIOVASCULAR TENDER
19754 | 4229600606700 | VASCULAR GRAFT REINFORCED EXPANDED STRAIGHT POLYTETRA FLUORO ETHYLENE (PTFE) FOR ANGIOACCESS INTERNAL DIAMETER 6 MM WALL THICKNESS 0.64 MM 40 CM LONG | CARDIOVASCULAR TENDER
19755 | 4229600618400 | VASCULAR GRAFT REINFORCED EXPANDED STRAIGHT POLYTETRA FLUORO ETHYLENE (PTFE) FOR ANGIOACCESS INTERNAL DIAMETER 6 MM WALL THICKNESS 0.64 MM 40 CM LONG IMPREGNATED WITH SIROLIMUS | CARDIOVASCULAR TENDER
19756 | 4229600606500 | VASCULAR GRAFT, REINFORCED EXPANDED, RINGED, POLYTETRA FLUORO ETHYLENE (PTFE) FOR ANGIOACCESS, INTERNAL DIAMETER 6 MM, WALL THICKNESS 0.60 MM, 40 CM LONG WITH 5 CM RING SECTION, IMPREGNATED WITH SIROLIMUS | CARDIOVASCULAR TENDER
19757 | 4229600618500 | VASCULAR GRAFT REINFORCED EXPANDED TAPERED POLYTETRA FLUORO ETHYLENE (PTFE) FOR ANGIOACCESS INTERNAL DIAMETER 4 - 5 MM WALL THICKNESS 0.64 MM 40 CM LONG. | CARDIOVASCULAR TENDER
19758 | 4229290409000 | SUTURE, POLYGLACTIN 910, MULTIFILAMENT, ABSORBABLE, SIZE 2/0, 26 MM, 1/2 CIRCLE, TAPER POINT NEEDLE, 70-75 CM, VIOLET, STERILE | GENERAL CONSUMABLES FOR: SURGICAL SUTURES, LAPRASCOPIC AND ROBOTIC SURGEONS SUPPLEMENTARY
19759 | 4229290412200 | SUTURE, POLYGLACTIN 910, MULTIFILAMENT, RAPID ABSORPTION, SIZE 2/0, 31 MM ( +/- 1 MM ), 1/2 CIRCLE, TAPER POINT PLUS NEEDLE, 70-75 CM, UNDYED, STERILE | GENERAL CONSUMABLES FOR: SURGICAL SUTURES, LAPRASCOPIC AND ROBOTIC SURGEONS SUPPLEMENTARY
19760 | 4229290412900 | SUTURE, POLYGLACTIN 910, MULTIFILAMENT, RAPID ABSORPTION, SIZE 4/0, 22 MM, 1/2 CIRCLE, TAPER POINT PLUS NEEDLE, 70-75 CM, UNDYED, STERILE | GENERAL CONSUMABLES FOR: SURGICAL SUTURES, LAPRASCOPIC AND ROBOTIC SURGEONS SUPPLEMENTARY
19761 | 4229290415600 | SUTURE, POLYDIOXANONE, MONOFILAMENT, ABSORBABLE, SIZE 3/0, 25 MM, 1/2 CIRCLE, ROUND BODY NEEDLE, 70-75 CM, VIOLET, STERILE | GENERAL CONSUMABLES FOR: SURGICAL SUTURES, LAPRASCOPIC AND ROBOTIC SURGEONS SUPPLEMENTARY
19762 | 4229290417000 | SUTURE, POLYPROPYLENE, MONOFILAMENT, NON-ABSORBABLE, SIZE 2/0, 25 MM, 1/2 CIRCLE, TAPER CUT DOUBLE ARM NEEDLE, 90-95 CM, BLUE, STERILE | GENERAL CONSUMABLES FOR: SURGICAL SUTURES, LAPRASCOPIC AND ROBOTIC SURGEONS SUPPLEMENTARY
19763 | 4229290417400 | SUTURE, POLYPROPYLENE, MONOFILAMENT, NON-ABSORBABLE, SIZE 3/0, 26 MM, 1/2 CIRCLE, DOUBLE ARM CC NEEDLE, 90-95 CM, BLUE, STERILE | GENERAL CONSUMABLES FOR: SURGICAL SUTURES, LAPRASCOPIC AND ROBOTIC SURGEONS SUPPLEMENTARY
19764 | 4229551306400 | SYSTEM, FOR LAPAROSCOPIC MESH FIXATION, TITANIUM, 12 MM, WITH 10 STAPLES, 4.8 MM, DISPOSABLE, STERILE | GENERAL CONSUMABLES FOR: SURGICAL SUTURES, LAPRASCOPIC AND ROBOTIC SURGEONS SUPPLEMENTARY
19765 | 4229490800400 | INSTRUMENT, FINE TEETH FORCEPS, FOR LAPAROSCOPIC, ATRAUMATIC, TO FIRMLY GRASP AND HOLD THE TISSUE, 5 MM, HOLDING POWER SHOULD BE ADJUSTED BY FINGER OPERATING FINGER LINK BETWEEN THE TWO HANDLES (ON/OFF RATCHET SWITCH), SINGLE HAND USAGE, 30-35 CM LENGTH, DISPOSABLE, STERILE | GENERAL CONSUMABLES FOR: SURGICAL SUTURES, LAPRASCOPIC AND ROBOTIC SURGEONS SUPPLEMENTARY
19766 | 4229632306700 | LAPAROSCOPIC NON BLADED OPTICAL TROCAR WITH DUAL SEAL, 3 WAY STOPCOCK, THREAD WITH MAXIMUM STABILITY, CANNULA HOLE FOR INSULATION DURING TIP BLOCKAGE, SIZE: 5X(50 -70) MM, DISPOSABLE,STERILE. | GENERAL CONSUMABLES FOR: SURGICAL SUTURES, LAPRASCOPIC AND ROBOTIC SURGEONS SUPPLEMENTARY
19767 | 4232160803200 | TROCAR, BLADED, DILATING TIP, WITH STABILITY SLEEVE, 5 MM X 75 MM, REDUCED PENETRATION FORCE, WITH FAST BLADE SAFETY SHIELD ACTIVATION DOUBLE GASKET, WITH SMUDGE REDUCTION ABSORBENT MATERIAL, DISPOSABLE, STERILE | GENERAL CONSUMABLES FOR: SURGICAL SUTURES, LAPRASCOPIC AND ROBOTIC SURGEONS SUPPLEMENTARY
19768 | 4232160803100 | TROCAR, BLADED, DILATING TIP, WITH STABILITY SLEEVE, 5 MM X 100 MM, REDUCED PENETRATION FORCE, WITH FAST BLADE SAFETY SHIELD ACTIVATION DOUBLE GASKET, WITH SMUDGE REDUCTION ABSORBENT MATERIAL, DISPOSABLE, STERILE | GENERAL CONSUMABLES FOR: SURGICAL SUTURES, LAPRASCOPIC AND ROBOTIC SURGEONS SUPPLEMENTARY
19769 | 4232160803500 | TROCAR, BLADED, DILATING TIP, WITH STABILITY SLEEVE, 12 MM X 100 MM, REDUCED PENETRATION FORCE, WITH FAST BLADE SAFETY SHIELD ACTIVATION DOUBLE GASKET, WITH SMUDGE REDUCTION ABSORBENT MATERIAL, DISPOSABLE, STERILE | GENERAL CONSUMABLES FOR: SURGICAL SUTURES, LAPRASCOPIC AND ROBOTIC SURGEONS SUPPLEMENTARY
19770 | 4229163600100 | TROCAR, BLADED, DILATING TIP, WITH STABILITY SLEEVE, 12 MM X 150 MM, REDUCED PENETRATION FORCE, WITH FAST BLADE SAFETY SHIELD ACTIVATION DOUBLE GASKET, WITH SMUDGE REDUCTION ABSORBENT MATERIAL, DISPOSABLE, STERILE | GENERAL CONSUMABLES FOR: SURGICAL SUTURES, LAPRASCOPIC AND ROBOTIC SURGEONS SUPPLEMENTARY
19771 | 4232160803600 | TROCAR, BLADED, DILATING TIP, WITH STABILITY SLEEVE, 5 MM X 75 MM, REDUCED PENETRATION FORCE, WITH FAST BLADE SAFETY SHIELD, DISPOSABLE, STERILE | GENERAL CONSUMABLES FOR: SURGICAL SUTURES, LAPRASCOPIC AND ROBOTIC SURGEONS SUPPLEMENTARY
19772 | 4229497809100 | TROCAR, BLADELESS, STABILITY SLEEVE, WITH SMUDGE REDUCTION ABSORBENT MATERIAL, 5 MM X 100 MM, MITIGATES INADVERTENT VALVE OPENING/CLOSING, DISPOSABLE, STERILE | GENERAL CONSUMABLES FOR: SURGICAL SUTURES, LAPRASCOPIC AND ROBOTIC SURGEONS SUPPLEMENTARY
19773 | 4229497809200 | TROCAR, BLADELESS, STABILITY SLEEVE, WITH SMUDGE REDUCTION ABSORBENT MATERIAL, 5 MM X 150 MM, MITIGATES INADVERTENT VALVE OPENING/CLOSING, DISPOSABLE, STERILE | GENERAL CONSUMABLES FOR: SURGICAL SUTURES, LAPRASCOPIC AND ROBOTIC SURGEONS SUPPLEMENTARY
19774 | 4229163502400 | TROCAR, BLADELESS, STABILITY SLEEVE, WITH SMUDGE REDUCTION ABSORBENT MATERIAL, 5 MM X 75 MM, MITIGATES INADVERTENT VALVE OPENING/CLOSING, DISPOSABLE, STERILE | GENERAL CONSUMABLES FOR: SURGICAL SUTURES, LAPRASCOPIC AND ROBOTIC SURGEONS SUPPLEMENTARY
19775 | 4229621101400 | CADIERE FORCEPS, COMPATIBLE WITH DA VINCI SI | GENERAL CONSUMABLES FOR: SURGICAL SUTURES, LAPRASCOPIC AND ROBOTIC SURGEONS SUPPLEMENTARY
19776 | 4229621101500 | COBRA GRASPER, COMPATIBLE WITH DA VINCI SI | GENERAL CONSUMABLES FOR: SURGICAL SUTURES, LAPRASCOPIC AND ROBOTIC SURGEONS SUPPLEMENTARY
19777 | 4229621101700 | DEBAKEY FORCEPS MONOPOLAR, COMPATIBLE WITH DA VINCI SI | GENERAL CONSUMABLES FOR: SURGICAL SUTURES, LAPRASCOPIC AND ROBOTIC SURGEONS SUPPLEMENTARY
19778 | 4229621101800 | DOUBLE FENESTRATED GRASPER, COMPATIBLE WITH DA VINCI SI | GENERAL CONSUMABLES FOR: SURGICAL SUTURES, LAPRASCOPIC AND ROBOTIC SURGEONS SUPPLEMENTARY
19779 | 4229621101900 | FENESTRATED BIPOLAR FORCEPS, COMPATIBLE WITH DA VINCI SI | GENERAL CONSUMABLES FOR: SURGICAL SUTURES, LAPRASCOPIC AND ROBOTIC SURGEONS SUPPLEMENTARY
19780 | 4229621102000 | HARMONIC ACE CURVED SHEARS INSERT, COMPATIBLE WITH DA VINCI SI | GENERAL CONSUMABLES FOR: SURGICAL SUTURES, LAPRASCOPIC AND ROBOTIC SURGEONS SUPPLEMENTARY
19781 | 4229621102100 | HARMONIC ACE CURVED SHEARS, COMPATIBLE WITH DA VINCI SI | GENERAL CONSUMABLES FOR: SURGICAL SUTURES, LAPRASCOPIC AND ROBOTIC SURGEONS SUPPLEMENTARY
19782 | 4229621102200 | LARGE NEEDLE DRIVER, COMPATIBLE WITH DA VINCI SI | GENERAL CONSUMABLES FOR: SURGICAL SUTURES, LAPRASCOPIC AND ROBOTIC SURGEONS SUPPLEMENTARY
19783 | 4229621102300 | MARYLAND BIPOLAR FORCEPS, COMPATIBLE WITH DA VINCI SI | GENERAL CONSUMABLES FOR: SURGICAL SUTURES, LAPRASCOPIC AND ROBOTIC SURGEONS SUPPLEMENTARY
19784 | 4229621102400 | MONOPOLAR CURVED SCISSOR (HOT SHEARS), COMPATIBLE WITH DA VINCI SI, REQUIRES TIP COVER ACCESSORY | GENERAL CONSUMABLES FOR: SURGICAL SUTURES, LAPRASCOPIC AND ROBOTIC SURGEONS SUPPLEMENTARY
19785 | 4229621102500 | PERMANENT CAUTERY HOOK, COMPATIBLE WITH DA VINCI SI | GENERAL CONSUMABLES FOR: SURGICAL SUTURES, LAPRASCOPIC AND ROBOTIC SURGEONS SUPPLEMENTARY
19786 | 4229621102600 | PROGRASP FORCEPS, COMPATIBLE WITH DA VINCI SI | GENERAL CONSUMABLES FOR: SURGICAL SUTURES, LAPRASCOPIC AND ROBOTIC SURGEONS SUPPLEMENTARY
19787 | 4229621102800 | TENACULUM FORCEPS, COMPATIBLE WITH DA VINCI SI | GENERAL CONSUMABLES FOR: SURGICAL SUTURES, LAPRASCOPIC AND ROBOTIC SURGEONS SUPPLEMENTARY
19788 | 4229621102900 | LARGE CLIP APPLIER, COMPATIBLE WITH DA VINCI SI | GENERAL CONSUMABLES FOR: SURGICAL SUTURES, LAPRASCOPIC AND ROBOTIC SURGEONS SUPPLEMENTARY
19789 | 4229621103000 | MEDIUM-LARGE CLIP APPLIER, COMPATIBLE WITH DA VINCI SI | GENERAL CONSUMABLES FOR: SURGICAL SUTURES, LAPRASCOPIC AND ROBOTIC SURGEONS SUPPLEMENTARY
19790 | 4229621103200 | 8 MM BLADELESS OBTURATOR (DISPOSABLE), COMPATIBLE WITH DA VINCI SI | GENERAL CONSUMABLES FOR: SURGICAL SUTURES, LAPRASCOPIC AND ROBOTIC SURGEONS SUPPLEMENTARY
19791 | 4229621103300 | 8 MM BLADELESS OBTURATOR, LONG, (DISPOSABLE) COMPATIBLE WITH DA VINCI SI | GENERAL CONSUMABLES FOR: SURGICAL SUTURES, LAPRASCOPIC AND ROBOTIC SURGEONS SUPPLEMENTARY
19792 | 4229621103400 | 8 MM BLUNT OBTURATOR COMPATIBLE WITH DA VINCI SI | GENERAL CONSUMABLES FOR: SURGICAL SUTURES, LAPRASCOPIC AND ROBOTIC SURGEONS SUPPLEMENTARY
19793 | 4229621103500 | 8 MM BLUNT OBTURATOR, LONG, COMPATIBLE WITH DA VINCI SI | GENERAL CONSUMABLES FOR: SURGICAL SUTURES, LAPRASCOPIC AND ROBOTIC SURGEONS SUPPLEMENTARY
19794 | 4229621103600 | 8 MM CANNULA SEAL (10/12 MM CANNULA SEAL), COMPATIBLE WITH DA VINCI SI | GENERAL CONSUMABLES FOR: SURGICAL SUTURES, LAPRASCOPIC AND ROBOTIC SURGEONS SUPPLEMENTARY
19795 | 4229621103700 | 8 MM CANNULA WITH OUTLET, COMPATIBLE WITH DA VINCI SI | GENERAL CONSUMABLES FOR: SURGICAL SUTURES, LAPRASCOPIC AND ROBOTIC SURGEONS SUPPLEMENTARY
19796 | 4229621103800 | 8 MM CANNULA WITH OUTLET, LONG, COMPATIBLE WITH DA VINCI SI | GENERAL CONSUMABLES FOR: SURGICAL SUTURES, LAPRASCOPIC AND ROBOTIC SURGEONS SUPPLEMENTARY
19797 | 4229621103900 | 8 MM INSTRUMENT CANNULA, COMPATIBLE WITH DA VINCI SI | GENERAL CONSUMABLES FOR: SURGICAL SUTURES, LAPRASCOPIC AND ROBOTIC SURGEONS SUPPLEMENTARY
19798 | 4229621104000 | 8 MM INSTRUMENT CANNULA, LONG, COMPATIBLE WITH DA VINCI SI | GENERAL CONSUMABLES FOR: SURGICAL SUTURES, LAPRASCOPIC AND ROBOTIC SURGEONS SUPPLEMENTARY
19799 | 4229621104100 | CAMERA ARM DRAPE, COMPATIBLE WITH DA VINCI SI | GENERAL CONSUMABLES FOR: SURGICAL SUTURES, LAPRASCOPIC AND ROBOTIC SURGEONS SUPPLEMENTARY
19800 | 4229621104200 | CAMERA HEAD DRAPE, COMPATIBLE WITH DA VINCI SI | GENERAL CONSUMABLES FOR: SURGICAL SUTURES, LAPRASCOPIC AND ROBOTIC SURGEONS SUPPLEMENTARY
19801 | 4229621104500 | INSTRUMENT ARM DRAPE, COMPATIBLE WITH DA VINCI SI | GENERAL CONSUMABLES FOR: SURGICAL SUTURES, LAPRASCOPIC AND ROBOTIC SURGEONS SUPPLEMENTARY
19802 | 4229490821000 | FORCEPS, KUHN RHINOFORCE II FRONTAL SINUS, FLAT JAWS, THROUGH-CUTTING, SHEATH 90 DEGREE UPTURNED, BACKWARD OPENING WITH CLEANING CONNECTOR, WORKING LENGTH 12 CM | SURGICAL INSTRUMENT TENDER
19803 | 4229680706400 | FORCEPS, ALLIGATOR LARYNGEAL, ROSEN MICRO-CURVED MINI FLAP RETRACTOR LEFT WITH DIAMOND DUST, LENGTH 22CM | SURGICAL INSTRUMENT TENDER
19804 | 4229490824700 | FORCEPS, KUHN RHINOFORCE II FRONTAL SINUS, FLAT JAWS, THROUGH-CUTTING, SHEATH 90 DEGREE UPTURNED, BACKWARD OPENING WITH CLEANING CONNECTOR, WORKING LENGTH 12 CM, TO THE RIGHT | SURGICAL INSTRUMENT TENDER
19805 | 4229490824600 | FORCEPS, KUHN RHINOFORCE II FRONTAL SINUS, FLAT JAWS, THROUGH-CUTTING, SHEATH 90 DEGREE UPTURNED, BACKWARD OPENING WITH CLEANING CONNECTOR, WORKING LENGTH 12 CM, TO THE LEFT | SURGICAL INSTRUMENT TENDER
19806 | 4229180245800 | FORCEPS, KUHN RHINOFORCE II FRONTAL SINUS, FLAT JAWS, THROUGH-CUTTING, SHEATH 60 DEGREE UPTURNED, BACKWARD OPENING WITH CLEANING CONNECTOR, WORKING LENGTH 12 CM, TO THE RIGHT | SURGICAL INSTRUMENT TENDER
19807 | 4229180245700 | FORCEPS, KUHN RHINOFORCE II FRONTAL SINUS, FLAT JAWS, THROUGH-CUTTING, SHEATH 60 DEGREE UPTURNED, BACKWARD OPENING WITH CLEANING CONNECTOR, WORKING LENGTH 12 CM, TO THE LEFT | SURGICAL INSTRUMENT TENDER
19808 | 4229161423200 | SCISSOR, NASAL, CUTTING BLADES CURVED DOWNWARDS, WITH CLEANING CONNECTOR, 13 CM LENGTH | SURGICAL INSTRUMENT TENDER
19809 | 4214352800700 | CANNULA, EICKEN-CASTELNUOVO ANTRUM, LUER-LOCK, S-SHAPED STRONGLY CURVED, MALLEABLE, SERRATED GRIP PLATE, OUTER DIAMETER 2.5 MM, LENGTH 12.5 CM | SURGICAL INSTRUMENT TENDER
19810 | 4214352800500 | CANNULA, ANTRUM, LUER-LOCK, STRAIGHT, MALLEABLE, WITH SERRATED GRIP PLATE, OUTER DIAMETER 2.5 MM, WORKING LENGTH 15 CM | SURGICAL INSTRUMENT TENDER
19811 | 4214351601100 | FORCEPS, KUHN RHINOFORCE II FRONTAL SINUS, FLAT JAWS, THROUGH-CUTTING, SHEATH 60 DEGREE UPTURNED, BACKWARD OPENING WITH CLEANING CONNECTOR, WORKING LENGTH 12 CM | SURGICAL INSTRUMENT TENDER
19812 | 4229161432200 | SCISSORS, METZENBAUM, FOR THORACOSCOPIC, CURVED TO LEFT, BLADE LENGTH 3 - 4 CM, RING HANDLE, TOTAL LENGTH 42 - 43 CM, REUSABLE | SURGICAL INSTRUMENT TENDER
19813 | 4229180223900 | CLAMP, DEBAKEY, FOR THORACOSCOPIC, WITH RATCHET, 1X2, WORKING LENGTH 11 - 12 CM, TOTAL LENGTH 29 - 30 CM, REUSABLE | SURGICAL INSTRUMENT TENDER
19814 | 4229270207500 | ELEVATOR, PERIOSTEAL, STRAIGHT, WORKING LENGTH 16 - 17CM, TOTAL LENGTH 42 - 43 CM, REUSABLE | SURGICAL INSTRUMENT TENDER
19815 | 4229290309200 | NEEDLE HOLDER, FOR THORACOSCOPIC, CURVED, GOLD RING HANDLE, DIAMETER 7 - 8 MM, TOTAL LENGTH 28 - 29 CM, CARBON INLAY, REUSABLE | SURGICAL INSTRUMENT TENDER
19816 | 4229490830700 | FORCEPS, ALLIS, FOR THORACOSCOPIC, RING HANDLE, CURVED TO LEFT, JAW WIDTH 6 - 7 MM, LWITH RATCHET, TOTAL LENGTH 33 - 34 CM, REUSABLE | SURGICAL INSTRUMENT TENDER
19817 | 4229490830800 | CLAMP, NODULE, ROCCO, RING HANDLE, CURVED TO LEFT, WITH RATCHET, WORKING LENGTH 24 - 25 CM, TOTAL LENGTH 33 - 34CM, REUSABLE | SURGICAL INSTRUMENT TENDER
19818 | 4229490830900 | FORCEPS, BIOPSY, FOR MEDIASTINOSCOPY, OVEL CUPPED JAW, RING HANDLE, WITHOUT RATCHET, WORKING LENGTH 28 - 29 CM, TOTAL LENGTH 38 - 39 CM, REUSABLE | SURGICAL INSTRUMENT TENDER
19819 | 4229490831000 | FORCEPS, GRASPER, FOR THORACOSCOPIC, RING HANDLE, CURVED TO LEFT, WITHOUT RATCHET, WORKING LENGTH 32 - 33 CM, TOTAL LENGTH 42 - 43 CM, REUSABLE | SURGICAL INSTRUMENT TENDER
19820 | 4229490890100 | CLAMP, DEBAKEY, FOR THORACOSCOPIC, WITH RATCHET, 1X2, WORKING LENGTH 24 - 25 CM, TOTAL LENGTH 35 - 36 CM, REUSABLE | SURGICAL INSTRUMENT TENDER
19821 | 4229491400400 | SUCTION, INSTRUMENT, FOR THORACOSCOPIC, CURVED, BLUNT TIP, DIAMETER 5 MM, WORKING LENGTH 22 - 23 CM, TOTAL LENGTH 36 - 37 CM, REUSABLE | SURGICAL INSTRUMENT TENDER
19822 | 4229640300900 | FORCEPS, GRASPER, FOR THORACOSCOPIC, RING HANDLE, CURVED TO LEFT, WITH RATCHET, WORKING LENGTH 32 - 33 CM, TOTAL LENGTH 42 - 43 CM, REUSABLE | SURGICAL INSTRUMENT TENDER
19823 | 4231200610500 | CLAMP, BULLDOG, RELIANCE, STRAIGHT JAW, ASSORTED SIZE AND TYPE, WITH NECESSARY APPLIER AND TRAY, STAINLESS STEEL, REUSABLE | SURGICAL INSTRUMENT TENDER
19824 | 4229180274000 | LAPAROSCOPIC, GRASPING FORCEPS, ROTATING, DISMANTLING, INSULATED, WITH CONNECTOR PIN FOR UNIPOLAR COAGULATION, WITH LUER-LOCK IRRIGATION CONNECTOR FOR CLEANING, SINGLE ACTION JAWS, FENESTRATED, WITH ESPECIALLY FINE ATRAUMATIC SERRATION, SIZE 3.5 MM, LENGTH 20 CM, REUSABLE | SURGICAL INSTRUMENT TENDER
19825 | 4229180269800 | "FORCEPS, CHITWOOD, DEBAKEY, LT 1.5MM JAW NEEDLE PULLING TISSUE FORCEP STRAIGHT JAW TIP, LENGTH 19 - 20 CM" | SURGICAL INSTRUMENT TENDER
19826 | 4229310734200 | BLADE, MAYO, SWIVEL, FOR OMNI RETRACTOR, (OR EQUIVALENT), WIDTH SIZE: 2.5 CM , ASSORTED LENGTHS, REUSABLE | SURGICAL INSTRUMENT TENDER
19827 | 4229310734300 | BLADE, RAKE, SWIVEL, FOR OMNI RETRACTOR, (OR EQUIVALENT), ASSORTED SIZES, REUSABLE | SURGICAL INSTRUMENT TENDER
19828 | 4229310734400 | BLADE, RICHARDSON, SWIVEL, FOR OMNI RETRACTOR, (OR EQUIVALENT), ASSORTED SIZES, REUSABLE | SURGICAL INSTRUMENT TENDER
19829 | 4229313303600 | RING, ROUND, FOR BOOKWALTER RETRACTOR, ASSORTED SIZES, (OR EQUIVALENT), REUSABLE | SURGICAL INSTRUMENT TENDER
19830 | 4228150916600 | STERILIZATION TRAY WITH LID, FOR BOOKWALTER RETRACTOR, (OR EQUIVALENT), REUSABLE | SURGICAL INSTRUMENT TENDER
19831 | 4229310734500 | CAM II CLIP-ON, FOR THOMPSON RETRACTOR, NON ANGLING, WITH HANDLE, (OR EQUIVALENT), ASSORTED SIZES, REUSABLE | SURGICAL INSTRUMENT TENDER
19832 | 4229310734600 | BLADE, MALLEABLE, FOR THOMPSON RETRACTOR, SIZE 51 MM X 102 MM, REUSABLE | SURGICAL INSTRUMENT TENDER
19833 | 4229310734700 | BLADE, KELLY FOR THOMPSON RETRACTOR, SIZE( 38 - 51 ) MM X (50 - 64 )MM, (OR EQUIVALENT), REUSABLE | SURGICAL INSTRUMENT TENDER
19834 | 4229310734800 | BLADE, DEAVER, FOR THOMPSON RETRACTOR, ASSORTED SIZES, (OR EQUIVALENT), REUSABLE | SURGICAL INSTRUMENT TENDER
19835 | 4229310734900 | BLADE, BALFOUR, FOR THOMPSON RETRACTOR , SIZE 70 MM X 51 MM WITHOUT LIPS, (OR EQUIVALENT), REUSABLE | SURGICAL INSTRUMENT TENDER
19836 | 4229310735000 | BLADE, BALFOUR, FOR THOMPSON RETRACTOR , SIZE 51 MM X 51 MM WITHOUT LIPS, (OR EQUIVALENT), REUSABLE | SURGICAL INSTRUMENT TENDER
19837 | 4229310735100 | 12 INCH ANGLED ARM,FOR THOMPSON RETRACTOR, SIZE (6X6) INCH, (OR EQUIVALENT), REUSABLE | SURGICAL INSTRUMENT TENDER
19838 | 4229310735200 | ELITE II RAIL CLAMP, FOR THOMPSON RETRACTOR, WITH TWO 1/2 INCH CAM JOINTS, (OR EQUIVALENT), ASSORTED SIZES, REUSABLE | SURGICAL INSTRUMENT TENDER
19839 | 4228150916700 | STERILIZATION TRAY WITH LID, FOR THOMPSON RETRACTOR, (OR EQUIVALENT), REUSABLE | SURGICAL INSTRUMENT TENDER
19840 | 4229310601300 | FRAME, FOR MITRAL COSGROVE RETRACTOR, WITH ROD, STAINLESS STEEL, ASSORTED SIZES, REUSABLE | SURGICAL INSTRUMENT TENDER
19841 | 4229290319900 | FLEXIBLE ARM, FOR NATHONSON LIVER RETRACTOR, REUSABLE | SURGICAL INSTRUMENT TENDER
19842 | 4229351506800 | HANDLE, FOR GRADUATED SUCTION SYSTEM, ASSORTED LENGTH AND DIAMETER, REUSEABLE | SURGICAL INSTRUMENT TENDER
19843 | 4229351506900 | SUCTION TIP, NON ROTATABLE COMPATIBLE WITH GRADUATED SUCTION SYSTEM HANDLE, ASSORTED LENGTH AND DIAMETER, REUSEABLE | SURGICAL INSTRUMENT TENDER
19844 | 4229351507000 | SUCTION TIP, ROTATABLE COMPATIBLE WITH GRADUATED SUCTION SYSTEM HANDLE, ASSORTED LENGTH AND DIAMETER, REUSEABLE | SURGICAL INSTRUMENT TENDER
19845 | 4229180273800 | FORCEPS, DIAMOND DUST JAW, MICRO RING, 1MM STRAIGHT, 20.0 -21.0 CM, REUSABLE | SURGICAL INSTRUMENT TENDER
19846 | 4229180273900 | FORCEPS, MICRO, RING TIP, TITANIUM, LENGTH 21 CM, REUSABLE | SURGICAL INSTRUMENT TENDER
19847 | 4229290320000 | NEEDLE HOLDER, MICRO, STRAIGHT, WITHOUT LOCK, LENGTH 14 - 15 CM, TUNGSTEN CARBIDE, REUSABLE | SURGICAL INSTRUMENT TENDER
19848 | 4229290320100 | NEEDLE HOLDER, MICRO, STRAIGHT, WITHOUT LOCK, LENGTH 20 - 21 CM, TUNGSTEN CARBIDE, REUSABLE | SURGICAL INSTRUMENT TENDER
19849 | 4229290320200 | NEEDLE HOLDER, JACOBSON/MICRO, ROUND HANDLE, STRAIGHT, WITH RATCHET, DIAMOND DUST JAW, LENGTH 17 - 18 CM, TITANIUM, REUSABLE | SURGICAL INSTRUMENT TENDER
19850 | 4229290320300 | NEEDLE HOLDER, JACOBSON/MICRO, ROUND HANDLE, STRAIGHT, WITHOUT LOCK, DIAMOND DUST JAW, LENGTH 13 - 14 CM,TITANIUM, REUSABLE | SURGICAL INSTRUMENT TENDER
19851 | 4229161432300 | SCISSORS, JACOBSON/MICRO, SUPERGRIP, STRIGHT, TIP 7 MM, LENGTH 15 CM, SHARP, REUSABLE | SURGICAL INSTRUMENT TENDER
19852 | 4229161432400 | SCISSORS, JACOBSON/MICRO, SUPERGRIP, CURVED, TIP 7 MM, LENGTH 15 CM, SHARP, REUSABLE | SURGICAL INSTRUMENT TENDER
19853 | 4229161432500 | SCISSORS, JACOBSON/MICRO, SUPERGRIP, STRIGHT, TIP 8 MM, LENGTH 18 CM, SHARP, REUSABLE | SURGICAL INSTRUMENT TENDER
19854 | 4229161432600 | SCISSORS, JACOBSON/MICRO, SUPERGRIP, CURVED, TIP 8 MM, LENGTH 18 CM, SHARP, REUSABLE | SURGICAL INSTRUMENT TENDER
19855 | 4229310601400 | RETRACTOR, FOR INTERNAL MAMMARY ARTERY (IMA), COMPLETE SET, WITH WIRE-LIFT CONSISTING OF: TABLE POST 445 MM, UPPER FRAME FOLDABLE, CRANK BOX KIT, BLADE HOLDER PLATE, SHARP BLADES (PAIR), OR EQUIVALENT, REUSABLE | SURGICAL INSTRUMENT TENDER
19856 | 4229310735300 | INSERTION TOOL, FOR PENILE PROSTHESIS, REUSABLE | SURGICAL INSTRUMENT TENDER
19857 | 4229310733700 | FRAME, WITH STAINLESS INSERTS, FOR OCTOBASE RETRACTOR, REUSABLE | SURGICAL INSTRUMENT TENDER
19858 | 4229310733800 | BLADE, FIXED, STANDARD FOR OCTOBASE RETRACTOR, REUSABLE | SURGICAL INSTRUMENT TENDER
19859 | 4229310733900 | BLADE, FIXED DEEP, FOR OCTOBASE RETRACTOR, REUSABLE | SURGICAL INSTRUMENT TENDER
19860 | 4229310734000 | BLADE, SWIVEL, STANDARD, FOR OCTOBASE RETRACTOR, REUSABLE | SURGICAL INSTRUMENT TENDER
19861 | 4229310734100 | BLADE, SWIVEL DEEP, FOR OCTOBASE RETRACTOR, REUSABLE | SURGICAL INSTRUMENT TENDER
19862 | 4229310601500 | RETRACTOR, OPEN STERNOTOMY FOR IMA (INTERNAL MAMMARY ARTERY) DISSECTION, WITH ANTERIOR POSTERIOR MOVEMENT, STAINLESS STEEL, REUSABLE | SURGICAL INSTRUMENT TENDER
19863 | 4229680516200 | FORCEPS, YASARGIL-SAMI/BAYONET, STAINLESS STEEL, LENGT 24 CM, TIP WIDTH 3 MM, REUSABLE | SURGICAL INSTRUMENT TENDER
19864 | 4229680516300 | FORCEPS, GRASPING, BAYONET, CURVED, TIP WIDTH 3 MM, STAINLESS STEEL, LENGTH 23 CM, REUSABLE | SURGICAL INSTRUMENT TENDER
19865 | 4229680516400 | FORCEPS, PTOSIS, PUTTERMAN LID CLAMP, TITANIUM, REUSABLE | SURGICAL INSTRUMENT TENDER
19866 | 4229680516500 | HOOK, LENS, MANIPULATOR, KUGLEN, STRAIGHT, PUSH-PULL MODEL, ROUND HANDLE, REUSABLE | SURGICAL INSTRUMENT TENDER
19867 | 4229680516600 | CLAMP, EYE MUSCLE, APT MODEL, REUSABLE | SURGICAL INSTRUMENT TENDER
19868 | 4229454601100 | "SCISSORS, STITCH/STEVENS/BLUNT-BLUNT/CURVED, STAINLESS STEEL, LENGTH = 20.0CM, REUSABLE" | SURGICAL INSTRUMENT TENDER
19869 | 4229454600900 | "SCISSORS, STITCH/STEVENS/BLUNT-BLUNT/CURVED, STAINLESS STEEL, LENGTH = 15.0CM, REUSABLE" | SURGICAL INSTRUMENT TENDER
19870 | 4215161809600 | ELEVATOR, PERIOSTEAL, SLIGHTLY CURVED BLADE, ASSORTED WIDTH, LENGTH 18 - 19CM, REUSABLE | SURGICAL INSTRUMENT TENDER
19871 | 4215162308900 | CLAMP, PATELLA BONE,SOFT LOCK , STAINLESS STEEL, LENGTH 17 - 18 CM, REUSABLE | SURGICAL INSTRUMENT TENDER
19872 | 4229420607200 | "ELEVATOR, DOUBLE ENDED, ONE SIDE ELEVATOR AND THE OTHER SIDE IS CURETTE, 90 DEGREE ANGLED, LENGTH 19 - 20 CM, REUSBLE" | SURGICAL INSTRUMENT TENDER
19873 | 4229180273100 | "FORCEPS, CLAMP, BAILEY, RING HANDLE, ANGLED 60 DEGREE, STAINLESS STEEL, TOTAL LENGTH 18 -20 CM, REUSABLE" | SURGICAL INSTRUMENT TENDER
19874 | 4231151800300 | PAD, EYE OCCLUDER, ADHESIVE, BREATHABLE, FOR AMBLYOPIA TREATMENT, ASSORTED SIZES AS PER HOSPITAL REQUEST, DISPOSABLE, STERILE | OPHTHALMOLOGY SUPPLIES
19875 | 4229542701000 | SPONGE, FOR WIPING DELICATE INSTRUMENT, SIZE 7.3X7.3CM, PACKAGED INDIVIDUALLY, DISPOSABLE, STERILE | OPHTHALMOLOGY SUPPLIES
19876 | 4229451000800 | PACK, SURGICAL EYE SPEAR, SPONGE LINT-FREE WITH HANDLE, DISPOSABLE, STERILE | OPHTHALMOLOGY SUPPLIES
19877 | 4618180300700 | EYE SHIELD, UNIVERSAL, ADULT SIZE 7.5 X 6.5 CM OR EQUIVALENT, CLEAR PLASTIC WITH AIR HOLES, DISPOSABLE, STERILE | OPHTHALMOLOGY SUPPLIES
19878 | 4218308500300 | PROBES, TONOMETER, COMPATIBLE WITH ICARE HAND HELD IOP TONOMETER UNIT, DISPOSABLE | OPHTHALMOLOGY SUPPLIES
19879 | 4229450002600 | CORNEAL CROSS-LINK TREATMENT, ALL TYPES, COMPATIBLE WITH AVEDRO MACHINE OR EQUIVALENT, AS PER HOSPITAL REQUEST, DISPOSABLE, STERILE | OPHTHALMOLOGY SUPPLIES
19880 | 4229420635200 | OPHTHALMIC VISCOSURGICAL DEVICE, SCREW DEVICE, SODIUM HYALURONATE 14 MG/ML INJECTION PREFILLED SYRINGE 0.85ML, DISPOSABLE, STERILE | OPHTHALMOLOGY SUPPLIES
19881 | 4229420635300 | OPHTHALMIC VISCOSURGICAL SCREW DEVICE, HYDROXYPROPYL METHYLCELLULOSE 2% FOR INTRAOCULAR USE, ISOTONIC SOLUTION, PH 6.8-7.5, NO PRESERVATIVES, 2ML, DISPOSABLE, STERILE | OPHTHALMOLOGY SUPPLIES
19882 | 4218300500000 | STAINING SOLUTION FOR ANTERIOR SURGERY, SYRINGE, HIGHLY PURIFIED 0.06% TRYPAN BLUE WITH LOWEST RECORDED LEVELS OF MONOAZO DYE IMPURITY, DISPOSABLE, STERILE | OPHTHALMOLOGY SUPPLIES
19883 | 4218300500100 | STAINING SOLUTION FOR RETINA SURGERY, SYRINGE, DUAL DYE MEMBRANE (ILM, ERM AND PVR) BLUE, DISPOSABLE, STERILE | OPHTHALMOLOGY SUPPLIES
19884 | 4229420649700 | STAINING SOLUTION FOR RETINA SURGERY, SYRINGE, 0.125 MG BRILLIANT BLUE G DYE, DISPOSABLE, STERILE | OPHTHALMOLOGY SUPPLIES
19885 | 4229310700700 | RETRACTOR, IRIS (HOOK), FLEXIBLE, DISPOSABLE, STERILE | OPHTHALMOLOGY SUPPLIES
19886 | 4229420651400 | RETRACTOR, IRIS, RING (PUPIL RETRACTOR), INCISION 2.00MM, ASSORTED SIZES AS PER HOSPITAL REQUEST, DISPOSABLE, STERILE | OPHTHALMOLOGY SUPPLIES
19887 | 4229453200100 | RETRACTOR, CAPSULE, CHANG MODIFICATION, 5/PACK, DISPOSABLE, STERILE | OPHTHALMOLOGY SUPPLIES
19888 | 4229451101600 | BLADE, MINI ROUND-TIP, SHARP ON ONE SIDE, DISPOSABLE, STERILE | OPHTHALMOLOGY SUPPLIES
19889 | 4213170110300 | BLADE, MINI SHARP, ALL AROUND, 180 DEGREE CUTTING SURFACE, DOUBLE BEVEL BLADE, STRAIGHT, DISPOSABLE, STERILE | OPHTHALMOLOGY SUPPLIES
19890 | 4229451104800 | BLADE, SCLEROTOME HOCKY STICK DESIGN, SHARP ALL AROUND MULTI SIDED TIP, ASSORTED SIZES AS PER HOSPITAL REQUEST, DISPOSABLE, STERILE | OPHTHALMOLOGY SUPPLIES
19891 | 4229451100800 | KNIFE, SCLEROTOME HOCKY STICK DESIGN, SHARP ALL AROUND MULTI SIDED TIP, ASSORTED SIZES AS PER HOSPITAL REQUEST, DISPOSABLE, STERILE | OPHTHALMOLOGY SUPPLIES
19892 | 4229451102600 | KNIFE, OPHTHALMIC CONTROLLED DEPTH CUTTING, 15 DEGREE, 3MM/5MM ASSORTED AS PER HOSPITAL REQUEST, DISPOSABLE, STERILE | OPHTHALMOLOGY SUPPLIES
19893 | 4229451104600 | BLADE, OPHTHALMIC CONTROLLED DEPTH CUTTING, 15 DEGREE, 3-5MM AS PER HOSPITAL REQUEST, DISPOSABLE, STERILE | OPHTHALMOLOGY SUPPLIES
19894 | 4229451104900 | KNIFE, MINI CRESCENT, ANGLED 25DEG, DOUBLE BEVEL, 1.0 MM, DISPOSABLE, STERILE | OPHTHALMOLOGY SUPPLIES
19895 | 4229451106900 | KNIFE, MINI CRESCENT, ANGLED 25DEG, DOUBLE BEVEL, 1.25 MM, DISPOSABLE, STERILE | OPHTHALMOLOGY SUPPLIES
19896 | 4229454500500 | KNIFE, CRESCENT, STRAIGHT 2.5 MM, STERILE, DISPOSABLE | OPHTHALMOLOGY SUPPLIES
19897 | 4229454500600 | KNIFE, MVR, 23G, ANGLED 45 DEGREE, 0.75 MM WIDTH, 0.6MM, DISPOSABLE, STERILE | OPHTHALMOLOGY SUPPLIES
19898 | 4229454500300 | KNIFE, MVR 20G, ANGLED 45 DEGREE, 1.15MM WIDTH, 0.90 MM, DISPOSABLE, STERILE | OPHTHALMOLOGY SUPPLIES
19899 | 4229454501000 | KNIFE, MVR, 20G (1.2MM) STRAIGHT, DISPOSABLE, STERILE | OPHTHALMOLOGY SUPPLIES
19900 | 4229454500700 | KNIFE, SLIT 2.2MM, ANGLED 45 DEGREE, SHARP, DISPOSABLE, STERILE | OPHTHALMOLOGY SUPPLIES
19901 | 4229454500800 | KNIFE, SLIT 2.4 MM, 45 DEGREE, SHARP, DISPOSABLE, STERILE | OPHTHALMOLOGY SUPPLIES
19902 | 4229454500900 | KNIFE, SLIT 2.8 MM, ANGLED 40 DEGREE, SHARP, DISPOSABLE, STERILE | OPHTHALMOLOGY SUPPLIES
19903 | 4229420630400 | KNIFE, SLIT 3.0 MM, ANGLED 45 DEGREE, SHARP, DISPOSABLE, STERILE | OPHTHALMOLOGY SUPPLIES
19904 | 4229420630600 | KNIFE, SLIT 3.0 MM, ANGLED 45 DEGREE, SHORT HEAD WITH MARK, SHARP, DISPOSABLE, STERILE | OPHTHALMOLOGY SUPPLIES
19905 | 4229420630500 | KNIFE, SLIT 3.2 MM, ANGLED 45 DEGREE, SHARP, DISPOSABLE, STERILE | OPHTHALMOLOGY SUPPLIES
19906 | 4229420630700 | KNIFE, SLIT 3.5 MM, ANGLED 45 DEGREE, SHARP, DISPOSABLE, STERILE | OPHTHALMOLOGY SUPPLIES
19907 | 4229420630300 | KNIFE, ACCURATE DEPTH FOR LRI AND GROOVE INCISIONS, RANGE 250 TO 650 MICRON, ASSORTED SIZE, DISPOSABLE, STERILE | OPHTHALMOLOGY SUPPLIES
19908 | 4229451108500 | KNIFE, CLEARPROT ANGLED PARACENTESIS KNIFE (1.1 MM), DISPOSABLE, STERILE | OPHTHALMOLOGY SUPPLIES
19909 | 4229350402700 | SIMCOE CANNULA IRRIGATION AND ASPIRATION, ASSORTED SIZES, REGULAR/REVERSE AS PER HOSPITAL REQUEST, DISPOSABLE, STERILE | OPHTHALMOLOGY SUPPLIES
19910 | 4229450802300 | CANNULA, AIR INJECTION, 27 GAUGE, ANGLED TIP NOT LESS THAN 7MM, DISPOSABLE, STERILE | OPHTHALMOLOGY SUPPLIES
19911 | 4229450801700 | CANNULA, AIR INJECTION, 30 GAUGE, ANGLED TIP, DISPOSABLE, STERILE | OPHTHALMOLOGY SUPPLIES
19912 | 4229420612800 | CANNULA ANTERIOR CHAMBER (RYCROFT), AS PER HOSPITAL REQUEST, DISPOSABLE, STERILE | OPHTHALMOLOGY SUPPLIES
19913 | 4229450801400 | IRRIGATING CYSTOTOME, 27G, 13MM, DISPOSABLE, STERILE | OPHTHALMOLOGY SUPPLIES
19914 | 4229680511100 | NEEDLE, MICROSURGICAL, FOR INJECTION, 30 GAUGE, STERILE | OPHTHALMOLOGY SUPPLIES
19915 | 4229450800500 | NEEDLE, PERIBULBAR ANESTHESIA, 0.4 X 22 MM, 25G, DISPOSABLE, STERILE | OPHTHALMOLOGY SUPPLIES
19916 | 4229420634000 | NEEDLE, PERIBULBAR ANESTHESIA, 0.4 X 38 MM, 25G, DISPOSABLE, STERILE | OPHTHALMOLOGY SUPPLIES
19917 | 4229350104400 | NEEDLE, RETROBULBAR, ATKINSON, 23G X 1-1/2IN, STRAIGHT SHAFT, STERILE | OPHTHALMOLOGY SUPPLIES
19918 | 4229350400900 | LACRIMAL CANNULA, 26 GAUGE, CURVED, DISPOSABLE, STERILE | OPHTHALMOLOGY SUPPLIES
19919 | 4229350403100 | CANNULA, LACRIMAL, 19 GAUGE, STRAIGHT, 1.1 X 20 MM SHAFT ATTACHED TO 23G, DISPOSABLE, STERILE | OPHTHALMOLOGY SUPPLIES
19920 | 4229350401400 | CANNULA, OPHTHALMIC, FLAT TIP, SUB-TENON ANESTHESIA, CURVED, 1.10 X 25 MM (19G X 1IN), DISPOSABLE, STERILE | OPHTHALMOLOGY SUPPLIES
19921 | 4229420624400 | IMPLANT, GLAUCOMA, SCLERAL, NON-ABSORBABLE, SIZE 3.00MM X 1.40MM X 2.85MM, MADE OF HYDROXYETHYL METHACRYLATE, STERILE | OPHTHALMOLOGY SUPPLIES
19922 | 4229550200000 | IMPLANT, AHMED GLAUCOMA DRAINAGE, VALVE, FLEXIBLE PLATE, ADULT, STERILE | OPHTHALMOLOGY SUPPLIES
19923 | 4229420653800 | IMPLANT, AHMED GLAUCOMA DRAINAGE, VALVE, FLEXIBLE PLATE, PEDIATRIC, STERILE | OPHTHALMOLOGY SUPPLIES
19924 | 4229551202500 | IMPLANT, GLAUCOMA SHUNT, NON-VALVED, MADE OF PERMANENT IMPLANTABLE GRADE SILICONE, STERILE | OPHTHALMOLOGY SUPPLIES
19925 | 4229420653900 | IMPLANT, GLAUCOMA SHUNT, NON-VALVED, RESTRICTION TO FLOW BY REDUCE DIAMETER AND REDUCE LUMEN, MADE OF PERMANENT IMPLANTABLE GRADE SILICONE, STERILE | OPHTHALMOLOGY SUPPLIES
19926 | 4218306100000 | GLAUCOMA STENT, INTRAOCULAR, DESIGNED TO REDUCE EYE PRESSURE, STERILE | OPHTHALMOLOGY SUPPLIES
19927 | 4229550203300 | TISSUE TRANSPLANT PERICARDIUM, ALLOGENEIC NATURAL COLLAGEN MATRIX, SIZE 1.5 X 1.5 CM, STERILE | OPHTHALMOLOGY SUPPLIES
19928 | 4229550203400 | TISSUE TRANSPLANT PERICARDIUM, ALLOGENEIC NATURAL COLLAGEN MATRIX, SIZE 2.0 X 3.0 CM, STERILE | OPHTHALMOLOGY SUPPLIES
19929 | 4229552508900 | DEHYDRATED AMNIOTIC MEMBRANE ALLOGRAFT LENGTH AND WIDTH NOT LESS THAN 3.5 CM, STERILE | OPHTHALMOLOGY SUPPLIES
19930 | 4229552501000 | DEHYDRATED AMNIOTIC MEMBRANE MULTI-LAYER NOT LESS THAN 3.5 CM, STERILE | OPHTHALMOLOGY SUPPLIES
19931 | 4229420616800 | DEHYDRATED AMNIOTIC MEMBRANE SINGLE LAYER, CIRCULAR 9MM-15MM, 35 MICRON, STERILE | OPHTHALMOLOGY SUPPLIES
19932 | 4229420616900 | DEHYDRATED AMNIOTIC MEMBRANE MULTI LAYER, CIRCULAR, 100 MICRON, STERILE | OPHTHALMOLOGY SUPPLIES
19933 | 4229550204200 | AMNIOTIC MEMBRANE FOR TRANSPLANT SINGLE LAYER WITH CONTACT LENS | OPHTHALMOLOGY SUPPLIES
19934 | 4229550203600 | AMNIOTIC MEMBRANE FOR TRANSPLANT DOUBLE LAYER WITH CONTACT LENS | OPHTHALMOLOGY SUPPLIES
19935 | 4229420617000 | DEHYDRATED AMNIOTIC MEMBRANE FOR TRANSPLANT, FOR CORNEA, STERILE | OPHTHALMOLOGY SUPPLIES
19936 | 4229420616600 | DEHYDRATED DOUBLE THICKNESS 100 MICRONS AMNIOTIC MEMBRANE FOR TRANSPLANT, FOR OCULAR SURFACE, STERILE | OPHTHALMOLOGY SUPPLIES
19937 | 4229450400100 | DUAL BLADE, FOR GONIOTOMY, DISPOSABLE, STERILE | OPHTHALMOLOGY SUPPLIES
19938 | 4218301900800 | G-PROBE, GLAUCOMA, DEVICE COMPATIBLE TO SLX MACHINE OR EQUIVALENT, DISPOSABLE, STERILE | OPHTHALMOLOGY SUPPLIES
19939 | 4229492800500 | PROBE, GLAUCOMA, COMPATIBLE WITH CYCLO G6 MACHINE, ASSORTED TYPES AS PER HOSPITAL REQUEST, DISPOSABLE, STERILE | OPHTHALMOLOGY SUPPLIES
19940 | 4229420645300 | SUBCYCLO LASER PROBE, GLAUCOMA, DEVICE COMPATIBLE WITH VITA810 MACHINE, DISPOSABLE, STERILE | OPHTHALMOLOGY SUPPLIES
19941 | 4214410300300 | ULTRASOUND TRANSDUCER COVER, COMPATIBLE WITH QUANTEL MEDICAL UBM AND B-SCAN, DISPOSABLE, STERILE | OPHTHALMOLOGY SUPPLIES
19942 | 4229180220400 | SCHARIOTH INTRAOCULAR LENS (IOL) SCLERAL FIXATION FORCEPS SET, STRAIGHT AND CURVED, 25 GAUGE/0.5 MM, DISPOSABLE, STERILE | OPHTHALMOLOGY SUPPLIES
19943 | 4229516000600 | PACK, PHACO ACTIVE INTREPID WITH FULL ACCESSORIES, COMPATIBLE WITH CENTURION MACHINE, AS PER HOSPITAL REQUEST, DISPOSABLE, STERILE | OPHTHALMOLOGY SUPPLIES
19944 | 4229511401700 | PACK, PHACO GRAVITY INTREPID WITH FULL ACCESSORIES, COMPATIBLE WITH CENTURION MACHINE, AS PER HOSPITAL REQUEST, DISPOSABLE, STERILE | OPHTHALMOLOGY SUPPLIES
19945 | 4229511401800 | PACK, VITRECTOMY, ANTERIOR, COMPATIBLE WITH CENTURION MACHINE, DISOPSABL, STERILE | OPHTHALMOLOGY SUPPLIES
19946 | 4229516000400 | PACK, PHACO WITH SELECTED TIP, COMPATIBLE WITH CONSTELLATION MACHINE, AS PER HOSPITAL REQUEST, DISPOSABLE, STERILE | OPHTHALMOLOGY SUPPLIES
19947 | 4229511400900 | PACK, VITRECTOMY, ANTERIOR, CONSTELLATION MACHINE, DISPOSABLE, STERILE | OPHTHALMOLOGY SUPPLIES
19948 | 4229511400200 | PACK, PHACO, COMPATIBLE WITH SIGNATURE MACHINE, WITH TIP (TIP AS PER HOSPITAL REQUEST), DISPOSABLE, STERILE | OPHTHALMOLOGY SUPPLIES
19949 | 4229516002500 | PACK, PHACO COMPATIBLE WITH OERTLI MACHINE WITH TIP, AS PER HOSPITAL REQUEST, DISPOSABLE, STERILE | OPHTHALMOLOGY SUPPLIES
19950 | 4229511401600 | PACK, VITRECTOMY, ANTERIOR, COMPATIBLE WITH OERTLI MACHINE, AS PER HOSPITAL REQUEST, DISPOSABLE, STERILE | OPHTHALMOLOGY SUPPLIES
19951 | 4229420635800 | PACK, PHACO, PREMIUM VACUUM WITH MICS NEEDLE, COMPATIBLE WITH STELLARIS ELITE MACHINE, DISPOSABLE, STERILE | OPHTHALMOLOGY SUPPLIES
19952 | 4229420636100 | PACK, VITRECTOMY, ANTERIOR, COMPATIBLE WITH, STELLARIS MACHINE, DISPOSABLE, STERILE | OPHTHALMOLOGY SUPPLIES
19953 | 4229420635700 | PACK, PHACO, COMPATIBLE WITH DORC MACHINE, WITH TIP, DISPOSABLE, STERILE | OPHTHALMOLOGY SUPPLIES
19954 | 4229420652600 | PACK, VITRECTOMY, ANTERIOR, COMPATIBLE WITH DORC MACHINE, DISPOSABLE, STERILE | OPHTHALMOLOGY SUPPLIES
19955 | 4229516004700 | BI-MANUAL INSTRUMENT SET, 23G I/A, (ASPIRATION HANDPIECE OPENING 0.3MM + IRRIGATION HANDPIECE OPENING 0.5MM, DIAMETER 0.8 MM, CURVED TIP 45 DEGREE), DISPOSABLE, STERILE | OPHTHALMOLOGY SUPPLIES
19956 | 4229516001300 | PHACO, ALL TIPS WITH ACCESSORIES, COMPATIBLE WITH OERTLI PHACO HANDPIECE MACHINE, AS PER HOSPITAL REQUEST, DISPOSABLE, STERILE | OPHTHALMOLOGY SUPPLIES
19957 | 4229516001100 | PHACO, ALL TIPS WITH ACCESSORIES, LAMINAR FLOW, COMPATIBLE SIGNATURE PHACO HANDPIECE MACHINE, AS PER HOSPITAL REQUEST, DISPOSABLE, STERILE | OPHTHALMOLOGY SUPPLIES
19958 | 4229516000500 | PACK, MINI FLARED, INFINITI, TIP KELMAN WITH ACCESSORIES, 30 DEGREES, COMPATIBLE WITH ALCON PHACO HANDPIECE MACHINE, DISPOSABLE, STERILE | OPHTHALMOLOGY SUPPLIES
19959 | 4229451300800 | VITRECTOMY, CONSTELLATION POSTERIOR VITRECTOMY TOTAL PLUS PACK, MINIMUM OF 7500 CPM, 23 GAUGE, WITH FULL ACCESSORIES (TROCARS SHOULD BE INCLUDED), DISPOSABLE, STERILE | OPHTHALMOLOGY SUPPLIES
19960 | 4229420647900 | VITRECTOMY, CONSTELLATION POSTERIOR VITRECTOMY TOTAL PLUS PACK, MINIMUM OF 10, 000 CPM, 23 GAUGE, WITH FULL ACCESSORIES, DISPOSABLE, STERILE | OPHTHALMOLOGY SUPPLIES
19961 | 4229420648000 | VITRECTOMY, CONSTELLATION POSTERIOR VITRECTOMY TOTAL PLUS PACK, MINIMUM OF 10, 000 CPM, 25 GAUGE, WITH FULL ACCESSORIES, DISPOSABLE, STERILE | OPHTHALMOLOGY SUPPLIES
19962 | 4229420704700 | PHACO/VITRECTOMY, CONSTELLATION TOTAL PLUS PACK, MINIMUM OF 7500 CPM, 23 GAUGE, WITH FULL ACCESSORIES, DISPOSABLE, STERILE | OPHTHALMOLOGY SUPPLIES
19963 | 4229420637400 | PHACO/VITRECTOMY, CONSTELLATION TOTAL PLUS PACK, MINIMUM OF 10000 CPM, 23 GAUGE, WITH FULL ACCESSORIES, DISPOSABLE, STERILE | OPHTHALMOLOGY SUPPLIES
19964 | 4229511402100 | PHACO/VITRECTOMY, CONSTELLATION TOTAL PLUS PACK, MINIMUM OF 7500 CPM, 25 GAUGE, WITH FULL ACCESSORIES, DISPOSABLE, STERILE | OPHTHALMOLOGY SUPPLIES
19965 | 4229420637100 | PHACO/VITRECTOMY, CONSTELLATION TOTAL PLUS PACK, MINIMUM OF 10000 CPM, 25 GAUGE, WITH FULL ACCESSORIES, DISPOSABLE, STERILE | OPHTHALMOLOGY SUPPLIES
19966 | 4229420637200 | PHACO/VITRECTOMY, CONSTELLATION TOTAL PLUS PACK, MINIMUM OF 10000 CPM, 27G, WITH FULL ACCESSORIES, DISPOSABLE, STERILE | OPHTHALMOLOGY SUPPLIES
19967 | 4229516000900 | PACK, VISCOUS FLUID CONTROL (VFC), COMPATIBLE WITH ALCON CONSTELLATION MACHINE, DISPOSABLE, STERILE | OPHTHALMOLOGY SUPPLIES
19968 | 4229451300400 | PACK, FRAGMENTATION NEEDLE, FOR CONSTELLATION HANDPIECE MACHINE, DISPOSABLE, STERILE | OPHTHALMOLOGY SUPPLIES
19969 | 4229451300200 | VITRECTOMY, DORC EVA PACK, MINIMUM OF 16000 CPM, 23 GAUGE, WITH FULL ACCESSORIES, (TROCARS SHOULD BE INCLUDED), DISPOSABLE, STERILE | OPHTHALMOLOGY SUPPLIES
19970 | 4229451300700 | VITRECTOMY, DORC EVA PACK, MINIMUM OF 16000 CPM, 25 GAUGE, WITH FULL ACCESSORIES (TROCARS SHOULD BE INCLUDED), DISPOSABLE, STERILE | OPHTHALMOLOGY SUPPLIES
19971 | 4229420648300 | VITRECTOMY, DORC EVA PACK, MINIMUM OF 16000 CPM, 27 GAUGE, WITH FULL ACCESSORIES (TROCARS SHOULD BE INCLUDED), DISPOSABLE, STERILE | OPHTHALMOLOGY SUPPLIES
19972 | 5124113900100 | PACK, VISCOUS FLUID INJECTION AND ASPIRATION KIT (TIP AS PER HOSPITAL REQUEST), COMPATIBLE WITH DORC EVA MACHINE OR EQUIVALENT, DISPOSABLE, STERILE | OPHTHALMOLOGY SUPPLIES
19973 | 4229420635600 | PACK, FRAGMENTATION NEEDLE, FOR DORC EVA HANDPIECE MACHINE OR EQUIVALENT, AS PER HOSPITAL REQUEST, DISPOSABLE, STERILE | OPHTHALMOLOGY SUPPLIES
19974 | 4229420648800 | VITRECTOMY PACK FOR STELLARIS, 25 GAUGE, ELITE PACK VITREOUS CUTTER 7500 CPM, ASSORTED FIELD AS PER HOSPITAL REQUEST, DISPOSABLE, STERILE | OPHTHALMOLOGY SUPPLIES
19975 | 4229420637600 | PHACO-VITRECTOMY PACK FOR STELLARIS, 23 GAUGE, ELITE PACK DUAL EDGE BLADE VITREOUS CUTTER 15000CPM, ASSORTED FIELD AS PER HOSPITAL REQUEST, DISPOSABLE, STERILE | OPHTHALMOLOGY SUPPLIES
19976 | 4229420637500 | PHACO-VITRECTOMY PACK FOR STELLARIS, 25 GAUGE, ELITE PACK, DUAL EDGE BLADE VITREOUS CUTTER 15000CPM, ASSORTED FIELD AS PER HOSPITAL REQUEST, DISPOSABLE, STERILE | OPHTHALMOLOGY SUPPLIES
19977 | 4229420648400 | VITRECTOMY PACK 10000 CPM WITH FULL ACCESSORIES FOR OERTLI MACHINE, 20 TO 27 GAUGE, AS PER HOSPITAL REQUEST, DISPOSABLE, STERILE | OPHTHALMOLOGY SUPPLIES
19978 | 4229420635500 | PACK, FRAGMATOME TITANIUM TIP 20G FOR PARS-PLANA FOR OERTLI MACHINE, AS PER HOSPITAL REQUEST, DISPOSABLE, STERILE | OPHTHALMOLOGY SUPPLIES
19979 | 4229420647000 | TROCAR, WITH VALVED CANNULA, ASSORTED SIZES AS PER HOSPITAL REQUEST, DISPOSABLE, STERILE | OPHTHALMOLOGY SUPPLIES
19980 | 4229420652500 | ENDOLASER PROBE, 20 GAUGE, DIRECTIONAL, FOR IRIDEX MACHINE, STERILE | OPHTHALMOLOGY SUPPLIES
19981 | 4229516306200 | ILLUMINATED ENDOLASER PROBE, 20 GAUGE, CURVED, FOR IRIDEX MACHINE, STERILE | OPHTHALMOLOGY SUPPLIES
19982 | 4229498000400 | ENDOLASER PROBE, 20 GAUGE, CURVED, FOR IRIDEX MACHINE, STERILE | OPHTHALMOLOGY SUPPLIES
19983 | 4229498000500 | ENDOLASER PROBE, 23 GAUGE, CURVED, FOR IRIDEX MACHINE, DISPOSABLE, STERILE | OPHTHALMOLOGY SUPPLIES
19984 | 4229516301900 | ILLUMINATED LASERPROBE, 23 GAUGE, CURVED, FOR IRIDEX MACHINE WITH ILLUMINATED CONNECTOR, DISPOSABLE, STERILE | OPHTHALMOLOGY SUPPLIES
19985 | 4229516306000 | ENDO LASER ROBE, 23 GAUGE, DIRECTIONAL (ADJUST), FOR IRIDEX MACHINE, DISPOSABLE, STERILE | OPHTHALMOLOGY SUPPLIES
19986 | 4229516307300 | ILLUMINATED LASERPROBE, 25 GAUGE, CURVED, IRIDEX CONNECTOR, WITH ILLUMINATED CONNECTOR, DISPOSABLE, STERILE | OPHTHALMOLOGY SUPPLIES
19987 | 4229420652900 | LASERPROBE, 25 GAUGE, DIRECTIONAL (ADJUST), IRIDEX CONNECTOR, WITH ILLUMINATED CONNECTOR, DISPOSABLE, STERILE | OPHTHALMOLOGY SUPPLIES
19988 | 4229420704000 | ENDOLASER PROBE, 27 GAUGE, DIRECTIONAL (ADJUST), FOR IRIDEX MACHINE, DISPOSABLE, STERILE | OPHTHALMOLOGY SUPPLIES
19989 | 4229420703000 | ILLUMINATED LASERPROBE, 23 GAUGE, FLEXIBLE CURVED, CONSTELLATION CONNECTOR, WITH ILLUMINATION, DISPOSABLE, STERILE | OPHTHALMOLOGY SUPPLIES
19990 | 4229516303000 | ILLUMINATED LASERPROBE, 25 GAUGE, FLEXIBLE CURVED, RFID CONSTELLATION CONNECTOR, WITH ILLUMINATION, DISPOSABLE, STERILE | OPHTHALMOLOGY SUPPLIES
19991 | 4229516306400 | ILLUMINATED LASERPROBE, 23 GAUGE, FLEXIBLE CURVED, RFID CONSTELLATION CONNECTOR, WITH ILLUMINATION, DISPOSABLE, STERILE | OPHTHALMOLOGY SUPPLIES
19992 | 4229498000300 | ILLUMINATED LASERPROBE, 23 GAUGE, ARTICULATING, RFID CONSTELLATION CONNECTOR, WITH ILLUMINATION, DISPOSABLE, STERILE | OPHTHALMOLOGY SUPPLIES
19993 | 4229492800400 | ILLUMINATED LASERPROBE, 25 GAUGE, ARTICULATING, RFID CONSTELLATION CONNECTOR, WITH ILLUMINATION, DISPOSABLE, STERILE | OPHTHALMOLOGY SUPPLIES
19994 | 4229516001700 | ILLUMINATED LASERPROBE, 27 GAUGE, ARTICULATING, RFID CONSTELLATION CONNECTOR, WITH ILLUMINATION, DISPOSABLE, STERILE | OPHTHALMOLOGY SUPPLIES
19995 | 4229420653100 | ILLUMINATED LASERPROBE, 25 GAUGE, STIFF MULTIFLEX, IRIDEX CONNECTOR, WITH 19GA ILLUMINATION CONNECTOR, DISPOSABLE, STERILE | OPHTHALMOLOGY SUPPLIES
19996 | 4229420623800 | ILLUMINATED LASERPROBE, 25 GAUGE, FLEXIBLE CURVED, OERTLI MACHINE CONNECTOR, WITH ILLUMINATION CONNECTOR, DISPOSABLE, STERILE | OPHTHALMOLOGY SUPPLIES
19997 | 4229420624000 | ILLUMINATED LASERPROBE, STEERABLE, OERTLI MACHINE CONNECTOR, WITH ILLUMINATION CONNECTOR, AS PER HOSPITAL REQUEST, DISPOSABLE, STERILE | OPHTHALMOLOGY SUPPLIES
19998 | 4229516307200 | ILLUMINATED LASERPROBE, 25 GAUGE, STEPPED, FLEXIBLE CURVED, WITH TAPERED TIP, DORC CONNECTOR, WITH ILLUMINATED CONNECTOR, DISPOSABLE, STERILE | OPHTHALMOLOGY SUPPLIES
19999 | 4218301900700 | CHANDELIER, LIGHTING SYSTEM, 25G, WITH TROCAR, STERILE | OPHTHALMOLOGY SUPPLIES
20000 | 4229420649800 | CHANDELIER, ILLUMINATION ANGLE IS 106 DEGREE LIGHTING SYSTEM, 23G OR 25G CANNULA HUBS, WITH ALCON CONNECTOR, DISPOSABLE, STERILE | OPHTHALMOLOGY SUPPLIES
20001 | 4229420613800 | CHANDELIER, 23G PROBE COMBINED, MULTI-FIBER ENDOILLUMINATION, DISPOSABLE, STERILE | OPHTHALMOLOGY SUPPLIES
20002 | 4229451302000 | INFUSION CANNULA, 6MM, DISPOSABLE, STERILE | OPHTHALMOLOGY SUPPLIES
20003 | 4229451301900 | INFUSION CANNULA, 4MM, 20G, DISPOSABLE, STERILE | OPHTHALMOLOGY SUPPLIES
20004 | 4214291303100 | DIRECT IMAGE 1.5X MAGNIFYING VITRECTOMY LENS, FOR RETINAL SURGERY, DISPOSABLE, STERILE | OPHTHALMOLOGY SUPPLIES
20005 | 4229454600200 | SCISSORS HOR (CURVED), RETINAL, 20 GAUGE /0.9 MM, STERILE | OPHTHALMOLOGY SUPPLIES
20006 | 4229420633400 | MICROFORCEPS, SERRATED JAWS, 20 GAUGE, STERILE | OPHTHALMOLOGY SUPPLIES
20007 | 4229420703800 | SWEEPER, DIAMOND DUSTED, 20G, 0.6MM, FOR RETINA, DISPOSABLE, STERILE | OPHTHALMOLOGY SUPPLIES
20008 | 4214250600200 | BACK FLUSH HANDLE WITH BLUNT NEEDLE, 20 GAUGE, STERILE | OPHTHALMOLOGY SUPPLIES
20009 | 4229420610200 | BACK FLUSH HANDLE WITH SOFT SILICONE TIPPED, 20 GAUGE, STERILE, DISPOSABLE | OPHTHALMOLOGY SUPPLIES
20010 | 4229420613100 | CANNULA, BACKFLUSH, 20G, WITH LUER-LOCK CONNECTOR, DISPOSABLE, STERILE | OPHTHALMOLOGY SUPPLIES
20011 | 4229450800000 | CANNULA, 20G SOFT SILICONE TIPPED, WITH LUER-LOCK CONNECTOR, DISPOSABLE, STERILE | OPHTHALMOLOGY SUPPLIES
20012 | 4229450900200 | NEEDLE, ILM, MICRO PICK, 23G, DISPOSABLE, STERILE | OPHTHALMOLOGY SUPPLIES
20013 | 4229450802900 | CANNULA, SOFT SILICONE TIPPED, 23G, WITH LUER-LOCK CONNECTOR, DISPOSABLE, STERILE | OPHTHALMOLOGY SUPPLIES
20014 | 4229451300900 | CANNULA, BLUNT TIP, WITH LUER LOCK CONNECTOR, 23G, DISPOSABLE, STERILE | OPHTHALMOLOGY SUPPLIES
20015 | 4229450802600 | CANNULA, DUAL BORE, STAINLESS STEEL TIP, 23G, WITH LUER-LOCK CONNECTOR, DISPOSABLE, STERILE | OPHTHALMOLOGY SUPPLIES
20016 | 4229450802800 | BACK FLUSH HANDLE, WITH BLUNT NEEDLE, 23 GAUGE, STERILE, DISPOSABLE | OPHTHALMOLOGY SUPPLIES
20017 | 4229420703700 | BACK FLUSH HANDLE WITH SOFT SILICONE TIPPED, 23 GAUGE, STERILE, DISPOSABLE | OPHTHALMOLOGY SUPPLIES
20018 | 4218307500100 | MEMBRANE SCRAPER, CURVED, 23 G, DISPOSABLE, STERILE | OPHTHALMOLOGY SUPPLIES
20019 | 4229450400400 | SWEEPER, DIAMOND DUSTED, 23G, 0.6MM, FOR RETINA, DISPOSABLE, STERILE | OPHTHALMOLOGY SUPPLIES
20020 | 4229450400600 | SWEEPER DIAMOND DUSTED EXTENDABLE 23G 0.6MM DISPOSABLE STERILE | OPHTHALMOLOGY SUPPLIES
20021 | 4229680315400 | SCISSORS, VERTICAL, 23G, 06 MM, DISPOSABLE, STERILE | OPHTHALMOLOGY SUPPLIES
20022 | 4229180220800 | MICROSCISSORS CURVED, HORIZONTAL, 23G, REUSABLE | OPHTHALMOLOGY SUPPLIES
20023 | 4229180220300 | MICROFORCEPS SERRATED JAWS 23G DISPOSABLE STERILE | OPHTHALMOLOGY SUPPLIES
20024 | 4229180212900 | MICROFORCEPS, ILM ENDGRIPPING, 23G, DISPOSABLE, STERILE | OPHTHALMOLOGY SUPPLIES
20025 | 4229420650300 | MICROFORCEPS, ILM, 23 GAUGE, DISPOSABLE, STERILE | OPHTHALMOLOGY SUPPLIES
20026 | 4229420645400 | CANNULA, SUB-RETINAL INJECTION, 25G X 28MM, POLY-TIP 38G X 5MM, THIN WALL, DISPOSABLE, STERILE | OPHTHALMOLOGY SUPPLIES
20027 | 4229451301000 | CANNULA, BLUNT TIP, THIN WALLED, 25G, WITH LUER LOCK CONNECTOR, DISPOSABLE, STERILE | OPHTHALMOLOGY SUPPLIES
20028 | 4229352600100 | BACK FLUSH HANDLE, WITH BLUNT NEEDLE, 25 GAUGE, STERILE, DISPOSABLE | OPHTHALMOLOGY SUPPLIES
20029 | 4229420650900 | BACK FLUSH HANDLE WITH SOFT SILICONE TIPPED, 25 GAUGE, STERILE, DISPOSABLE | OPHTHALMOLOGY SUPPLIES
20030 | 4229420612700 | CANNULA, DUAL BORE, WITH LUER-LOCK CONNECTOR, 25G, STAINLESS STEEL TIP, STERILE, DISPOSABLE | OPHTHALMOLOGY SUPPLIES
20031 | 4229450400300 | SWEEPER, DIAMOND DUSTED, 25G, 0.5MM, FOR RETINA, DISPOSABLE, STERILE | OPHTHALMOLOGY SUPPLIES
20032 | 4229420651500 | SWEEPER DIAMOND DUSTED EXTENDABLE 25G 0.5MM DISPOSABLE STERILE | OPHTHALMOLOGY SUPPLIES
20033 | 4229420643500 | SCRAPER ILM PEEL (LOOP DESIGN), 25 GAUGE, DISPOSABLE, STERILE | OPHTHALMOLOGY SUPPLIES
20034 | 4229454600300 | SCISSORS, MICRO SURGICAL, HORIZONTAL (CURVED), RETINAL, 25G, DISPOSABLE, STERILE | OPHTHALMOLOGY SUPPLIES
20035 | 4229420607400 | MICROFORCEPS, SERRATED JAW, 25G, 0.5MM, DISPOSABLE, STERILE | OPHTHALMOLOGY SUPPLIES
20036 | 4229180219200 | MICROFORCEPS TIP, ILM ENDGRIPPING, 25 GAUGE, COMPATIBLE WITH HOSPITAL REUSABLE HANDLE, DISPOSABLE, STERILE | OPHTHALMOLOGY SUPPLIES
20037 | 4229180221200 | MICROFORCEPS, ECKARDT ENDGRIPPING (ILM), 25G, DISPOSABLE, STERILE | OPHTHALMOLOGY SUPPLIES
20038 | 4229420610100 | BACK FLUSH HANDLE, WITH BLUNT NEEDLE, 27 GAUGE, STERILE, DISPOSABLE | OPHTHALMOLOGY SUPPLIES
20039 | 4229450801300 | BACK FLUSH, INSTRUMENT, WITH PASSIVE ASPIRATION AND SILICONE TIP, 0.5 MM, 27 GAUGE, STERILE | OPHTHALMOLOGY SUPPLIES
20040 | 4229451301100 | CANNULA, 27G, BLUNT NEEDLE WITH LUER-LOCK CONNECTOR, DISPOSABLE, STERILE | OPHTHALMOLOGY SUPPLIES
20041 | 4229420613200 | CANNULA, DUAL BORE, STAINLESS STEEL TIP, 27G, WITH LUER-LOCK CONNECTOR, DISPOSABLE, STERILE | OPHTHALMOLOGY SUPPLIES
20042 | 4229454602600 | SCISSORS, MICRO SURGICAL, VERTICAL, SHARP TIPPED, LONG BLADES, CURVED, 27G, DISPOSABLE, STERILE | OPHTHALMOLOGY SUPPLIES
20043 | 4229454600400 | SCISSORS, MICRO SURGICAL, HORIZONTAL (CURVED), RETINAL, 27G, DISPOSABLE, STERILE | OPHTHALMOLOGY SUPPLIES
20044 | 4229180219300 | MICROFORCEPS, ILM ENDGRIPPING, 27G, DISPOSABLE, STERILE | OPHTHALMOLOGY SUPPLIES
20045 | 4229180219700 | MICROFORCEPS, ECKARDT END GRIPPING, 27G, DISPOSABLE, STERILE | OPHTHALMOLOGY SUPPLIES
20046 | 4229180219400 | MICROFORCEPS, SERRATED, 27G, DISPOSABLE, STERILE | OPHTHALMOLOGY SUPPLIES
20047 | 4229420616100 | IMPLANT, CUSTOM-MADE DEVICE MACULAR BUCKLE, PMMA, STERILE | OPHTHALMOLOGY SUPPLIES
20048 | 4229550504100 | IMPLANT, SCLERAL BUCKLING, VITREO RETINAL, SILICONE BAND, TYPE 240, 2.5 X 0.6 MM, STERILE | OPHTHALMOLOGY SUPPLIES
20049 | 4229550504300 | IMPLANT, SCLERAL BUCKLING, VITREO RETINAL, SILICONE BAND, TYPE 40, 2.0 X 0.75 X 120 MM, STERILE | OPHTHALMOLOGY SUPPLIES
20050 | 4229452102500 | IMPLANT, SCLERAL BUCKLING, VITREO RETINAL, SILICONE BAND, TYPE 70, 2.1 X 1 X 30MM, STERILE | OPHTHALMOLOGY SUPPLIES
20051 | 4229452102400 | IMPLANT, SCLERAL BUCKLING, VITREO RETINAL, SILICONE BAND, TYPE 270, 1.65 X 0.76 X 30MM, STERILE | OPHTHALMOLOGY SUPPLIES
20052 | 4229420653300 | IMPLANT, SCLERAL BUCKLING, VITREO RETINAL, SILICONE STRIP, TYPE 41, 3.5 X 0.75 X 125MM, STERILE | OPHTHALMOLOGY SUPPLIES
20053 | 4229452102300 | IMPLANT, SCLERAL BUCKLING, VITREO RETINAL, OVAL SILICONE SPONGE, TYPE 506, 5 X 3 X 100MM, STERILE | OPHTHALMOLOGY SUPPLIES
20054 | 4229452102200 | IMPLANT, SCLERAL BUCKLING, VITREO RETINAL, OVAL SILICONE SPONGE, TYPE 507, 7.5 X 5.5 X 80MM, STERILE | OPHTHALMOLOGY SUPPLIES
20055 | 4229420624900 | IMPLANT, SCLERAL BUCKLING, VITREO RETINAL, GROOVED SILICONE SPONGE, TYPE 506G, 5 X 3 X 80MM, STERILE | OPHTHALMOLOGY SUPPLIES
20056 | 4229452100800 | IMPLANT, SCLERAL BUCKLING, VITREO RETINAL, GROOVED SILICONE SPONGE, TYPE 220, W6 X R7.5 X H1.5X G2.5X L100MM, STERILE | OPHTHALMOLOGY SUPPLIES
20057 | 4229350403400 | LIQUID, PERFLOUROCARBON, VISCOSITY 1, 4 MPAS, 5ML VIAL, STERILE | OPHTHALMOLOGY SUPPLIES
20058 | 4229452700200 | PERFLUOROCARBON, VIAL, STERILE | OPHTHALMOLOGY SUPPLIES
20059 | 4229452700300 | PERFLUOROCARBON, HEAVY, STERILE | OPHTHALMOLOGY SUPPLIES
20060 | 5124113900000 | SILICONE OIL, FROM 1000 TO 7500 CST, 10 ML SYRINGE, AS PER HOSPITAL REQUEST, STERILE | OPHTHALMOLOGY SUPPLIES
20061 | 4229452700000 | KIT, GAS, C3F8, PURE OCTAFLUOUROPANE, SYRINGE 50ML, DISPOSABLE, STERILE | OPHTHALMOLOGY SUPPLIES
20062 | 4229420652000 | KIT, GAS, C3F8, PURE, METALLIC CANISTER, DISPOSABLE, STERILE | OPHTHALMOLOGY SUPPLIES
20063 | 4229420652100 | KIT, GAS, SF6, PURE SULFUR HEXAFLUORIDE, METALLIC CANISTER, DISPOSABLE, STERILE | OPHTHALMOLOGY SUPPLIES
20064 | 4229451105000 | LONG BLADE, TREPHINE, DIFFERENT SIZE FROM 3MM TO 16MM, AS PER HOSPITAL REQUEST, DISPOSABLE, STERILE | OPHTHALMOLOGY SUPPLIES
20065 | 4229171300200 | TREPHINE BLADE VACUUM, DIFFERENT SIZE RANGES (6MM TO 9MM)-(RECIPIENT AND DONOR) AS PER HOSPITAL REQUEST, DISPOSABLE, STERILE | OPHTHALMOLOGY SUPPLIES
20066 | 4229451105900 | BLADE, RECIPIENT, TREPHINE BARRON, RADIAL VACUUM, DIFFERENT SIZE FROM 6MM TO 9MM, AS PER HOSPITAL REQUEST, DISPOSABLE, STERILE | OPHTHALMOLOGY SUPPLIES
20067 | 4229451105400 | BLADE, TREPHINE, PUNCH FOR DONOR CORNEAL, NON-VACUUM, DIFFERENT SIZE FROM 6MM TO 9MM, AS PER HOSPITAL REQUEST, DISPOSABLE, STERILE | OPHTHALMOLOGY SUPPLIES
20068 | 4214310800000 | ARTIFICIAL ANTERIOR CHAMBER, CONTROLLED PRESSURE, DISPOSABLE, STERILE | OPHTHALMOLOGY SUPPLIES
20069 | 4229454500100 | CBM BLADE, FOR MORIA DSAEK MACHINE OR ANY OTHER EQUIVALENT, DISPOSABLE, STERILE | OPHTHALMOLOGY SUPPLIES
20070 | 4229420638700 | PRECALIBRATED HEAD FOR ARTIFICIAL CHAMBER, TO BE USE WITH MANUAL CBM DSAEK MICROKERATOME TO CREATE CONVENTIONAL AND ULTRATHIN LAMELLAR GRAFTS, SINGLE OR DOUBLE PASS TECHNIQUE, AS PER HOSPITAL REQUEST, DISPOSABLE, STERILE | OPHTHALMOLOGY SUPPLIES
20071 | 4229420638600 | PRECALIBRATED HEAD FOR ARTIFICIAL CHAMBER, TO BE USE WITH MANUAL ULTRATHIN DSAEK MICROKERATOME TO CREATE CONVENTIONAL AND ULTRATHIN LAMELLAR GRAFTS, SINGLE OR DOUBLE PASS TECHNIQUE, AS PER HOSPITAL REQUEST, DISPOSABLE, STERILE | OPHTHALMOLOGY SUPPLIES
20072 | 4229420645200 | SUB-BOWMEN-KERATOMILEUSIS, BLADE HEAD/RING, AS PER HOSPITAL REQUEST, DISPOSABLE, STERILE | OPHTHALMOLOGY SUPPLIES
20073 | 4229453600300 | CAPSULAR TENSION RING, PRELOADED, 10-12 MM, STERILE | OPHTHALMOLOGY SUPPLIES
20074 | 4229420651300 | CAPSULAR TENSION RING, MANUAL INJECTING, 10-12 MM, STERILE | OPHTHALMOLOGY SUPPLIES
20075 | 4229450300000 | CAPSULAR TENSION RING, PRELOADED, 11-13 MM, STERILE | OPHTHALMOLOGY SUPPLIES
20076 | 4229450300200 | CAPSULAR TENSION RING, MANUAL INJECTING, 11-13 MM, STERILE | OPHTHALMOLOGY SUPPLIES
20077 | 4229453600000 | IMPLANT CAPSULAR SEGMENT AHMED TENSION RING ALL TYPE AS PER HOSPITAL REQUEST STERILE | OPHTHALMOLOGY SUPPLIES
20078 | 4229453600100 | IMPLANT CAPSULAR SEGMENT, CIONNI RING FOR SCLERAL FIXATION, ALL TYPE AS PER HOSPITAL REQUEST, STERILE | OPHTHALMOLOGY SUPPLIES
20079 | 4229420638000 | PHAKIC, INTRAOCULAR LENS, POSTERIOR CHAMBER, COLLAMER, CORRECTION OF MYOPIA, FOR REFRACTIVE SURGERY, DIOPTER RANGE, AS PER HOSPITAL REQUEST | OPHTHALMOLOGY SUPPLIES
20080 | 4229552438000 | PHAKIC, INTRAOCULAR LENS, POSTERIOR CHAMBER, COLLAMER, CORRECTION OF MYOPIA AND ASTIGMATISM, FOR REFRACTIVE SURGERY, DIOPTER RANGE, AS PER HOSPITAL REQUEST | OPHTHALMOLOGY SUPPLIES
20081 | 4229420637900 | PHAKIC, INTRAOCULAR LENS, POSTERIOR CHAMBER, COLLAMER, CORRECTION OF HYPEROPIA, FOR REFRACTIVE SURGERY, DIOPTER RANGE, AS PER HOSPITAL REQUEST | OPHTHALMOLOGY SUPPLIES
20082 | 4229420637700 | PHAKIC, INTRAOCULAR LENS, POSTERIOR CHAMBER, COLLAMER, CORRECTION OF HYPEROPIA AND ASTIGMATISM, FOR REFRACTIVE SURGERY, DIOPTER RANGE, AS PER HOSPITAL REQUEST | OPHTHALMOLOGY SUPPLIES
20083 | 4229420637800 | PHAKIC, INTRAOCULAR LENS, POSTERIOR CHAMBER, ACRYLIC, CORRECTION OF MYOPIA, FOR REFRACTIVE SURGERY, DIOPTER RANGE, AS PER HOSPITAL REQUEST | OPHTHALMOLOGY SUPPLIES
20084 | 4229420703200 | PHAKIC, INTRAOCULAR LENS, POSTERIOR CHAMBER, ACRYLIC, CORRECTION OF MYOPIA AND ASTIGMATISM, FOR REFRACTIVE SURGERY, DIOPTER RANGE, AS PER HOSPITAL REQUEST | OPHTHALMOLOGY SUPPLIES
20085 | 4229420640500 | PSEUDOPHAKIC, SUPPLEMENTARY INTRAOCULAR LENS, IN THE CILIARY SULCUS, ACRYLIC, UV FILTRATION DIOPTER RANGE, AS PER HOSPITAL REQUEST | OPHTHALMOLOGY SUPPLIES
20086 | 4229420640600 | PSEUDOPHAKIC, SUPPLEMENTARY INTRAOCULAR LENS, IN THE CILIARY SULCUS, ASTIGMATISM, ACRYLIC, UV FILTRATION, DIOPTER RANGE, AS PER HOSPITAL REQUEST | OPHTHALMOLOGY SUPPLIES
20087 | 4229420640200 | PSEUDOPHAKIC, SUPPLEMENTARY INTRAOCULAR LENS, IN THE CILIARY SULCUS, MULTIFOCAL, ACRYLIC, UV FILTRATION, DIOPTER RANGE, AS PER HOSPITAL REQUEST | OPHTHALMOLOGY SUPPLIES
20088 | 4229552442100 | INTRAOCULAR LENS, ANTERIOR CHAMBER, FOLDABLE, FOR REFRACTIVE SURGERY, WITH SPATULA AND ENCLAVATION NEEDLES, DIOPTER RANGE, AS PER HOSPITAL REQUEST | OPHTHALMOLOGY SUPPLIES
20089 | 4229420625200 | INTRAOCULAR LENS, ANTERIOR CHAMBER, NON- FOLDABLE, FOR REFRACTIVE SURGERY, WITH SPATULA AND ENCLAVATION NEEDLES, DIOPTER RANGE, AS PER HOSPITAL REQUEST | OPHTHALMOLOGY SUPPLIES
20090 | 4229552410300 | INTRAOCULAR LENS, ANTERIOR CHAMBER, DIOPTER RANGE, AS PER PATIENTS REQUIRED | OPHTHALMOLOGY SUPPLIES
20091 | 4229552434900 | INTRAOCULAR LENS, POSTERIOR CHAMBER, PMMA, FIXATION HOLES IN HAPTIC, NON-PRELOADED, DIOPTER RANGE, AS PER PATIENTS REQUIRED | OPHTHALMOLOGY SUPPLIES
20092 | 4229420625700 | INTRAOCULAR LENS, POSTERIOR CHAMBER, PMMA, FIXATION HOLES IN OPTIC, NON-PRELOADED, DIOPTER RANGE, AS PER PATIENTS REQUIRED | OPHTHALMOLOGY SUPPLIES
20093 | 4229420625900 | MONOFOCAL INTRAOCULAR LENS, POSTERIOR CHAMBER, ACRYLIC, SINGLE-PIECE, NON-PRELOADED, HYDROPHOBIC, UV FILTRATION, POWER RANGE +6.0 TO +40.0 D | OPHTHALMOLOGY SUPPLIES
20094 | 4229420626200 | MONOFOCAL INTRAOCULAR LENS, POSTERIOR CHAMBER, ACRYLIC, SINGLE-PIECE, PRELOADED, HYDROPHOBIC, UV FILTRATION, POWER RANGE -10.0 TO +.30.0 D | OPHTHALMOLOGY SUPPLIES
20095 | 4229420626100 | MONOFOCAL INTRAOCULAR LENS, POSTERIOR CHAMBER, ACRYLIC, SINGLE-PIECE, PRELOADED, HYDROPHOBIC, UV FILTRATION, POWER RANGE +6.0 TO +34.0 D | OPHTHALMOLOGY SUPPLIES
20096 | 4229420626300 | MONOFOCAL INTRAOCULAR LENS, POSTERIOR CHAMBER, ACRYLIC, SINGLE-PIECE, NON-PRELOADED, HYDROPHOBIC, UV AND BLUE FILTRATION, POWER RANGE +6.0 TO +30.0 D | OPHTHALMOLOGY SUPPLIES
20097 | 4229420625800 | MONOFOCAL INTRAOCULAR LENS, POSTERIOR CHAMBER, ACRYLIC, SINGLE-PIECE, PRELOADED, HYDROPHOBIC, UV AND BLUE FILTRATION, POWER RANGE AS PER HOSPITAL REQUEST | OPHTHALMOLOGY SUPPLIES
20098 | 4229420626000 | MONOFOCAL TORIC INTRAOCULAR LENS, POSTERIOR CHAMBER, ACRYLIC, SINGLE-PIECE, PRELOADED, HYDROPHOBIC, UV FILTRATION, POWER RANGE AS PER HOSPITAL REQUEST | OPHTHALMOLOGY SUPPLIES
20099 | 4229420626400 | MONOFOCAL TORIC INTRAOCULAR LENS, POSTERIOR CHAMBER, ACRYLIC, SINGLE-PIECE, NON-PRELOADED, HYDROPHOBIC, UV AND BLUE LIGHT FILTRATION, POWER RANGE AS PER HOSPITAL REQUEST | OPHTHALMOLOGY SUPPLIES
20100 | 4229420626500 | MONOFOCAL TORIC INTRAOCULAR LENS, POSTERIOR CHAMBER, ACRYLIC, SINGLE-PIECE, PRELOADED, HYDROPHOBIC, UV AND BLUE LIGHT FILTRATION, POWER RANGE AS PER HOSPITAL REQUEST | OPHTHALMOLOGY SUPPLIES
20101 | 4229420628900 | MONOFOCAL INTRAOCULAR LENS, POSTERIOR CHAMBER, ACRYLIC, MULTI-PIECE, PRELOADED, HYDROPHOBIC, UV AND BLUE LIGHT FILTRATION, POWER RANGE AS PER HOSPITAL REQUEST | OPHTHALMOLOGY SUPPLIES
20102 | 4229420626900 | EDOF INTRAOCULAR LENS, POSTERIOR CHAMBER, ACRYLIC, NON-PRELOADED, HYDROPHOBIC, UV FILTRATION, POWER RANGE AS PER HOSPITAL REQUEST | OPHTHALMOLOGY SUPPLIES
20103 | 4229420627000 | EDOF INTRAOCULAR LENS, POSTERIOR CHAMBER, ACRYLIC, PRELOADED, HYDROPHOBIC, UV FILTRATION, POWER RANGE AS PER HOSPITAL REQUEST | OPHTHALMOLOGY SUPPLIES
20104 | 4229420628100 | EDOF INTRAOCULAR LENS, POSTERIOR CHAMBER, ACRYLIC, PRELOADED, HYDROPHOBIC, UV FILTRATION AND BLUE FILTRATION, POWER RANGE AS PER HOSPITAL REQUEST | OPHTHALMOLOGY SUPPLIES
20105 | 4229420627800 | EDOF TORIC INTRAOCULAR LENS, POSTERIOR CHAMBER, ACRYLIC, NON-PRELOADED, HYDROPHOBIC, UV AND BLUE FILTRATION, POWER RANGE AS PER HOSPITAL REQUEST | OPHTHALMOLOGY SUPPLIES
20106 | 4229420627900 | EDOF TORIC INTRAOCULAR LENS, POSTERIOR CHAMBER, ACRYLIC, PRELOADED, HYDROPHOBIC, UV AND BLUE FILTRATION, POWER RANGE AS PER HOSPITAL REQUEST | OPHTHALMOLOGY SUPPLIES
20107 | 4229420628300 | MULTIFOCAL INTRAOCULAR LENS, POSTERIOR CHAMBER, ACRYLIC, HYDROPHOBIC, UV AND BLUE FILTRATION, POWER RANGE AS PER HOSPITAL REQUEST | OPHTHALMOLOGY SUPPLIES
20108 | 4229420628400 | MULTIFOCAL TORIC INTRAOCULAR LENS, POSTERIOR CHAMBER, ACRYLIC, HYDROPHOBIC, UV AND BLUE FILTRATION, POWER RANGE AS PER HOSPITAL REQUEST | OPHTHALMOLOGY SUPPLIES
20109 | 4229420626700 | MONOFOCAL INTRAOCULAR LENS, POSTERIOR CHAMBER, ACRYLIC, SINGLE-PIECE, HYDROPHILIC, UV FILTRATION, MAXIMUM POWER RANGE FROM (- TO +) | OPHTHALMOLOGY SUPPLIES
20110 | 4229420627500 | MONOFOCAL TORIC INTRAOCULAR LENS, POSTERIOR CHAMBER, ACRYLIC, SINGLE-PIECE, HYDROPHILIC, UV FILTRATION, POWER RANGE AS PER HOSPITAL REQUEST | OPHTHALMOLOGY SUPPLIES
20111 | 4229420627700 | EDOF INTRAOCULAR LENS, POSTERIOR CHAMBER, ACRYLIC, HYDROPHILIC, POWER RANGE AS PER HOSPITAL REQUEST | OPHTHALMOLOGY SUPPLIES
20112 | 4229420626800 | EDOF TORIC INTRAOCULAR LENS, POSTERIOR CHAMBER, ACRYLIC, HYDROPHILIC, POWER RANGE AS PER HOSPITAL REQUEST | OPHTHALMOLOGY SUPPLIES
20113 | 4229420627100 | MULTIFOCAL INTRAOCULAR LENS, POSTERIOR CHAMBER, ACRYLIC, HYDROPHILIC, POWER RANGE AS PER HOSPITAL REQUEST | OPHTHALMOLOGY SUPPLIES
20114 | 4229420627200 | MULTIFOCAL TORIC INTRAOCULAR LENS, POSTERIOR CHAMBER, ACRYLIC, HYDROPHILIC, POWER RANGE AS PER HOSPITAL REQUEST | OPHTHALMOLOGY SUPPLIES
20115 | 4229420614800 | EXCIMER LASER TREATMENT CARD, WITH ALL ACCESSORIES REQUIRED FOR THE PROCEDURES, FOR WAVELIGHT MACHINE, DISPOSABLE | OPHTHALMOLOGY SUPPLIES
20116 | 4229450001700 | ABLATION TARGET PMMA SET FOR EXCIMER WAVELIGHT MACHINE | OPHTHALMOLOGY SUPPLIES
20117 | 4229420651100 | ARCHIVIER SET ET-TARG SET EYE TRACKER TARGETS FOR EXCIMER WAVELIGHT MACHINE | OPHTHALMOLOGY SUPPLIES
20118 | 4229514323000 | SCANNER TARGETS SET FOR EXCIMER WAVELIGHT MACHINE | OPHTHALMOLOGY SUPPLIES
20119 | 4229420621200 | KIT, REFRACTIVE FEMTOSECOND LASER TREATMENT, FOR WAVELIGHT MACHINE OR EQUIVALENT, DISPOSABLE, STERILE | OPHTHALMOLOGY SUPPLIES
20120 | 4229516303100 | KIT, REFRACTIVE FEMTOSECOND LASER TREATMENT, FOR IFS MACHINE OR EQUIVALENT, DISPOSABLE, STERILE | OPHTHALMOLOGY SUPPLIES
20121 | 4229420646800 | EXCIMER LASER TREATMENT CODE, FOR SCHWIND MACHINE OR EQUIVALENT, WITH ALL ACCESSORIES REQUIRED FOR THE PROCEDURES | OPHTHALMOLOGY SUPPLIES
20122 | 4229420619900 | KIT, FEMTOCATARACT LASER TREATMENT, FOR LENSAR MACHINE OR EQUIVALENT, DISPOSABLE, STERILE | OPHTHALMOLOGY SUPPLIES
20123 | 4229420646900 | KIT, FEMTOCATARACT LASER TREATMENT, FOR LENSX MACHINE OR EQUIVALENT, DISPOSABLE, STERILE | OPHTHALMOLOGY SUPPLIES
20124 | 4229420619800 | FEMTOCATARACT PATIENT INTERFACE FOR Z8 MACHINE, DISPOSABLES | OPHTHALMOLOGY SUPPLIES
20125 | 4229420634300 | NIDEK QUEST EXCIMER LASER COMPATIBLE PREMIX GAS | OPHTHALMOLOGY SUPPLIES
20126 | 4229420634200 | NIDEK QUEST EXCIMER LASER COMPATIBLE HELIUM GAS | OPHTHALMOLOGY SUPPLIES
20127 | 4229420634100 | NIDEK QUEST EXCIMER LASER COMPATIBLE CALIBRATION CARDS/PLATES | OPHTHALMOLOGY SUPPLIES
20128 | 4229420644100 | ZEISS FEMTOSECOND PROCEDURE PACK - SMILE | OPHTHALMOLOGY SUPPLIES
20129 | 4229420703100 | INTRA CORNEAL RING, FOR KERATOCONUS CORNEA, ASSORTED SIZES, STERILE | OPHTHALMOLOGY SUPPLIES
20130 | 4229420653400 | INTRA CORNEAL RING IN PMMA MATERIAL, DIAMETER 5 TO 6MM, ARC LENGTH 210 DEGREES, CONSTANT THICKNESS, 150 TO 350#M, FOR KERATOCONUS CORNEA | OPHTHALMOLOGY SUPPLIES
20131 | 4229420653500 | INTRA CORNEAL RING IN PMMA MATERIAL, DIAMETER 6MM, ARC LENGTH FROM 90 TO 150 DEGREES, CONSTANT THICKNESS, 150 TO 350#M, FOR KERATOCONUS CORNEA | OPHTHALMOLOGY SUPPLIES
20132 | 4229420653600 | INTRA CORNEAL RING IN PMMA MATERIAL, DIAMETER 5 TO 6MM, ARC LENGTH 160 DEGREES, PROGRESSIVE THICKNESS, 150 TO 300#M, FOR KERATOCONUS CORNEA | OPHTHALMOLOGY SUPPLIES
20133 | 4228200100500 | TIP, ELECTROLASE, SHARP, ACCORDING TO ELECTROCAUTERY HYFRECATOR 2000 MODEL OR EQUIVALENT, DISPOSABLE, STERILE | OPHTHALMOLOGY SUPPLIES
20134 | 4228200100400 | TIP, ELECTROLASE, BLUNT, ACCORDING TO ELECTROCAUTERY HYFRECATOR 2000 MODEL OR EQUIVALENT, DISPOSABLE, STERILE | OPHTHALMOLOGY SUPPLIES
20135 | 4229680511800 | CHOPPER NUCLEUS, 45 DEGREE ANGLE, WITH 11CM (4.5 INCH) DISPOSABLE, STERILE | OPHTHALMOLOGY SUPPLIES
20136 | 4229420622200 | HANDPIECE DIATHERMY, COMPATIBLE WITH OERTLI MACHINE OR EQUIVALENT, REUSABLE | OPHTHALMOLOGY SUPPLIES
20137 | 4229420654100 | BIPOLAR FORCEPS, MCPHERSON STRAIGHT, TWO PIN CONNECTOR, NON-STICK TIPS, INSULATED, FLAT HANDLE, TOTAL LENGTH RANGE 80 TO 120 MM, AS PER HOSPITAL REQUEST, REUSABLE | OPHTHALMOLOGY SUPPLIES
20138 | 4229514322000 | BIPOLAR FORCEPS, MCPHERSON ANGLED, TWO PIN CONNECTOR, NON-STICK TIPS, INSULATED, FLAT HANDLE, TOTAL LENGTH RANGE 80 TO 120 MM, AS PER HOSPITAL REQUEST, REUSABLE | OPHTHALMOLOGY SUPPLIES
20139 | 4229452201900 | MONOCANALICULAR STENT, SILICONE, SMALLEST COLORATE, INDICATED FOR CANALICULAR LACERATIONS, STERILE | OPHTHALMOLOGY SUPPLIES
20140 | 4229420651900 | STENT, NASOLACRIMAL, SILICONE, FOR INTUBATION, ASSORTED SIZES, AS PER HOSPITAL REQUEST, STERILE | OPHTHALMOLOGY SUPPLIES
20141 | 4229452200500 | DCR SET O`DONOGHUE OR EQUIVALENT LENGTH 4CM (+/- 1CM) DIAMETER 0.9MM OR EQUIVALENT DISPOSABLE STERILE | OPHTHALMOLOGY SUPPLIES
20142 | 4229420625300 | INTUBATION SYSTEM, BICANALICULAR, FOR INFANT, SILICONE TUBE, METALLIC PROBE, DISPOSABLE, STERILE | OPHTHALMOLOGY SUPPLIES
20143 | 4229450001800 | SET FRONTALIS, SUSPENSION, DISPOSABLE, STERILE | OPHTHALMOLOGY SUPPLIES
20144 | 4229452201600 | INTUBATION SET, AUTOSTABLE, BICANALICULUS, THE SELF-RETAINING BICANALICULUS INTUBATION SET WITH INTRODUCERS, ASSORTED LENGTHS AS PER HOSPITAL REQUEST, DISPOSABLE, STERILE | OPHTHALMOLOGY SUPPLIES
20145 | 4229452201800 | STENT, SILICONE AND STAINLESS STEEL PROBE, 0.64 MM SILICONE TUBE / 80 MM LONG AND 0.8 MM DIAMETER METALLIC PROBE, STERILE, DISPOSABLE | OPHTHALMOLOGY SUPPLIES
20146 | 4229420639900 | PROBE, WITH OLIVE SHAPE TIPS, STAINLESS STEEL, 11 CM LENGTH X 0.40 MM DIAMETER (4 1/3 IN X 27G), SILICONE TUBING 35 CM LENGTH, 0.30 MM INSIDE DIAMETER, 0.64 MM OUTSIDE DIAMETER, WITH RETRIEVAL DEVICE, STERILE | OPHTHALMOLOGY SUPPLIES
20147 | 4229420638900 | PUNCTAL PLUG, PRELOADED, ASSORTED WIDTH, AS PER HOSPITAL REQUEST, STERILE | OPHTHALMOLOGY SUPPLIES
20148 | 4229420639000 | PUNCTAL PLUG, PRELOADED, FLOW CONTROLLERS, AS PER HOSPITAL REQUEST, STERILE | OPHTHALMOLOGY SUPPLIES
20149 | 4229420639100 | PUNCTAL PLUG, PRELOADED, TEMPORARY, AS PER HOSPITAL REQUEST, STERILE | OPHTHALMOLOGY SUPPLIES
20150 | 4229420639200 | PUNCTAL PLUG, PRELOADED, PAINLESS, FREE SIZE, ULTRA THIN COLLARETTE, STERILE | OPHTHALMOLOGY SUPPLIES
20151 | 4229420624300 | IMPLANT EYE SPHERE, SILICON, ASSORTED SIZES AS PER HOSPITAL REQUEST, STERILE | OPHTHALMOLOGY SUPPLIES
20152 | 4229550505400 | IMPLANT HYDROXYAPATITE, FOR ENUCLEATION OR EVISCERATION PROCEDURES, ASSORTED SIZES AS PER HOSPITAL REQUEST, STERILE | OPHTHALMOLOGY SUPPLIES
20153 | 4229451201500 | CONFORMER, FLEXIBLE, SILICONE, DISPOSABLE, STERILE | OPHTHALMOLOGY SUPPLIES
20154 | 4229451203000 | PERFORATED EYE CONFORMER, CLEAR PLASTIC WITH MORE THAN TWO ORIFICES FOR VENTILATION AT THE CENTER, SMALL SIZE 20MM, STERILE | OPHTHALMOLOGY SUPPLIES
20155 | 4229420636500 | PERFORATED EYE CONFORMER, CLEAR PLASTIC WITH TWO ORIFICES FOR VENTILATION AT THE CENTER, SMALL SIZE 22X19X1.2MM, STERILE | OPHTHALMOLOGY SUPPLIES
20156 | 4229451201200 | PERFORATED EYE CONFORMER, CLEAR PLASTIC WITH MORE THAN TWO ORIFICES FOR VENTILATION AT THE CENTER, MEDIUM SIZE 23MM, STERILE | OPHTHALMOLOGY SUPPLIES
20157 | 4229420636400 | PERFORATED EYE CONFORMER, CLEAR PLASTIC WITH TWO ORIFICES FOR VENTILATION AT THE CENTER, MEDIUM SIZE 24X21X1.2MM, STERILE | OPHTHALMOLOGY SUPPLIES
20158 | 4229420636300 | PERFORATED EYE CONFORMER, CLEAR PLASTIC WITH TWO ORIFICES FOR VENTILATION AT THE CENTER, LARGE SIZE 25X22X1.2MM, STERILE | OPHTHALMOLOGY SUPPLIES
20159 | 4229451201600 | PERFORATED EYE CONFORMER, CLEAR PLASTIC WITH MORE THAN TWO ORIFICES FOR VENTILATION AT THE CENTER, LARGE SIZE 26MM, STERILE | OPHTHALMOLOGY SUPPLIES
20160 | 4229451201800 | SYMBLEPHARON RING (PMMA), KNOWN AS OPEN FORNIX CONFORMERS, SIZE 20 TO 25 MM, AS PER HOSPITAL REQUEST, STERILE | OPHTHALMOLOGY SUPPLIES
20161 | 4229451202100 | OCULAR SHIELD PROTECTOR, WITH SUCTION CUP, TO PROTECT THE EYE DURING LACRIMAL OR LID SURGERY, STERILE | OPHTHALMOLOGY SUPPLIES
20162 | 4229420619200 | EYELID IMPLANTS GOLD WEIGHT 0.6 GRAM, 0.6 THICKNESS, STERILE | OPHTHALMOLOGY SUPPLIES
20163 | 4229450200200 | EYELID IMPLANTS GOLD WEIGHT 0.8 GRAM, 0.6 THICKNESS, STERILE | OPHTHALMOLOGY SUPPLIES
20164 | 4229450200100 | EYELID IMPLANTS GOLD WEIGHT 1.0 GRAM, 0.6 THICKNESS, STERILE | OPHTHALMOLOGY SUPPLIES
20165 | 4229550501000 | IMPLANT OPHTHALMIC WEIGHT 1.2 GM GOLD | OPHTHALMOLOGY SUPPLIES
20166 | 4229420619300 | EYELID IMPLANTS GOLD WEIGHT 1.4 GRAM, 0.6 THICKNESS, STERILE | OPHTHALMOLOGY SUPPLIES
20167 | 4229420619400 | EYELID IMPLANTS GOLD WEIGHT 1.6 GRAM, 0.6 THICKNESS, STERILE | OPHTHALMOLOGY SUPPLIES
20168 | 4229420619500 | EYELID IMPLANTS GOLD WEIGHT 1.8 GRAM, 0.6 THICKNESS, STERILE | OPHTHALMOLOGY SUPPLIES
20169 | 4229450200300 | PLATINUM WEIGHT IMPLANT 0.6G, STERILE | OPHTHALMOLOGY SUPPLIES
20170 | 4229450200400 | PLATINUM WEIGHT IMPLANT 0.8G, STERILE | OPHTHALMOLOGY SUPPLIES
20171 | 4229450200500 | PLATINUM WEIGHT IMPLANT 1.0G, STERILE | OPHTHALMOLOGY SUPPLIES
20172 | 4229450200600 | PLATINUM WEIGHT IMPLANT 1.2G, STERILE | OPHTHALMOLOGY SUPPLIES
20173 | 4229450200700 | PLATINUM WEIGHT IMPLANT 1.4G, STERILE | OPHTHALMOLOGY SUPPLIES
20174 | 4229450200800 | PLATINUM WEIGHT IMPLANT 1.6G, STERILE | OPHTHALMOLOGY SUPPLIES
20175 | 4229450200900 | PLATINUM WEIGHT IMPLANT 1.8G, STERILE | OPHTHALMOLOGY SUPPLIES
20176 | 4229555300000 | TISSUE TRANSPLANT HUMAN FASCIA LATA, SOFT TISSUE MATRIX, EYELID PTOSIS SURGERY, STERILE | OPHTHALMOLOGY SUPPLIES
20177 | 4229454100200 | CONTACT LENSES, BANDAGE, SILICONE HYDROGEL (LOTRAFILCON A 76%), BC 8.5, 8.6 DIAMETER 13.80. TO 14.00, POWER +/- 0.25, FOR ONE MONTH USE, AS PER HOSPITAL REQUEST, DISPOSABLE, STERILE | OPHTHALMOLOGY SUPPLIES
20178 | 4229454101300 | SILICONE HYDROGEL SOFT SPHERE CONTACT LENS FOR IRREGULAR CORNEA SPHERE POWER RANGE -30.00DC TO +30.00DC, CYLINDER POWER RANGE, -0.25DS TO -10.00DS, AXIS 0 TO 180, DIAMETER 14.20MM TO 15.3MM, BASE CURVE 7.00MM TO 9.00MM, DISPOSABLE, STERILE | OPHTHALMOLOGY SUPPLIES
20179 | 4229420615200 | CONTACT LENSES, RIGID GAS PERMEABLE, BASE CURVE 4.30 TO 9.30, DIAMETER 8.10 TO 16.4 SPHERE POWER RANGE -30.00DC TO +30.00DC, CYLINDER POWER TO -10.00DS, AXIS 0 TO 180, DAILY, AS PER HOSPITAL REQUESTED, STERILE | OPHTHALMOLOGY SUPPLIES
20180 | 4218306000000 | SCHIRMER STRIP FILTER PAPER, DISPOSABLE | OPHTHALMOLOGY SUPPLIES
20181 | 4111171300500 | MAGNIFIER, HAND-HELD, ILLUMINATED, FEATURE BRIGHT LED ILLUMINATION | OPHTHALMOLOGY SUPPLIES
20182 | 4214290100000 | GLASSES FOR READING, RELAXED BINOCULAR VISION WITH HIGH MAGNIFICATION. | OPHTHALMOLOGY SUPPLIES
20183 | 4111171300600 | MAGNIFIER, HIGH-PERFORMANCE, ILLUMINATED STAND, PROVIDES 3X (12D) MAGNIFICATION | OPHTHALMOLOGY SUPPLIES
20184 | 4229420621300 | FUNDUS VIEWING SYSTEMS SET, MANUAL BIOM 5 SHORT, WITH ADAPTER PLATE, STERILIZATION CONTAINER, COMPATIBLE WITH HOSPITAL MICROSCOPE, REUSABLE | OPHTHALMOLOGY SUPPLIES
20185 | 4229420611600 | BIOM LENSES, ASSORTED AS PER HOSPITAL REQUEST, REUSABLE | OPHTHALMOLOGY SUPPLIES
20186 | 4111173600200 | CAPS HANDLE FOR LUXOR MICROSCOPE, 8 PIECES, REUSABLE | OPHTHALMOLOGY SUPPLIES
20187 | 4218200800000 | CLIP-ON HANDLE, FOR LEICA MICROSCOPE, 6 PIECES, REUSABLE | OPHTHALMOLOGY SUPPLIES
20188 | 4229420704300 | HAND-HELD MAGNIFIERS, REUSABLE | OPHTHALMOLOGY SUPPLIES
20189 | 4214292900300 | MONOCULAR HAND-HELD TELESCOPES, REUSABLE | OPHTHALMOLOGY SUPPLIES
20190 | 4214292400100 | MAGNIFIER, ILLUMINATED POCKET, POWER 15112, REUSABLE | OPHTHALMOLOGY SUPPLIES
20191 | 4214292400500 | MAGNIFIER, ILLUMINATED POCKET, POWER 15113, REUSABLE | OPHTHALMOLOGY SUPPLIES
20192 | 4214292400600 | MAGNIFIER, ILLUMINATED POCKET, POWER 15114, REUSABLE | OPHTHALMOLOGY SUPPLIES
20193 | 4214292400700 | MAGNIFIER, ILLUMINATED POCKET, POWER 15115, REUSABLE | OPHTHALMOLOGY SUPPLIES
20194 | 4214292900200 | TELESCOPES MAX TV, REUSABLE | OPHTHALMOLOGY SUPPLIES
20195 | 4214292900100 | TELESCOPES MAX EVENT, REUSABLE | OPHTHALMOLOGY SUPPLIES
20196 | 4214292900000 | ELECTRONIC VISION AIDS, REUSABLE | OPHTHALMOLOGY SUPPLIES
20197 | 4229420702400 | FOLDABLE TOUCHSCREEN MAGNIFIER WITH OCR DISTANCE CAMERA(COVER BOOK)TO DOUBLE YOUR VIEWING AREA, REUSABLE | OPHTHALMOLOGY SUPPLIES
20198 | 4218308000000 | CASE OF OPHTHALMIC TRAIL LENSES SET FOR REFRACTION IN THE CLINIC, REUSABLE | OPHTHALMOLOGY SUPPLIES
20199 | 4229420631200 | LIGHT WEIGH TRAIL FRAME FOR REFRACTION, REUSABLE | OPHTHALMOLOGY SUPPLIES
20200 | 4229420610400 | EYE SPECULUM, BARRAQUER, WIRE LID, 7 MM (+/-2MM) LONG BLADE CLOSED, REUSABLE | OPHTHALMOLOGY SUPPLIES
20201 | 4229163310800 | TEMPORAL SPECULUM WITH ASPIRATION LIEBERMAN STYLE, 15MM, NON SOLID, ADULT, REUSABLE | OPHTHALMOLOGY SUPPLIES
20202 | 4229680326300 | EYE SPECULUM, LIEBERMAN, SOLID, WITH 5MM (+/- 2MM) BLADES, REUSABLE | OPHTHALMOLOGY SUPPLIES
20203 | 4229420609300 | EYE SPECULUM ALPHONSO WIRE LID REUSABLE | OPHTHALMOLOGY SUPPLIES
20204 | 4229680309800 | CALIPER MEASURES CASTROVIEJO CURVED FROM 0MM TO 20MM REUSABLE | OPHTHALMOLOGY SUPPLIES
20205 | 4229680327100 | FORCEPS, CAPSULORHEXIS, MASKET, STAINLESS STEEL, REUSABLE | OPHTHALMOLOGY SUPPLIES
20206 | 4229680321800 | JAEGER LID PLATE, STAINLESS STEEL, REUSABLE | OPHTHALMOLOGY SUPPLIES
20207 | 4229420649100 | WESCOTT SCISSOR, STAINLESS STEEL, SHARP, CURVED, OVERALL LENGTH 110MM X BLADE LENGTH 18MM OR EQUIVALENT, REUSABLE | OPHTHALMOLOGY SUPPLIES
20208 | 4229420647500 | VANNAS SCISSORS STRAIGHT 5MM LONG BLADES WITH SHARP TIPS REUSABLE | OPHTHALMOLOGY SUPPLIES
20209 | 4229680337500 | VANNAS SCISSORS, CAPSULOTOMY, SHARP, CURVED, TIP SIZES FROM 6MM TO 10 MM, REUSABLE | OPHTHALMOLOGY SUPPLIES
20210 | 4229420619600 | FASCIA NEEDLE 1MM X 6MM OVAL HOLE, 140MM LONG, REUSABLE | OPHTHALMOLOGY SUPPLIES
20211 | 4229680312500 | FORCEPS, COLIBRI, 1X2 TEETH, REUSABLE | OPHTHALMOLOGY SUPPLIES
20212 | 4229180221100 | FORCEPS CASTROVIEJO CURVED 1X2 TEETH SIZE 0.12MM WITH TYING PLATFORM REUSABLE | OPHTHALMOLOGY SUPPLIES
20213 | 4229180220200 | FORCEPS, TYING, TENNANT, DELICATE, LONG AND SMOOTH JAWS, STRAIGHT, REUSABLE | OPHTHALMOLOGY SUPPLIES
20214 | 4229280100000 | MARKER OPTIC ZONE ASSORTED SIZES WITHOUT CROSS HAIR REUSABLE | OPHTHALMOLOGY SUPPLIES
20215 | 4229420629100 | IRIS CLAW, INTRAOCULAR LENS HOLDING, TITANIUM, REUSABLE | OPHTHALMOLOGY SUPPLIES
20216 | 4229420620000 | FEMTOSECOND WOUND SPREADER SPATULA, REUSABLE | OPHTHALMOLOGY SUPPLIES
20217 | 4229420650500 | SPECULUM, NASAL, ADJUSTABLE, 14MM, REUSABLE | OPHTHALMOLOGY SUPPLIES
20218 | 4229420605300 | LACRIMAL PROBES SET, STAINLESS STEEL, REUSABLE | OPHTHALMOLOGY SUPPLIES
20219 | 4229420623300 | HOOK, STAINLESS STEEL, TO USE WITH ALL RITLENG INTUBATIONS, REUSABLE | OPHTHALMOLOGY SUPPLIES
20220 | 4229420641600 | RETRACTOR, MALLEABLE, RIBBON-TYPE, STAINLESS STEEL, ASSORTED SIZES AS PER HOSPITAL REQUEST, REUSABLE | OPHTHALMOLOGY SUPPLIES
20221 | 4229420618000 | FORCEPS, DRESSING, CURVED, SERRATED, DELICATE, STAINLESS STEEL, REUSABLE | OPHTHALMOLOGY SUPPLIES
20222 | 4229171302600 | KELLY PUNCH, STAINLESS STEEL, REUSABLE | OPHTHALMOLOGY SUPPLIES
20223 | 4229420702700 | MENDEZ DEGREE GAUGE, STAINLESS STEEL, 0 TO 180 DEGREE IN 10 DEGREE INCREMENTS, 12MM INTERNAL RING DIAMETER, 40 DEGREE ANGLED HANDLE, REUSABLE | OPHTHALMOLOGY SUPPLIES
20224 | 4229680330000 | FORCEPS, NUGENT UTILITY, STAINLESS STEEL, SERRATED, REUSABLE | OPHTHALMOLOGY SUPPLIES
20225 | 4229420642900 | SCISSORS LKP PAIR OF RIGHT/LEFT REUSABLE | OPHTHALMOLOGY SUPPLIES
20226 | 4229680801900 | SPATULA, MERMOUD, PREDESCEMETIC, REUSABLE | OPHTHALMOLOGY SUPPLIES
20227 | 4229420605000 | AXIS MARKER, WHITE HOUSE GRAVITY, REUSABLE | OPHTHALMOLOGY SUPPLIES
20228 | 4229420625400 | INTRAOCULAR LENS (IOL) CUTTER, SCISSORS INCISION SIZE IS 2.2MM, COAXIAL DESIGN, REUSABLE | OPHTHALMOLOGY SUPPLIES
20229 | 4229420643700 | CLAMP, SERREFINE, STRAIGHT, SMALL, REUSABLE | OPHTHALMOLOGY SUPPLIES
20230 | 4229420612900 | SIMCOE CANNULA IRRIGATION AND ASPIRATION, ASSORTED SIZES, REGULAR/REVERSE AS PER HOSPITAL REQUEST, REUSABLE | OPHTHALMOLOGY SUPPLIES
20231 | 4229680512000 | SPATULA, SARNICOLA DALK, BIG BUBBLE, REUSABLE | OPHTHALMOLOGY SUPPLIES
20232 | 4229550502600 | HANDLE, FOR LONG TREPHINE BLADE, UNIVERSAL, STAINLESS STEEL, REUSABLE | OPHTHALMOLOGY SUPPLIES
20233 | 4229680512100 | TRABECULOTOMY PROBE DOUBLE, RIGHT/LEFT AS PER HOSPITAL REQUEST, REUSABLE | OPHTHALMOLOGY SUPPLIES
20234 | 4229454600100 | MICRO (DEEP-SCLERECTOMY) SCISSORS, 6 MM LONG BLADES, BLUNT TIP ON LOWER BLADE, REUSABLE | OPHTHALMOLOGY SUPPLIES
20235 | 4229420603900 | FORCEPS MERMOUD DEEP SCLERECTOMY, REUSABLE | OPHTHALMOLOGY SUPPLIES
20236 | 4229420631100 | INTRAOCULAR LENS (IOL) LOADING FORCEPS FOR CARTRIDGE, REUSABLE | OPHTHALMOLOGY SUPPLIES
20237 | 4229552438500 | INTRAOCULAR LENS (IOL) INJECTOR, REUSABLE FOR ALCON INTRAOCULAR LENS (IOL) CARTRIDGE | OPHTHALMOLOGY SUPPLIES
20238 | 4229454401500 | INTRAOCULAR LENS (IOL) INJECTOR, REUSABLE FOR 1MTEC30 CARTRIDGE | OPHTHALMOLOGY SUPPLIES
20239 | 4229420625600 | INTRAOCULAR LENS (IOL) INJECTOR, REUSABLE FOR EMERALD CARTRIDGE | OPHTHALMOLOGY SUPPLIES
20240 | 4229420613300 | CAPSULAR TENSION RING INJECTOR REUSABLE | OPHTHALMOLOGY SUPPLIES
20241 | 4229680309300 | SPHERE INTRODUCER, FOR ORBITAL IMPLANT, REUSABLE | OPHTHALMOLOGY SUPPLIES
20242 | 4229420633200 | MICROFORCEPS, SERRATED JAW, 20G, REUSABLE | OPHTHALMOLOGY SUPPLIES
20243 | 4229420646000 | MICROSCISSORS STRAIGHT, 20G, REUSABLE | OPHTHALMOLOGY SUPPLIES
20244 | 4229420647800 | SCISSORS, VERTICAL, 20G, 06 MM, REUSABLE | OPHTHALMOLOGY SUPPLIES
20245 | 4229420649900 | MICROFORCEPS, SURGICAL, 20GA, 0.9MM, ILM, ECKARDT END GRIPPING, REUSABLE | OPHTHALMOLOGY SUPPLIES
20246 | 4229420632900 | MICROFORCEPS, FOREIGN BODY, 20 G, REUSABLE | OPHTHALMOLOGY SUPPLIES
20247 | 4229420618500 | MEMBRANE PICK, ECKARDT, 20G, REUSABLE | OPHTHALMOLOGY SUPPLIES
20248 | 4229420610000 | BACK FLUSH HANDPIECE, STAINLESS STEEL, LUER LOCK CONNECTOR, REUSABLE | OPHTHALMOLOGY SUPPLIES
20249 | 4229420652300 | MICROSCISSORS STRAIGHT, 23G, REUSABLE | OPHTHALMOLOGY SUPPLIES
20250 | 4229680337800 | SCISSORS, VERTICAL, 23G, 06 MM, REUSABLE | OPHTHALMOLOGY SUPPLIES
20251 | 4229420654200 | MICROFORCEPS, ECKARDT END GRIPPING, 23G, REUSABLE | OPHTHALMOLOGY SUPPLIES
20252 | 4218307300200 | MEMBRANE PICK, ECKARDT, 23 G, REUSABLE | OPHTHALMOLOGY SUPPLIES
20253 | 4229420633000 | MICROFORCEPS, FOREIGN BODY, 23 G, REUSABLE | OPHTHALMOLOGY SUPPLIES
20254 | 4229680315600 | ENDO DIATHERMY HANDLE WITH STRAIGHT POINTED TIP, 23 GAUGE, REUSABLE | OPHTHALMOLOGY SUPPLIES
20255 | 4229420652400 | MICROSCISSORS STRAIGHT, 25G, REUSABLE | OPHTHALMOLOGY SUPPLIES
20256 | 4229454600600 | SCISSORS, SURGICAL, VERTICAL SHARP TIPPED, LONG BLADES, CURVED, 25 GAUGE, REUSABLE | OPHTHALMOLOGY SUPPLIES
20257 | 4229180219900 | MICROFORCEPS, ECKARDT END GRIPPING (ILM), 25 GAUGE, REUSABLE | OPHTHALMOLOGY SUPPLIES
20258 | 4214180801100 | ENDO DIATHERMY HANDLE WITH STRAIGHT POINTED TIP, 25 GAUGE, REUSABLE | OPHTHALMOLOGY SUPPLIES
20259 | 4214180801200 | ENDO DIATHERMY HANDLE WITH STRAIGHT POINTED TIP, 27 GAUGE, 6 MM, REUSABLE | OPHTHALMOLOGY SUPPLIES
20260 | 4229420639500 | PRE-OP TORIC MARKER WITH BUBBLE REUSABLE | OPHTHALMOLOGY SUPPLIES
20261 | 4229420639600 | PRE-OP TORIC MARKER WITH OUT BUBBLE, REUSABLE | OPHTHALMOLOGY SUPPLIES
20262 | 4229420639300 | PRE-OP CORNEAL AXIS MARKER - PRE SET COMBO AXIS GRAVITY DEPENDENT 2 BLADED WITH DEGREE, REUSABLE | OPHTHALMOLOGY SUPPLIES
20263 | 4229453100300 | LENS, 90D CLEAR, FOR SLIT LAMP EXAMINATION, REUSABLE | OPHTHALMOLOGY SUPPLIES
20264 | 4229453100200 | LENS, 78D CLEAR, FOR SLIT LAMP EXAMINATION, REUSABLE | OPHTHALMOLOGY SUPPLIES
20265 | 4229453100100 | LENS, 20D CLEAR, FOR SLIT LAMP EXAMINATION, REUSABLE | OPHTHALMOLOGY SUPPLIES
20266 | 4229420611400 | BINOCULAR INDIRECT OPHTHALMOSCOPY, LENS 28D, REUSABLE | OPHTHALMOLOGY SUPPLIES
20267 | 4229420611500 | BINOCULAR INDIRECT OPHTHALMOSCOPY, LENS 30D, REUSABLE | OPHTHALMOLOGY SUPPLIES
20268 | 4229420611300 | BINOCULAR INDIRECT OPHTHALMOSCOPY, LENS 14D, REUSABLE | OPHTHALMOLOGY SUPPLIES
20269 | 4229420621700 | 3 MIRROR GONIO-LENS FOR CLINICAL EXAM, REUSABLE | OPHTHALMOLOGY SUPPLIES
20270 | 4229420621800 | 4 MIRROR GONIO-LENS FOR CLINICAL EXAM, REUSABLE | OPHTHALMOLOGY SUPPLIES
20271 | 4229420621900 | 6 MIRROR GONIO-LENS FOR CLINICAL EXAM, REUSABLE | OPHTHALMOLOGY SUPPLIES
20272 | 4229680511700 | LENS AVG SURGICAL GONIO, STABILIZE AND CONTROL THE GLOBE, MINIMIZE PRESSURE ON THE CORNEA TO MAINTAIN CLEAR ANGLE VISUALIZATION WITHOUT ANTERIOR CHAMBER DISTORTION AND MORE, REUSABLE | OPHTHALMOLOGY SUPPLIES
20273 | 4229680511600 | SURGICAL LENS PROCEDURES, GONIO ACS, GONIOSCOPY, REUSABLE | OPHTHALMOLOGY SUPPLIES
20274 | 4229453000600 | VITRECTOMY CONTACT LENS MINI QUD XL, SURGICAL, REUSABLE | OPHTHALMOLOGY SUPPLIES
20275 | 4229420648200 | VITRECTOMY CONTACT LENS SUPER MACULA, SURGICAL, REUSABLE | OPHTHALMOLOGY SUPPLIES
20276 | 4229420648100 | VITRECTOMY CONTACT LENS CENTRAL RETINAL, SURGICAL, REUSABLE | OPHTHALMOLOGY SUPPLIES
20277 | 4229420641400 | RETINA LASER LENS SUPER QUAD 160, REUSABLE | OPHTHALMOLOGY SUPPLIES
20278 | 4229420641200 | RETINA LASER LENS H-R WIDE FIELD, REUSABLE | OPHTHALMOLOGY SUPPLIES
20279 | 4229420641500 | RETINA LASER LENS TRANS EQUATOR, REUSABLE | OPHTHALMOLOGY SUPPLIES
20280 | 4229420641300 | RETINA LASER LENS QUAD ASPHERIC, REUSABLE | OPHTHALMOLOGY SUPPLIES
20281 | 4229420641000 | RETINA LASER LENS AREA CENTRALIS, REUSABLE | OPHTHALMOLOGY SUPPLIES
20282 | 4229420641100 | RETINA LASER LENS H-R CENTRALIS, REUSABLE | OPHTHALMOLOGY SUPPLIES
20283 | 4229516001800 | HANDPIECE, FRAGMATOME, FOR CONSTELLATION MACHINE OR EQUIVALENT, REUSABLE | OPHTHALMOLOGY SUPPLIES
20284 | 4229420636600 | PHACO HANDPIECE COMPATIBLE WITH ALL ALCON MACHINE, REUSABLE | OPHTHALMOLOGY SUPPLIES
20285 | 4229516001900 | PHACO HANDPIECE COMPATIBLE WITH CENTURION MACHINE, REUSABLE | OPHTHALMOLOGY SUPPLIES
20286 | 4229420636700 | PHACO HANDPIECE COMPATIBLE WITH SIGNATURE MACHINE, REUSABLE | OPHTHALMOLOGY SUPPLIES
20287 | 4229420636900 | PHACO HANDPIECE COMPATIBLE WITH OERTLI MACHINE, REUSABLE | OPHTHALMOLOGY SUPPLIES
20288 | 4229420637000 | PHACO HANDPIECE COMPATIBLE WITH DORC MACHINE, REUSABLE | OPHTHALMOLOGY SUPPLIES
20289 | 4229420614200 | COAXIAL, I AND A HANDPIECE, SCREW FIT TYPE, COMPATIBLE WITH ALL PHACO MACHINE, REUSABLE | OPHTHALMOLOGY SUPPLIES
20290 | 4229420614700 | COAXIAL, I AND A HANDPIECE, FEMALE CONNECTOR TYPE, COMPATIBLE WITH ALL PHACO MACHINE, REUSABLE | OPHTHALMOLOGY SUPPLIES
20291 | 4229420614500 | COAXIAL I/A TIP, PORT SIZE 0.3MM, COMPATIBLE WITH SCREW FIT HANDPIECE, TIP SPECS AS PER HOSPITAL REQUEST, REUSABLE | OPHTHALMOLOGY SUPPLIES
20292 | 4229420609000 | BI-MANUAL, ASPIRATION POLISH HANDPIECE, RANGE 21G TO 23G, SIDE PORT, AS PER HOSPITAL REQUEST, REUSABLE | OPHTHALMOLOGY SUPPLIES
20293 | 4229680321700 | BI-MANUAL, IRRIGATION HANDPIECE, RANGE 21G TO 23G, SIDE PORT, AS PER HOSPITAL REQUEST, REUSABLE | OPHTHALMOLOGY SUPPLIES
20294 | 4229680307200 | BISHOP-HARMON AC, IRRIGATOR, REUSABLE | OPHTHALMOLOGY SUPPLIES
20295 | 4229420687300 | SURGICAL BEAVER BLADE HANDLE, STAINLESS STEEL, 10CM, REUSABLE | OPHTHALMOLOGY SUPPLIES
20296 | 4229420666500 | BARRAQUER IRIS SPATULA, STAINLESS STEEL, DOUBLE ENDED BLADES, BOTH ENDS ARE SHARP WITH GENTLY CURVED BLADES, REUSABLE | OPHTHALMOLOGY SUPPLIES
20297 | 4229420683600 | LENS LOOP, STAINLESS STEEL, 6MM WIDE X 7MM LONG LOOP, TOTAL LENGTH 135MM, REUSABLE | OPHTHALMOLOGY SUPPLIES
20298 | 4229420662100 | HOOK, MUSCLE, JAMESON, STAINLESS STEEL, REUSABLE | OPHTHALMOLOGY SUPPLIES
20299 | 4229420659500 | FORCEPS, CASTROVIEJO, CURVED, 1X2 TEETH, SIZE 0.5MM, WITH TYING PLATFORM, REUSABLE | OPHTHALMOLOGY SUPPLIES
20300 | 4229420658900 | FORCEPS, BISHOP-HARMON, 1X2 TEETH, REUSABLE | OPHTHALMOLOGY SUPPLIES
20301 | 4229420662800 | FORCEPS, UTRATA CAPSULORHEXIS, STAINLESS STEEL, REUSABLE | OPHTHALMOLOGY SUPPLIES
20302 | 4229420680800 | SCISSORS, CORNEAL, LEFT, STAINLESS STEEL, REUSABLE | OPHTHALMOLOGY SUPPLIES
20303 | 4229420680900 | SCISSORS, CORNEAL, RIGHT, STAINLESS STEEL, REUSABLE | OPHTHALMOLOGY SUPPLIES
20304 | 4229420692200 | CANNULA, IRRIGATION, ANGLED, 19 GAUGE, STAINLESS STEEL, REUSABLE | OPHTHALMOLOGY SUPPLIES
20305 | 4229420682700 | HOOK, SINSKEY, ANGLED, STAINLESS STEEL, REUSABLE | OPHTHALMOLOGY SUPPLIES
20306 | 4229420680500 | EYE SPECULUM, KRATZ, STAINLESS STEEL, ASSORTED SIZES AS PER HOSPITAL REQUEST, REUSABLE | OPHTHALMOLOGY SUPPLIES
20307 | 4229420668200 | CYCLODIALYSIS SPATULA STAINLESS STEEL DOUBLE ENDED REUSABLE | OPHTHALMOLOGY SUPPLIES
20308 | 4229420674300 | PATON SPATULA AND SPOON, 6MM WIDE BY 15MM LONG THIN BLADE WITH THREE GROOVES. 2MM WIDE BY 31MM BLADE WITH LAST 7MM ANGLE TIP. OVERALL LENGTH: 143MM, 5.6 INCHES. STAINLESS STEEL, REUSABLE | OPHTHALMOLOGY SUPPLIES
20309 | 4229420677300 | TROUTMAN-KATZIN CORNEAL SCISSORS, RIGHT, MINIATURE MODEL WITH BLUNT TIPS. 11MM FROM MID-SCREW TO TIP. STAINLESS STEEL, PKP / LKP SET | OPHTHALMOLOGY SUPPLIES
20310 | 4229420677200 | TROUTMAN-KATZIN CORNEAL SCISSORS, LEFT, MINIATURE MODEL WITH BLUNT TIPS. 11MM FROM MID-SCREW TO TIP. STAINLESS STEEL, PKP / LKP SET | OPHTHALMOLOGY SUPPLIES
20311 | 4229420678500 | FORCEPS, CASTROVIEJO, STRAIGHT, 1X2 TEETH, SIZE 0.12MM, WITH TYING PLATFORM, REUSABLE | OPHTHALMOLOGY SUPPLIES
20312 | 4229420682800 | POLACK DOUBLE CORNEAL FIXATION FORCEPS, STAINLESS STEEL, REUSABLE | OPHTHALMOLOGY SUPPLIES
20313 | 4229420674400 | STERILIZATION TRAY SET, 320X220X20 MM OR EQUIVALENT, WITH SILICONE MAT, REUSABLE | OPHTHALMOLOGY SUPPLIES
20314 | 4229420659100 | BOTVIN IRIS FORCEPS, STAINLESS STEEL, SERRATED, REUSABLE | OPHTHALMOLOGY SUPPLIES
20315 | 4229420659000 | BOTVIN IRIS FORCEPS, STAINLESS STEEL, TEETH, REUSABLE | OPHTHALMOLOGY SUPPLIES
20316 | 4229420688700 | FORCEPS, DRESSING, STRAIGHT, SERRATED, DELICATE, STAINLESS STEEL, REUSABLE | OPHTHALMOLOGY SUPPLIES
20317 | 4229420688500 | FORCEPS, CHALAZION CLAMP, OVAL, LARGE, REUSABLE | OPHTHALMOLOGY SUPPLIES
20318 | 4229420670100 | FOREIGN BODY SPUD, STAINLESS STEEL, REUSABLE | OPHTHALMOLOGY SUPPLIES
20319 | 4229420671300 | LID RETRACTOR, JAFFE WIRE, STAINLESS STEEL, REUSABLE | OPHTHALMOLOGY SUPPLIES
20320 | 4229420686600 | STERILIZATION TRAY, 220X110X20 MM OR EQUIVALENT, WITH SILICONE MAT, REUSABLE | OPHTHALMOLOGY SUPPLIES
20321 | 4229420669500 | DSAEK STRIPPER (T-SHAPED TIPS), REUSABLE | OPHTHALMOLOGY SUPPLIES
20322 | 4229420694000 | DSAEK GLIDE SPATULA, STAINLESS STEEL, REUSABLE | OPHTHALMOLOGY SUPPLIES
20323 | 4229420669300 | DSAEK IRRIGATING OR INFUSION PORT MAINTAINER REUSABLE | OPHTHALMOLOGY SUPPLIES
20324 | 4229420667200 | BUSIN INSERTING FORCEPS 23G WITH CONNECTOR, REUSABLE | OPHTHALMOLOGY SUPPLIES
20325 | 4229420691000 | ICL MANIPULATOR BATTLE SHAPE REUSABLE | OPHTHALMOLOGY SUPPLIES
20326 | 4229420695500 | FORCEPS, LOADING ICL, JAW WITH HOLE, ROUNDED EDGES, REUSABLE | OPHTHALMOLOGY SUPPLIES
20327 | 4229420701400 | FORCEPS, LOADING ICL CARTRIDGE, VUKICH, REUSABLE | OPHTHALMOLOGY SUPPLIES
20328 | 4229420678900 | OLIVE TIP CANNULA, REUSABLE | OPHTHALMOLOGY SUPPLIES
20329 | 4229420683700 | HANDLE, ERGONOMIC TOUCH, REUSABLE | OPHTHALMOLOGY SUPPLIES
20330 | 4229420701000 | HANDLE, UNIVERSAL, FOR WITH IRIS SUTURE AND INTRAOCULAR LENS (IOL) FIXATION, REUSABLE | OPHTHALMOLOGY SUPPLIES
20331 | 4229420690300 | HANDLE, 360, FOR WITH IRIS SUTURE AND INTRAOCULAR LENS (IOL) FIXATION, REUSABLE | OPHTHALMOLOGY SUPPLIES
20332 | 4229420679100 | SCISSORS, PACKER/CHANG, HOFFMAN/AHMED HEAD, STRAIGHT, REUSABLE | OPHTHALMOLOGY SUPPLIES
20333 | 4229420670600 | SCISSORS, HOFFMAN / AHMED HEAD, MICRO, HORIZONTAL, CURVED SHAFT, REUSABLE | OPHTHALMOLOGY SUPPLIES
20334 | 4229420670400 | TYING FORCEPS, HEAD AHMED MICRO, 23G, REUSABLE | OPHTHALMOLOGY SUPPLIES
20335 | 4229420670500 | FORCEPS, HOFFMAN, DESCEMET'S STRIPPING, CURVED, REUSABLE | OPHTHALMOLOGY SUPPLIES
20336 | 4229420695400 | GRASPER, SNYDER, 25G, REUSABLE | OPHTHALMOLOGY SUPPLIES
20337 | 4229420666300 | GRASPER, AHMED, MICRO, CURVED, 23G, REUSABLE | OPHTHALMOLOGY SUPPLIES
20338 | 4229420671000 | SCISSORS, HOFFMAN / AHMED HEAD, HORIZONTAL, STRAIGHT SHAFT, 23G, REUSABLE | OPHTHALMOLOGY SUPPLIES
20339 | 4229420695000 | GLIDER, KERA RING, REUSABLE | OPHTHALMOLOGY SUPPLIES
20340 | 4229420700400 | SUAREZ SPREADER, KERA RING, REUSABLE | OPHTHALMOLOGY SUPPLIES
20341 | 4229420698800 | SEGMENT PUSHER, KERA RING, REUSABLE | OPHTHALMOLOGY SUPPLIES
20342 | 4229420695200 | MARKER, TUNNEL ZONE, REUSABLE | OPHTHALMOLOGY SUPPLIES
20343 | 4229420699100 | HOOK, SINSKEY, DOUBLE ENDED, STAINLESS STEEL, REUSABLE | OPHTHALMOLOGY SUPPLIES
20344 | 4229420696200 | IRRIGATION CANNULA, LASIK, REUSABLE | OPHTHALMOLOGY SUPPLIES
20345 | 4229420694600 | PROTECTOR, FLAP, REUSABLE | OPHTHALMOLOGY SUPPLIES
20346 | 4229420696300 | LASIK SPATULA, STAINLESS STEEL, REUSABLE | OPHTHALMOLOGY SUPPLIES
20347 | 4229420690100 | MICROKERATOME (M2), ASSORTED RING SIZES PER HOSPITAL REQUEST, REUSABLE | OPHTHALMOLOGY SUPPLIES
20348 | 4229420676000 | STERILIZATION TRAY FOR MICROKERATOME (M2) RING, MICROKERATOME (M2), REUSABLE | OPHTHALMOLOGY SUPPLIES
20349 | 4229420697400 | MICROKERATOME MOTOR, MANUAL, REUSABLE | OPHTHALMOLOGY SUPPLIES
20350 | 4229420675900 | STERILIZATION TRAY FOR ULTRATHIN GAS HOSE TURBINE + MOTOR, ULTRATHIN GAS HOSE TURBINE + MOTOR SET, REUSABLE | OPHTHALMOLOGY SUPPLIES
20351 | 4229420667100 | FORCEPS, BORES, FIXATION, STRAIGHT, REUSABLE | OPHTHALMOLOGY SUPPLIES
20352 | 4229420675400 | SCLERAL DEPRESSOR SCHOCKET DOUBLE ENDED REUSABLE | OPHTHALMOLOGY SUPPLIES
20353 | 4229420682900 | HOOK, MUSCLE, GRAEFE, ASSORTED SIZES AS PER HOSPITAL REQUEST, REUSABLE | OPHTHALMOLOGY SUPPLIES
20354 | 4229420681500 | HOOK GASS RETINAL DETACHMENT OVAL HOLE STAINLESS STEEL REUSABLE | OPHTHALMOLOGY SUPPLIES
20355 | 4229420698200 | FORCEPS, SCLERAL PLUG, STAINLESS STEEL, REUSABLE | OPHTHALMOLOGY SUPPLIES
20356 | 4229420697100 | PEELER, MEMBRANE, 20G, REUSABLE | OPHTHALMOLOGY SUPPLIES
20357 | 4229420701500 | WESCOTT SCISSOR, STAINLESS STEEL, SHARP, STRAIGHT, OVERALL LENGTH 110MM X BLADE LENGTH 18MM OR EQUIVALENT, REUSABLE | OPHTHALMOLOGY SUPPLIES
20358 | 4229420655600 | RETRACTOR, LACRIMAL, STEVENSON SAC, REUSABLE | OPHTHALMOLOGY SUPPLIES
20359 | 4229420681300 | EYE SCISSORS STANDARD, STAINLESS STEEL, POINTED TIP, ASSORTED STRAIGHT/CURVED AS PER HOSPITAL REQUEST, REUSABLE | OPHTHALMOLOGY SUPPLIES
20360 | 4229420674700 | FORCEPS, SAUER FIXATION, STAINLESS STEEL, REUSABLE | OPHTHALMOLOGY SUPPLIES
20361 | 4229420665000 | RONGEUR, BEYER, SINGLE ACTION, REUSABLE | OPHTHALMOLOGY SUPPLIES
20362 | 4229420682600 | PIGTAIL PROBE, STAINLESS STEEL, SUTURE HOLES, DOUBLE ENDED, REUSABLE | OPHTHALMOLOGY SUPPLIES
20363 | 4229420667000 | FORCEPS, BONNACOLTO CONJUNCTIVA, STAINLESS STEEL, REUSABLE | OPHTHALMOLOGY SUPPLIES
20364 | 4229420667500 | DILATOR, LACRIMAL, CASTROVIEJO, DOUBLE-ENDED, STAINLESS STEEL, REUSABLE | OPHTHALMOLOGY SUPPLIES
20365 | 4229420680000 | BOWMAN LACRIMAL PROBE, STAINLESS STEEL, ASSORTED SIZES AS PER HOSPITAL REQUEST, REUSABLE | OPHTHALMOLOGY SUPPLIES
20366 | 4229420672000 | LACRIMAL CANNULA, STRAIGHT, STAINLESS STEEL, 23 GAUGE, REUSABLE | OPHTHALMOLOGY SUPPLIES
20367 | 4229420661700 | RETRACTOR BARBIE BIG STAINLESS STEEL REUSABLE | OPHTHALMOLOGY SUPPLIES
20368 | 4229420661800 | RETRACTOR, BARBIE, GREAT BIG, STAINLESS STEEL, REUSABLE | OPHTHALMOLOGY SUPPLIES
20369 | 4229420682000 | HELVESTON TEASER HOOK, STAINLESS STEEL, REUSABLE | OPHTHALMOLOGY SUPPLIES
20370 | 4229420682100 | FORCEPS, LESTER FIXATION, STAINLESS STEEL, REUSABLE | OPHTHALMOLOGY SUPPLIES
20371 | 4229420680400 | NEEDLE HOLDER, BARRAQUER, CURVED, WITH LOCK, 13CM (+/- 2CM), STAINLESS STEEL, REUSABLE | OPHTHALMOLOGY SUPPLIES
20372 | 4229420663200 | SCISSORS, STEVENS, BLUNT TIP, CURVED, REUSABLE | OPHTHALMOLOGY SUPPLIES
20373 | 4229420699300 | STEVENS HOOK, STAINLESS STEEL, REUSABLE | OPHTHALMOLOGY SUPPLIES
20374 | 4229420671500 | JAMESON MUSCLE FORCEPS, RIGHT, STAINLESS STEEL, REUSABLE | OPHTHALMOLOGY SUPPLIES
20375 | 4229420671400 | JAMESON MUSCLE FORCEPS, LEFT, STAINLESS STEEL, REUSABLE | OPHTHALMOLOGY SUPPLIES
20376 | 4229420680300 | NEEDLE HOLDER, BARRAQUER, CURVED, WITHOUT LOCK, 13CM (+/- 2CM), STAINLESS STEEL, REUSABLE | OPHTHALMOLOGY SUPPLIES
20377 | 4229420692900 | CONWAY, STAINLESS STEEL, REUSABLE | OPHTHALMOLOGY SUPPLIES
20378 | 4229420675200 | PROTECTOR, SCLERAL, STAINLESS STEEL, WITH HANDLE, ASSORTED SIZES AS PER HOSPITAL REQUEST, REUSABLE | OPHTHALMOLOGY SUPPLIES
20379 | 4229420661600 | RETRACTOR BARBIE STAINLESS STEEL REUSABLE | OPHTHALMOLOGY SUPPLIES
20380 | 4229420683000 | HOOK, SKIN, SHARP, SMALL, 2 PRONGS, REUSABLE | OPHTHALMOLOGY SUPPLIES
20381 | 4229420704200 | ELEVATOR, TRAQUAIR PERIOSTEAL, STAINLESS STEEL, DOUBLE ENDED, ASSORTED AS PER HOSPITAL REQUEST, REUSABLE | OPHTHALMOLOGY SUPPLIES
20382 | 4229420691200 | FORCEPS, BAYONET, 14CM (+/- 2CM) STAINLESS STEEL, REUSABLE | OPHTHALMOLOGY SUPPLIES
20383 | 4229420691100 | FORCEPS, BAYONET, 20CM (+/- 2CM) STAINLESS STEEL, REUSABLE | OPHTHALMOLOGY SUPPLIES
20384 | 4229420666800 | SCISSORS, BELLUCCI, STRAIGHT, 8 MM, STAINLESS STEEL, REUSABLE | OPHTHALMOLOGY SUPPLIES
20385 | 4229420666900 | SCISSORS, BELLUCCI, CURVED LEFT, 8 MM, STAINLESS STEEL, REUSABLE | OPHTHALMOLOGY SUPPLIES
20386 | 4229420685700 | FREER PERIOSTEAL ELEVATOR, DOUBLE ENDED, ONE END BLUNT OTHER END SEMI-SHARP, STAINLESS STEEL, REUSABLE | OPHTHALMOLOGY SUPPLIES
20387 | 4229516003900 | COAXIAL I/A TIP, PORT SIZE RANGE 0.25 TO 0.35MM, WITH ACCESSORIES, COMPATIBLE WITH MALE CONNECTOR HANDPIECE, TIPS SPES AS PER HOSPITAL REQUEST, REUSABLE | OPHTHALMOLOGY SUPPLIES
20388 | 4229552437500 | MONOFOCAL INTRAOCULAR LENS, POSTERIOR CHAMBER, ACRYLIC, MULTI-PIECE, NON-PRELOADED, HYDROPHOBIC, UV FILTRATION, POWER RANGE AS PER HOSPITAL REQUEST | OPHTHALMOLOGY SUPPLIES
20389 | 4229420704500 | PHACO/VITRECTOMY DORC EVA PACK MINIMUM OF 16000 CPM 23 GAUGE WITH FULL ACCESSORIES TROCARS SHOULD BE INCLUDED DISPOSABLE STERILE | OPHTHALMOLOGY SUPPLIES
20390 | 4229420704600 | PHACO/VITRECTOMY DORC EVA PACK MINIMUM OF 16000 CPM 25 GAUGE WITH FULL ACCESSORIES (TROCARS SHOULD BE INCLUDED) DISPOSABLE STERILE | OPHTHALMOLOGY SUPPLIES
20391 | 4229420637300 | PHACO/VITRECTOMY DORC EVA PACK MINIMUM OF 16000 CPM 27 GAUGE WITH FULL ACCESSORIES (TROCARS SHOULD BE INCLUDED) DISPOSABLE STERILE | OPHTHALMOLOGY SUPPLIES
20392 | 4229511400000 | PACK, ANTERIOR VITRECTOMY, COMPATIBLE WITH INFINITI ALCON MACHINE, DISPOSABLE, STERILE | OPHTHALMOLOGY SUPPLIES
20393 | 4229516001000 | CUTTER, VITRECTOMY, HIGH SPEED, FOR SIGNATURE J&J MACHINE, ASSORTED SIZE, DISPOSABLE, STERILE | OPHTHALMOLOGY SUPPLIES
20394 | 4229451300600 | VITRECTOMY, CONSTELLATION POSTERIOR VITRECTOMY TOTAL PLUS PACK, MINIMUM OF 7500 CPM, 25 GAUGE, WITH FULL ACCESSORIES (TROCARS SHOULD BE INCLUDED), DISPOSABLE, STERILE | OPHTHALMOLOGY SUPPLIES
20395 | 4229511402400 | VITRECTOMY CONSTELLATION POSTERIOR VITRECTOMY TOTAL PLUS PACK MINIMUM OF / 7500 CPM 27 GAUGE WITH FULL ACCESSORIES (TROCARS SHOULD BE INCLUDED), DISPOSABLE, STERILE | OPHTHALMOLOGY SUPPLIES
20396 | 4229420648700 | VITRECTOMY PACK FOR STELLARIS, 23 GAUGE, ELITE PACK, DUAL EDGE BLADE VITREOUS CUTTER 15000CPM, ASSORTED FIELD AS PER HOSPITAL REQUEST, DISPOSABLE, STERILE | OPHTHALMOLOGY SUPPLIES
20397 | 4229420648500 | VITRECTOMY PACK FOR STELLARIS, 25 GAUGE, ELITE PACK DUAL EDGE BLADE VITREOUS CUTTER 15000CPM, ASSORTED FIELD AS PER HOSPITAL REQUEST, DISPOSABLE, STERILE | OPHTHALMOLOGY SUPPLIES
20398 | 4229511400300 | PACK, PHACO INTREPID WITH FULL ACCESSORIES, COMPATIBLE WITH INFINITI MACHINE, AS PER HOSPITAL REQUEST, DISPOSABLE, STERILE | OPHTHALMOLOGY SUPPLIES
20399 | 4229420614400 | COAXIAL I/A SILICONE TIP, PORT SIZE 0.3MM, COMPATIBLE WITH SCREW FIT I/A CENTURION HANDPIECE, TIPS SPECS AS PER HOSPITAL REQUEST, REUSABLE | OPHTHALMOLOGY SUPPLIES
20400 | 4229420623700 | ZEISS FEMTOSECOND PROCEDURE PACK - ICR | OPHTHALMOLOGY SUPPLIES
20401 | 4229420649600 | ZEISS ML-90 TREATMENT PRESBYOND | OPHTHALMOLOGY SUPPLIES
20402 | 4229420636000 | KIT, VISCOUS FLUID INJECTION AND ASPIRATION (TIP AS PER HOSPITAL REQUEST), COMPATIBLE WITH OERTLI MACHINE OR EQUIVALENT, DISPOSABLE, STERILE | OPHTHALMOLOGY SUPPLIES
20403 | 4229452201700 | SET, JONES TUBE, (INTRODUCER SET, REMOVAL TOOL, TUBE WITH DIFFERENT SIZES) AS PER REQUIRED, DISPOSABLE, STERILE | OPHTHALMOLOGY SUPPLIES
20404 | 4229454500200 | KNIFE, CRESCENT, 2.0 MM, ANGLED, DOUBLE BEVEL, DISPOSABLE, STERILE | OPHTHALMOLOGY SUPPLIES
20405 | 4229450801600 | CANNULA, (25 GAUGE X 7/8), VISCO EXPRESSION, 30 DEGREE, DISPOSABLE, STERILE | OPHTHALMOLOGY SUPPLIES
20406 | 4229454603400 | MICROSCISSORS CURVED, HORIZONTAL, 25G, REUSABLE | OPHTHALMOLOGY SUPPLIES
20407 | 4229420670700 | SCISSORS, HOFFMAN / AHMED HEAD, HORIZONTAL, STRAIGHT SHAFT, 21G, REUSABLE | OPHTHALMOLOGY SUPPLIES
20408 | 4229420670800 | SCISSORS, HOFFMAN / AHMED HEAD, MICRO, VERTICAL, CURVED SHAFT, REUSABLE | OPHTHALMOLOGY SUPPLIES
20409 | 4229454600000 | SCISSORS, MICRO, CORNEAL, 5CM (+/- 1 CM), DELICATE, CURVED BLADES, SHARP, STAINLESS STEEL, REUSABLE | OPHTHALMOLOGY SUPPLIES
20410 | 4229180219100 | MICROFORCEPS, ENDGRIPPING TIP, COMPATIBLE WITH REUSABLE HANDLE, 23 GAUGE, DISPOSABLE, STERILE | OPHTHALMOLOGY SUPPLIES
20411 | 4229420685500 | CASTROVIEJO SUTURING FORCEPS 0.12MM STRAIGHT SHAFTS WITH TEETH AND 5.5MM TYING PLATFORM. TEETH: 0.12MM. OVERALL LENGTH: 108MM 4.2 INCHES. STAINLESS STEEL, CATARACT SET REUSABLE | OPHTHALMOLOGY SUPPLIES
20412 | 4229180220900 | MICROFORCEPS, SERRATED JAW, 25G, 0.5MM, REUSABLE | OPHTHALMOLOGY SUPPLIES
20413 | 4229420670900 | HEAD HOLDING FORCEPS, MICRO, SERRATED, REUSABLE | OPHTHALMOLOGY SUPPLIES
20414 | 4229420694500 | DOUBLE NOTCHED FIXATION FORCEPS, KERA RING, REUSABLE | OPHTHALMOLOGY SUPPLIES
20415 | 4229420654300 | HOOK, SINSKEY, STRAIGHT, STAINLESS STEEL, REUSABLE | OPHTHALMOLOGY SUPPLIES
20416 | 4229420701600 | LACRIMAL CHISEL, STAINLESS STEEL, STRAIGHT, REUSABLE | OPHTHALMOLOGY SUPPLIES
20417 | 4229420699800 | STERILIZATION TRAY SET, 420X320X50 MM OR EQUIVALENT, WITH SILICONE MAT, REUSABLE | OPHTHALMOLOGY SUPPLIES
20418 | 4229514321200 | BALL ELECTRODE, ACCORDING TO ELECTROCAUTERY HYFRECATOR 2000 MODEL, OR EQUIVALENT, DISPOSABLE | OPHTHALMOLOGY SUPPLIES
20419 | 4220170501300 | ULTRASOUND, CILIARY PLASTY, PROBE, AS PER REQUIRED, STERILE | OPHTHALMOLOGY SUPPLIES
20420 | 4229420624100 | IMPLANT, AHMED TUBE EXTENDER, FOR AHMED GLAUCOMA IMPLANT, STERILE | OPHTHALMOLOGY SUPPLIES
20421 | 4229420621600 | GLAUCOMA STENT, SURGICAL GELATIN, IMPLANT IN ANTERIOR CHAMBER, LOWER HIGH PRESSURE IN OPEN-ANGLE, STERILE | OPHTHALMOLOGY SUPPLIES
20422 | 4229420653700 | INTRA CORNEAL RING IN PMMA MATERIAL, DIAMETER 5MM, ARC LENGTH 325 TO 330 DEGREES, 150 TO 300#M, CONSTANT/PROGRESSIVE THICKNESS AS PER HOSPITAL REQUEST, FOR KERATOCONUS CORNEA | OPHTHALMOLOGY SUPPLIES
20423 | 4229420640700 | PSEUDOPHAKIC, SUPPLEMENTARY INTRAOCULAR LENS, IN THE CILIARY SULCUS, ACRYLIC, UV+BLUE FILTRATION DIOPTER RANGE, AS PER HOSPITAL REQUEST | OPHTHALMOLOGY SUPPLIES
20424 | 4229420640400 | PSEUDOPHAKIC, SUPPLEMENTARY INTRAOCULAR LENS, IN THE CILIARY SULCUS, ASTIGMATISM, ACRYLIC, UV+BLUE FILTRATION, DIOPTER RANGE, AS PER HOSPITAL REQUEST | OPHTHALMOLOGY SUPPLIES
20425 | 4229420640100 | PSEUDOPHAKIC, SUPPLEMENTARY INTRAOCULAR LENS, IN THE CILIARY SULCUS, MULTIFOCAL, ACRYLIC, UV+BLUE FILTRATION, DIOPTER RANGE, AS PER HOSPITAL REQUEST | OPHTHALMOLOGY SUPPLIES
20426 | 4229420640000 | PSEUDOPHAKIC, SUPPLEMENTARY INTRAOCULAR LENS, IN THE CILIARY SULCUS, MULTIFOCAL, ACRYLIC, UV+BLUE FILTRATION, ASTIGMATISM, DIOPTER RANGE, AS PER HOSPITAL REQUEST | OPHTHALMOLOGY SUPPLIES
20427 | 4229420628000 | EDOF TORIC INTRAOCULAR LENS, POSTERIOR CHAMBER, ACRYLIC, PRELOADED, HYDROPHOBIC, UV FILTRATION, POWER RANGE AS PER HOSPITAL REQUEST | OPHTHALMOLOGY SUPPLIES
20428 | 4229420628600 | MULTIFOCAL INTRAOCULAR LENS, POSTERIOR CHAMBER, ACRYLIC, HYDROPHOBIC, UV FILTRATION, POWER RANGE AS PER HOSPITAL REQUEST | OPHTHALMOLOGY SUPPLIES
20429 | 4229420628500 | MULTIFOCAL TORIC INTRAOCULAR LENS, POSTERIOR CHAMBER, ACRYLIC, HYDROPHOBIC, UV FILTRATION, POWER RANGE AS PER HOSPITAL REQUEST | OPHTHALMOLOGY SUPPLIES
20430 | 4229420627400 | MONOFOCAL INTRAOCULAR LENS, POSTERIOR CHAMBER, ACRYLIC, SINGLE-PIECE, HYDROPHILIC, UV AND BLUE FILTRATION, MAXIMUM POWER RANGE FROM (- TO +) | OPHTHALMOLOGY SUPPLIES
20431 | 4229420627300 | MONOFOCAL TORIC INTRAOCULAR LENS, POSTERIOR CHAMBER, ACRYLIC, SINGLE-PIECE, HYDROPHILIC, UV AND BLUE FILTRATION, POWER RANGE AS PER HOSPITAL REQUEST | OPHTHALMOLOGY SUPPLIES
20432 | 4229420626600 | MONOFOCAL TORIC INTRAOCULAR LENS, POSTERIOR CHAMBER, ACRYLIC, HYDROPHILIC WITH HYDROPHOBIC SURFACE, POWER RANGE AS PER HOSPITAL REQUEST | OPHTHALMOLOGY SUPPLIES
20433 | 4229454100300 | BANDAGE, CONTACT LENS, PEDIATRIC, DIAMETER (11.00MM TO 13.50MM) BC (7.40MM TO 8.40MM) AND DIOPTER FROM (+10.00 TO +35.00), SILICONE HYDROGEL FILCON 5B 75%, AS PER HOSPITAL REQUEST, DISPOSABLE, STERILE | OPHTHALMOLOGY SUPPLIES
20434 | 4229454101500 | MEGA BANDAGE, CONTACT LENS, DIAMETER RANGE 16 TO 22 MM, BACE CURVED RANGE 9.80 TO 8.90, AS PER HOSPITAL REQUEST, DISPOSABLE, STERILE | OPHTHALMOLOGY SUPPLIES
20435 | 4229454100000 | CONTACT LENSES, BANDAGE, SILICONE HYDROGEL (LOTRAFILCON B67%), BC 8.6 TO 8.8, DIAMETER 14.0 TO 14.2, POWER +/- 0.25, FOR ONE WEEK, AS PER HOSPITAL REQUEST, DISPOSABLE, STERILE | OPHTHALMOLOGY SUPPLIES
20436 | 4229420615300 | CONTACT LENSES, SILICONE HYDROGEL SOFT SPHERE, POWER RANGE -20.00DS TO +20.00DS DIAMETER 13.80MM TO 14.5MM BASE CURVE 8.30MM TO 8.90MM, DAILY, AS PER HOSPITAL REQUEST, DISPOSABLE, STERILE | OPHTHALMOLOGY SUPPLIES
20437 | 4229420666600 | ARTIFICIAL CHAMBER BASE. STAINLESS STEEL, ALTK ARTIFICIAL CHAMBER SET | OPHTHALMOLOGY SUPPLIES
20438 | 4229420668000 | ARTIFICIAL CHAMBER COVER. STAINLESS STEEL, ALTK ARTIFICIAL CHAMBER SET | OPHTHALMOLOGY SUPPLIES
20439 | 4229420674600 | ARTIFICIAL CHAMBER RING. STAINLESS STEEL, ALTK ARTIFICIAL CHAMBER SET | OPHTHALMOLOGY SUPPLIES
20440 | 4111601600400 | CLEANING SOLUTION, ALL IN ONE, PROTEIN REMOVER, WITH HYDRAGLYDE, 240 ML (+/- 40) ML, STERILE | OPHTHALMOLOGY SUPPLIES
20441 | 4229420614100 | CLINICAL SOLUTION, FOR SOFT CONTACT LENS, 240 ML (+/- 40) ML, STERILE | OPHTHALMOLOGY SUPPLIES
20442 | 4227250054900 | APPLICATOR 10.5 ML TINT CONTAIN 2% CHLORHEXIDINE GLUCONATE + 70% V/V ISOPROPYL ALCOHOL STERILE SOLUTION ANGULATED 45 DEGREE INDIVIDUALLY PACKED STERILE. | DISINFECTANTS SUPPLIES
20443 | 4214150406200 | APPLICATOR 3 ML TINT CONTAIN 2% CHLORHEXIDINE GLUCONATE + 70% V/V ISOPROPYL ALCOHOL STERILE SOLUTION ANGULATED 45 DEGREE INDIVIDUALLY PACKED STERILE. | DISINFECTANTS SUPPLIES
20444 | 4713180000400 | DISINFECTANT SODIUM HYPOCHLORITE 5.25% LIQUID 5 LITER, HAZARDOUS MATERIAL, NOTE: MSDS SHOULD BE PROVIDED IN SOFT COPY | DISINFECTANTS SUPPLIES
20445 | 4016160200000 | HYDROGEN PEROXIDE 7%, CARTRIDGE, FOR AIR DECONTAMINATION, SIZE 500-1000 ML, COMPATIBLE WITH FUMIGATION MACHINE, NOTE: MSDS SHOULD BE PROVIDED IN SOFT COPY | DISINFECTANTS SUPPLIES
20446 | 4228160404900 | "SURFACE DISINFECTANT SOLUTION, CHLORINE DIOXIDE, CONCENTRATE 2000-10000 PPM, CAN BE APPLIED THROUGH TRIGGER SPRAY, ANY PUMP, SPRAYER, FUMIGATION AND ELECTROSTATIC MACHINES (OPEN SYSTEM) BACTERICIDAL, VIRUCIDAL, FUNGICIDAL, PARASITICIDAL, MYCOBACTERICIDAL AND SPORICIDAL. 2 MINUTES CONTACT TIME CAN REMOVE AND DISINFECT AND DELAY GROWTH OF BIOFILM, 4-5 LITER (CONFORM TO OSHA GUIDELINES, EPA OR MATCH WITH EN STANDARD), NOTE: MSDS SHOULD BE PROVIDED IN SOFT COPY" | DISINFECTANTS SUPPLIES
20447 | 4016160200100 | HYDROGEN PEROXIDE 6%, DISINFECTANT, 900-1000 ML, COMPATIBLE WITH FUMIGATION MACHINE, NOTE: MSDS SHOULD BE PROVIDED IN SOFT COPY | DISINFECTANTS SUPPLIES
20448 | 4228160405000 | SURFACE DISINFECTANT SOLUTION, STABILIZED CHLORINE DIOXIDE 200-500 PPM, BACTERICIDAL (INCLUDING MDRO'S), VIRUCIDAL, FUNGICIDAL, PARASITICIDAL, MYCOBACTERICIDAL AND SPORICIDAL WITH 6 LOG REDUCTION. 1-5 MINUTES CONTACT TIME CAN REMOVE, DISINFECT, DELAY GROWTH OF BIOFILM AND REMOVES ODORS, CAN BE APPLIED THROUGH TRIGGER SPRAY, PUMP COVERED, SPRAYER, FUMIGATION AND ELECTROSTATIC MACHINES (OPEN SYSTEM).SIZE 500-1000 ML, READY TO USE, (CONFORM TO OSHA GUIDELINES, EPA OR MATCH WITH EN STANDARD), NOTE: MSDS SHOULD BE PROVIDED IN SOFT COPY | DISINFECTANTS SUPPLIES
20449 | 4110420100000 | "DISINFECTANT TABLET, 0.5G CHLORINE NADCC, NOT LESS THAN 100 TABLET, THE INSTRUCTION SHOULD BE LABELLED, NOTE: MSDS SHOULD BE PROVIDED IN SOFT COPY" | DISINFECTANTS SUPPLIES
20450 | 4110420100100 | "DISINFECTANT TABLET, 2.5G CHLORINE NADCC, NOT MORE THAN 100 TABLET, THE INSTRUCTION SHOULD BE LABELLED, NOTE: MSDS SHOULD BE PROVIDED IN SOFT COPY" | DISINFECTANTS SUPPLIES
20451 | 4110420100200 | "DISINFECTANT TABLET, 1.7G CHLORINE NADCC, NOT MORE THAN 100 TABLET, THE INSTRUCTION SHOULD BE LABELLED, NOTE: MSDS SHOULD BE PROVIDED IN SOFT COPY" | DISINFECTANTS SUPPLIES
20452 | 4228160404800 | "SURFACE DISINFECTANT SPRAY 5TH GENERATION DIDECYLDIMETHYLAMMONIUM CHLORIDE (DDAC), ALKYL DIMETHYL BENZYL AMMONIUM CHLORIDE (ADBAC), KILLS BACTERIA DESTROYERS VIRUSES ERADICATES MOLDS/FUNGI/YEAST ADJUVANT EFFECT CONTINUES TO PROTECT SURFACES AGAINST PATHOGENS EVEN WHEN DRY PROLONGED ANTIMICROBIAL PROTECTION TO REDUCE THE NEED FOR MULTIPLE CLEANING AND DISINFECTING APPLICATIONS NO COLOR NO ODOR NON IRRITANT NON CORROSIVE OR DAMAGING TO SURFACES NON-TOXIC LEAVES NO HARMFUL RESIDUES SAFE IN ALL ENVIRONMENTS PROLONGED ANTIMICROBIAL PROTECTION PATHOGEN COMPLIANT. TRIGGER HARD READY FOR USED SIZE 750-1000 ML NOTE: MSDS SHOULD BE PROVIDED IN SOFT COPY" | DISINFECTANTS SUPPLIES
20453 | 4111610501400 | ALCOHOL ISOPROPYL 99.9%, 2.5 UP TO 5 LITER DRUM, HAZARDOUS MATERIAL, SAFETY DATA SHEET IS REQUIRED ON DELIVERY OF PRODUCT IN SOFT COPY, NOTE: MSDS SHOULD BE PROVIDED IN SOFT COPY | DISINFECTANTS SUPPLIES
20454 | 4111620500800 | SHOWER BATH KIT, PRE OPERATIVE, CONTAINS: BOTTLE CHLORHEXIDINE GLUCONATE 4% 100ML, 2PES SURGICAL DRY SPONGES, NOTE: MSDS SHOULD BE PROVIDED IN SOFT COPY | DISINFECTANTS SUPPLIES
20455 | 4227180000300 | "AEROSOL MISTING SYSTEM 450-500 ML, DISINFECTANT, DIDECYLDIMETHYLAMMONIUM CHLORIDE (DDAC) LESS THAN 0.10%, ALKYL DIMETHYL BENZYL AMMONIUM CHLORIDE (ADBAC) LESS THAN 0.06%, FOR USE ON ALL HARD AND SOFT SURFACES, IT KILLS GREATER THAN 99.99% PATHOGENS AND INHIBITS BACTERIAL SPORES AND IS OSHA BLOOD-BORNE PATHOGEN COMPLIANT, DESTROYERS VIRUSES, ERADICATES MOLDS/FUNGI/YEAST, NON- POWERED, SAFE, COMPACT, PORTABLE NO NEED FOR MACHINES, NO COLOR, NO ODOR, NON IRRITANT, NON CORROSIVE OR DAMAGING TO SURFACES NON-TOXIC, LEAVES NO HARMFUL RESIDUES, SAFE IN ALL ENVIRONMENTS, (MATCH WITH EN STANDARD), NOTE: MSDS SHOULD BE PROVIDED IN SOFT COPY. FREE OF CHARGE STANDE PROVIDED" | DISINFECTANTS SUPPLIES
20456 | 4215210400100 | LIQUID CLEANING AND DISINFECTION OF ALL KINDS OF DENTAL IMPRESSIONS, WORN DENTAL PROSTHESES AND DENTAL WORKS, EFFICACY AND CONTACT TIME BACTERICIDAL INCLUDE TBC, YEASTICIDAL, VIRUS INACTIVATING A SUCH AS HBV, HCV, HIV, INFLUENZA, BVDV AND VACCINIA CONTACT TIME( 1-5 MIN.), SIZE 5L, FREE OF CHARGE DISPENSER, MEASUREMENT TOOL, EN STANDARD, NOTE: MSDS SHOULD BE PROVIDED IN SOFT COPY | DISINFECTANTS SUPPLIES
20457 | 4218150800100 | "DISINFECTANT, WIPE NON-LINTING 11X18CM WITH 2% CHLORHEXIDINE, 70% ISOPROPYL ALCOHOL, INDIVIDUALLY PACKAGED, STERILE, NOTE: MSDS SHOULD BE PROVIDED IN SOFT COPY" | DISINFECTANTS SUPPLIES
20458 | 4229542104200 | "ANTISEPTIC, CHLORHEXIDINE GLUCONATE SCRUB SOLUTION 4%, SURGICAL HAND SOAP, 1000ML BAG, WITH ONE FREE OF CHARGE DISPENSER WITH EVERY 10 BAG, NOTE: MSDS SHOULD BE PROVIDED IN SOFT COPY" | DISINFECTANTS SUPPLIES
20459 | 4229542101400 | ANTISEPTIC, CHLORHEXIDINE GLUCONATE SCRUB SOLUTION 4%, SURGICAL HAND SOAP, 1000ML, BOTTLE, WITH ONE FREE OF CHARGE DISPENSER WITH EVERY 10, BOTTLE, NOTE: MSDS SHOULD BE PROVIDED IN SOFT COPY | DISINFECTANTS SUPPLIES
20460 | 4219261201200 | APPLICATOR, DISINFECTANT, SURGICAL, PREP, 26 ML WITH 0.7% IODINE, AND 70-74% ALCOHOL, HAZARDOUS MATERIAL-MATERIAL SAFETY DATA SHEET IS REQUIRED ON DELIVERY OF PRODUCT IN SOFT COPY, STERILE | DISINFECTANTS SUPPLIES
20461 | 4229542104000 | "ANTISEPTIC, CHLORHEXIDINE GLUCONATE SCRUB SOLUTION 2%, HAND SOAP, MILD FORMULATION HELPS RETAIN THE SKIN'S NATURAL OILS AND MOISTURE, 1000 ML BAG, WITH ONE FREE OF CHARGE WALL MOUNTED AUTOMATIC DISPENSER WITH EVERY 10 BAG, NOTE: MSDS SHOULD BE PROVIDED IN SOFT COPY" | DISINFECTANTS SUPPLIES
20462 | 4713180001400 | DISINFECTANT SODIUM HYPOCHLORITE 5.25% LIQUID, 1 LITER, HAZARDOUS MATERIAL, SAFETY DATA SHEET IS REQUIRED ON DELIVERY OF PRODUCT IN SOFT COPY, NOTE: MSDS SHOULD BE PROVIDED IN SOFT COPY | DISINFECTANTS SUPPLIES
20463 | 4810181900900 | ALCOHOL GEL, ETHANOL 70-80%, GLYCERIN 1%, VIT E 0.2% NON-FRAGRANCE, 1000 ML BOTTLE, WITH ONE FREE OF CHARGE WALL MOUNTED AUTOMATIC DISPENSER WITH EVERY 10 BOTTLE AS PER ATTACHED SPECIFICATIONS, NOTE: MSDS SHOULD BE PROVIDED IN SOFT COPY | DISINFECTANTS SUPPLIES
20464 | 4228160300000 | LIQUID CONCENTRATED FOR NON PROTEIN, FIXING CLEANING AND DISINFECTION OF MEDICAL AND DENTAL INSTRUMENTS, AND ENDOSCOPES, LIQUID CONCENTRATE FREE OF ALDEHYDES, PHENOLS AND QAC, AND EXTREME HIGH CORROSION INHIBITOR, SIZE 1 LITTER, EFFICACY BACTERICIDAL (INCL. TBC) VIRUCIDAL ACTIVITY ACCORDING TO EN 16777, (HIV/HBV, HCV), TO BE DELIVERED WITH ALL CERTIFICATES ACCORDING TO TECHNICAL CONDITIONS AND WITH EN STANDARDS FOR THE DISINFECTION OF INSTRUMENTS, NOTE: MSDS SHOULD BE PROVIDED IN SOFT COPY | DISINFECTANTS SUPPLIES
20465 | 4229542104100 | SOLUTION, ANTISEPTIC, HAND WASH, CHLORHEXIDINE 2% WITH ALCOHOL ISOPROPYL 4%, BOTTLE, 1000 ML, NOTE: MSDS SHOULD BE PROVIDED IN SOFT COPY | DISINFECTANTS SUPPLIES
20466 | 4229542104300 | "SOLUTION, ANTISEPTIC, HAND WASH, CHLORHEXIDINE 2% WITH ALCOHOL ISOPROPYL 4%, BOTTLE, 500 ML, NOTE: MSDS SHOULD BE PROVIDED IN SOFT COPY" | DISINFECTANTS SUPPLIES
20467 | 4228160300100 | LIQUID CONCENTRATED FOR DISINFECTING SPITTOON BOWLS OF DENTAL UNIT, ANTIFOAMING, EFFICACY BACTERICIDAL, YEASTICIDAL, SIZE 5 L, COMPATIBLE WITH DENTAL CHAIR MANUFACTURES, FREE OF CHARGE DISPENSER, MEASUREMENT TOOL, EN STANDARD, NOTE: MSDS SHOULD BE PROVIDED IN SOFT COPY | DISINFECTANTS SUPPLIES
20468 | 4228170000600 | "THREE-STEPS OXIDIZING AGENT CHLORINE DIOXIDE DECONTAMINATION SYSTEM WITH SPORICIDAL WIPES AND ACTIVATOR EFFECTIVE IN 30 SECONDS CONTACT TIME FOR HIGH-LEVEL DISINFECTION OF NON-LUMENED MEDICAL DEVICES MATCHING ELECTRONIC AND MANUAL TRACEABILITY SYSTEM, BOX, NOTE: MSDS SHOULD BE PROVIDED IN SOFT COPY" | DISINFECTANTS SUPPLIES
20469 | 4228160300200 | POWDER ENZYMATIC DETERGENT, 3 ENZYME, EFFECTIVE ON BLOOD, RESIDUES OF TISSUE AND BIOFILM, BROAD RANGE OF WATER QUALITY AND TYPE (DISSOLVES COMPLETELY IN HARD OR SOFT WATER) AND EASY TO RINSE LOW FOAMING AND SUITABLE FOR AUTOMATIC CLEANING EQUIPMENTS, SUITABLE FOR PRE-SOAK AND MANUAL CLEANING APPLICATIONS AFTER ADEQUATE DILUTION, BIODEGRADABLE, EPA REGISTERED, MUST BE COMPATIBLE WITH ALL MANUFACTURES, ULTRASONIC WASHERS, WASHER/DISINFECTORS AND OTHER AUTOMATIC MECHANICAL WASHER APPLICATIONS USED IN EACH SECTOR (THE BIDDER MUST PROVIDE LETTER TO CONFIRM COMPATIBILITY) CONFORMS TO RELEVANT WITH EN STANDARDS (SACHET), NOTE: MSDS SHOULD BE PROVIDED IN SOFT COPY | DISINFECTANTS SUPPLIES
20470 | 4228160300500 | DISINFECTANTS (DIS), ALCOHOL 70% SPRAY, WITHOUT PHENOLS OR CHLORINE, COMPATIBLE WITH MOST OF MATERIALS, INCLUDING STAINLESS STEEL, ALUMINUM, CHROME, PLASTICS, ACRYLIC, AND GLASS, RINSING IS UNNECESSARY.NO COLOR, NO ODOR, NON IRRITANT, NON DAMAGING TO SURFACES, NON-TOXIC, LEAVES NO HARMFUL RESIDUES, SAFE IN ALL ENVIRONMENTS, SPRAY BOTTLE OF 500ML NOTE: MSDS SHOULD BE PROVIDED IN SOFT COPY | DISINFECTANTS SUPPLIES
20471 | 4228160300600 | "KIT CONTAIN 1- NON PROTEIN FIXING INNER CLEANING PRIOR TO DISINFECTION/STERILIZATION, 2- INNER DISINFECTION OF MEDICAL AND DENTAL HOLLOW PART INSTRUMENTS AS TURBINES, HAND PIECES AND CONTRA-ANGLES AFTER THE NON PROTEIN FIXING PRE-CLEANING, 3- REMOVING OF RESIDUES OF CLEANING AND DISINFECTION AGENTS AND MAINTENANCE PRODUCTS AND DRYING OF SPRAY CHANNELS AND INNER SURFACES, INCLUDED WITH ALL MANUFACTURE ADAPTORS OF INTERNAL HANDPIECE, AIR SCALER TIPS AND SPRAY WATER AND SPRAY AIR, NOTE: MSDS SHOULD BE PROVIDED IN SOFT COPY" | DISINFECTANTS SUPPLIES
20472 | 4228160310100 | "ALCOHOL GEL, ETHANOL 70-80% V/V + GLYCERIN 1% WITHW + VITAMIN E 0.02% 1000 ML BAG, NON-STICKY, NON-GREASY, WALL MOUNTED DISPENSER FREE OF CHARGE WITH EACH 10 BAG AS PER ATTACHED SPECIFICATIONS, NOTE: MSDS SHOULD BE PROVIDED IN SOFT COPY" | DISINFECTANTS SUPPLIES
20473 | 4228160310200 | "ALCOHOL GEL, ETHANOL 70-80% V/V + GLYCERIN 1% WITHW + VITAMIN E 0.02%, 500 ML BOTTLE, NON-STICKY, NON-GREASY, DESKTOP HOLDER DISPENSER FREE OF CHARGE WITH EACH 10 BOTTLE AS PER ATTACHED SPECIFICATIONS, NOTE: MSDS SHOULD BE PROVIDED IN SOFT COPY" | DISINFECTANTS SUPPLIES
20474 | 4228160310400 | "PLAIN HAND WASH SOAP 1 L WITH ONE FREE OF CHARGE DISPENSER EVERY 10 BAGS AS PER ATTACHED SPECIFICATIONS, NOTE: MSDS SHOULD BE PROVIDED IN SOFT COPY" | DISINFECTANTS SUPPLIES
20475 | 4228160310600 | "ALCOHOL GEL HAND SANITIZER 50 - 60 ML (ETHANOL 70 - 80% V/V + GLYCERIN 1% W/W + VITAMIN E 0.02%), NOTE: MSDS SHOULD BE PROVIDED IN SOFT COPY" | DISINFECTANTS SUPPLIES
20476 | 4228160310900 | "ANTISEPTIC, CHLORHEXIDINE GLUCONATE SCRUB SOLUTION 4%, IN A SUSPENDING BASE, (500ML) CONTAINER, WITH DISPENSER FREE FOR EACH 10 PACKS, NOTE: MSDS SHOULD BE PROVIDED IN SOFT COPY" | DISINFECTANTS SUPPLIES
20477 | 4228160311000 | "SKIN ANTISEPTIC, CHLORHEXIDINE GLUCONATE 1.5% + CETRIMIDE 15% SOLUTION IN ONE LITER-BOTTLE NOTE: MSDS SHOULD BE PROVIDED IN SOFT COPY" | DISINFECTANTS SUPPLIES
20478 | 4228160311700 | DISINFECTANTS QUATERNARY AMMONIUM SOLUTION (DIS) FOURTH GENERATION SPRAY, NO COLOR, NO ODOR, NON IRRITANT, NON DAMAGING TO SURFACES, NON- TOXIC, LEAVES NO HARMFUL RESIDUES, MAXIMUME CONTACT TIME 7 MINUTES SAFE IN ALL ENVIRONMENTS, SIZE (500 - 750 ML) (SURFACE DISINFECTANT) NOTE: MSDS SHOULD BE PROVIDED IN SOFT COPY | DISINFECTANTS SUPPLIES
20479 | 4228160311800 | DISINFECTANTS QUATERNARY AMMONIUM SOLUTION (DIS) FOURTH GENERATION, READY TO USE, NO COLOR, NO ODOR, NON IRRITANT, NON DAMAGING TO SURFACES, NON-TOXIC, LEAVES NO HARMFUL RESIDUES, MAXIMUM CONTACT TIME 7 MINUTES, SAFE IN ALL ENVIRONMENTS, SIZE (4 - 5L) (SURFACE DISINFECTANT) NOTE: MSDS SHOULD BE PROVIDED IN SOFT COPY | DISINFECTANTS SUPPLIES
20480 | 4228160311900 | "DISINFECTANTS (DIS) HYDROGEN PEROXIDE 3% WITHOUT SILVER NITRATE SPRAY, NO COLOR, NO ODOR, NON IRRITANT, NON DAMAGING TO SURFACES, NON-TOXIC, LEAVES NO HARMFUL RESIDUES, SAFE IN ALL ENVIRONMENTS, SIZE (200 - 300 ML) (LARGE AND SMALL SURFACE GENERAL DISINFECTANT AND EQUIPMENT DISINFECTANT) NOTE: MSDS SHOULD BE PROVIDED IN SOFT COPY" | DISINFECTANTS SUPPLIES
20481 | 4228160312200 | "2-PROPANOL SUITABLE FOR HPLC, 99.9%, 2.5 L/BOTTLE, NOTE: MSDS SHOULD BE PROVIDED IN SOFT COPY" | DISINFECTANTS SUPPLIES
20482 | 4214150402400 | APPLICATOR, CHLORHEXIDINE, CLEAR GLUCONATE, WITH CHLORHEXIDINE GLUCONATE 2 % WITH AND 70 % V/V ISOPROPYL ALCOHOL, LATEX FREE, DEHP FREE, SIZE: 6 ML, FOR PATIENTS PRE-OPERATIVE SKIN PREPARATION, INDIVIDUALLY PACKED, DISPOSABLE, STERILE | DISINFECTANTS SUPPLIES
20483 | 4229540004500 | APPLICATOR, CHLORHEXIDINE, CLEAR GLUCONATE, WITH CHLORHEXIDINE GLUCONATE 2 % WITH AND 70 % V/V ISOPROPYL ALCOHOL, LATEX FREE, DEHP FREE, SIZE: 10.5 ML, FOR PATIENTS PRE-OPERATIVE SKIN PREPARATION, INDIVIDUALLY PACKED, DISPOSABLE, STERILE | DISINFECTANTS SUPPLIES
20484 | 4214150402800 | APPLICATOR, CHLORHEXIDINE, CLEAR GLUCONATE, WITH CHLORHEXIDINE GLUCONATE 2 % WITH AND 70 % V/V ISOPROPYL ALCOHOL, LATEX FREE, DEHP FREE, SIZE: 3 ML, FOR PATIENTS PRE-OPERATIVE SKIN PREPARATION, INDIVIDUALLY PACKED, DISPOSABLE, STERILE | DISINFECTANTS SUPPLIES
20485 | 4214150402500 | APPLICATOR, CHLORHEXIDINE, CLEAR, GLUCONATE, WITH CHLORHEXIDINE GLUCONATE 2 % WITH AND 70 % V/V ISOPROPYL ALCOHOL, LATEX FREE, DEHP FREE, SIZE: 26 ML, FOR PATIENTS PRE-OPERATIVE SKIN PREPARATION, INDIVIDUALLY PACKED, DISPOSABLE, STERILE | DISINFECTANTS SUPPLIES
20486 | 4228160403000 | "DISINFECTANTS SOLUTION (DIS), CONCENTRATED QUATERNARY AMMONIUM COMPOUNDS, 4TH GENERATION FOR THE HOSPITAL ENVIRONMENT (FLOORS AND WALLS), COMPATIBLE WITH MOST OF MATERIALS INCLUDING STAINLESS STEEL, ALUMINUM, CHROME, PLASTICS, VINYL, ACRYLIC, AND GLASS, WITHOUT PHENOLS OR CHLORINE, 2-5 LITERS (MATCH WITH EN STANDARD), NOTE: MSDS SHOULD BE PROVIDED IN SOFT COPY" | DISINFECTANTS SUPPLIES
20487 | 4228160403400 | "HYDROGEN PEROXIDE 1.41%, SURFACE DISINFECTION AND WATER DISINFECTION, 500-1000 ML, FOR DENTAL CHAIRS COMPATIBLE WITH CHAIRS MANUFACTURES, NOTE: MSDS SHOULD BE PROVIDED IN SOFT COPY" | DISINFECTANTS SUPPLIES
20488 | 4228160403500 | "SURFACES DISINFECTION, QAC- FORMULATION BASED ALKYLAMINES OF SENSITIVE SURFACES OF MEDICAL DEVICES SUCH AS MEDICAL AND DENTAL UNITS ALCOHOL-FREE, ALDEHYDE-FREE AND, EFFICACY, CONTACT TIME MAXIMUM 5 MINUTES SIZE 500ML, NOTE: MSDS SHOULD BE PROVIDED IN SOFT COPY" | DISINFECTANTS SUPPLIES
20489 | 4228160403800 | SURFACE DISINFECTANT SPRAY, ALCOHOL-BASED 55% AND ABOVE DISINFECTANT, WITH QUATERNARY AMMONIUM 4TH GENERATION COMPOUNDS AS ACTIVE INGREDIENTS, MAIN FIELD OF APPLICATION IS FOR THE DISINFECTION OF SURFACES, AND DENTAL EQUIPMENT, READY TO USE, ALDEHYDE-FREE AND PHENOL-FREE FORMULATION, EFFECTIVE AGAINST BACTERIA, FUNGI AND VIRUSES (INCLUDING TB, HIV/HBV, CORONAVIRUS, FLU VIS), EASILY BIODEGRADABLE -QUICK ACTION TIME 30 SECOND PACKAGE, NO COLOR, NO ODOR, NON IRRITANT, NON DAMAGING TO SURFACES, NON-TOXIC, LEAVES NO HARMFUL RESIDUES, SAFE IN ALL ENVIRONMENTS, 1000 ML READY TO USE AS SPRAY (MATCH WITH EN STANDARD) NOTE: MSDS SHOULD BE PROVIDED IN SOFT COPY | DISINFECTANTS SUPPLIES
20490 | 4228160403900 | "SURFACE DISINFECTANT, SPRAY, STABILIZED HYDROGEN PEROXIDE 5%, COLLOIDAL SILVER 0.003%, READY TO USE, NO COLOR, NO ODOR, NON IRRITANT, NON DAMAGING TO SURFACES, NON-TOXIC, LEAVES NO HARMFUL RESIDUES, SAFE IN ALL ENVIRONMENTS, 1 L NOTE: MSDS SHOULD BE PROVIDED IN SOFT COPY" | DISINFECTANTS SUPPLIES
20491 | 4228160404000 | CANISTER WIPE SURFACE, PP NON WOVEN ALCOHOL BASED 55% AND ABOVE DISINFECTANT WITH QUATERNARY AMMONIUM 4TH GENERATION COMPOUNDS AS ACTIVE INGREDIENTS, MAIN FIELD OF APPLICATION IS FOR THE DISINFECTION OF SURFACES, AND DENTAL EQUIPMENT, READY TO USE, ALDEHYDE-FREE AND PHENOL- FREE FORMULATION, EFFECTIVE AGAINST BACTERIA, FUNGI AND VIRUSES (INCLUDING TB, HIV/HBV, CORONA VIRUS, FLU VIS), EASILY BIODEGRADABLE, QUICK ACTION TIME 30 SECOND - 140 TO 200 TISSUE PER CANISTER AND ABOVE, SIZE 15 CM X 25CM(+-/5CM ), (MATCH WITH EN STANDARD), NOTE: MSDS SHOULD BE PROVIDED IN SOFT COPY | DISINFECTANTS SUPPLIES
20492 | 4228160404100 | CANISTER WIPE SURFACE, PP NON WOVEN ALCOHOL FREE DISINFECTANT, WITH QUATERNARY AMMONIUM 4TH GENERATION COMPOUNDS AS ACTIVE INGREDIENTS -MAIN FIELD OF APPLICATION IS FOR THE DISINFECTION OF SURFACES, AND DENTAL EQUIPMENT -READY TO USE, ALDEHYDE-FREE AND PHENOL-FREE FORMULATION - EFFECTIVE AGAINST BACTERIA, FUNGI AND VIRUSES (INCLUDING TB, HIV/HBV, CORONAVIRUS, FLU VIS), EASILY BIODEGRADABLE -QUICK ACTION TIME 30 SECOND - 100 -200 TISSUE PER CANISTER AND ABOVE, SIZE 15 CM X 25CM(+-/5CM ) (MATCH WITH EN STANDARD), NOTE: MSDS SHOULD BE PROVIDED IN SOFT COPY | DISINFECTANTS SUPPLIES
20493 | 4228160404200 | DISINFECTION, CLOSER FOR NEEDLESS IV PORTS, THAT CONTAINS 70 % ISOPROPYL ALCOHOL (IPA) NOTE: MSDS SHOULD BE PROVIDED IN SOFT COPY | DISINFECTANTS SUPPLIES
20494 | 4228171100100 | "REMOVER, LIMESCALE, WITH PHOSPHORIC ACID, SUITABLE INHIBITORS WITH DISPOSABLE EQUIPMENT 5L, NOTE: MSDS SHOULD BE PROVIDED IN SOFT COPY" | DISINFECTANTS SUPPLIES
20495 | 4229495500600 | SURFACE DISINFECTANT/ COMPATIBLE WITH MACHINE, USE FOR VAPORIZATION, STABILIZED HYDROGEN PEROXIDE 5%, COLLOIDAL SILVER 0.003%, READY TO USE, 3L-5L, NOTE: MSDS SHOULD BE PROVIDED IN SOFT COPY | DISINFECTANTS SUPPLIES
20496 | 4229540800800 | ANTISEPTIC, SPONGE, CONTAINS 4% CHLORHEXIDINE, SOAP SOLUTION FOR PRE-OP SHOWER, MATERIAL SAFETY DATA SHEET IN SOFT COPY REQUIRED, NOTE: MSDS SHOULD BE PROVIDED IN SOFT COPY | DISINFECTANTS SUPPLIES
20497 | 4229540801100 | BRUSH/SPONGE SURGICAL SCRUB, WITH NAIL CLEANER, NO DETERGENT, STERILE, NOTE: MSDS SHOULD BE PROVIDED IN SOFT COPY | DISINFECTANTS SUPPLIES
20498 | 4229542100900 | "APPLICATOR, CHLORHEXIDINE, TINTED, GLUCONATE, WITH CHLORHEXIDINE GLUCONATE 2 % WITH AND 70 % V/V ISOPROPYL ALCOHOL, LATEX FREE, DEHP FREE, SIZE: 26 ML, FOR PATIENTS PRE-OPERATIVE SKIN PREPARATION, INDIVIDUALLY PACKED, DISPOSABLE, STERILE" | DISINFECTANTS SUPPLIES
20499 | 4229542200200 | "SOLUTION, ANTISEPTIC, 2% CHLORHEXIDINE GLUCONATE, 2% ISOPROPYL, HAND WASH, SIZE 1L, NOTE: MSDS SHOULD BE PROVIDED IN SOFT COPY" | DISINFECTANTS SUPPLIES
20500 | 4713150201200 | "DISINFECTANT, WIPE, WITH 70% ISOPROPYL ALCOHOL, APPROXIMATELY FROM 20X 20CM (+/-3CM), NON-LINTING, PACKING: 200 WIPES, NOTE: MSDS SHOULD BE PROVIDED IN SOFT COPY" | DISINFECTANTS SUPPLIES
20501 | 4713180000500 | GLASS CLEANER, 4 L (GALLON) | DISINFECTANTS SUPPLIES
20502 | 4713180000700 | "ALCOHOLIC, ANTISEPTIC SKIN SPRAY SOLUTION, 70% IPA, NOT MORE THAN 250ML, NOTE: MSDS SHOULD BE PROVIDED IN SOFT COPY" | DISINFECTANTS SUPPLIES
20503 | 4713180000900 | "ANTISEPTIC, POVIDONE-IODINE 10%, WITH ANTIMICROBIC FILM-FORMING WATER SOLUBLE, AQUEOUS SOLUTION, NON-STAINING TO SKIN AND NATURAL FABRIC 8FL. OZ. 250ML, NOTE: MSDS SHOULD BE PROVIDED IN SOFT COPY" | DISINFECTANTS SUPPLIES
20504 | 4713180001200 | "CLEANER, FOR DENTAL SUCTION SYSTEMS, CONCENTRATION LIQUID FOR THE CLEANING AND CARE OF DENTAL ASPIRATION SYSTEM. 1. DAILY USE FORMULA; PLEASANT FRESH SMELL PREVENTS FOAM FORMATION PH (UNDILUTED) APPROXIMATELY. 12.0, EFFECTIVE AGAINST BACTERIA, FUNGI, ACTION TIME: 60MINUTES, PACKAGE: ABOUT 5 LITERS, 2. PLEASANT FRESH SMELL, PREVENTS FOAM FORMATION (UNDILUTED) APPROXIMATELY. 1.0, EFFECTIVE AGAINST BACTERIA, FUNGI ACTION TIME: 60 MINUTES, 5% DILUTION (1 LITER CONCENTRATE = 20 LITERS READY TO USE SOLUTION) PACKAGE, ABOUT 5 LITERS, TO BE DELIVERED WITH ALL CERTIFICATES ACCORDING TO TECHNICAL CONDITIONS, COMPATIBLE WITH DENTAL CHAIR COMPANY AND MATCH WITH EN STANDARDS, FREE OF CHARGE DISPENSER, MEASUREMENT TOOL, NOTE: MSDS SHOULD BE PROVIDED IN SOFT COPY" | DISINFECTANTS SUPPLIES
20505 | 4713181100300 | SOFTENER LIQUID, FOR LAUNDRY AUTOMATIC LOADING SYSTEM, 30L, NOTE: MSDS SHOULD BE PROVIDED IN SOFT COPY | DISINFECTANTS SUPPLIES
20506 | 4810181900700 | "ALCOHOL GEL, ETHANOL 70-80% V/V + GLYCERIN 1% WITHW + VITAMIN E 0.02% 1000 ML BOTTLE, NON-STICKY, NON-GREASY, WALL MOUNTED DISPENSER FREE OF CHARGE WITH EACH 10 BOTTLE AS PER ATTACHED SPECIFICATIONS, NOTE: MSDS SHOULD BE PROVIDED IN SOFT COPY" | DISINFECTANTS SUPPLIES
20507 | 5110270701600 | "HAND SOAP, WATER-BASED HAND SOAP WITH QUATERNARY AMMONIUM COMPOUNDS AS ACTIVE INGREDIENTS -READY TO USE, ALDEHYDE-FREE AND PHENOL-FREE FORMULATION, EFFECTIVE AGAINST BACTERIA, FUNGI AND VIRUSES (INCLUDING TB, HIV/HBV) -EASILY BIODE TO BE DELIVERED WITH ALL CERTIFICATES ACCORDING TO TECHNICAL CONDITIONS, PACKAGE 1000 ML. BOTTLE X 6 WITH DISPOSABLE INSERT, NOTE: MSDS SHOULD BE PROVIDED IN SOFT COPY" | DISINFECTANTS SUPPLIES
20508 | 5110270702200 | "CLEANER, FOR DENTAL SUCTION SYSTEMS, CONCENTRATION LIQUID FOR THE CLEANING AND CARE OF DENTAL ASPIRATION SYSTEM, 1. WEEKLY USE FORMULA, PLEASANT FRESH SMELL PREVENTS FOAM FORMATION PH (UNDILUTED) APPROXIMATELY. 12.0, EFFECTIVE AGAINST BACTERIA, FUNGI ACTION TIME: 60 MINUTES; PACKAGE: ABOUT 5 LITERS. PLEASANT FRESH SMELL; PREVENTS FOAM FORMATION, HI104IGH PH NOT LESS THAN 9 (UNDILUTED) APPROXIMATELY. 1.0 EFFECTIVE AGAINST BACTERIA, FUNGI ACTION TIME: 60 MINUTES; 5% DILUTION (1 LITER CONCENTRATE =20 LITERS READY TO USE SOLUTION) PACKAGE: ABOUT 5 LITER, TO BE DELIVERED WITH ALL CERTIFICATES ACCORDING TO TECHNICAL CONDITIONS, FREE OF CHARGE DISPENSER, MEASUREMENT TOOL, EN STANDARD, NOTE: MSDS SHOULD BE PROVIDED IN SOFT COPY" | DISINFECTANTS SUPPLIES
20509 | 5110270702300 | "ACTIVE LONG LASTING DISINFECTANT EFFECT AGAINST BACTERIA AND FUNGI. EFFECTIVE AGAINST ALGAE AND LIME DEPOSITS AND PREVENT LIMESCALE FORMATION WHEN WARMING WATER OR AFTER WATER COOL DOWN, NON-FOAMING. FRESH MINT FLAVOR, BIO DEGRADABLE ACCORDING TO CLASSIFICATION BY THE OECD (ORGANIZATION FOR ECONOMIC COOPERATION AND DEVELOPMENT, GERMANY) CPH (UNDILUTED) APPROX. 6.0 1% (1 LITER CONCENTRATE = 100 LITERS READY TO USE SOLUTION) PACKAGE: 1 LITER BOTTLE X 4 DENTAL-WATER-LINE DECONTAMINATION FOR DENTAL TREATMENT CENTERS . TO BE DELIVERED WITH ALL CERTIFICATES ACCORDING TO TECHNICAL CONDITION, NOTE: MSDS SHOULD BE PROVIDED IN SOFT COPY" | DISINFECTANTS SUPPLIES
20510 | 5110271301100 | ANTISEPTIC, SKIN ANTISEPTIC, ALCOHOLIC POVIDONE IODINE, CONTAINS 10% POVIDONE IODINE, IN 200-300 ML BOTTLE, NOTE: MSDS SHOULD BE PROVIDED IN SOFT COPY | DISINFECTANTS SUPPLIES
20511 | 5147350300100 | SURFACE DISINFECTANT, STABILIZED HYDROGEN PEROXIDE 5% COLLOIDAL SILVER 0.003%, READY TO USE, NO COLOR, NO ODOR, NON IRRITANT, NON DAMAGING TO SURFACES, NON-TOXIC, LEAVES NO HARMFUL RESIDUES, SAFE IN ALL ENVIRONMENTS, SIZE 500-750 ML, NOTE: MSDS SHOULD BE PROVIDED IN SOFT COPY | DISINFECTANTS SUPPLIES
20512 | 4713180001300 | "LIQUID FOR DECONTAMINATION AND PREVENTION OF BIOFILM FORMATION IN WATERLINE OF MEDICAL AND DENTAL CHAIRS DURING UNUSED OF UNITS SIZE 1-1.5L, NOTE: MSDS SHOULD BE PROVIDED IN SOFT COPY" | DISINFECTANTS SUPPLIES
20513 | 4228160404300 | "SINGLE WIPE SURFACE, PP NON WOVEN ALCOHOL-BASED DISINFECTANT, MAIN FIELD OF APPLICATION IS FOR THE DISINFECTION OF SURFACES, AND DENTAL EQUIPMENT, READY TO USE, ALDEHYDE-FREE AND PHENOL-FREE FORMULATION, EFFECTIVE AGAINST BACTERIA, FUNGI AND VIRUSES (INCLUDING TB, HIV/HBV, CORONA VIRUSES, FLU VIS), EASILY BIODEGRADABLE, QUICK ACTION TIME 30 SECOND, SIZE 15 CM X 25CM (+-/5CM) (MATCH WITH EN STANDARD), NOTE: MSDS SHOULD BE PROVIDED IN SOFT COPY" | DISINFECTANTS SUPPLIES
20514 | 4229540800600 | BRUSH / SPONGE, SURGICAL, WITH 4% CHLORHEXIDINE GLUCONATE, STERILE, NOTE: MSDS SHOULD BE PROVIDED IN SOFT COPY | DISINFECTANTS SUPPLIES
20515 | 4229540800500 | BRUSH, SURGICAL HAND SCRUB / BRUSH, WITH 7.5% POVIDONE IODINE, DISPOSABLE, STERILE, NOTE: MSDS SHOULD BE PROVIDED IN SOFT COPY | DISINFECTANTS SUPPLIES
20516 | 4214160103400 | KIT, PREP O.R. SCRUB, WITH CSR WRAPPED, 2 BLOTTING TOWELS, 2 ABSORBENT TOWELS, 2 COTTON TIP APPLICATORS, 6 WING SCRUB SPONGES, 3 8 INCHES LOLLIPOP SPONGES, 1 (4 OUNCE) T POVIDONE/IODINE SOLUTION 7.5%, 1 (4 OUNCE) T POVIDONE / IODINE SCRUB10%, 3 COMP TRAY, STERILE, NOTE: MSDS SHOULD BE PROVIDED IN SOFT COPY | DISINFECTANTS SUPPLIES
20517 | 4227201101300 | "SET, SPILL PACK BODY FLUID (BLOOD, URINE AND VOMIT), NON-STERILE GOWN, NON POWDERED LATEX OR VINYL GLOVES, FACE SHIELD (SINGLE-USE), SCOOP AND SCRAPER, PAPER TOWELS, WASTE BAG (NOT LESS THAN 80 MICRON THICKNESS, YELLOW WITH BIOHAZARD LABEL, 50 GM SUPER ABSORBENT GRANULES, NADCC, CHLORINE TABLETS 2.5GM, WITH BOTTLE FOR DILUTION, EASY TO FOLLOW ILLUSTRATED INSTRUCTIONS ON PACK, ALL CONTENT ARE ENCLOSED IN PLASTIC BAG, SECURED, SINGLE -USE, WITH BIOHAZARD LABEL, AND BLOOD SPILL KIT CLEARLY WRITTEN ON THE BAG, DISPOSABLE, NOTE: MSDS SHOULD BE PROVIDED IN SOFT COPY" | DISINFECTANTS SUPPLIES
20518 | 5313160800100 | SOAP DEODORANT 1 OUNCE BAR | DISINFECTANTS SUPPLIES
20519 | 4229542103100 | APPLICATOR, DISINFECTANT, SURGICAL, PREP, 6 ML WITH 0.7% IODINE, AND 70-74% ALCOHOL, HAZARDOUS MATERIAL-MATERIAL SAFETY DATA SHEET IS REQUIRED ON DELIVERY OF PRODUCT IN SOFT COPY, STERILE | DISINFECTANTS SUPPLIES
20520 | 5110270703200 | SOLUTION, CHLORHEXIDINE, 100 ML SACHET OF AN AQUEOUS SOLUTION, OF CHLORHEXIDINE GLUCONATE BP 0.05%, FOR EXTERNAL USE, STERILE, NOTE: MSDS SHOULD BE PROVIDED IN SOFT COPY | DISINFECTANTS SUPPLIES
20521 | 5110270700900 | "SWAB STICKS, IMPREGNATED WITH 70% ISOPROPYL AND 2% CHLORHEXIDINE, SWAB STICKS ARE A WETTED NON-WOVEN PAD ADHERED TO A PLASTIC STICK WHICH IS USED TO SANITIZE THE SKIN, INDIVIDUALLY SEALED IN EASY-TEAR PACK ETS, DISPOSABLE, STERILE, NOTE: MSDS SHOULD BE PROVIDED IN SOFT COPY" | DISINFECTANTS SUPPLIES
20522 | 5110270701300 | "SWAB, IMPREGNATED IN 70% ISOPROPYL ALCOHOL AND 2% CHLOROHEXIDINE, SIZE: NOT LESS THAN 4 X 4 CM, DISPOSABLE, STERILE, NOTE: MSDS SHOULD BE PROVIDED IN SOFT COPY" | DISINFECTANTS SUPPLIES
20523 | 5110270700500 | "SWAB, STICK, 0.5 % CHLORHEXIDINE GLUCONATE, AND 70% ISOPROPYL ALCOHOL, ANTIMICROBIAL, PREPARED ON A PLASTIC STICK, PER SINGLE POUCH, POLYMER, INDIVIDUALLY PACKAGED, SCENT FREE, DISPOSABLE, STERILE, NOTE: MSDS SHOULD BE PROVIDED IN SOFT COPY" | DISINFECTANTS SUPPLIES
20524 | 5110270700700 | "SWAB, STICK, 2% CHLORHEXIDINE + 70% ALCOHOL, ANTIMICROBIAL, PREPARED ON A PLASTIC STICK, POLYMER, 3 PER PACK, SCENT FREE, DISPOSABLE, STERILE, NOTE: MSDS SHOULD BE PROVIDED IN SOFT COPY" | DISINFECTANTS SUPPLIES
20525 | 5110270703400 | "SINGLE SWAB, STICKS, POVIDONE-IODINE, SATURATED, WITH 10% POVIDONE-IODINE, (POVIDONE-IODINE SOLUTION USP), 10 CM LONG, INDIVIDUALLY PACKED, DISPOSABLE, STERILE, NOTE: MSDS SHOULD BE PROVIDED IN SOFT COPY" | DISINFECTANTS SUPPLIES
20526 | 5110270701100 | "SWAB, STICKS, SATURATED, WITH 70% ISOPROPYL ALCOHOL, 10 CM LONG, INDIVIDUALLY PACKED, DISPOSABLE, STERILE, NOTE: MSDS SHOULD BE PROVIDED IN SOFT COPY" | DISINFECTANTS SUPPLIES
20527 | 4713150200800 | WIPE SURFACE, PP NON WOVEN ALCOHOL FREE DISINFECTANT, WITH QUATERNARY AMMONIUM 4TH GENERATION COMPOUNDS AS ACTIVE INGREDIENTS -MAIN FIELD OF APPLICATION IS FOR THE DISINFECTION OF SURFACES, AND DENTAL EQUIPMENT - READY TO USE, ALDEHYDE-FREE AND PHENOL-FREE FORMULATION -EFFECTIVE AGAINST BACTERIA, FUNGI AND VIRUSES (INCLUDING TB, HIV/HBV, CORONAVIRUS, FLU VIS), EASILY BIODEGRADABLE -QUICK ACTION TIME 30 SECOND - 50 TISSUE PER PACK, SIZE 15 CM X 25CM(+-/5CM ) (MATCH WITH EN STANDARD), NOTE: MSDS SHOULD BE PROVIDED IN SOFT COPY | DISINFECTANTS SUPPLIES
20528 | 4713150201900 | "WIPES, ALCOHOL FREE, IMPREGNATED WITH AMMONIUM CHLORIDE, NOT CAUSING ANY SERVICE DAMAGE, CE MARK / FDA APPROVAL, EFFECTIVE AGAINST BACTERIAL, VIRUS, FUNGAL, SIZE 25 X 30 CM (+/- 5 CM), IN CANISTER, NOTE: MSDS SHOULD BE PROVIDED IN SOFT COPY" | DISINFECTANTS SUPPLIES
20529 | 5110271000200 | "DISINFECTANT, WIPE, WITH 70% ISOPROPYL ALCOHOL, APPROXIMATELY FROM 20X 20CM (+/-3CM), NON-LINTING, PACKING: 100 WIPES, NOTE: MSDS SHOULD BE PROVIDED IN SOFT COPY" | DISINFECTANTS SUPPLIES
20530 | 4713150201700 | "WIPES, FOR BATHING, WATERLESS NON PERFUMED : WIPES FOR BATHING OF PATIENTS, NOT LESS THAN 8 WIPES PER POUCH AND EACH WIPES NOT LESS THAN 30 X 20 CM (+/- 5 CM), FABRIC RESISTANT TO TEARING AND LINTING, NOT LESS THAN 100GMS, LATEX, LANOLIN, EDTA, METHYLLISOTHIAZOLINON / METHYLCHLOROISOTHIAZOLINONE, ETHANOL AND PROPANOL TYPE ALCOHOL AND DETERGENT FREE, DERMATOLOGICALLY APPROVED AND BALANCED TO SKIN PH AND PROVEN TO MOISTURIZE SKIN NON ALLERGIC, NOTE: MSDS SHOULD BE PROVIDED IN SOFT COPY" | DISINFECTANTS SUPPLIES
20531 | 4214150400500 | "APPLICATOR, CHLORHEXIDINE, CLEAR GLUCONATE, WITH CHLORHEXIDINE GLUCONATE 2 % WITH 70 % V/V ISOPROPYL ALCOHOL, LATEX FREE, DEHP FREE, SIZE: 1 ML FOR PATIENTS PRE-OPERATIVE SKIN PREPARATION, INDIVIDUALLY PACKED, DISPOSABLE, STERILE" | DISINFECTANTS SUPPLIES
20532 | 4214150405500 | APPLICATOR, CHLORHEXIDINE, CLEAR, GLUCONATE, WITH CHLORHEXIDINE GLUCONATE 0.5 % WITH AND 70 % V/V ISOPROPYL ALCOHOL, LATEX FREE, DEHP FREE, SIZE: 10.5ML, FOR PATIENTS PRE-OPERATIVE SKIN PREPARATION, INDIVIDUALLY PACKED, DISPOSABLE, STERILE | DISINFECTANTS SUPPLIES
20533 | 4214150405600 | APPLICATOR, CHLORHEXIDINE, CLEAR, GLUCONATE, WITH CHLORHEXIDINE GLUCONATE 0.5 % WITH AND 70 % V/V ISOPROPYL ALCOHOL, LATEX FREE, DEHP FREE, SIZE: 6 ML, FOR PATIENTS PRE-OPERATIVE SKIN PREPARATION, INDIVIDUALLY PACKED, DISPOSABLE, STERILE | DISINFECTANTS SUPPLIES
20534 | 4111620000800 | APPLICATOR, CHLORHEXIDINE, CLEAR, GLUCONATE, WITH CHLORHEXIDINE GLUCONATE 0.5 % WITH AND 70 % V/V ISOPROPYL ALCOHOL, LATEX FREE, DEHP FREE, SIZE: 3ML, FOR PATIENTS PRE-OPERATIVE SKIN PREPARATION, INDIVIDUALLY PACKED, DISPOSABLE, STERILE | DISINFECTANTS SUPPLIES
20535 | 4214150405700 | APPLICATOR, CHLORHEXIDINE, CLEAR, GLUCONATE, WITH CHLORHEXIDINE GLUCONATE 1% WITH AND 70 % V/V ISOPROPYL ALCOHOL, LATEX FREE, DEHP FREE, SIZE: 10.5ML, FOR PATIENTS PRE-OPERATIVE SKIN PREPARATION, INDIVIDUALLY PACKED, DISPOSABLE, STERILE | DISINFECTANTS SUPPLIES
20536 | 4214150405800 | APPLICATOR, CHLORHEXIDINE, CLEAR, GLUCONATE, WITH CHLORHEXIDINE GLUCONATE 1% WITH AND 70 % V/V ISOPROPYL ALCOHOL, LATEX FREE, DEHP FREE, SIZE: 6 ML, FOR PATIENTS PRE-OPERATIVE SKIN PREPARATION, INDIVIDUALLY PACKED, DISPOSABLE, STERILE | DISINFECTANTS SUPPLIES
20537 | 4111620000900 | APPLICATOR, CHLORHEXIDINE, CLEAR, GLUCONATE, WITH CHLORHEXIDINE GLUCONATE 1 % WITH AND 70 % V/V ISOPROPYL ALCOHOL, LATEX FREE, DEHP FREE, SIZE: 3ML, FOR PATIENTS PRE-OPERATIVE SKIN PREPARATION, INDIVIDUALLY PACKED, DISPOSABLE, STERILE | DISINFECTANTS SUPPLIES
20538 | 4214150404700 | APPLICATOR, WITH IODINE 10 % AND 70 % V/V ISOPROPYL ALCOHOL, LATEX FREE, DEHP FREE, SIZE: 3 ML, FOR PATIENTS PRE-OPERATIVE SKIN PREPARATION, INDIVIDUALLY PACKED, DISPOSABLE, STERILE | DISINFECTANTS SUPPLIES
20539 | 4214160103600 | DISINFECTANT CAP WITH 2% CHLORHEXIDINE AND 70% ALCOHOL, FOR DISINFECTION OF HUBS AND CONNECTION PORTS, INDIVIDUALLY PACKAGED, STERILE, NOTE: MSDS SHOULD BE PROVIDED IN SOFT COPY | DISINFECTANTS SUPPLIES
20540 | 4214150401200 | "SWAB STICKS, 10% POVIDONE-IODINE, 3 PER PACK, COTTON TIP, NOTE: MSDS SHOULD BE PROVIDED IN SOFT COPY" | DISINFECTANTS SUPPLIES
20541 | 4227180000200 | "AEROSOL MISTING SYSTEM 250 ML, DISINFECTANT, DIDECYLDIMETHYLAMMONIUM CHLORIDE (DDAC) LESS THAN 0.10%, ALKYL DIMETHYL BENZYL AMMONIUM CHLORIDE (ADBAC) LESS THAN 0.06%, FOR USE ON ALL HARD AND SOFT SURFACES, IT KILLS GREATER THAN 99.99% PATHOGENS AND INHIBITS BACTERIAL SPORES AND IS OSHA BLOOD-BORNE PATHOGEN COMPLIANT, DESTROYERS VIRUSES, ERADICATES MOLDS/FUNGI/YEAST, NON- POWERED, SAFE, COMPACT, PORTABLE NO NEED FOR MACHINES, NO COLOR, NO ODOR, NON IRRITANT, NON CORROSIVE OR DAMAGING TO SURFACES NON-TOXIC, LEAVES NO HARMFUL RESIDUES, SAFE IN ALL ENVIRONMENTS, (MATCH WITH EN STANDARD), NOTE: MSDS SHOULD BE PROVIDED IN SOFT COPY. FREE OF CHARGE STANDE PROVIDED" | DISINFECTANTS SUPPLIES
20542 | 4227180000400 | HAND SANITIZER FOAMER, 600 ML, IS A DISINFECTANT / ANTISEPTIC, IT IS INTENDED FOR USE AS A SKIN ANTISEPTIC AND OFFERS SAFE, EFFECTIVE, USER FRIENDLY HAND AND SKIN CLEANSING, DISINFECTION AND SANITATION ACROSS A WIDE RANGE OF INDUSTRIES INCLUDING HEALTHCARE, IT IS BASED AROUND THE QUATERNARY AMMONIUM COMPOUND, BENZALKONIUM CHLORIDE (BAC), WITH AN ADJUVANT EFFECT TO ENHANCE ITS ANTIMICROBIAL EFFICACY, WITH DISPENSER, BOTTLE, NOTE: MSDS SHOULD BE PROVIDED IN SOFT COPY | DISINFECTANTS SUPPLIES
20543 | 4214150406000 | APPLICATOR, IODINE WITH 10 % WITH AND 70 % V/V ISOPROPYL ALCOHOL, LATEX FREE, DEHP FREE, SIZE: 10.5 ML, FOR PATIENTS PRE-OPERATIVE SKIN PREPARATION, INDIVIDUALLY PACKED, DISPOSABLE, STERILE | DISINFECTANTS SUPPLIES
20544 | 4214150406100 | APPLICATOR, IODINE WITH 10 % WITH AND 70 % V/V ISOPROPYL ALCOHOL, LATEX FREE, DEHP FREE, SIZE: 6 ML, FOR PATIENTS PRE-OPERATIVE SKIN PREPARATION, INDIVIDUALLY PACKED, DISPOSABLE, STERILE | DISINFECTANTS SUPPLIES
20545 | 4214150405900 | APPLICATOR, CHLORHEXIDINE, TINTED, GLUCONATE, WITH CHLORHEXIDINE GLUCONATE 2 % WITH AND 70 % V/V ISOPROPYL ALCOHOL, LATEX FREE, DEHP FREE, SIZE: 6 ML, FOR PATIENTS PRE-OPERATIVE SKIN PREPARATION, INDIVIDUALLY PACKED, DISPOSABLE, STERILE | DISINFECTANTS SUPPLIES
20546 | 4214150404600 | APPLICATOR, CHLORHEXIDINE, TINTED, GLUCONATE, WITH CHLORHEXIDINE GLUCONATE 2 % WITH AND 70 % V/V ISOPROPYL ALCOHOL, LATEX FREE, DEHP FREE, SIZE: 3 ML, FOR PATIENTS PRE-OPERATIVE SKIN PREPARATION, INDIVIDUALLY PACKED, DISPOSABLE, STERILE | DISINFECTANTS SUPPLIES
20547 | 4214150404500 | APPLICATOR, CHLORHEXIDINE, TINTED, GLUCONATE, WITH CHLORHEXIDINE GLUCONATE 2 % WITH AND 70 % V/V ISOPROPYL ALCOHOL, LATEX FREE, DEHP FREE, SIZE: 10.5 ML, FOR PATIENTS PRE-OPERATIVE SKIN PREPARATION, INDIVIDUALLY PACKED, DISPOSABLE, STERILE | DISINFECTANTS SUPPLIES
20548 | 4218150800600 | "DISINFECTION WIPE, CHLORINE MORE THAN 5000 PPM SODIUM HYPOCHLORITE, WIPE SIZE 20 X 20CM (+/-5CM), NOT MORE THAN 50 PER PACK, NOTE: MSDS SHOULD BE PROVIDED IN SOFT COPY" | DISINFECTANTS SUPPLIES
20549 | 4229542104400 | ANTISEPTIC, CHLORHEXIDINE GLUCONATE SCRUB SOLUTION 4%, IN A SUSPENDING BASE, (500ML) BOTTLE, WITH FREE OF CHARGE DISPENSER WITH EACH 10 BOTTLE, NOTE: MSDS SHOULD BE PROVIDED IN SOFT COPY | DISINFECTANTS SUPPLIES
20550 | 4214150406300 | APPLICATOR 26 ML TINT CONTAIN 2% CHLORHEXIDINE GLUCONATE + 70% V/V ISOPROPYL ALCOHOL STERILE SOLUTION ANGULATED 45 DEGREE INDIVIDUALLY PACKED STERILE. | DISINFECTANTS SUPPLIES
20551 | 4618200901200 | TWIN TUBING, 80 A PVC, CLEAR, COMPATIBLE WITH THE QUANTITATIVE FIT TEST MACHINES FOR HIGH-EFFICIENCY RESPIRATORS (N95 RESPIRATORS) (ALL MODELS) | DISINFECTANTS SUPPLIES
20552 | 4618200901300 | FIT TEST PROBE KIT (500 PER BOX) COMPATIBLE WITH THE QUANTITATIVE FIT TEST MACHINES FOR HIGH-EFFICIENCY RESPIRATORS (N95 RESPIRATORS) (ALL MODELS) | DISINFECTANTS SUPPLIES
20553 | 4618200901400 | ISOPROPYL ALCOHOL 99.5% OR MORE GRADE REAGENT, IN DISPOSABLE BOTTLES, EACH BOTTLE ONE LITER, COMPATIBLE WITH QUANTITATIVE FIT TEST MACHINES FOR HIGH-EFFICIENCY RESPIRATORS (N95 RESPIRATORS) | DISINFECTANTS SUPPLIES
20554 | 4618200901500 | PUNCH HIGH-EFFICIENCY RESPIRATORS (N95 RESPIRATORS) PROBE INSTALLATION TOOL | DISINFECTANTS SUPPLIES
20555 | 4713180000600 | HYDROCHLORIC ACID, CONCENTRATION, 65%, 2-5 L, NOTE: MSDS SHOULD BE PROVIDED IN SOFT COPY | DISINFECTANTS SUPPLIES
20556 | 4228160300300 | DISINFECTANT, TD-5 GLUTARALDEHYDE, USED FOR TD-100 DISINFECTOR FOR TEE ULTRA PROBES, APPROXIMATELY 1 LITER, NOTE: MSDS SHOULD BE PROVIDED IN SOFT COPY | DISINFECTANTS SUPPLIES
20557 | 4111610501300 | ALCOHOL ETHYL 99.5%, CHROMATOGRAPHY HPLC, IN DARK CONTAINER 1 LITER, NOTE: MSDS SHOULD BE PROVIDED IN SOFT COPY | DISINFECTANTS SUPPLIES
20558 | 4229545100200 | TISSUE TREATMENT AND CLEANSING HIGHLY VISCOSE FABRIC ENRICHED WITH POLOXAMER, ALOE VERA, PHOSPHOLIPIDS AND ALLANTOIN, MEDICAL DEVICE CLASS IIB, FREE ALCOHOL AND ACIDS, NOT PERFUMED, MITTS SHAPE SIZE NOT LESS THAN 14X14 CM, STERILE, SINGLE PACK | DISINFECTANTS SUPPLIES
20559 | 4228160404500 | SPORICIDAL DRY WIPES, PRODUCE 0.3% PERACETIC ACID AND HYDROGEN PEROXIDE AS ACTIVE INGREDIENT BY ADDITION OF TAP WATER, WIDE ANTI-MICROBIAL EFFECT INCLUDING NON-ENVELOPED VIRUSES, CANDIDA AURIS, MYCOBACTERIUM AND BACTERIAL ENDOSPORES INCLUDING CLOSTRIDIUM DIFFICILE, SIZE NOT LESS THAN 20CM X 20CM, PACK 25-50 WIPES, NOTE: MSDS SHOULD BE PROVIDED IN SOFT COPY | DISINFECTANTS SUPPLIES
20560 | 4228160300400 | DISINFECTANT, TD-5 GLUTARALDEHYDE, USED FOR TD-100 DISINFECTOR FOR TEE ULTRA PROBES, APPROXIMATELY 500 ML, NOTE: MSDS SHOULD BE PROVIDED IN SOFT COPY | DISINFECTANTS SUPPLIES
20561 | 4228160312400 | SCRUB IODINE SWAB 7-8% AQUEOUS SOLUTION OF IODOPHOR COMPOUND INDIVIDUAL PACK, NOT LESS THAN 100ML, NOTE: MSDS SHOULD BE PROVIDED IN SOFT COPY | DISINFECTANTS SUPPLIES
20562 | 4229540700100 | MASK N95 MEDIUM/SMALL SIZE /DUCK SHAPE NIOSH - APPROVED RESPIRATORY THAT ALSO BEEN CLEARED BY THE FOOD AND DRUG ADMINISTRATION (FDA) S A S URGICAL MASK. CONTAINS NO COMPONENTS MADE FROM NATURAL RUBBER LATEX. DESIGNED TO BE FLUID RESISTANT TO SPLASH AND SPATTEROF BLOOD AND OTHER IN FECTIOUS MATERIALS INTENDED TO REDUCE WEARER EXPOSURE TO AIRBORNE PARTICLES PROVIDES 95% FILTRATION EFFICIENCY OF AT LEAST 0.3 MICRON PARTICLE S IN A SIZE (IDEALLY FROM 0.1 MICRONS) INCLUDING THOSE GENERATED BY ELECTRO CAUTERY LASER SURGERY AND OTHER POWERED MEDICAL INSTRUMENTS PROVIDE GREATER THAN 99% BACTERIAL FILTRATION EFFICIENCY (BFE) AGAINST MICROORGANISMS GENERATED BY A WEARER (FOR SURGICAL USE) .MEDIUM/SMALL SIZE OR PFL (POSITIVE FACIAL LOCK) DESIGN ONE SIZE FITS ALL DISPOSABLE | FRAMEWORK AGREEMENT
20563 | 4229540700300 | MASK N95 REGULAR/LARGE SIZE /DUCK SHAPE NIOSH - APPROVED RESPIRATORY THAT ALSO BEEN CLEARED BY THE FOOD AND DRUG ADMINISTRATION (FDA) S A S URGICAL MASK. CONTAINS NO COMPONENTS MADE FROM NATURAL RUBBER LATEX. DESIGNED TO BE FLUID RESISTANT TO SPLASH AND SPATTER OF BLOOD AND OTHER IN FECTIOUS MATERIALS INTENDED TO REDUCE WEARER EXPOSURE TO AIRBORNE PARTICLES PROVIDES 95% FILTRATION EFFICIENCY OF AT LEAST 0.3 MICRON PARTICL ES IN A SIZE (IDEALLY FROM 0.1 MICRONS) INCLUDING THOSE GENERATED BY ELECTRO CAUTERY LASER SURGERY AND OTHER POWERED MEDICAL INSTRUMENTS P ROVIDE GREATER THAN 99% BACTERIAL FILTRATION EFFICIENCY (BFE) AGAINST MICROORGANISMS GENERATED BY A WEARER (FOR SURGICAL USE) .REGULAR/LARGE SIZE OR PFL (POSITIVE FACIAL LOCK) DESIGN ONE SIZE FITS ALL DISPOSABLE. | FRAMEWORK AGREEMENT
20564 | 4618200500100 | MASK FACE N95 AURA HEALTH CARE PARTICULATE RESPIRATOR AND SURGICAL | FRAMEWORK AGREEMENT
20565 | 4229550630800 | DENTAL IMPLANT BONE LEVEL, ROOT FORM, TAPERED, CHEMICALLY ENHANCED TITANIUM, ROUGH SURFACE, NARROW DIAMETER 3.0-3.5MM, LENGTH 13-14 .5MM | DENTAL SUPPLIES (LABORATORY, IMPLANT AND MAXILLOFACIAL SURGERY)
20566 | 4229550630900 | DENTAL IMPLANT BONE LEVEL, ROOT FORM, TAPERED, CHEMICALLY ENHANCED TITANIUM, ROUGH SURFACE, NARROW DIAMETER 3.0-3.5MM, LENGTH 15-16 MM | DENTAL SUPPLIES (LABORATORY, IMPLANT AND MAXILLOFACIAL SURGERY)
20567 | 4229550631300 | DENTAL IMPLANT BONE LEVEL, ROOT FORM, TAPERED, CHEMICALLY ENHANCED TITANIUM, ROUGH SURFACE, REGULAR DIAMETER 3.6-4.5MM, LENGTH 13-1 4.5MM | DENTAL SUPPLIES (LABORATORY, IMPLANT AND MAXILLOFACIAL SURGERY)
20568 | 4229550631400 | DENTAL IMPLANT BONE LEVEL, ROOT FORM, TAPERED, CHEMICALLY ENHANCED TITANIUM, ROUGH SURFACE, REGULAR DIAMETER 3.6-4.5MM, LENGTH 15-1 6MM | DENTAL SUPPLIES (LABORATORY, IMPLANT AND MAXILLOFACIAL SURGERY)
20569 | 4229550631600 | DENTAL IMPLANT BONE LEVEL, ROOT FORM, TAPERED, CHEMICALLY ENHANCED TITANIUM, ROUGH SURFACE, WIDE DIAMETER 4.6-6.0MM, LENGTH 9-10.5M M | DENTAL SUPPLIES (LABORATORY, IMPLANT AND MAXILLOFACIAL SURGERY)
20570 | 4229550631700 | DENTAL IMPLANT BONE LEVEL, ROOT FORM, TAPERED, CHEMICALLY ENHANCED TITANIUM, ROUGH SURFACE, WIDE DIAMETER 4.6-6.0MM, LENGTH 11-12.5 MM | DENTAL SUPPLIES (LABORATORY, IMPLANT AND MAXILLOFACIAL SURGERY)
20571 | 4229550631800 | DENTAL IMPLANT BONE LEVEL, ROOT FORM, TAPERED, CHEMICALLY ENHANCED TITANIUM, ROUGH SURFACE, WIDE DIAMETER 4.6-6.0MM, LENGTH 13-14.5 MM | DENTAL SUPPLIES (LABORATORY, IMPLANT AND MAXILLOFACIAL SURGERY)
20572 | 4229550631900 | DENTAL IMPLANT BONE LEVEL, STRAIGHT, CHEMICALLY ENHANCED TITANIUM, ROUGH SURFACE, NARROW DIAMETER 3.0-3.5MM, LENGTH 15-16MM | DENTAL SUPPLIES (LABORATORY, IMPLANT AND MAXILLOFACIAL SURGERY)
20573 | 4229550632100 | DENTAL IMPLANT BONE LEVEL, STRAIGHT, CHEMICALLY ENHANCED TITANIUM, ROUGH SURFACE, WIDE DIAMETER 4.6-6.0MM, LENGTH 11-12.5MM | DENTAL SUPPLIES (LABORATORY, IMPLANT AND MAXILLOFACIAL SURGERY)
20574 | 4229550632200 | DENTAL IMPLANT BONE LEVEL, STRAIGHT, CHEMICALLY ENHANCED TITANIUM ROUGH SURFACE, WIDE DIAMETER 4.6-6.0MM, LENGTH 13-14.5MM | DENTAL SUPPLIES (LABORATORY, IMPLANT AND MAXILLOFACIAL SURGERY)
20575 | 4215151300600 | DENTAL IMPLANT HEALING ABUTMENT, GROUP DIAMETER 4.6-6MM, TITANIUM OR TITANIUM ALLOY WITH AVERAGE LENGTH 5-6MM | DENTAL SUPPLIES (LABORATORY, IMPLANT AND MAXILLOFACIAL SURGERY)
20576 | 4229550632500 | DENTAL IMPLANT OVERDENTURE ABUTMENT, GROUP DIAMETER 3.6-4.5MM, LOCATOR OR EQUIVALENT DESIGN, HEIGHT 0.5-0.9MM, PROVIDED WITH ITS ACCESSORIES (METAL HOUSING, THREE RETENTIVE PLASTICS) | DENTAL SUPPLIES (LABORATORY, IMPLANT AND MAXILLOFACIAL SURGERY)
20577 | 4229550632700 | DENTAL IMPLANT OVERDENTURE ABUTMENT, GROUP DIAMETER 4.5-6.0MM, LOCATOR OR EQUIVALENT DESIGN, HEIGHT 0.5-0.9MM, PROVIDED WITH ITS ACCESSORIES (METAL HOUSING, THREE RETENTIVE PLASTICS) | DENTAL SUPPLIES (LABORATORY, IMPLANT AND MAXILLOFACIAL SURGERY)
20578 | 4215151301300 | SCREW REGULAR HEALING ABUTMENT, BOTTLE SHAPE, DIAMETER 4.4MM, HEIGHT 4MM | DENTAL SUPPLIES (LABORATORY, IMPLANT AND MAXILLOFACIAL SURGERY)
20579 | 4215246407600 | DENTAL IMPLANT, REGULAR TISSUE LEVEL WIDE NECK 4.6-6.0MM 8 MM | DENTAL SUPPLIES (LABORATORY, IMPLANT AND MAXILLOFACIAL SURGERY)
20580 | 4215246407400 | DENTAL IMPLANT, REGULAR TISSUE LEVEL WIDE NECK 4.6-6.0MM 12 MM | DENTAL SUPPLIES (LABORATORY, IMPLANT AND MAXILLOFACIAL SURGERY)
20581 | 4215246407300 | DENTAL IMPLANT, REGULAR TISSUE LEVEL WIDE NECK 4.6-6.0MM 10 MM | DENTAL SUPPLIES (LABORATORY, IMPLANT AND MAXILLOFACIAL SURGERY)
20582 | 4115174700700 | ORTHODONTIC MINI SCREW VECTORTAS SYSTEM SIZE 12MM | DENTAL SUPPLIES (LABORATORY, IMPLANT AND MAXILLOFACIAL SURGERY)
20583 | 4115174700900 | ORTHODONTIC MINI SCREW VECTORTAS SYSTEM SIZE 8MM | DENTAL SUPPLIES (LABORATORY, IMPLANT AND MAXILLOFACIAL SURGERY)
20584 | 4215246408900 | BONE LEVEL IMPLANT METAL CAD/CAM ABUTMENT FOR BRIDGE/BAR CYLINDRICAL, INCLUDING SCREW AND CEMENTATION AID 2, DIAMETER 4 - 5 MM, HEIGHT 3 - 5 MM | DENTAL SUPPLIES (LABORATORY, IMPLANT AND MAXILLOFACIAL SURGERY)
20585 | 4215246409000 | BONE LEVEL IMPLANT, METAL CAD/CAM ABUTMENT FOR CROWN, INCLUDING SCREW AND CEMENTATION AID, DIAMETER 3.6-4.5MM, GINGIVAL HEIGHT 0.5-1.5MM | DENTAL SUPPLIES (LABORATORY, IMPLANT AND MAXILLOFACIAL SURGERY)
20586 | 4215246409200 | DENTAL IMPLANT BONE LEVEL, ROOT FORM, TAPERED, , CHEMICALLY ENHANCED TITANIUM ROUGH SURFACE, NARROW DIAMETER 3.0-3.5 MM, LENGTH 7-8.5 MM | DENTAL SUPPLIES (LABORATORY, IMPLANT AND MAXILLOFACIAL SURGERY)
20587 | 4215246410300 | SCREW-RETAINED ABUTMENTS GROUP 3.0-3.5 IMPLANT, ANGULATION 20-30, EMERGENCE PROFILE 4.6 MM, GINGIVA HEIGHT 2-2.5 MM | DENTAL SUPPLIES (LABORATORY, IMPLANT AND MAXILLOFACIAL SURGERY)
20588 | 4215246410500 | SCREW-RETAINED ABUTMENTS GROUP 3.6-4.5 IMPLANT, STRAIGHT, ANGULATION 0 DEGREE, EMERGENCE PROFILE 3.5 MM, GINGIVA HEIGHT 1 MM | DENTAL SUPPLIES (LABORATORY, IMPLANT AND MAXILLOFACIAL SURGERY)
20589 | 4215246410600 | SCREW-RETAINED ABUTMENTS GROUP 3.6-4.5 IMPLANT, STRAIGHT, ANGULATION 0 DEGREE, EMERGENCE PROFILE 3.5 MM, GINGIVA HEIGHT 2-2.5 MM | DENTAL SUPPLIES (LABORATORY, IMPLANT AND MAXILLOFACIAL SURGERY)
20590 | 4215246410700 | SCREW-RETAINED ABUTMENTS GROUP 3.6-4.5 IMPLANT, STRAIGHT, ANGULATION 0 DEGREE, EMERGENCE PROFILE 3.5 MM, GINGIVA HEIGHT 3-4 MM | DENTAL SUPPLIES (LABORATORY, IMPLANT AND MAXILLOFACIAL SURGERY)
20591 | 4215246410800 | SCREW-RETAINED ABUTMENTS GROUP 3.6-4.5 IMPLANT, STRAIGHT, ANGULATION 0 DEGREE, EMERGENCE PROFILE 4.6 MM, GINGIVA HEIGHT 1 MM | DENTAL SUPPLIES (LABORATORY, IMPLANT AND MAXILLOFACIAL SURGERY)
20592 | 4215246410900 | SCREW-RETAINED ABUTMENTS GROUP 3.6-4.5 IMPLANT, STRAIGHT, ANGULATION 0 DEGREE, EMERGENCE PROFILE 4.6 MM, GINGIVA HEIGHT 2-2.5 MM | DENTAL SUPPLIES (LABORATORY, IMPLANT AND MAXILLOFACIAL SURGERY)
20593 | 4215246411100 | SCREW-RETAINED ABUTMENTS GROUP3.6-4.5 IMPLANT, ANGULATION 15-17, EMERGENCE PROFILE 4.6 MM, GINGIVA HEIGHT 1MM | DENTAL SUPPLIES (LABORATORY, IMPLANT AND MAXILLOFACIAL SURGERY)
20594 | 4215246411200 | SCREW-RETAINED ABUTMENTS GROUP 3.6-4.5 IMPLANT, ANGULATION 15-17, EMERGENCE PROFILE 4.6 MM, GINGIVA HEIGHT 2-2.5 MM | DENTAL SUPPLIES (LABORATORY, IMPLANT AND MAXILLOFACIAL SURGERY)
20595 | 4215246411300 | SCREW-RETAINED ABUTMENTS GROUP 3.6-4.5 IMPLANT, ANGULATION 15-17, EMERGENCE PROFILE 4.6 MM, GINGIVA HEIGHT 3-4MM | DENTAL SUPPLIES (LABORATORY, IMPLANT AND MAXILLOFACIAL SURGERY)
20596 | 4215246411400 | SCREW-RETAINED ABUTMENTS GROUP 3.6-4.5 IMPLANT, ANGULATION 20-30, EMERGENCE PROFILE 4.6 MM, GINGIVA HEIGHT 1MM | DENTAL SUPPLIES (LABORATORY, IMPLANT AND MAXILLOFACIAL SURGERY)
20597 | 4215246411500 | SCREW-RETAINED ABUTMENTS GROUP 3.6-4.5 IMPLANT, ANGULATION 20-30, EMERGENCE PROFILE 4.6 MM, GINGIVA HEIGHT 2-2.5 MM | DENTAL SUPPLIES (LABORATORY, IMPLANT AND MAXILLOFACIAL SURGERY)
20598 | 4215246411600 | SCREW-RETAINED ABUTMENTS GROUP 3.6-4.5 IMPLANT, ANGULATION 20-30, EMERGENCE PROFILE 4.6 MM, GINGIVA HEIGHT 3-4MM | DENTAL SUPPLIES (LABORATORY, IMPLANT AND MAXILLOFACIAL SURGERY)
20599 | 4215246411700 | SCREW-RETAINED ABUTMENTS GROUP 4.6-6.0 IMPLANT, STRAIGHT, ANGULATION 0 DEGREE, EMERGENCE PROFILE 3.5 MM, GINGIVA HEIGHT 1 MM | DENTAL SUPPLIES (LABORATORY, IMPLANT AND MAXILLOFACIAL SURGERY)
20600 | 4215246411800 | SCREW-RETAINED ABUTMENTS GROUP 4.6-6.0 IMPLANT, STRAIGHT, ANGULATION 0 DEGREE, EMERGENCE PROFILE 3.5 MM, GINGIVA HEIGHT 2-2.5 MM | DENTAL SUPPLIES (LABORATORY, IMPLANT AND MAXILLOFACIAL SURGERY)
20601 | 4215246411900 | SCREW-RETAINED ABUTMENTS GROUP 4.6-6.0 IMPLANT, STRAIGHT, ANGULATION 0 DEGREE, EMERGENCE PROFILE 3.5 MM, GINGIVA HEIGHT 3-4 MM | DENTAL SUPPLIES (LABORATORY, IMPLANT AND MAXILLOFACIAL SURGERY)
20602 | 4215246412000 | SCREW-RETAINED ABUTMENTS GROUP 4.6-6.0 IMPLANT, STRAIGHT, ANGULATION 0 DEGREE, EMERGENCE PROFILE 4.6 MM, GINGIVA HEIGHT 1 MM | DENTAL SUPPLIES (LABORATORY, IMPLANT AND MAXILLOFACIAL SURGERY)
20603 | 4215246412100 | SCREW-RETAINED ABUTMENTS GROUP 4.6-6.0 IMPLANT, STRAIGHT, ANGULATION 0 DEGREE, EMERGENCE PROFILE 4.6 MM, GINGIVA HEIGHT 2-2.5 MM | DENTAL SUPPLIES (LABORATORY, IMPLANT AND MAXILLOFACIAL SURGERY)
20604 | 4215246412300 | SCREW-RETAINED ABUTMENTS GROUP 4.6-6.0 IMPLANT, ANGULATION 15-17, EMERGENCE PROFILE 4.6 MM, GINGIVA HEIGHT 1MM | DENTAL SUPPLIES (LABORATORY, IMPLANT AND MAXILLOFACIAL SURGERY)
20605 | 4215246412400 | SCREW-RETAINED ABUTMENTS GROUP 4.6-6.0 IMPLANT, ANGULATION 15-17, EMERGENCE PROFILE 4.6 MM, GINGIVA HEIGHT 2-2.5 MM | DENTAL SUPPLIES (LABORATORY, IMPLANT AND MAXILLOFACIAL SURGERY)
20606 | 4215246412500 | SCREW-RETAINED ABUTMENTS GROUP 4.6-6.0IMPLANT, ANGULATION 15-17, EMERGENCE PROFILE 4.6 MM, GINGIVA HEIGHT 3-4MM | DENTAL SUPPLIES (LABORATORY, IMPLANT AND MAXILLOFACIAL SURGERY)
20607 | 4215246412600 | SCREW-RETAINED ABUTMENTS GROUP 4.6-6.0 IMPLANT, ANGULATION 20-30, EMERGENCE PROFILE 4.6 MM, GINGIVA HEIGHT 1MM | DENTAL SUPPLIES (LABORATORY, IMPLANT AND MAXILLOFACIAL SURGERY)
20608 | 4215246412700 | SCREW-RETAINED ABUTMENTS GROUP 4.6-6.0 IMPLANT, ANGULATION 20-30, EMERGENCE PROFILE 4.6 MM, GINGIVA HEIGHT 2-2.5 MM | DENTAL SUPPLIES (LABORATORY, IMPLANT AND MAXILLOFACIAL SURGERY)
20609 | 4215246412800 | SCREW-RETAINED ABUTMENTS GROUP 4.6-6.0 IMPLANT, ANGULATION 20-30, EMERGENCE PROFILE 4.6 MM, GINGIVA HEIGHT 3-4MM | DENTAL SUPPLIES (LABORATORY, IMPLANT AND MAXILLOFACIAL SURGERY)
20610 | 4215246413000 | CEMENTABLE ABUTMENTS GROUP 3.0-3.5 IMPLANT, STRAIGHT, ANGULATION 0 DEGREE, EMERGENCE PROFILE 3.5 MM, GINGIVA HEIGHT 2-2.5 MM | DENTAL SUPPLIES (LABORATORY, IMPLANT AND MAXILLOFACIAL SURGERY)
20611 | 4215246413400 | CEMENTABLE ABUTMENTS GROUP 3.0-3.5 IMPLANT, STRAIGHT, ANGULATION 0 DEGREE, EMERGENCE PROFILE 4.6 MM, GINGIVA HEIGHT 3-4 MM | DENTAL SUPPLIES (LABORATORY, IMPLANT AND MAXILLOFACIAL SURGERY)
20612 | 4215246413500 | CEMENTABLE ABUTMENTS GROUP 3.0-3.5 IMPLANT, ANGULATION 15-17, EMERGENCE PROFILE 4.6 MM, GINGIVA HEIGHT 1MM | DENTAL SUPPLIES (LABORATORY, IMPLANT AND MAXILLOFACIAL SURGERY)
20613 | 4215246413600 | CEMENTABLE ABUTMENTS GROUP 3.0-3.5 IMPLANT, ANGULATION 15-17, EMERGENCE PROFILE 4.6 MM, GINGIVA HEIGHT 2-2.5 MM | DENTAL SUPPLIES (LABORATORY, IMPLANT AND MAXILLOFACIAL SURGERY)
20614 | 4215246413700 | CEMENTABLE ABUTMENTS GROUP 3.0-3.5 IMPLANT, ANGULATION 15-17, EMERGENCE PROFILE 4.6 MM, GINGIVA HEIGHT 3-4MM | DENTAL SUPPLIES (LABORATORY, IMPLANT AND MAXILLOFACIAL SURGERY)
20615 | 4215246413800 | CEMENTABLE ABUTMENTS GROUP 3.0-3.5 IMPLANT, ANGULATION 20-30, EMERGENCE PROFILE 4.6 MM, GINGIVA HEIGHT 1MM, INCLUDING SCREW | DENTAL SUPPLIES (LABORATORY, IMPLANT AND MAXILLOFACIAL SURGERY)
20616 | 4215246413900 | CEMENTABLE ABUTMENTS GROUP 3.0-3.5 IMPLANT, ANGULATION 20-30, EMERGENCE PROFILE 4.6 MM, GINGIVA HEIGHT 2-2.5 MM, INCLUDING SCREW | DENTAL SUPPLIES (LABORATORY, IMPLANT AND MAXILLOFACIAL SURGERY)
20617 | 4215246414000 | CEMENTABLE ABUTMENTS GROUP 3.0-3.5 IMPLANT, ANGULATION 20-30, EMERGENCE PROFILE 4.6 MM, GINGIVA HEIGHT 3-4MM, INCLUDING SCREW | DENTAL SUPPLIES (LABORATORY, IMPLANT AND MAXILLOFACIAL SURGERY)
20618 | 4215246414100 | CEMENTABLE ABUTMENTS GROUP 3.6-4.5 IMPLANT, STRAIGHT, ANGULATION 0 DEGREE, EMERGENCE PROFILE 3.5 MM, GINGIVA HEIGHT 1 MM, INCLUDING SCREW | DENTAL SUPPLIES (LABORATORY, IMPLANT AND MAXILLOFACIAL SURGERY)
20619 | 4215246414200 | CEMENTABLE ABUTMENTS GROUP 3.6-4.5 IMPLANT, STRAIGHT, ANGULATION 0 DEGREE, EMERGENCE PROFILE 3.5 MM, GINGIVA HEIGHT 2-2.5 MM, INCLUDING SCREW | DENTAL SUPPLIES (LABORATORY, IMPLANT AND MAXILLOFACIAL SURGERY)
20620 | 4215246414300 | CEMENTABLE ABUTMENTS GROUP 3.6-4.5 IMPLANT, STRAIGHT, ANGULATION 0 DEGREE, EMERGENCE PROFILE 3.5 MM, GINGIVA HEIGHT 3-4 MM, INCLUDING SCREW | DENTAL SUPPLIES (LABORATORY, IMPLANT AND MAXILLOFACIAL SURGERY)
20621 | 4215246414400 | CEMENTABLE ABUTMENTS GROUP 3.6-4.5 IMPLANT, STRAIGHT, ANGULATION 0 DEGREE, EMERGENCE PROFILE 4.6 MM, GINGIVA HEIGHT 1 MM, INCLUDING SCREW | DENTAL SUPPLIES (LABORATORY, IMPLANT AND MAXILLOFACIAL SURGERY)
20622 | 4215246414600 | CEMENTABLE ABUTMENTS GROUP 3.6-4.5 IMPLANT, STRAIGHT, ANGULATION 0 DEGREE, EMERGENCE PROFILE 4.6 MM, GINGIVA HEIGHT 3-4 MM, INCLUDING SCREW | DENTAL SUPPLIES (LABORATORY, IMPLANT AND MAXILLOFACIAL SURGERY)
20623 | 4215246414700 | CEMENTABLE ABUTMENTS GROUP3.6-4.5 IMPLANT, ANGULATION 15-17, EMERGENCE PROFILE 4.6 MM, GINGIVA HEIGHT 1MM, INCLUDING SCREW | DENTAL SUPPLIES (LABORATORY, IMPLANT AND MAXILLOFACIAL SURGERY)
20624 | 4215246414800 | CEMENTABLE ABUTMENTS GROUP 3.6-4.5 IMPLANT, ANGULATION 15-17, EMERGENCE PROFILE 4.6 MM, GINGIVA HEIGHT 2-2.5 MM, INCLUDING SCREW | DENTAL SUPPLIES (LABORATORY, IMPLANT AND MAXILLOFACIAL SURGERY)
20625 | 4215246414900 | CEMENTABLE ABUTMENTS GROUP 3.6-4.5 IMPLANT, ANGULATION 15-17, EMERGENCE PROFILE 4.6 MM, GINGIVA HEIGHT 3-4MM, INCLUDING SCREW | DENTAL SUPPLIES (LABORATORY, IMPLANT AND MAXILLOFACIAL SURGERY)
20626 | 4215246415000 | CEMENTABLE ABUTMENTS GROUP 3.6-4.5 IMPLANT, ANGULATION 20-30, EMERGENCE PROFILE 4.6 MM, GINGIVA HEIGHT 1MM, INCLUDING SCREW | DENTAL SUPPLIES (LABORATORY, IMPLANT AND MAXILLOFACIAL SURGERY)
20627 | 4215246415100 | CEMENTABLE ABUTMENTS GROUP 3.6-4.5 IMPLANT, ANGULATION 20-30, EMERGENCE PROFILE 4.6 MM, GINGIVA HEIGHT 2-2.5 MM, INCLUDING SCREW | DENTAL SUPPLIES (LABORATORY, IMPLANT AND MAXILLOFACIAL SURGERY)
20628 | 4215246415300 | CEMENTABLE ABUTMENTS GROUP 4.6-6.0 IMPLANT, STRAIGHT, ANGULATION 0 DEGREE, EMERGENCE PROFILE 3.5 MM, GINGIVA HEIGHT 1 MM, INCLUDING SCREW | DENTAL SUPPLIES (LABORATORY, IMPLANT AND MAXILLOFACIAL SURGERY)
20629 | 4215246415400 | CEMENTABLE ABUTMENTS GROUP 4.6-6.0 IMPLANT, STRAIGHT, ANGULATION 0 DEGREE, EMERGENCE PROFILE 3.5 MM, GINGIVA HEIGHT 2-2.5 MM, INCLUDING SCREW | DENTAL SUPPLIES (LABORATORY, IMPLANT AND MAXILLOFACIAL SURGERY)
20630 | 4215246415600 | CEMENTABLE ABUTMENTS GROUP 4.6-6.0 IMPLANT, STRAIGHT, ANGULATION 0 DEGREE, EMERGENCE PROFILE 4.6 MM, GINGIVA HEIGHT 1 MM, INCLUDING SCREW | DENTAL SUPPLIES (LABORATORY, IMPLANT AND MAXILLOFACIAL SURGERY)
20631 | 4215246415700 | CEMENTABLE ABUTMENTS GROUP 4.6-6.0 IMPLANT, STRAIGHT, ANGULATION 0 DEGREE, EMERGENCE PROFILE 4.6 MM, GINGIVA HEIGHT 2-2.5 MM, INCLUDING SCREW | DENTAL SUPPLIES (LABORATORY, IMPLANT AND MAXILLOFACIAL SURGERY)
20632 | 4215246415800 | CEMENTABLE ABUTMENTS GROUP 4.6-6.0 IMPLANT, STRAIGHT, ANGULATION 0 DEGREE, EMERGENCE PROFILE 4.6 MM, GINGIVA HEIGHT 3-4 MM, INCLUDING SCREW | DENTAL SUPPLIES (LABORATORY, IMPLANT AND MAXILLOFACIAL SURGERY)
20633 | 4215246415900 | CEMENTABLE ABUTMENTS GROUP 4.6-6.0 IMPLANT, ANGULATION 15-17, EMERGENCE PROFILE 4.6 MM, GINGIVA HEIGHT 1MM, INCLUDING SCREW | DENTAL SUPPLIES (LABORATORY, IMPLANT AND MAXILLOFACIAL SURGERY)
20634 | 4215246416000 | CEMENTABLE ABUTMENTS GROUP 4.6-6.0 IMPLANT, ANGULATION 15-17, EMERGENCE PROFILE 4.6 MM, GINGIVA HEIGHT 2-2.5 MM, INCLUDING SCREW | DENTAL SUPPLIES (LABORATORY, IMPLANT AND MAXILLOFACIAL SURGERY)
20635 | 4215246416100 | CEMENTABLE ABUTMENTS GROUP 4.6-6.0IMPLANT, ANGULATION 15-17, EMERGENCE PROFILE 4.6 MM, GINGIVA HEIGHT 3-4MM, INCLUDING SCREW | DENTAL SUPPLIES (LABORATORY, IMPLANT AND MAXILLOFACIAL SURGERY)
20636 | 4215246416300 | CASTABLE ABUTMENT INCLUDING THE SCREW, ANGLED 15-30, DIAMETER GROUP 3.0-3.5MM IMPLANT, WHERE THE ABUTMENT IS CASTABLE PLASTIC OR CAN BE CUSTOMIZED BY LABORATORY PROCEDURES | DENTAL SUPPLIES (LABORATORY, IMPLANT AND MAXILLOFACIAL SURGERY)
20637 | 4215246416400 | CASTABLE ABUTMENT INCLUDING THE SCREW, ANGLED 15-30 DEGREES, DIAMETER GROUP 3.6-4.5MM, WHERE THE ABUTMENT IS CASTABLE PLASTIC OR CAN BE CUSTOMIZED BY LABORATORY PROCEDURES | DENTAL SUPPLIES (LABORATORY, IMPLANT AND MAXILLOFACIAL SURGERY)
20638 | 4215246416500 | CASTABLE ABUTMENT INCLUDING THE SCREW, STRAIGHT, DIAMETER GROUP 3.6-4.5MM, WHERE THE ABUTMENT IS CASTABLE PLASTIC OR CAN BE CUSTOMIZED BY LABORATORY PROCEDURES | DENTAL SUPPLIES (LABORATORY, IMPLANT AND MAXILLOFACIAL SURGERY)
20639 | 4215246416600 | CASTABLE ABUTMENT INCLUDING THE SCREW, ANGLED 15-30 DEGREES, DIAMETER GROUP 4.6-6.0MM, WHERE THE ABUTMENT IS CASTABLE PLASTIC OR CAN BE CUSTOMIZED BY LABORATORY PROCEDURES | DENTAL SUPPLIES (LABORATORY, IMPLANT AND MAXILLOFACIAL SURGERY)
20640 | 4215246416700 | CASTABLE ABUTMENT INCLUDING THE SCREW, STRAIGHT, DIAMETER GROUP 4.6--6.0MM, WHERE THE ABUTMENT IS CASTABLE PLASTIC OR CAN BE CUSTOMIZED BY LABORATORY PROCEDURES | DENTAL SUPPLIES (LABORATORY, IMPLANT AND MAXILLOFACIAL SURGERY)
20641 | 4229550604200 | DENTAL IMPLANT COVER SCREW, GROUP DIAMETER 4.6 - 6.0 MM, TITANIUM OR TITANIUM ALLOY | DENTAL SUPPLIES (LABORATORY, IMPLANT AND MAXILLOFACIAL SURGERY)
20642 | 4215151300000 | DENTAL IMPLANT HEALING ABUTMENT, GROUP DIAMETER 3.0 - 3.5 MM, TITANIUM OR TITANIUM ALLOY WITH AVERAGE LENGTH 5 - 6 MM | DENTAL SUPPLIES (LABORATORY, IMPLANT AND MAXILLOFACIAL SURGERY)
20643 | 4215151300100 | DENTAL IMPLANT HEALING ABUTMENT, GROUP DIAMETER 3.6 - 4.5 MM, TITANIUM OR TITANIUM ALLOY WITH AVERAGE LENGTH 1 - 2 MM | DENTAL SUPPLIES (LABORATORY, IMPLANT AND MAXILLOFACIAL SURGERY)
20644 | 4215151300300 | DENTAL IMPLANT HEALING ABUTMENT, GROUP DIAMETER 3.6 - 4.5 MM, TITANIUM OR TITANIUM ALLOY WITH AVERAGE LENGTH 5 - 6 MM | DENTAL SUPPLIES (LABORATORY, IMPLANT AND MAXILLOFACIAL SURGERY)
20645 | 4215151300400 | DENTAL IMPLANT HEALING ABUTMENT, GROUP DIAMETER 4.6 - 6.0 MM, TITANIUM OR TITANIUM ALLOY WITH AVERAGE LENGTH 1 - 2 MM | DENTAL SUPPLIES (LABORATORY, IMPLANT AND MAXILLOFACIAL SURGERY)
20646 | 4215246416900 | DENTAL IMPLANT HEALING ABUTMENT, GROUP DIAMETER 4.6-6.0 MM, TITANIUM OR TITANIUM ALLOY WITH AVERAGE LENGTH 3-4MM | DENTAL SUPPLIES (LABORATORY, IMPLANT AND MAXILLOFACIAL SURGERY)
20647 | 4215246417000 | DENTAL IMPLANT HEALING ABUTMENT, GROUP DIAMETER 4.6-6.0 MM, TITANIUM OR TITANIUM ALLOY WITH AVERAGE LENGTH 5-6MM | DENTAL SUPPLIES (LABORATORY, IMPLANT AND MAXILLOFACIAL SURGERY)
20648 | 4215246417100 | DENTAL IMPLANT BITE REGISTRATION AID, GROUP DIAMETER 3.0-3.5 MM, LONG, HEIGHT 12 MM, PACKAGING 4 PIECES | DENTAL SUPPLIES (LABORATORY, IMPLANT AND MAXILLOFACIAL SURGERY)
20649 | 4215246417200 | DENTAL IMPLANT BITE REGISTRATION AID, GROUP DIAMETER 3.6-4.5MM, LONG, HEIGHT 12 MM, PACKAGING 4 PIECES | DENTAL SUPPLIES (LABORATORY, IMPLANT AND MAXILLOFACIAL SURGERY)
20650 | 4215246417300 | DENTAL IMPLANT BITE REGISTRATION AID, GROUP DIAMETER 4.6-6.0 MM, LONG, HEIGHT 12 MM, PACKAGING 4 PIECES | DENTAL SUPPLIES (LABORATORY, IMPLANT AND MAXILLOFACIAL SURGERY)
20651 | 4215246417400 | DENTAL IMPLANT BITE REGISTRATION AID, GROUP DIAMETER 3.0-3.5 MM, SHORT, HEIGHT 8 MM, PACKAGING 4 PIECES | DENTAL SUPPLIES (LABORATORY, IMPLANT AND MAXILLOFACIAL SURGERY)
20652 | 4215246417500 | DENTAL IMPLANT BITE REGISTRATION AID, GROUP DIAMETER 3.6-4.5MM, SHORT, HEIGHT 8 MM, PACKAGING 4 PIECES | DENTAL SUPPLIES (LABORATORY, IMPLANT AND MAXILLOFACIAL SURGERY)
20653 | 4215246417600 | DENTAL IMPLANT BITE REGISTRATION AID, GROUP DIAMETER 4.6-6.0 MM, SHORT, HEIGHT 8 MM, PACKAGING 4 PIECES | DENTAL SUPPLIES (LABORATORY, IMPLANT AND MAXILLOFACIAL SURGERY)
20654 | 4215246417700 | DENTAL IMPLANT LOCATOR ABUTMENT, GROUP DIAMETER 3.0-3.5 MM HEIGHT 2 MM | DENTAL SUPPLIES (LABORATORY, IMPLANT AND MAXILLOFACIAL SURGERY)
20655 | 4215246417800 | DENTAL IMPLANT LOCATOR ABUTMENT, GROUP DIAMETER 3.0-3.5 MM HEIGHT 3 MM | DENTAL SUPPLIES (LABORATORY, IMPLANT AND MAXILLOFACIAL SURGERY)
20656 | 4215246418200 | DENTAL IMPLANT LOCATOR ABUTMENT, GROUP DIAMETER 3.6-4.5 MM HEIGHT 2 MM | DENTAL SUPPLIES (LABORATORY, IMPLANT AND MAXILLOFACIAL SURGERY)
20657 | 4215246418300 | DENTAL IMPLANT LOCATOR ABUTMENT, GROUP DIAMETER 3.6-4.5 MM HEIGHT 3 MM | DENTAL SUPPLIES (LABORATORY, IMPLANT AND MAXILLOFACIAL SURGERY)
20658 | 4215246418400 | DENTAL IMPLANT LOCATOR ABUTMENT, GROUP DIAMETER 3.6-4.5 MM HEIGHT 4 MM | DENTAL SUPPLIES (LABORATORY, IMPLANT AND MAXILLOFACIAL SURGERY)
20659 | 4215246418500 | DENTAL IMPLANT LOCATOR ABUTMENT, GROUP DIAMETER 3.6-4.5 MM HEIGHT 5 MM | DENTAL SUPPLIES (LABORATORY, IMPLANT AND MAXILLOFACIAL SURGERY)
20660 | 4215246418600 | DENTAL IMPLANT LOCATOR ABUTMENT, GROUP DIAMETER 3.6-4.5 MM HEIGHT 6 MM | DENTAL SUPPLIES (LABORATORY, IMPLANT AND MAXILLOFACIAL SURGERY)
20661 | 4215246418700 | DENTAL IMPLANT LOCATOR ABUTMENT, GROUP DIAMETER 4.6-6.0MM HEIGHT 2 MM | DENTAL SUPPLIES (LABORATORY, IMPLANT AND MAXILLOFACIAL SURGERY)
20662 | 4215246418800 | DENTAL IMPLANT LOCATOR ABUTMENT, GROUP DIAMETER 4.6-6.0MM HEIGHT 3 MM | DENTAL SUPPLIES (LABORATORY, IMPLANT AND MAXILLOFACIAL SURGERY)
20663 | 4215246418900 | DENTAL IMPLANT LOCATOR ABUTMENT, GROUP DIAMETER 4.6-6.0MM HEIGHT 4 MM | DENTAL SUPPLIES (LABORATORY, IMPLANT AND MAXILLOFACIAL SURGERY)
20664 | 4215246419000 | DENTAL IMPLANT LOCATOR ABUTMENT, GROUP DIAMETER 4.6-6.0MM HEIGHT 5 MM | DENTAL SUPPLIES (LABORATORY, IMPLANT AND MAXILLOFACIAL SURGERY)
20665 | 4215246419100 | DENTAL IMPLANT LOCATOR ABUTMENT, GROUP DIAMETER 4.6-6.0MM HEIGHT 6 MM | DENTAL SUPPLIES (LABORATORY, IMPLANT AND MAXILLOFACIAL SURGERY)
20666 | 4215246419200 | DENTAL IMPLANT LOCATOR BAR ABUTMENT | DENTAL SUPPLIES (LABORATORY, IMPLANT AND MAXILLOFACIAL SURGERY)
20667 | 4215246419400 | DENTAL IMPLANT LOCATOR ABUTMENT, ANALOG | DENTAL SUPPLIES (LABORATORY, IMPLANT AND MAXILLOFACIAL SURGERY)
20668 | 4215246419500 | DENTAL IMPLANT LOCATOR MALE PROCESSING PACKAGE, 40 DIVERGENCE (INCLUDES: DENTURE CAP (∅ 5.5 MM, HEIGHT 2.5 MM) WITH YELLOW PROCESSING MALE, BLOCK-OUT SPACER, CLEAR REPLACEMENT MALE, PINK REPLACEMENT MALE, BLUE REPLACEMENT MALE, PACKAGING 2 PIECES) | DENTAL SUPPLIES (LABORATORY, IMPLANT AND MAXILLOFACIAL SURGERY)
20669 | 4215246419700 | TEMPORARY ABUTMENTS, GROUP DIAMETER 3.6-4.5 MM, FOR TEMPORARY RESTORATIONS, FOR BRIDGES, INCLUDING SCREW, PLASTIC OR ALUMINUM OR EQUIVALE NT CAN BE CUSTOMIZED BY LABORATORY PROCEDURES AND USED FOR CEMENTED OR SCREW RETAINED PROSTHESIS | DENTAL SUPPLIES (LABORATORY, IMPLANT AND MAXILLOFACIAL SURGERY)
20670 | 4215246419800 | TEMPORARY ABUTMENTS, GROUP DIAMETER 4.6-6.0 MM, FOR TEMPORARY RESTORATIONS, FOR BRIDGES, INCLUDING SCREW, PLASTIC OR ALUMINUM OR EQUIVALE NT CAN BE CUSTOMIZED BY LABORATORY PROCEDURES AND USED FOR CEMENTED OR SCREW RETAINED PROSTHESIS | DENTAL SUPPLIES (LABORATORY, IMPLANT AND MAXILLOFACIAL SURGERY)
20671 | 4215246420100 | TEMPORARY ABUTMENTS, GROUP DIAMETER 4.6-6.0 MM, FOR TEMPORARY RESTORATIONS, FOR CROWN, INCLUDING SCREW, PLASTIC OR ALUMINUM OR EQUIVALE NT CAN BE CUSTOMIZED BY LABORATORY PROCEDURES AND USED FOR CEMENTED OR SCREW RETAINED PROSTHESIS | DENTAL SUPPLIES (LABORATORY, IMPLANT AND MAXILLOFACIAL SURGERY)
20672 | 4215246420200 | O-RING IMPLANT OVERDENTURE ATTACHMENT KIT (O-RING IMPLANT OVERDENTURE ATTACHMENT KIT INCLUDES: ABUTMENT, METAL RETAINER RING (OPEN HOUSE) , 1 RED PROCESSING RING, 3 BLACK RINGS) | DENTAL SUPPLIES (LABORATORY, IMPLANT AND MAXILLOFACIAL SURGERY)
20673 | 4215246420300 | O-RING IMPLANT ANALOG | DENTAL SUPPLIES (LABORATORY, IMPLANT AND MAXILLOFACIAL SURGERY)
20674 | 4215150114800 | DENTAL IMPLANT, CONN, HEX LATCH DRIVER TOURQUE WRENCH 1.25 MM | DENTAL SUPPLIES (LABORATORY, IMPLANT AND MAXILLOFACIAL SURGERY)
20675 | 4215163500100 | SURGICAL ASPIRATOR TIPS KIT, SILICONE HEAD, AUTOCLAVABLE WITH SILICONE TIPS, FITS IN HIGH VOLUME SUCTION, ASPIRATOR AND TIPS | DENTAL SUPPLIES (LABORATORY, IMPLANT AND MAXILLOFACIAL SURGERY)
20676 | 4215168300000 | FACE BOW KIT WITH EAR ATTACHMENT, BITE FORK, ORBITAL POINTER AND MOUNTING PIECE | DENTAL SUPPLIES (LABORATORY, IMPLANT AND MAXILLOFACIAL SURGERY)
20677 | 4215220024400 | ZIRCONIA TRANSLUCENT WHITE DISC 98 DIAMETER SIZE 12 SHADE A1 | DENTAL SUPPLIES (LABORATORY, IMPLANT AND MAXILLOFACIAL SURGERY)
20678 | 4215246422600 | DENTAL IMPLANT, (MULTIPLE UNIT RESTORATIONS) , PREFABRICATED ABUTMENT, SCREW-RETAINED, MULTI-UNIT ABUTMENT, STRAIGHT, WITH TITANIUM BASE GROUP DIAMETER 3.6-4.5MM, HEIGHT 1-2 MM | DENTAL SUPPLIES (LABORATORY, IMPLANT AND MAXILLOFACIAL SURGERY)
20679 | 4215246422700 | DENTAL IMPLANT, (MULTIPLE UNIT RESTORATIONS) , PREFABRICATED ABUTMENT, SCREW-RETAINED, MULTI-UNIT ABUTMENT, STRAIGHT, WITH TITANIUM BASE GROUP DIAMETER 3.6-4.5MM, HEIGHT 2.5-3.5MM | DENTAL SUPPLIES (LABORATORY, IMPLANT AND MAXILLOFACIAL SURGERY)
20680 | 4215246422800 | DENTAL IMPLANT, (MULTIPLE UNIT RESTORATIONS) , PREFABRICATED ABUTMENT, SCREW-RETAINED, MULTI-UNIT ABUTMENT, STRAIGHT, WITH TITANIUM BASE GROUP DIAMETER 3.6-4.5MM, HEIGHT 4-5 MM | DENTAL SUPPLIES (LABORATORY, IMPLANT AND MAXILLOFACIAL SURGERY)
20681 | 4215246422900 | DENTAL IMPLANT, (MULTIPLE UNIT RESTORATIONS) , PREFABRICATED ABUTMENT, SCREW-RETAINED, MULTI-UNIT ABUTMENT, STRAIGHT, WITH TITANIUM BASE GROUP DIAMETER 4.6-6.0MM, HEIGHT 2.5-3.5 MM | DENTAL SUPPLIES (LABORATORY, IMPLANT AND MAXILLOFACIAL SURGERY)
20682 | 4215246423000 | DENTAL IMPLANT, (MULTIPLE UNIT RESTORATIONS) , PREFABRICATED ABUTMENT, SCREW-RETAINED, MULTI-UNIT ABUTMENT, STRAIGHT, WITH TITANIUM BASE GROUP DIAMETER 4.6-6.0MM, HEIGHT 4-5MM | DENTAL SUPPLIES (LABORATORY, IMPLANT AND MAXILLOFACIAL SURGERY)
20683 | 4215246423200 | DENTAL IMPLANT, (MULTIPLE UNIT RESTORATIONS) , PREFABRICATED ABUTMENT, SCREW-RETAINED, MULTI-UNIT ABUTMENT, 10-20 ANGULATION, WITH TITANIUM BASE GROUP DIAMETER 3.0-3.5MM, HEIGHT 2.5-3.5MM | DENTAL SUPPLIES (LABORATORY, IMPLANT AND MAXILLOFACIAL SURGERY)
20684 | 4215246423500 | DENTAL IMPLANT, (MULTIPLE UNIT RESTORATIONS) , PREFABRICATED ABUTMENT, SCREW-RETAINED, MULTI-UNIT ABUTMENT, 10-20 ANGULATION, WITH TITANIUM BASE GROUP DIAMETER 3.6-4.5MM, HEIGHT 2.5-3.5MM | DENTAL SUPPLIES (LABORATORY, IMPLANT AND MAXILLOFACIAL SURGERY)
20685 | 4215246423700 | DENTAL IMPLANT, (MULTIPLE UNIT RESTORATIONS) , PREFABRICATED ABUTMENT, SCREW-RETAINED, MULTI-UNIT ABUTMENT, 10-20 ANGULATION, WITH TITANIUM BASE GROUP DIAMETER 4.6-6.0MM, HEIGHT 2.5-3.5 MM | DENTAL SUPPLIES (LABORATORY, IMPLANT AND MAXILLOFACIAL SURGERY)
20686 | 4215246423800 | DENTAL IMPLANT, (MULTIPLE UNIT RESTORATIONS) , PREFABRICATED ABUTMENT, SCREW-RETAINED, MULTI-UNIT ABUTMENT, 10-20 ANGULATION, WITH TITANIUM BASE GROUP DIAMETER 4.6-6.0MM, HEIGHT 4-5MM | DENTAL SUPPLIES (LABORATORY, IMPLANT AND MAXILLOFACIAL SURGERY)
20687 | 4215246424000 | DENTAL IMPLANT, (MULTIPLE UNIT RESTORATIONS) , PREFABRICATED ABUTMENT, SCREW-RETAINED, MULTI-UNIT ABUTMENT, 25-35 ANGULATION, WITH TITANIUM BASE GROUP DIAMETER 3.0-3.5MM, HEIGHT 2.5-3.5MM | DENTAL SUPPLIES (LABORATORY, IMPLANT AND MAXILLOFACIAL SURGERY)
20688 | 4215246424200 | DENTAL IMPLANT, (MULTIPLE UNIT RESTORATIONS) , PREFABRICATED ABUTMENT, SCREW-RETAINED, MULTI-UNIT ABUTMENT, 25-35 ANGULATION, WITH TITANIUM BASE GROUP DIAMETER 3.6-4.5MM, HEIGHT 1-2 MM | DENTAL SUPPLIES (LABORATORY, IMPLANT AND MAXILLOFACIAL SURGERY)
20689 | 4215246424300 | DENTAL IMPLANT, (MULTIPLE UNIT RESTORATIONS) , PREFABRICATED ABUTMENT, SCREW-RETAINED, MULTI-UNIT ABUTMENT, 25-35 ANGULATION, WITH TITANIUM BASE GROUP DIAMETER 3.6-4.5MM, HEIGHT 2.5-3.5MM | DENTAL SUPPLIES (LABORATORY, IMPLANT AND MAXILLOFACIAL SURGERY)
20690 | 4215246424400 | DENTAL IMPLANT, (MULTIPLE UNIT RESTORATIONS) , PREFABRICATED ABUTMENT, SCREW-RETAINED, MULTI-UNIT ABUTMENT, 25-35 ANGULATION, WITH TITANIUM BASE GROUP DIAMETER 3.6-4.5MM, HEIGHT 4-5 MM | DENTAL SUPPLIES (LABORATORY, IMPLANT AND MAXILLOFACIAL SURGERY)
20691 | 4215246424500 | DENTAL IMPLANT, (MULTIPLE UNIT RESTORATIONS) , PREFABRICATED ABUTMENT, SCREW-RETAINED, MULTI-UNIT ABUTMENT, 25-35 ANGULATION, WITH TITANIUM BASE GROUP DIAMETER 4.6-6.0MM, HEIGHT 2.5-3.5 MM | DENTAL SUPPLIES (LABORATORY, IMPLANT AND MAXILLOFACIAL SURGERY)
20692 | 4215246424600 | DENTAL IMPLANT, (MULTIPLE UNIT RESTORATIONS) , PREFABRICATED ABUTMENT, SCREW-RETAINED, MULTI-UNIT ABUTMENT, 25-35 ANGULATION, WITH TITANIUM BASE GROUP DIAMETER 4.6-6.0MM, HEIGHT 4-5MM | DENTAL SUPPLIES (LABORATORY, IMPLANT AND MAXILLOFACIAL SURGERY)
20693 | 4215246424700 | BONE LEVEL IMPLANT, METAL CAD/CAM ABUTMENT FOR CROWN, INCLUDING SCREW AND CEMENTATION AID, DIAMETER 3.0-3.5MM, GINGIVAL HEIGHT 0.5-1.5MM | DENTAL SUPPLIES (LABORATORY, IMPLANT AND MAXILLOFACIAL SURGERY)
20694 | 4215246424800 | BONE LEVEL IMPLANT, METAL CAD/CAM ABUTMENT FOR CROWN, INCLUDING SCREW AND CEMENTATION AID, DIAMETER 3.0-3.5MM, GINGIVAL HEIGHT 1.6-2.5MM | DENTAL SUPPLIES (LABORATORY, IMPLANT AND MAXILLOFACIAL SURGERY)
20695 | 4215246424900 | BONE LEVEL IMPLANT, METAL CAD/CAM ABUTMENT FOR CROWN, INCLUDING SCREW AND CEMENTATION AID, DIAMETER 3.0-3.5MM, GINGIVAL HEIGHT 2.6-3.5MM | DENTAL SUPPLIES (LABORATORY, IMPLANT AND MAXILLOFACIAL SURGERY)
20696 | 4215246425000 | BONE LEVEL IMPLANT, METAL CAD/CAM ABUTMENT FOR CROWN, INCLUDING SCREW AND CEMENTATION AID, DIAMETER 3.6-4.5MM, GINGIVAL HEIGHT 1.6-2.5MM | DENTAL SUPPLIES (LABORATORY, IMPLANT AND MAXILLOFACIAL SURGERY)
20697 | 4215246425100 | BONE LEVEL IMPLANT, METAL CAD/CAM ABUTMENT FOR CROWN, INCLUDING SCREW AND CEMENTATION AID, DIAMETER 3.6-4.5MM, GINGIVAL HEIGHT 2.6-3.5MM | DENTAL SUPPLIES (LABORATORY, IMPLANT AND MAXILLOFACIAL SURGERY)
20698 | 4215246425200 | BONE LEVEL IMPLANT, METAL CAD/CAM ABUTMENT FOR CROWN, INCLUDING SCREW AND CEMENTATION AID, DIAMETER 4.6-6.0MM, GINGIVAL HEIGHT 0.5-1.5MM | DENTAL SUPPLIES (LABORATORY, IMPLANT AND MAXILLOFACIAL SURGERY)
20699 | 4215246425300 | BONE LEVEL IMPLANT, METAL CAD/CAM ABUTMENT FOR CROWN, INCLUDING SCREW AND CEMENTATION AID, DIAMETER 4.6-6.0MM, GINGIVAL HEIGHT 1.6-2.5MM | DENTAL SUPPLIES (LABORATORY, IMPLANT AND MAXILLOFACIAL SURGERY)
20700 | 4215246425400 | BONE LEVEL IMPLANT, METAL CAD/CAM ABUTMENT FOR CROWN, INCLUDING SCREW AND CEMENTATION AID, DIAMETER 4.6-6.0MM, GINGIVAL HEIGHT 2.6-3.5MM | DENTAL SUPPLIES (LABORATORY, IMPLANT AND MAXILLOFACIAL SURGERY)
20701 | 4215246425900 | DENTAL IMPLANT, TISSUE LEVEL BODY DIAMETER 3-3.5MM, PLATFORM DIAMETER 3.0-4.0MM, 8 MM LENGTH | DENTAL SUPPLIES (LABORATORY, IMPLANT AND MAXILLOFACIAL SURGERY)
20702 | 4215246426000 | DENTAL IMPLANT, TISSUE LEVEL BODY DIAMETER 3-3.5MM, PLATFORM DIAMETER 3.0-4.0MM, 10 MM LENGTH | DENTAL SUPPLIES (LABORATORY, IMPLANT AND MAXILLOFACIAL SURGERY)
20703 | 4215246426100 | DENTAL IMPLANT, TISSUE LEVEL BODY DIAMETER 3-3.5MM, PLATFORM DIAMETER 3.0-4.0MM, 12 MM LENGTH | DENTAL SUPPLIES (LABORATORY, IMPLANT AND MAXILLOFACIAL SURGERY)
20704 | 4215246426200 | DENTAL IMPLANT, TISSUE LEVEL BODY DIAMETER 3-3.5MM, PLATFORM DIAMETER 3.0-4.0MM, 14 MM LENGTH | DENTAL SUPPLIES (LABORATORY, IMPLANT AND MAXILLOFACIAL SURGERY)
20705 | 4215246426600 | DENTAL IMPLANT, TISSUE LEVEL BODY DIAMETER 3-3.5MM, PLATFORM DIAMETER 4.1--5.0MM, 14 MM LENGTH | DENTAL SUPPLIES (LABORATORY, IMPLANT AND MAXILLOFACIAL SURGERY)
20706 | 4215246426700 | DENTAL IMPLANT, TISSUE LEVEL BODY DIAMETER 3-3.5MM, PLATFORM DIAMETER 5.1-6.5MM, 8 MM LENGTH | DENTAL SUPPLIES (LABORATORY, IMPLANT AND MAXILLOFACIAL SURGERY)
20707 | 4215246426800 | DENTAL IMPLANT, TISSUE LEVEL BODY DIAMETER 3-3.5MM, PLATFORM DIAMETER 5.1-6.5MM, 10 MM LENGTH | DENTAL SUPPLIES (LABORATORY, IMPLANT AND MAXILLOFACIAL SURGERY)
20708 | 4215246426900 | DENTAL IMPLANT, TISSUE LEVEL BODY DIAMETER 3-3.5MM, PLATFORM DIAMETER 5.1-6.5MM, 12 MM LENGTH | DENTAL SUPPLIES (LABORATORY, IMPLANT AND MAXILLOFACIAL SURGERY)
20709 | 4215246427000 | DENTAL IMPLANT, TISSUE LEVEL BODY DIAMETER 3-3.5MM, PLATFORM DIAMETER 5.1-6.5MM, 14 MM LENGTH | DENTAL SUPPLIES (LABORATORY, IMPLANT AND MAXILLOFACIAL SURGERY)
20710 | 4215246427100 | DENTAL IMPLANT, TISSUE LEVEL BODY DIAMETER 3.6-4.5MM, PLATFORM DIAMETER 3.0-4.0MM, 8 MM LENGTH | DENTAL SUPPLIES (LABORATORY, IMPLANT AND MAXILLOFACIAL SURGERY)
20711 | 4215246427200 | DENTAL IMPLANT, TISSUE LEVEL BODY DIAMETER 3.6-4.5MM, PLATFORM DIAMETER 3.0-4.0MM, 10 MM LENGTH | DENTAL SUPPLIES (LABORATORY, IMPLANT AND MAXILLOFACIAL SURGERY)
20712 | 4215246427300 | DENTAL IMPLANT, TISSUE LEVEL BODY DIAMETER 3.6-4.5MM, PLATFORM DIAMETER 3.0-4.0MM, 12 MM LENGTH | DENTAL SUPPLIES (LABORATORY, IMPLANT AND MAXILLOFACIAL SURGERY)
20713 | 4215246427400 | DENTAL IMPLANT, TISSUE LEVEL BODY DIAMETER 3.6-4.5MM, PLATFORM DIAMETER 3.0-4.0MM, 14 MM LENGTH | DENTAL SUPPLIES (LABORATORY, IMPLANT AND MAXILLOFACIAL SURGERY)
20714 | 4215246427800 | DENTAL IMPLANT, TISSUE LEVEL BODY DIAMETER 3.6-4.5MM, PLATFORM DIAMETER 4.1--5.0MM, 14 MM LENGTH | DENTAL SUPPLIES (LABORATORY, IMPLANT AND MAXILLOFACIAL SURGERY)
20715 | 4215246427900 | DENTAL IMPLANT, TISSUE LEVEL BODY DIAMETER 3.6-4.5MM, PLATFORM DIAMETER 5.1-6.5MM, 8 MM LENGTH | DENTAL SUPPLIES (LABORATORY, IMPLANT AND MAXILLOFACIAL SURGERY)
20716 | 4215246428000 | DENTAL IMPLANT, TISSUE LEVEL BODY DIAMETER 3.6-4.5MM, PLATFORM DIAMETER 5.1-6.5MM, 10 MM LENGTH | DENTAL SUPPLIES (LABORATORY, IMPLANT AND MAXILLOFACIAL SURGERY)
20717 | 4215246428100 | DENTAL IMPLANT, TISSUE LEVEL BODY DIAMETER 3.6-4.5MM, PLATFORM DIAMETER 5.1-6.5MM, 12 MM LENGTH | DENTAL SUPPLIES (LABORATORY, IMPLANT AND MAXILLOFACIAL SURGERY)
20718 | 4215246428200 | DENTAL IMPLANT, TISSUE LEVEL BODY DIAMETER 3.6-4.5MM, PLATFORM DIAMETER 5.1-6.5MM, 14 MM LENGTH | DENTAL SUPPLIES (LABORATORY, IMPLANT AND MAXILLOFACIAL SURGERY)
20719 | 4215246428300 | DENTAL IMPLANT, TISSUE LEVEL BODY DIAMETER 4.6-6MM, PLATFORM DIAMETER 3.0-4.0MM, 8 MM LENGTH | DENTAL SUPPLIES (LABORATORY, IMPLANT AND MAXILLOFACIAL SURGERY)
20720 | 4215246428400 | DENTAL IMPLANT, TISSUE LEVEL BODY DIAMETER 4.6-6MM, PLATFORM DIAMETER 3.0-4.0MM, 10 MM LENGTH | DENTAL SUPPLIES (LABORATORY, IMPLANT AND MAXILLOFACIAL SURGERY)
20721 | 4215246428500 | DENTAL IMPLANT, TISSUE LEVEL BODY DIAMETER 4.6-6MM, PLATFORM DIAMETER 3.0-4.0MM, 12 MM LENGTH | DENTAL SUPPLIES (LABORATORY, IMPLANT AND MAXILLOFACIAL SURGERY)
20722 | 4215246428600 | DENTAL IMPLANT, TISSUE LEVEL BODY DIAMETER 4.6-6MM, PLATFORM DIAMETER 3.0-4.0MM, 14 MM LENGTH | DENTAL SUPPLIES (LABORATORY, IMPLANT AND MAXILLOFACIAL SURGERY)
20723 | 4215246428900 | DENTAL IMPLANT, TISSUE LEVEL BODY DIAMETER 4.6-6MM, PLATFORM DIAMETER 4.1--5.0MM, 12 MM LENGTH | DENTAL SUPPLIES (LABORATORY, IMPLANT AND MAXILLOFACIAL SURGERY)
20724 | 4215246429000 | DENTAL IMPLANT, TISSUE LEVEL BODY DIAMETER 4.6-6MM, PLATFORM DIAMETER 4.1--5.0MM, 14 MM LENGTH | DENTAL SUPPLIES (LABORATORY, IMPLANT AND MAXILLOFACIAL SURGERY)
20725 | 4215246429100 | DENTAL IMPLANT, TISSUE LEVEL BODY DIAMETER 4.6-6MM, PLATFORM DIAMETER 5.1-6.5MM, 8 MM LENGTH | DENTAL SUPPLIES (LABORATORY, IMPLANT AND MAXILLOFACIAL SURGERY)
20726 | 4215246429200 | DENTAL IMPLANT, TISSUE LEVEL BODY DIAMETER 4.6-6MM, PLATFORM DIAMETER 5.1-6.5MM, 10 MM LENGTH | DENTAL SUPPLIES (LABORATORY, IMPLANT AND MAXILLOFACIAL SURGERY)
20727 | 4215246429300 | DENTAL IMPLANT, TISSUE LEVEL BODY DIAMETER 4.6-6MM, PLATFORM DIAMETER 5.1-6.5MM, 12 MM LENGTH | DENTAL SUPPLIES (LABORATORY, IMPLANT AND MAXILLOFACIAL SURGERY)
20728 | 4215246429400 | DENTAL IMPLANT, TISSUE LEVEL BODY DIAMETER 4.6-6MM, PLATFORM DIAMETER 5.1-6.5MM, 14 MM LENGTH | DENTAL SUPPLIES (LABORATORY, IMPLANT AND MAXILLOFACIAL SURGERY)
20729 | 4229554510700 | BIOCOMPATIBLE POROUS SPONGIOUS BONE MINERAL BONE SUBSTITUTE GRANULES, 0.25MM-1MM/0.25-0.5CC | DENTAL SUPPLIES (LABORATORY, IMPLANT AND MAXILLOFACIAL SURGERY)
20730 | 4215169700400 | SURGICAL ASPIRATOR TIPS, AUTOCLAVABLE, SHORT BEND, FITS IN HIGH VOLUME SUCTION, DIAMETER OF OPENING 2MM | DENTAL SUPPLIES (LABORATORY, IMPLANT AND MAXILLOFACIAL SURGERY)
20731 | 4215220024500 | ZIRCONIA TRANSLUCENT WHITE DISC 98 DIAMETER SIZE 12 SHADE A2 | DENTAL SUPPLIES (LABORATORY, IMPLANT AND MAXILLOFACIAL SURGERY)
20732 | 4215220024600 | ZIRCONIA TRANSLUCENT WHITE DISC 98 DIAMETER SIZE 12 SHADE A3 | DENTAL SUPPLIES (LABORATORY, IMPLANT AND MAXILLOFACIAL SURGERY)
20733 | 4215220024700 | ZIRCONIA TRANSLUCENT WHITE DISC 98 DIAMETER SIZE 12 SHADE A4 | DENTAL SUPPLIES (LABORATORY, IMPLANT AND MAXILLOFACIAL SURGERY)
20734 | 4215220024800 | ZIRCONIA TRANSLUCENT WHITE DISC 98 DIAMETER SIZE 12 SHADE B1 | DENTAL SUPPLIES (LABORATORY, IMPLANT AND MAXILLOFACIAL SURGERY)
20735 | 4215220024900 | ZIRCONIA TRANSLUCENT WHITE DISC 98 DIAMETER SIZE 12 SHADE B2 | DENTAL SUPPLIES (LABORATORY, IMPLANT AND MAXILLOFACIAL SURGERY)
20736 | 4215220025000 | ZIRCONIA TRANSLUCENT WHITE DISC 98 DIAMETER SIZE 12 SHADE B3 | DENTAL SUPPLIES (LABORATORY, IMPLANT AND MAXILLOFACIAL SURGERY)
20737 | 4215220025100 | ZIRCONIA TRANSLUCENT WHITE DISC 98 DIAMETER SIZE 12 SHADE B4 | DENTAL SUPPLIES (LABORATORY, IMPLANT AND MAXILLOFACIAL SURGERY)
20738 | 4215220025200 | ZIRCONIA TRANSLUCENT WHITE DISC 98 DIAMETER SIZE 12 SHADE BL1 | DENTAL SUPPLIES (LABORATORY, IMPLANT AND MAXILLOFACIAL SURGERY)
20739 | 4215220025400 | ZIRCONIA TRANSLUCENT WHITE DISC 98 DIAMETER SIZE 12 SHADE BL3 | DENTAL SUPPLIES (LABORATORY, IMPLANT AND MAXILLOFACIAL SURGERY)
20740 | 4215220025600 | ZIRCONIA TRANSLUCENT WHITE DISC 98 DIAMETER SIZE 12 SHADE C1 | DENTAL SUPPLIES (LABORATORY, IMPLANT AND MAXILLOFACIAL SURGERY)
20741 | 4215220025700 | ZIRCONIA TRANSLUCENT WHITE DISC 98 DIAMETER SIZE 12 SHADE C2 | DENTAL SUPPLIES (LABORATORY, IMPLANT AND MAXILLOFACIAL SURGERY)
20742 | 4215220025800 | ZIRCONIA TRANSLUCENT WHITE DISC 98 DIAMETER SIZE 12 SHADE C3 | DENTAL SUPPLIES (LABORATORY, IMPLANT AND MAXILLOFACIAL SURGERY)
20743 | 4215220025900 | ZIRCONIA TRANSLUCENT WHITE DISC 98 DIAMETER SIZE 12 SHADE C4 | DENTAL SUPPLIES (LABORATORY, IMPLANT AND MAXILLOFACIAL SURGERY)
20744 | 4215220026000 | ZIRCONIA TRANSLUCENT WHITE DISC 98 DIAMETER SIZE 12 SHADE D2 | DENTAL SUPPLIES (LABORATORY, IMPLANT AND MAXILLOFACIAL SURGERY)
20745 | 4215220026100 | ZIRCONIA TRANSLUCENT WHITE DISC 98 DIAMETER SIZE 12 SHADE D3 | DENTAL SUPPLIES (LABORATORY, IMPLANT AND MAXILLOFACIAL SURGERY)
20746 | 4215220026200 | ZIRCONIA TRANSLUCENT WHITE DISC 98 DIAMETER SIZE 12 SHADE D4 | DENTAL SUPPLIES (LABORATORY, IMPLANT AND MAXILLOFACIAL SURGERY)
20747 | 4215220026300 | ZIRCONIA TRANSLUCENT WHITE DISC 98 DIAMETER SIZE 14 SHADE A1 | DENTAL SUPPLIES (LABORATORY, IMPLANT AND MAXILLOFACIAL SURGERY)
20748 | 4215220026500 | ZIRCONIA TRANSLUCENT WHITE DISC 98 DIAMETER SIZE 14 SHADE A3 | DENTAL SUPPLIES (LABORATORY, IMPLANT AND MAXILLOFACIAL SURGERY)
20749 | 4215290800000 | SURGICAL DRILL BIT FOR THE TRANS BUCCAL APPROACH 1.1X105X20MM | DENTAL SUPPLIES (LABORATORY, IMPLANT AND MAXILLOFACIAL SURGERY)
20750 | 4215220026600 | ZIRCONIA TRANSLUCENT WHITE DISC 98 DIAMETER SIZE 14 SHADE A4 | DENTAL SUPPLIES (LABORATORY, IMPLANT AND MAXILLOFACIAL SURGERY)
20751 | 4215220026700 | ZIRCONIA TRANSLUCENT WHITE DISC 98 DIAMETER SIZE 14 SHADE B1 | DENTAL SUPPLIES (LABORATORY, IMPLANT AND MAXILLOFACIAL SURGERY)
20752 | 4215220026800 | ZIRCONIA TRANSLUCENT WHITE DISC 98 DIAMETER SIZE 14 SHADE B2 | DENTAL SUPPLIES (LABORATORY, IMPLANT AND MAXILLOFACIAL SURGERY)
20753 | 4215220026900 | ZIRCONIA TRANSLUCENT WHITE DISC 98 DIAMETER SIZE 14 SHADE B3 | DENTAL SUPPLIES (LABORATORY, IMPLANT AND MAXILLOFACIAL SURGERY)
20754 | 4215220027000 | ZIRCONIA TRANSLUCENT WHITE DISC 98 DIAMETER SIZE 14 SHADE B4 | DENTAL SUPPLIES (LABORATORY, IMPLANT AND MAXILLOFACIAL SURGERY)
20755 | 4215220027100 | ZIRCONIA TRANSLUCENT WHITE DISC 98 DIAMETER SIZE 14 SHADE BL1 | DENTAL SUPPLIES (LABORATORY, IMPLANT AND MAXILLOFACIAL SURGERY)
20756 | 4215220027300 | ZIRCONIA TRANSLUCENT WHITE DISC 98 DIAMETER SIZE 14 SHADE BL3 | DENTAL SUPPLIES (LABORATORY, IMPLANT AND MAXILLOFACIAL SURGERY)
20757 | 4215220027500 | ZIRCONIA TRANSLUCENT WHITE DISC 98 DIAMETER SIZE 14 SHADE C1 | DENTAL SUPPLIES (LABORATORY, IMPLANT AND MAXILLOFACIAL SURGERY)
20758 | 4215220027600 | ZIRCONIA TRANSLUCENT WHITE DISC 98 DIAMETER SIZE 14 SHADE C2 | DENTAL SUPPLIES (LABORATORY, IMPLANT AND MAXILLOFACIAL SURGERY)
20759 | 4215220027700 | ZIRCONIA TRANSLUCENT WHITE DISC 98 DIAMETER SIZE 14 SHADE C3 | DENTAL SUPPLIES (LABORATORY, IMPLANT AND MAXILLOFACIAL SURGERY)
20760 | 4215220027800 | ZIRCONIA TRANSLUCENT WHITE DISC 98 DIAMETER SIZE 14 SHADE C4 | DENTAL SUPPLIES (LABORATORY, IMPLANT AND MAXILLOFACIAL SURGERY)
20761 | 4215220027900 | ZIRCONIA TRANSLUCENT WHITE DISC 98 DIAMETER SIZE 14 SHADE D2 | DENTAL SUPPLIES (LABORATORY, IMPLANT AND MAXILLOFACIAL SURGERY)
20762 | 4215220028000 | ZIRCONIA TRANSLUCENT WHITE DISC 98 DIAMETER SIZE 14 SHADE D3 | DENTAL SUPPLIES (LABORATORY, IMPLANT AND MAXILLOFACIAL SURGERY)
20763 | 4215220028100 | ZIRCONIA TRANSLUCENT WHITE DISC 98 DIAMETER SIZE 14 SHADE D4 | DENTAL SUPPLIES (LABORATORY, IMPLANT AND MAXILLOFACIAL SURGERY)
20764 | 4215220028200 | ZIRCONIA TRANSLUCENT WHITE DISC 98 DIAMETER SIZE 16 SHADE A1 | DENTAL SUPPLIES (LABORATORY, IMPLANT AND MAXILLOFACIAL SURGERY)
20765 | 4215220028400 | ZIRCONIA TRANSLUCENT WHITE DISC 98 DIAMETER SIZE 16 SHADE A3 | DENTAL SUPPLIES (LABORATORY, IMPLANT AND MAXILLOFACIAL SURGERY)
20766 | 4215169700700 | CONE SOCKET PLAIN MOUTH MIRROR NO 2 DIAMETER 5/8 INCH | DENTAL SUPPLIES (LABORATORY, IMPLANT AND MAXILLOFACIAL SURGERY)
20767 | 4229550637000 | MINI DRILL BIT 1.5X105MM WITH 5MM STOP | DENTAL SUPPLIES (LABORATORY, IMPLANT AND MAXILLOFACIAL SURGERY)
20768 | 4215220028500 | ZIRCONIA TRANSLUCENT WHITE DISC 98 DIAMETER SIZE 16 SHADE A4 | DENTAL SUPPLIES (LABORATORY, IMPLANT AND MAXILLOFACIAL SURGERY)
20769 | 4215220028600 | ZIRCONIA TRANSLUCENT WHITE DISC 98 DIAMETER SIZE 16 SHADE B1 | DENTAL SUPPLIES (LABORATORY, IMPLANT AND MAXILLOFACIAL SURGERY)
20770 | 4215220028700 | ZIRCONIA TRANSLUCENT WHITE DISC 98 DIAMETER SIZE 16 SHADE B2 | DENTAL SUPPLIES (LABORATORY, IMPLANT AND MAXILLOFACIAL SURGERY)
20771 | 4215220028800 | ZIRCONIA TRANSLUCENT WHITE DISC 98 DIAMETER SIZE 16 SHADE B3 | DENTAL SUPPLIES (LABORATORY, IMPLANT AND MAXILLOFACIAL SURGERY)
20772 | 4215220028900 | ZIRCONIA TRANSLUCENT WHITE DISC 98 DIAMETER SIZE 16 SHADE B4 | DENTAL SUPPLIES (LABORATORY, IMPLANT AND MAXILLOFACIAL SURGERY)
20773 | 4215220029000 | ZIRCONIA TRANSLUCENT WHITE DISC 98 DIAMETER SIZE 16 SHADE BL1 | DENTAL SUPPLIES (LABORATORY, IMPLANT AND MAXILLOFACIAL SURGERY)
20774 | 4215220029200 | ZIRCONIA TRANSLUCENT WHITE DISC 98 DIAMETER SIZE 16 SHADE BL3 | DENTAL SUPPLIES (LABORATORY, IMPLANT AND MAXILLOFACIAL SURGERY)
20775 | 4215220029400 | ZIRCONIA TRANSLUCENT WHITE DISC 98 DIAMETER SIZE 16 SHADE C1 | DENTAL SUPPLIES (LABORATORY, IMPLANT AND MAXILLOFACIAL SURGERY)
20776 | 4215220029500 | ZIRCONIA TRANSLUCENT WHITE DISC 98 DIAMETER SIZE 16 SHADE C2 | DENTAL SUPPLIES (LABORATORY, IMPLANT AND MAXILLOFACIAL SURGERY)
20777 | 4215220029600 | ZIRCONIA TRANSLUCENT WHITE DISC 98 DIAMETER SIZE 16 SHADE C3 | DENTAL SUPPLIES (LABORATORY, IMPLANT AND MAXILLOFACIAL SURGERY)
20778 | 4215220029700 | ZIRCONIA TRANSLUCENT WHITE DISC 98 DIAMETER SIZE 16 SHADE C4 | DENTAL SUPPLIES (LABORATORY, IMPLANT AND MAXILLOFACIAL SURGERY)
20779 | 4215220029800 | ZIRCONIA TRANSLUCENT WHITE DISC 98 DIAMETER SIZE 16 SHADE D2 | DENTAL SUPPLIES (LABORATORY, IMPLANT AND MAXILLOFACIAL SURGERY)
20780 | 4215220029900 | ZIRCONIA TRANSLUCENT WHITE DISC 98 DIAMETER SIZE 16 SHADE D3 | DENTAL SUPPLIES (LABORATORY, IMPLANT AND MAXILLOFACIAL SURGERY)
20781 | 4215220030000 | ZIRCONIA TRANSLUCENT WHITE DISC 98 DIAMETER SIZE 16 SHADE D4 | DENTAL SUPPLIES (LABORATORY, IMPLANT AND MAXILLOFACIAL SURGERY)
20782 | 4229680600200 | ORTHODONTIC PLATES PROFILE 0.6MM, CLOVERLEAF | DENTAL SUPPLIES (LABORATORY, IMPLANT AND MAXILLOFACIAL SURGERY)
20783 | 4229680600300 | ORTHODONTIC PLATES PROFILE 0.6MM STRAIGHT | DENTAL SUPPLIES (LABORATORY, IMPLANT AND MAXILLOFACIAL SURGERY)
20784 | 4229680600400 | ORTHODONTIC PLATES PROFILE 1.00MM, CLOVERLEAF | DENTAL SUPPLIES (LABORATORY, IMPLANT AND MAXILLOFACIAL SURGERY)
20785 | 4229680600500 | ORTHODONTIC PLATES PROFILE 1.00MM, STRAIGHT | DENTAL SUPPLIES (LABORATORY, IMPLANT AND MAXILLOFACIAL SURGERY)
20786 | 4215220030100 | ZIRCONIA TRANSLUCENT WHITE DISC 98 DIAMETER SIZE 18 SHADE A1 | DENTAL SUPPLIES (LABORATORY, IMPLANT AND MAXILLOFACIAL SURGERY)
20787 | 4215220030300 | ZIRCONIA TRANSLUCENT WHITE DISC 98 DIAMETER SIZE 18 SHADE A3 | DENTAL SUPPLIES (LABORATORY, IMPLANT AND MAXILLOFACIAL SURGERY)
20788 | 4215220030400 | ZIRCONIA TRANSLUCENT WHITE DISC 98 DIAMETER SIZE 18 SHADE A4 | DENTAL SUPPLIES (LABORATORY, IMPLANT AND MAXILLOFACIAL SURGERY)
20789 | 4231220187000 | SUTURE SILK 3-0, REVERSE CUTTING 3/8, 22-24 NEEDLE, STERILE | DENTAL SUPPLIES (LABORATORY, IMPLANT AND MAXILLOFACIAL SURGERY)
20790 | 4231220187100 | SUTURE SILK 4-0, REVERSE CUTTING 3/8, 22-24 NEEDLE, STERILE | DENTAL SUPPLIES (LABORATORY, IMPLANT AND MAXILLOFACIAL SURGERY)
20791 | 4231220187200 | SUTURE POLYPROPYLENE 3.0, BLUE MONOFILAMENT, STERILE | DENTAL SUPPLIES (LABORATORY, IMPLANT AND MAXILLOFACIAL SURGERY)
20792 | 4231220187300 | SUTURE POLYPROPYLENE 4.0, BLUE MONOFILAMENT, STERILE | DENTAL SUPPLIES (LABORATORY, IMPLANT AND MAXILLOFACIAL SURGERY)
20793 | 4231220187400 | SUTURE POLYPROPYLENE 5.0, BLUE MONOFILAMENT, STERILE | DENTAL SUPPLIES (LABORATORY, IMPLANT AND MAXILLOFACIAL SURGERY)
20794 | 4231220187500 | POLYTETRAFLUOROETHYLENE (PTFE) SUTURE 6-0, NON ABSORBABLE MONOFILAMENT, 3/8 CARDIAC 13MM, CV-6 TAPER DOUBLE ARMED 76CM, STERILE | DENTAL SUPPLIES (LABORATORY, IMPLANT AND MAXILLOFACIAL SURGERY)
20795 | 4231220187600 | POLYTETRAFLUOROETHYLENE (PTFE) SUTURE 5-0, NON ABSORBABLE MONOFILAMENT, 3/8 CARDIAC 13MM, CV-5 TAPER DOUBLE ARMED 91CM, STERILE | DENTAL SUPPLIES (LABORATORY, IMPLANT AND MAXILLOFACIAL SURGERY)
20796 | 4215220030500 | ZIRCONIA TRANSLUCENT WHITE DISC 98 DIAMETER SIZE 18 SHADE B1 | DENTAL SUPPLIES (LABORATORY, IMPLANT AND MAXILLOFACIAL SURGERY)
20797 | 4215220030600 | ZIRCONIA TRANSLUCENT WHITE DISC 98 DIAMETER SIZE 18 SHADE B2 | DENTAL SUPPLIES (LABORATORY, IMPLANT AND MAXILLOFACIAL SURGERY)
20798 | 4215220030700 | ZIRCONIA TRANSLUCENT WHITE DISC 98 DIAMETER SIZE 18 SHADE B3 | DENTAL SUPPLIES (LABORATORY, IMPLANT AND MAXILLOFACIAL SURGERY)
20799 | 4215220030800 | ZIRCONIA TRANSLUCENT WHITE DISC 98 DIAMETER SIZE 18 SHADE B4 | DENTAL SUPPLIES (LABORATORY, IMPLANT AND MAXILLOFACIAL SURGERY)
20800 | 4215220030900 | ZIRCONIA TRANSLUCENT WHITE DISC 98 DIAMETER SIZE 18 SHADE BL1 | DENTAL SUPPLIES (LABORATORY, IMPLANT AND MAXILLOFACIAL SURGERY)
20801 | 4215220031100 | ZIRCONIA TRANSLUCENT WHITE DISC 98 DIAMETER SIZE 18 SHADE BL3 | DENTAL SUPPLIES (LABORATORY, IMPLANT AND MAXILLOFACIAL SURGERY)
20802 | 4215220031300 | ZIRCONIA TRANSLUCENT WHITE DISC 98 DIAMETER SIZE 18 SHADE C1 | DENTAL SUPPLIES (LABORATORY, IMPLANT AND MAXILLOFACIAL SURGERY)
20803 | 4215220031400 | ZIRCONIA TRANSLUCENT WHITE DISC 98 DIAMETER SIZE 18 SHADE C2 | DENTAL SUPPLIES (LABORATORY, IMPLANT AND MAXILLOFACIAL SURGERY)
20804 | 4215220031500 | ZIRCONIA TRANSLUCENT WHITE DISC 98 DIAMETER SIZE 18 SHADE C3 | DENTAL SUPPLIES (LABORATORY, IMPLANT AND MAXILLOFACIAL SURGERY)
20805 | 4215220031600 | ZIRCONIA TRANSLUCENT WHITE DISC 98 DIAMETER SIZE 18 SHADE C4 | DENTAL SUPPLIES (LABORATORY, IMPLANT AND MAXILLOFACIAL SURGERY)
20806 | 4215220031700 | ZIRCONIA TRANSLUCENT WHITE DISC 98 DIAMETER SIZE 18 SHADE D2 | DENTAL SUPPLIES (LABORATORY, IMPLANT AND MAXILLOFACIAL SURGERY)
20807 | 4215300502100 | FEP MEMBRANE SHEET FOR DLP, SLA AND LCD PHOTO RESIN 3D PRINTER - COMBATABLE WITH CENTER MACHINE | DENTAL SUPPLIES (LABORATORY, IMPLANT AND MAXILLOFACIAL SURGERY)
20808 | 4215220031800 | ZIRCONIA TRANSLUCENT WHITE DISC 98 DIAMETER SIZE 18 SHADE D3 | DENTAL SUPPLIES (LABORATORY, IMPLANT AND MAXILLOFACIAL SURGERY)
20809 | 4215220031900 | ZIRCONIA TRANSLUCENT WHITE DISC 98 DIAMETER SIZE 18 SHADE D4 | DENTAL SUPPLIES (LABORATORY, IMPLANT AND MAXILLOFACIAL SURGERY)
20810 | 4215241531100 | PORCELAIN TRANSLUCENT POWDER, SHADE T7 | DENTAL SUPPLIES (LABORATORY, IMPLANT AND MAXILLOFACIAL SURGERY)
20811 | 4215220032000 | ZIRCONIA TRANSLUCENT WHITE DISC 98 DIAMETER SIZE 20 SHADE A1 | DENTAL SUPPLIES (LABORATORY, IMPLANT AND MAXILLOFACIAL SURGERY)
20812 | 4215220032100 | ZIRCONIA TRANSLUCENT WHITE DISC 98 DIAMETER SIZE 20 SHADE A2 | DENTAL SUPPLIES (LABORATORY, IMPLANT AND MAXILLOFACIAL SURGERY)
20813 | 4215220032200 | ZIRCONIA TRANSLUCENT WHITE DISC 98 DIAMETER SIZE 20 SHADE A3 | DENTAL SUPPLIES (LABORATORY, IMPLANT AND MAXILLOFACIAL SURGERY)
20814 | 4215220032300 | ZIRCONIA TRANSLUCENT WHITE DISC 98 DIAMETER SIZE 20 SHADE A4 | DENTAL SUPPLIES (LABORATORY, IMPLANT AND MAXILLOFACIAL SURGERY)
20815 | 4215220032400 | ZIRCONIA TRANSLUCENT WHITE DISC 98 DIAMETER SIZE 20 SHADE B1 | DENTAL SUPPLIES (LABORATORY, IMPLANT AND MAXILLOFACIAL SURGERY)
20816 | 4215220032500 | ZIRCONIA TRANSLUCENT WHITE DISC 98 DIAMETER SIZE 20 SHADE B2 | DENTAL SUPPLIES (LABORATORY, IMPLANT AND MAXILLOFACIAL SURGERY)
20817 | 4215220032600 | ZIRCONIA TRANSLUCENT WHITE DISC 98 DIAMETER SIZE 20 SHADE B3 | DENTAL SUPPLIES (LABORATORY, IMPLANT AND MAXILLOFACIAL SURGERY)
20818 | 4215220032700 | ZIRCONIA TRANSLUCENT WHITE DISC 98 DIAMETER SIZE 20 SHADE B4 | DENTAL SUPPLIES (LABORATORY, IMPLANT AND MAXILLOFACIAL SURGERY)
20819 | 4215220032800 | ZIRCONIA TRANSLUCENT WHITE DISC 98 DIAMETER SIZE 20 SHADE BL1 | DENTAL SUPPLIES (LABORATORY, IMPLANT AND MAXILLOFACIAL SURGERY)
20820 | 4215220033000 | ZIRCONIA TRANSLUCENT WHITE DISC 98 DIAMETER SIZE 20 SHADE BL3 | DENTAL SUPPLIES (LABORATORY, IMPLANT AND MAXILLOFACIAL SURGERY)
20821 | 4215220033200 | ZIRCONIA TRANSLUCENT WHITE DISC 98 DIAMETER SIZE 20 SHADE C1 | DENTAL SUPPLIES (LABORATORY, IMPLANT AND MAXILLOFACIAL SURGERY)
20822 | 4215220033300 | ZIRCONIA TRANSLUCENT WHITE DISC 98 DIAMETER SIZE 20 SHADE C2 | DENTAL SUPPLIES (LABORATORY, IMPLANT AND MAXILLOFACIAL SURGERY)
20823 | 4215220033400 | ZIRCONIA TRANSLUCENT WHITE DISC 98 DIAMETER SIZE 20 SHADE C3 | DENTAL SUPPLIES (LABORATORY, IMPLANT AND MAXILLOFACIAL SURGERY)
20824 | 4215220033500 | ZIRCONIA TRANSLUCENT WHITE DISC 98 DIAMETER SIZE 20 SHADE C4 | DENTAL SUPPLIES (LABORATORY, IMPLANT AND MAXILLOFACIAL SURGERY)
20825 | 4215220033600 | ZIRCONIA TRANSLUCENT WHITE DISC 98 DIAMETER SIZE 20 SHADE D2 | DENTAL SUPPLIES (LABORATORY, IMPLANT AND MAXILLOFACIAL SURGERY)
20826 | 4215220033700 | ZIRCONIA TRANSLUCENT WHITE DISC 98 DIAMETER SIZE 20 SHADE D3 | DENTAL SUPPLIES (LABORATORY, IMPLANT AND MAXILLOFACIAL SURGERY)
20827 | 4215220033800 | ZIRCONIA TRANSLUCENT WHITE DISC 98 DIAMETER SIZE 20 SHADE D4 | DENTAL SUPPLIES (LABORATORY, IMPLANT AND MAXILLOFACIAL SURGERY)
20828 | 4215248401200 | TEETH DENTURE MOULD A9 SHADE B 4 ANTERIOR LOWER OR EQUIVALENT | DENTAL SUPPLIES (LABORATORY, IMPLANT AND MAXILLOFACIAL SURGERY)
20829 | 4215248401300 | TEETH DENTURE MOULD A10 SHADE 530 ANTERIOR LOWER OR EQUIVALENT | DENTAL SUPPLIES (LABORATORY, IMPLANT AND MAXILLOFACIAL SURGERY)
20830 | 4215248401400 | TEETH DENTURE MOULD A11 SHADE 4 B/ 430 ANTERIOR UPPER OR EQUIVALENT | DENTAL SUPPLIES (LABORATORY, IMPLANT AND MAXILLOFACIAL SURGERY)
20831 | 4215248401500 | TEETH DENTURE MOULD A13 SHADE 320 ANTERIOR UPPER OR EQUIVALENT | DENTAL SUPPLIES (LABORATORY, IMPLANT AND MAXILLOFACIAL SURGERY)
20832 | 4215248401600 | TEETH DENTURE MOULD A14 SHADE 110 ANTERIOR UPPER OR EQUIVALENT | DENTAL SUPPLIES (LABORATORY, IMPLANT AND MAXILLOFACIAL SURGERY)
20833 | 4215248401700 | TEETH DENTURE MOULD A14 SHADE 130 ANTERIOR UPPER OR EQUIVALENT | DENTAL SUPPLIES (LABORATORY, IMPLANT AND MAXILLOFACIAL SURGERY)
20834 | 4215248401800 | TEETH DENTURE MOULD A14 SHADE 2 B/ 210 ANTERIOR UPPER OR EQUIVALENT | DENTAL SUPPLIES (LABORATORY, IMPLANT AND MAXILLOFACIAL SURGERY)
20835 | 4215248401900 | TEETH DENTURE MOULD A14 SHADE 3 A/ 310 ANTERIOR UPPER OR EQUIVALENT | DENTAL SUPPLIES (LABORATORY, IMPLANT AND MAXILLOFACIAL SURGERY)
20836 | 4215248402000 | TEETH DENTURE MOULD A14 SHADE 430 ANTERIOR LOWER OR EQUIVALENT | DENTAL SUPPLIES (LABORATORY, IMPLANT AND MAXILLOFACIAL SURGERY)
20837 | 4215248402100 | TEETH DENTURE MOULD A14 SHADE 430 ANTERIOR UPPER OR EQUIVALENT | DENTAL SUPPLIES (LABORATORY, IMPLANT AND MAXILLOFACIAL SURGERY)
20838 | 4215248402200 | TEETH DENTURE MOULD A14 SHADE 510 ANTERIOR UPPER OR EQUIVALENT | DENTAL SUPPLIES (LABORATORY, IMPLANT AND MAXILLOFACIAL SURGERY)
20839 | 4215248402300 | TEETH DENTURE MOULD A14 SHADE 520 ANTERIOR UPPER OR EQUIVALENT | DENTAL SUPPLIES (LABORATORY, IMPLANT AND MAXILLOFACIAL SURGERY)
20840 | 4215248402400 | TEETH DENTURE MOULD A17 SHADE 110 ANTERIOR UPPER OR EQUIVALENT | DENTAL SUPPLIES (LABORATORY, IMPLANT AND MAXILLOFACIAL SURGERY)
20841 | 4215248402500 | TEETH DENTURE MOULD A17 SHADE 140 ANTERIOR UPPER OR EQUIVALENT | DENTAL SUPPLIES (LABORATORY, IMPLANT AND MAXILLOFACIAL SURGERY)
20842 | 4215248402600 | TEETH DENTURE MOULD A17 SHADE 210 ANTERIOR UPPER OR EQUIVALENT | DENTAL SUPPLIES (LABORATORY, IMPLANT AND MAXILLOFACIAL SURGERY)
20843 | 4215248402700 | TEETH DENTURE MOULD A17 SHADE 310 ANTERIOR UPPER OR EQUIVALENT | DENTAL SUPPLIES (LABORATORY, IMPLANT AND MAXILLOFACIAL SURGERY)
20844 | 4215248402800 | TEETH DENTURE MOULD A17 SHADE 340 ANTERIOR UPPER OR EQUIVALENT | DENTAL SUPPLIES (LABORATORY, IMPLANT AND MAXILLOFACIAL SURGERY)
20845 | 4215248402900 | TEETH DENTURE MOULD A17 SHADE 430 ANTERIOR UPPER OR EQUIVALENT | DENTAL SUPPLIES (LABORATORY, IMPLANT AND MAXILLOFACIAL SURGERY)
20846 | 4215248403000 | TEETH DENTURE MOULD A17 SHADE 4 B/ 430 ANTERIOR UPPER OR EQUIVALENT | DENTAL SUPPLIES (LABORATORY, IMPLANT AND MAXILLOFACIAL SURGERY)
20847 | 4215248403100 | TEETH DENTURE MOULD A17 SHADE 520 ANTERIOR UPPER OR EQUIVALENT | DENTAL SUPPLIES (LABORATORY, IMPLANT AND MAXILLOFACIAL SURGERY)
20848 | 4215248403200 | TEETH DENTURE MOULD A21 SHADE 520 ANTERIOR UPPER OR EQUIVALENT | DENTAL SUPPLIES (LABORATORY, IMPLANT AND MAXILLOFACIAL SURGERY)
20849 | 4215248403300 | TEETH DENTURE MOULD A22 SHADE 110 ANTERIOR UPPER OR EQUIVALENT | DENTAL SUPPLIES (LABORATORY, IMPLANT AND MAXILLOFACIAL SURGERY)
20850 | 4215248403400 | TEETH DENTURE MOULD A22 SHADE 1 C/ 140 ANTERIOR UPPER OR EQUIVALENT | DENTAL SUPPLIES (LABORATORY, IMPLANT AND MAXILLOFACIAL SURGERY)
20851 | 4215248403500 | TEETH DENTURE MOULD A22 SHADE 310 ANTERIOR UPPER OR EQUIVALENT | DENTAL SUPPLIES (LABORATORY, IMPLANT AND MAXILLOFACIAL SURGERY)
20852 | 4215248403600 | TEETH DENTURE MOULD A22 SHADE 430 ANTERIOR UPPER OR EQUIVALENT | DENTAL SUPPLIES (LABORATORY, IMPLANT AND MAXILLOFACIAL SURGERY)
20853 | 4215248403700 | TEETH DENTURE MOULD A22 SHADE 4 B/ 430 ANTERIOR UPPER OR EQUIVALENT | DENTAL SUPPLIES (LABORATORY, IMPLANT AND MAXILLOFACIAL SURGERY)
20854 | 4215248403800 | TEETH DENTURE MOULD A22 SHADE 520 ANTERIOR UPPER OR EQUIVALENT | DENTAL SUPPLIES (LABORATORY, IMPLANT AND MAXILLOFACIAL SURGERY)
20855 | 4215248403900 | TEETH DENTURE MOULD A22 SHADE 5 E/ 320 ANTERIOR UPPER OR EQUIVALENT | DENTAL SUPPLIES (LABORATORY, IMPLANT AND MAXILLOFACIAL SURGERY)
20856 | 4215248404000 | TEETH DENTURE MOULD A25 SHADE 140 ANTERIOR UPPER OR EQUIVALENT | DENTAL SUPPLIES (LABORATORY, IMPLANT AND MAXILLOFACIAL SURGERY)
20857 | 4215248404100 | TEETH DENTURE MOULD A25 SHADE 340 ANTERIOR UPPER OR EQUIVALENT | DENTAL SUPPLIES (LABORATORY, IMPLANT AND MAXILLOFACIAL SURGERY)
20858 | 4215248404200 | TEETH DENTURE MOULD A25 SHADE 3 E/ 340 ANTERIOR UPPER OR EQUIVALENT | DENTAL SUPPLIES (LABORATORY, IMPLANT AND MAXILLOFACIAL SURGERY)
20859 | 4215248404300 | TEETH DENTURE MOULD A26 SHADE 320 ANTERIOR UPPER OR EQUIVALENT | DENTAL SUPPLIES (LABORATORY, IMPLANT AND MAXILLOFACIAL SURGERY)
20860 | 4215248404400 | TEETH DENTURE MOULD A31 SHADE 110 ANTERIOR UPPER OR EQUIVALENT | DENTAL SUPPLIES (LABORATORY, IMPLANT AND MAXILLOFACIAL SURGERY)
20861 | 4215248404500 | TEETH DENTURE MOULD A31 SHADE 130 ANTERIOR UPPER OR EQUIVALENT | DENTAL SUPPLIES (LABORATORY, IMPLANT AND MAXILLOFACIAL SURGERY)
20862 | 4215248404600 | TEETH DENTURE MOULD A31 SHADE 1 A/ 120 ANTERIOR UPPER OR EQUIVALENT | DENTAL SUPPLIES (LABORATORY, IMPLANT AND MAXILLOFACIAL SURGERY)
20863 | 4215248404700 | TEETH DENTURE MOULD A31 SHADE 3 A/ 310 ANTERIOR UPPER OR EQUIVALENT | DENTAL SUPPLIES (LABORATORY, IMPLANT AND MAXILLOFACIAL SURGERY)
20864 | 4215248404800 | TEETH DENTURE MOULD A32 SHADE 320 ANTERIOR UPPER OR EQUIVALENT | DENTAL SUPPLIES (LABORATORY, IMPLANT AND MAXILLOFACIAL SURGERY)
20865 | 4215248404900 | TEETH DENTURE MOULD A34 SHADE 110 ANTERIOR UPPER OR EQUIVALENT | DENTAL SUPPLIES (LABORATORY, IMPLANT AND MAXILLOFACIAL SURGERY)
20866 | 4215248405000 | TEETH DENTURE MOULD A34 SHADE 130 ANTERIOR UPPER OR EQUIVALENT | DENTAL SUPPLIES (LABORATORY, IMPLANT AND MAXILLOFACIAL SURGERY)
20867 | 4215248405100 | TEETH DENTURE MOULD A34 SHADE 1 C/ 140 ANTERIOR UPPER OR EQUIVALENT | DENTAL SUPPLIES (LABORATORY, IMPLANT AND MAXILLOFACIAL SURGERY)
20868 | 4215248405200 | TEETH DENTURE MOULD A34 SHADE 1 D ANTERIOR UPPER SET OR EQUIVALENT | DENTAL SUPPLIES (LABORATORY, IMPLANT AND MAXILLOFACIAL SURGERY)
20869 | 4215248405300 | TEETH DENTURE MOULD A34 SHADE 210 ANTERIOR UPPER OR EQUIVALENT | DENTAL SUPPLIES (LABORATORY, IMPLANT AND MAXILLOFACIAL SURGERY)
20870 | 4215248405400 | TEETH DENTURE MOULD A34 SHADE 2 C ANTERIOR UPPER SET OR EQUIVALENT | DENTAL SUPPLIES (LABORATORY, IMPLANT AND MAXILLOFACIAL SURGERY)
20871 | 4215248405500 | TEETH DENTURE MOULD A34 SHADE 340 ANTERIOR UPPER OR EQUIVALENT | DENTAL SUPPLIES (LABORATORY, IMPLANT AND MAXILLOFACIAL SURGERY)
20872 | 4215248405600 | TEETH DENTURE MOULD A34 SHADE 430 ANTERIOR UPPER OR EQUIVALENT | DENTAL SUPPLIES (LABORATORY, IMPLANT AND MAXILLOFACIAL SURGERY)
20873 | 4215248405700 | TEETH DENTURE MOULD A34 SHADE 520 ANTERIOR UPPER OR EQUIVALENT | DENTAL SUPPLIES (LABORATORY, IMPLANT AND MAXILLOFACIAL SURGERY)
20874 | 4215248405800 | TEETH DENTURE MOULD A37 SHADE C 3 ANTERIOR UPPER OR EQUIVALENT | DENTAL SUPPLIES (LABORATORY, IMPLANT AND MAXILLOFACIAL SURGERY)
20875 | 4215248405900 | TEETH DENTURE MOULD A41 SHADE 110 ANTERIOR UPPER OR EQUIVALENT | DENTAL SUPPLIES (LABORATORY, IMPLANT AND MAXILLOFACIAL SURGERY)
20876 | 4215248406000 | TEETH DENTURE MOULD A41 SHADE 130 ANTERIOR UPPER OR EQUIVALENT | DENTAL SUPPLIES (LABORATORY, IMPLANT AND MAXILLOFACIAL SURGERY)
20877 | 4215248406100 | TEETH DENTURE MOULD A41 SHADE 310 ANTERIOR UPPER OR EQUIVALENT | DENTAL SUPPLIES (LABORATORY, IMPLANT AND MAXILLOFACIAL SURGERY)
20878 | 4215248406200 | TEETH DENTURE MOULD A41 SHADE 320 ANTERIOR UPPER OR EQUIVALENT | DENTAL SUPPLIES (LABORATORY, IMPLANT AND MAXILLOFACIAL SURGERY)
20879 | 4215248406300 | TEETH DENTURE MOULD A41 SHADE 4 B/ 430 ANTERIOR UPPER OR EQUIVALENT | DENTAL SUPPLIES (LABORATORY, IMPLANT AND MAXILLOFACIAL SURGERY)
20880 | 4215248406400 | TEETH DENTURE MOULD A41 SHADE 520 ANTERIOR UPPER OR EQUIVALENT | DENTAL SUPPLIES (LABORATORY, IMPLANT AND MAXILLOFACIAL SURGERY)
20881 | 4215248406500 | TEETH DENTURE MOULD A43 SHADE A 3 POSTERIOR UPPER OR EQUIVALENT | DENTAL SUPPLIES (LABORATORY, IMPLANT AND MAXILLOFACIAL SURGERY)
20882 | 4215248406600 | TEETH DENTURE MOULD A5 SHADE 310 ANTERIOR LOWER OR EQUIVALENT | DENTAL SUPPLIES (LABORATORY, IMPLANT AND MAXILLOFACIAL SURGERY)
20883 | 4215248406700 | TEETH DENTURE MOULD A53 SHADE B 2/130 ANTERIOR UPPER OR EQUIVALENT | DENTAL SUPPLIES (LABORATORY, IMPLANT AND MAXILLOFACIAL SURGERY)
20884 | 4215248406800 | TEETH DENTURE MOULD A6 SHADE 110 ANTERIOR LOWER OR EQUIVALENT | DENTAL SUPPLIES (LABORATORY, IMPLANT AND MAXILLOFACIAL SURGERY)
20885 | 4215248406900 | TEETH DENTURE MOULD A6 SHADE 130 ANTERIOR LOWER OR EQUIVALENT | DENTAL SUPPLIES (LABORATORY, IMPLANT AND MAXILLOFACIAL SURGERY)
20886 | 4215248407000 | TEETH DENTURE MOULD A6 SHADE 1 C/ 140 ANTERIOR LOWER OR EQUIVALENT | DENTAL SUPPLIES (LABORATORY, IMPLANT AND MAXILLOFACIAL SURGERY)
20887 | 4215248407100 | TEETH DENTURE MOULD A6 SHADE 1 D ANTERIOR LOWER SET OR EQUIVALENT | DENTAL SUPPLIES (LABORATORY, IMPLANT AND MAXILLOFACIAL SURGERY)
20888 | 4215248407200 | TEETH DENTURE MOULD A6 SHADE 2 B/ 210 ANTERIOR LOWER OR EQUIVALENT | DENTAL SUPPLIES (LABORATORY, IMPLANT AND MAXILLOFACIAL SURGERY)
20889 | 4215248407300 | TEETH DENTURE MOULD A6 SHADE 310 ANTERIOR LOWER OR EQUIVALENT | DENTAL SUPPLIES (LABORATORY, IMPLANT AND MAXILLOFACIAL SURGERY)
20890 | 4215248407400 | TEETH DENTURE MOULD A6 SHADE 320 ANTERIOR LOWER OR EQUIVALENT | DENTAL SUPPLIES (LABORATORY, IMPLANT AND MAXILLOFACIAL SURGERY)
20891 | 4215248407500 | TEETH DENTURE MOULD A6 SHADE 3 E/ 340 ANTERIOR LOWER OR EQUIVALENT | DENTAL SUPPLIES (LABORATORY, IMPLANT AND MAXILLOFACIAL SURGERY)
20892 | 4215248407600 | TEETH DENTURE MOULD A6 SHADE 420 ANTERIOR LOWER OR EQUIVALENT | DENTAL SUPPLIES (LABORATORY, IMPLANT AND MAXILLOFACIAL SURGERY)
20893 | 4215248407700 | TEETH DENTURE MOULD A6 SHADE 4 B/ 430 ANTERIOR LOWER OR EQUIVALENT | DENTAL SUPPLIES (LABORATORY, IMPLANT AND MAXILLOFACIAL SURGERY)
20894 | 4215248407800 | TEETH DENTURE MOULD A6 SHADE 520 ANTERIOR LOWER OR EQUIVALENT | DENTAL SUPPLIES (LABORATORY, IMPLANT AND MAXILLOFACIAL SURGERY)
20895 | 4215248407900 | TEETH DENTURE MOULD A6 SHADE 510 ANTERIOR UPPER OR EQUIVALENT | DENTAL SUPPLIES (LABORATORY, IMPLANT AND MAXILLOFACIAL SURGERY)
20896 | 4215248408000 | TEETH DENTURE MOULD A8 SHADE 110 ANTERIOR LOWER OR EQUIVALENT | DENTAL SUPPLIES (LABORATORY, IMPLANT AND MAXILLOFACIAL SURGERY)
20897 | 4215248408100 | TEETH DENTURE MOULD A8 SHADE 130 ANTERIOR LOWER OR EQUIVALENT | DENTAL SUPPLIES (LABORATORY, IMPLANT AND MAXILLOFACIAL SURGERY)
20898 | 4215248408200 | TEETH DENTURE MOULD A8 SHADE 1 C/ 140 ANTERIOR LOWER OR EQUIVALENT | DENTAL SUPPLIES (LABORATORY, IMPLANT AND MAXILLOFACIAL SURGERY)
20899 | 4215248408300 | TEETH DENTURE MOULD A8 SHADE 2 C ANTERIOR LOWER SET OR EQUIVALENT | DENTAL SUPPLIES (LABORATORY, IMPLANT AND MAXILLOFACIAL SURGERY)
20900 | 4215248408400 | TEETH DENTURE MOULD A8 SHADE 310 ANTERIOR LOWER OR EQUIVALENT | DENTAL SUPPLIES (LABORATORY, IMPLANT AND MAXILLOFACIAL SURGERY)
20901 | 4215248408500 | TEETH DENTURE MOULD A8 SHADE 430 ANTERIOR UPPER OR EQUIVALENT | DENTAL SUPPLIES (LABORATORY, IMPLANT AND MAXILLOFACIAL SURGERY)
20902 | 4215248408600 | TEETH DENTURE MOULD A8 SHADE 4 B/ 430 ANTERIOR LOWER OR EQUIVALENT | DENTAL SUPPLIES (LABORATORY, IMPLANT AND MAXILLOFACIAL SURGERY)
20903 | 4215248408700 | TEETH DENTURE MOULD A8 SHADE 520 ANTERIOR LOWER OR EQUIVALENT | DENTAL SUPPLIES (LABORATORY, IMPLANT AND MAXILLOFACIAL SURGERY)
20904 | 4215248408800 | TEETH DENTURE MOULD A8 SHADE A 5 ANTERIOR LOWER OR EQUIVALENT | DENTAL SUPPLIES (LABORATORY, IMPLANT AND MAXILLOFACIAL SURGERY)
20905 | 4215248408900 | TEETH DENTURE MOULD A9 SHADE 140 ANTERIOR LOWER OR EQUIVALENT | DENTAL SUPPLIES (LABORATORY, IMPLANT AND MAXILLOFACIAL SURGERY)
20906 | 4215248409000 | TEETH DENTURE MOULD A9 SHADE 4 B/ 430 ANTERIOR LOWER OR EQUIVALENT | DENTAL SUPPLIES (LABORATORY, IMPLANT AND MAXILLOFACIAL SURGERY)
20907 | 4215248409100 | TEETH DENTURE MOULD A9 SHADE 4 B/ 430 ANTERIOR UPPER OR EQUIVALENT | DENTAL SUPPLIES (LABORATORY, IMPLANT AND MAXILLOFACIAL SURGERY)
20908 | 4215248409200 | TEETH DENTURE MOULD MU5 SHADE 110 POSTERIOR ZERO DEGREE LOWER OR EQUIVALENT | DENTAL SUPPLIES (LABORATORY, IMPLANT AND MAXILLOFACIAL SURGERY)
20909 | 4215248409300 | TEETH DENTURE MOULD MU5 SHADE 110 POSTERIOR ZERO DEGREE UPPER OR EQUIVALENT | DENTAL SUPPLIES (LABORATORY, IMPLANT AND MAXILLOFACIAL SURGERY)
20910 | 4215248409400 | TEETH DENTURE MOULD MU5 SHADE 120 POSTERIOR ZERO DEGREE LOWER OR EQUIVALENT | DENTAL SUPPLIES (LABORATORY, IMPLANT AND MAXILLOFACIAL SURGERY)
20911 | 4215248409500 | TEETH DENTURE MOULD MU5 SHADE 120 POSTERIOR ZERO DEGREE UPPER OR EQUIVALENT | DENTAL SUPPLIES (LABORATORY, IMPLANT AND MAXILLOFACIAL SURGERY)
20912 | 4215248409600 | TEETH DENTURE MOULD MU5 SHADE 130 POSTERIOR ZERO DEGREE LOWER OR EQUIVALENT | DENTAL SUPPLIES (LABORATORY, IMPLANT AND MAXILLOFACIAL SURGERY)
20913 | 4215248409700 | TEETH DENTURE MOULD MU5 SHADE 130 POSTERIOR ZERO DEGREE UPPER OR EQUIVALENT | DENTAL SUPPLIES (LABORATORY, IMPLANT AND MAXILLOFACIAL SURGERY)
20914 | 4215248409800 | TEETH DENTURE MOULD MU5 SHADE 140 POSTERIOR ZERO DEGREE LOWER OR EQUIVALENT | DENTAL SUPPLIES (LABORATORY, IMPLANT AND MAXILLOFACIAL SURGERY)
20915 | 4215248409900 | TEETH DENTURE MOULD MU5 SHADE 140 POSTERIOR ZERO DEGREE UPPER OR EQUIVALENT | DENTAL SUPPLIES (LABORATORY, IMPLANT AND MAXILLOFACIAL SURGERY)
20916 | 4215248410000 | TEETH DENTURE MOULD MU5 SHADE 210 POSTERIOR ZERO DEGREE LOWER OR EQUIVALENT | DENTAL SUPPLIES (LABORATORY, IMPLANT AND MAXILLOFACIAL SURGERY)
20917 | 4215248410100 | TEETH DENTURE MOULD MU5 SHADE 210 POSTERIOR ZERO DEGREE UPPER OR EQUIVALENT | DENTAL SUPPLIES (LABORATORY, IMPLANT AND MAXILLOFACIAL SURGERY)
20918 | 4215248410200 | TEETH DENTURE MOULD MU5 SHADE 230 POSTERIOR ZERO DEGREE LOWER OR EQUIVALENT | DENTAL SUPPLIES (LABORATORY, IMPLANT AND MAXILLOFACIAL SURGERY)
20919 | 4215248410300 | TEETH DENTURE MOULD MU5 SHADE 230 POSTERIOR ZERO DEGREE UPPER OR EQUIVALENT | DENTAL SUPPLIES (LABORATORY, IMPLANT AND MAXILLOFACIAL SURGERY)
20920 | 4215248410400 | TEETH DENTURE MOULD MU5 SHADE 310 POSTERIOR ZERO DEGREE LOWER OR EQUIVALENT | DENTAL SUPPLIES (LABORATORY, IMPLANT AND MAXILLOFACIAL SURGERY)
20921 | 4215248410500 | TEETH DENTURE MOULD MU5 SHADE 310 POSTERIOR ZERO DEGREE UPPER OR EQUIVALENT | DENTAL SUPPLIES (LABORATORY, IMPLANT AND MAXILLOFACIAL SURGERY)
20922 | 4215248410600 | TEETH DENTURE MOULD MU5 SHADE 340 POSTERIOR ZERO DEGREE LOWER OR EQUIVALENT | DENTAL SUPPLIES (LABORATORY, IMPLANT AND MAXILLOFACIAL SURGERY)
20923 | 4215248410700 | TEETH DENTURE MOULD MU5 SHADE 340 POSTERIOR ZERO DEGREE UPPER OR EQUIVALENT | DENTAL SUPPLIES (LABORATORY, IMPLANT AND MAXILLOFACIAL SURGERY)
20924 | 4215248410800 | TEETH DENTURE MOULD MU5 SHADE 410 POSTERIOR ZERO DEGREE LOWER OR EQUIVALENT | DENTAL SUPPLIES (LABORATORY, IMPLANT AND MAXILLOFACIAL SURGERY)
20925 | 4215248410900 | TEETH DENTURE MOULD MU5 SHADE 410 POSTERIOR ZERO DEGREE UPPER OR EQUIVALENT | DENTAL SUPPLIES (LABORATORY, IMPLANT AND MAXILLOFACIAL SURGERY)
20926 | 4215248411000 | TEETH DENTURE MOULD MU5 SHADE 440 POSTERIOR ZERO DEGREE LOWER OR EQUIVALENT | DENTAL SUPPLIES (LABORATORY, IMPLANT AND MAXILLOFACIAL SURGERY)
20927 | 4215248411100 | TEETH DENTURE MOULD MU5 SHADE 440 POSTERIOR ZERO DEGREE UPPER OR EQUIVALENT | DENTAL SUPPLIES (LABORATORY, IMPLANT AND MAXILLOFACIAL SURGERY)
20928 | 4215248411200 | TEETH DENTURE MOULD MU5 SHADE 510 POSTERIOR ZERO DEGREE LOWER OR EQUIVALENT | DENTAL SUPPLIES (LABORATORY, IMPLANT AND MAXILLOFACIAL SURGERY)
20929 | 4215248411300 | TEETH DENTURE MOULD MU5 SHADE 510 POSTERIOR ZERO DEGREE UPPER OR EQUIVALENT | DENTAL SUPPLIES (LABORATORY, IMPLANT AND MAXILLOFACIAL SURGERY)
20930 | 4215248411400 | TEETH DENTURE MOULD MU5 SHADE 540 POSTERIOR ZERO DEGREE LOWER OR EQUIVALENT | DENTAL SUPPLIES (LABORATORY, IMPLANT AND MAXILLOFACIAL SURGERY)
20931 | 4215248411500 | TEETH DENTURE MOULD MU5 SHADE 540 POSTERIOR ZERO DEGREE UPPER OR EQUIVALENT | DENTAL SUPPLIES (LABORATORY, IMPLANT AND MAXILLOFACIAL SURGERY)
20932 | 4215248411600 | TEETH DENTURE MOULD N3 SHADE 520 POSTERIOR UPPER OR EQUIVALENT | DENTAL SUPPLIES (LABORATORY, IMPLANT AND MAXILLOFACIAL SURGERY)
20933 | 4215248411700 | TEETH DENTURE MOULD N5 SHADE 210 POSTERIOR LOWER OR EQUIVALENT | DENTAL SUPPLIES (LABORATORY, IMPLANT AND MAXILLOFACIAL SURGERY)
20934 | 4215248411800 | TEETH DENTURE MOULD N5 SHADE 210 POSTERIOR UPPER OR EQUIVALENT | DENTAL SUPPLIES (LABORATORY, IMPLANT AND MAXILLOFACIAL SURGERY)
20935 | 4215248411900 | TEETH DENTURE MOULD T4 SHADE 2 C POSTERIOR LOWER SET OR EQUIVALENT | DENTAL SUPPLIES (LABORATORY, IMPLANT AND MAXILLOFACIAL SURGERY)
20936 | 4215248412000 | TEETH DENTURE MOULD T4 SHADE 4 C/ 520 POSTERIOR LOWER OR EQUIVALENT | DENTAL SUPPLIES (LABORATORY, IMPLANT AND MAXILLOFACIAL SURGERY)
20937 | 4215248412100 | TEETH DENTURE MOULD T4 T 6 SHADE 110 POSTERIOR LOWER OR EQUIVALENT | DENTAL SUPPLIES (LABORATORY, IMPLANT AND MAXILLOFACIAL SURGERY)
20938 | 4215248412200 | TEETH DENTURE MOULD T4 T 6 SHADE 110 POSTERIOR UPPER OR EQUIVALENT | DENTAL SUPPLIES (LABORATORY, IMPLANT AND MAXILLOFACIAL SURGERY)
20939 | 4215248412300 | TEETH DENTURE MOULD T4 T 6 SHADE 130 POSTERIOR LOWER OR EQUIVALENT | DENTAL SUPPLIES (LABORATORY, IMPLANT AND MAXILLOFACIAL SURGERY)
20940 | 4215248412400 | TEETH DENTURE MOULD T4 T 6 SHADE 130 POSTERIOR UPPER OR EQUIVALENT | DENTAL SUPPLIES (LABORATORY, IMPLANT AND MAXILLOFACIAL SURGERY)
20941 | 4215248412500 | TEETH DENTURE MOULD T4 T 6 SHADE 1 C/ 140 POSTERIOR LOWER OR EQUIVALENT | DENTAL SUPPLIES (LABORATORY, IMPLANT AND MAXILLOFACIAL SURGERY)
20942 | 4215248412600 | TEETH DENTURE MOULD T4 T 6 SHADE 1 C/ 140 POSTERIOR UPPER OR EQUIVALENT | DENTAL SUPPLIES (LABORATORY, IMPLANT AND MAXILLOFACIAL SURGERY)
20943 | 4215248412700 | TEETH DENTURE MOULD T4 T 6 SHADE 320 POSTERIOR LOWER OR EQUIVALENT | DENTAL SUPPLIES (LABORATORY, IMPLANT AND MAXILLOFACIAL SURGERY)
20944 | 4215248412800 | TEETH DENTURE MOULD T4 T 6 SHADE 320 POSTERIOR UPPER OR EQUIVALENT | DENTAL SUPPLIES (LABORATORY, IMPLANT AND MAXILLOFACIAL SURGERY)
20945 | 4215248412900 | TEETH DENTURE MOULD T4 T 6 SHADE 340 POSTERIOR LOWER OR EQUIVALENT | DENTAL SUPPLIES (LABORATORY, IMPLANT AND MAXILLOFACIAL SURGERY)
20946 | 4215248413000 | TEETH DENTURE MOULD T4 T 6 SHADE 3 A/ 310 POSTERIOR LOWER OR EQUIVALENT | DENTAL SUPPLIES (LABORATORY, IMPLANT AND MAXILLOFACIAL SURGERY)
20947 | 4215248413100 | TEETH DENTURE MOULD T4 T 6 SHADE 3 A/ 310 POSTERIOR UPPER OR EQUIVALENT | DENTAL SUPPLIES (LABORATORY, IMPLANT AND MAXILLOFACIAL SURGERY)
20948 | 4215248413200 | TEETH DENTURE MOULD T4 T 6 SHADE 430 POSTERIOR LOWER OR EQUIVALENT | DENTAL SUPPLIES (LABORATORY, IMPLANT AND MAXILLOFACIAL SURGERY)
20949 | 4215248413300 | TEETH DENTURE MOULD T4 T 6 SHADE 430 POSTERIOR UPPER OR EQUIVALENT | DENTAL SUPPLIES (LABORATORY, IMPLANT AND MAXILLOFACIAL SURGERY)
20950 | 4215220000100 | CERAM DENTIN USING ON ZR, PRESS, GLASS CERAMIC 20-50G SHADE A1 (EA=BOTTLE) | DENTAL SUPPLIES (LABORATORY, IMPLANT AND MAXILLOFACIAL SURGERY)
20951 | 4215220000200 | CERAM DENTIN USING ON ZR, PRESS, GLASS CERAMIC 20-50G SHADE A2 (EA=BOTTLE) | DENTAL SUPPLIES (LABORATORY, IMPLANT AND MAXILLOFACIAL SURGERY)
20952 | 4215220000300 | CERAM DENTIN USING ON ZR, PRESS, GLASS CERAMIC 20-50G SHADE A3 (EA=BOTTLE) | DENTAL SUPPLIES (LABORATORY, IMPLANT AND MAXILLOFACIAL SURGERY)
20953 | 4215220000400 | CERAM DENTIN USING ON ZR, PRESS, GLASS CERAMIC 20-50G SHADE B1 (EA=BOTTLE) | DENTAL SUPPLIES (LABORATORY, IMPLANT AND MAXILLOFACIAL SURGERY)
20954 | 4215220000500 | CERAM DENTIN USING ON ZR, PRESS, GLASS CERAMIC 20-50G SHADE B2 (EA=BOTTLE) | DENTAL SUPPLIES (LABORATORY, IMPLANT AND MAXILLOFACIAL SURGERY)
20955 | 4215220000600 | CERAM DENTIN USING ON ZR, PRESS, GLASS CERAMIC 20-50G SHADE C2 (EA=BOTTLE) | DENTAL SUPPLIES (LABORATORY, IMPLANT AND MAXILLOFACIAL SURGERY)
20956 | 4215220000700 | CERAM DENTIN USING ON ZR, PRESS, GLASS CERAMIC 20-50G SHADE D2 (EA=BOTTLE) | DENTAL SUPPLIES (LABORATORY, IMPLANT AND MAXILLOFACIAL SURGERY)
20957 | 4215220000800 | CERAM USING ON ZR, PRESS, GLASS CERAMIC TRANSPA INCISAL 20-50G 1 (EA=BOTTLE) | DENTAL SUPPLIES (LABORATORY, IMPLANT AND MAXILLOFACIAL SURGERY)
20958 | 4215220000900 | CERAM USING ON ZR, PRESS, GLASS CERAMIC TRANSPA INCISAL 2 20-50G (EA=BOTTLE) | DENTAL SUPPLIES (LABORATORY, IMPLANT AND MAXILLOFACIAL SURGERY)
20959 | 4215220001000 | CERAM USING ON ZR, PRESS, GLASS CERAMIC TRANSPA NEUTRAL 20-50G (EA=BOTTLE) | DENTAL SUPPLIES (LABORATORY, IMPLANT AND MAXILLOFACIAL SURGERY)
20960 | 4215220001100 | CERAM, SHADE DENTIN 3G SD1 (EA=BOTTLE) | DENTAL SUPPLIES (LABORATORY, IMPLANT AND MAXILLOFACIAL SURGERY)
20961 | 4215220001200 | CERAM, SHADE DENTIN 3G SD2 (EA=BOTTLE) | DENTAL SUPPLIES (LABORATORY, IMPLANT AND MAXILLOFACIAL SURGERY)
20962 | 4215247500400 | CERAM, SHADE INCISAL SI2 | DENTAL SUPPLIES (LABORATORY, IMPLANT AND MAXILLOFACIAL SURGERY)
20963 | 4215247500500 | CERAM, SHADE INCISAL SI3 | DENTAL SUPPLIES (LABORATORY, IMPLANT AND MAXILLOFACIAL SURGERY)
20964 | 4215247500600 | CERAM GLAZE POWDER 5G | DENTAL SUPPLIES (LABORATORY, IMPLANT AND MAXILLOFACIAL SURGERY)
20965 | 4215220001600 | CERAM DEEP DENTIN USING ON ZR, PRESS, GLASS CERAMIC 20-50G SHADE A1 (EA=BOTTLE) | DENTAL SUPPLIES (LABORATORY, IMPLANT AND MAXILLOFACIAL SURGERY)
20966 | 4215220001700 | CERAM DEEP DENTIN USING ON ZR, PRESS, GLASS CERAMIC 20-50G SHADE A2 (EA=BOTTLE) | DENTAL SUPPLIES (LABORATORY, IMPLANT AND MAXILLOFACIAL SURGERY)
20967 | 4215220001800 | CERAM DEEP DENTIN USING ON ZR, PRESS, GLASS CERAMIC 20-50G SHADE B1 (EA=BOTTLE) | DENTAL SUPPLIES (LABORATORY, IMPLANT AND MAXILLOFACIAL SURGERY)
20968 | 4215220001900 | CERAM DEEP DENTIN USING ON ZR, PRESS, GLASS CERAMIC 20-50G SHADE C2 (EA=BOTTLE) | DENTAL SUPPLIES (LABORATORY, IMPLANT AND MAXILLOFACIAL SURGERY)
20969 | 4215220002000 | CERAM DEEP DENTIN USING ON ZR, PRESS, GLASS CERAMIC 20-50G SHADE D2 (EA=BOTTLE) | DENTAL SUPPLIES (LABORATORY, IMPLANT AND MAXILLOFACIAL SURGERY)
20970 | 4215220002600 | USING ON ZR, PRESS, GLASS CERAMIC . CERAMIC ON METAL GLAZE AND STAIN LIQUID 15ML (EA=BOTTLE) | DENTAL SUPPLIES (LABORATORY, IMPLANT AND MAXILLOFACIAL SURGERY)
20971 | 4215220002700 | USING ON ZR, PRESS, GLASS CERAMIC . CERAMIC ON METAL STAIN LIQUID ESSENCE 15ML (EA=BOTTLE) | DENTAL SUPPLIES (LABORATORY, IMPLANT AND MAXILLOFACIAL SURGERY)
20972 | 4215220003200 | PORCELAIN ON METAL HIGH FUSING BASIC KIT "A - D" (EA=KIT) | DENTAL SUPPLIES (LABORATORY, IMPLANT AND MAXILLOFACIAL SURGERY)
20973 | 4215220003300 | PORCELAIN ON METAL HIGH FUSING POWDER OPAQUER OR EQUIVALENT, 50-100G, SHADE A1 (EA=BOTTLE) | DENTAL SUPPLIES (LABORATORY, IMPLANT AND MAXILLOFACIAL SURGERY)
20974 | 4215220003400 | PORCELAIN ON METAL HIGH FUSING POWDER OPAQUER OR EQUIVALENT, 50-100G, SHADE A2 (EA=BOTTLE) | DENTAL SUPPLIES (LABORATORY, IMPLANT AND MAXILLOFACIAL SURGERY)
20975 | 4215220003500 | PORCELAIN ON METAL HIGH FUSING POWDER OPAQUER OR EQUIVALENT, 50-100G, SHADE B2 (EA=BOTTLE) | DENTAL SUPPLIES (LABORATORY, IMPLANT AND MAXILLOFACIAL SURGERY)
20976 | 4215220003600 | PORCELAIN ON METAL HIGH FUSING POWDER OPAQUER OR EQUIVALENT, 50-100G, SHADE C2 (EA=BOTTLE) | DENTAL SUPPLIES (LABORATORY, IMPLANT AND MAXILLOFACIAL SURGERY)
20977 | 4215247500700 | PORCELAIN ON METAL HIGH FUSING POWDER OPAQUER OR EQUIVALENT, 50-100G, SHADE D2 | DENTAL SUPPLIES (LABORATORY, IMPLANT AND MAXILLOFACIAL SURGERY)
20978 | 4215247500800 | PORCELAIN ON METAL HIGH FUSING DENTIN OR EQUIVALENT, 50-100G, SHADE A1 | DENTAL SUPPLIES (LABORATORY, IMPLANT AND MAXILLOFACIAL SURGERY)
20979 | 4215247500900 | PORCELAIN ON METAL HIGH FUSING DENTIN OR EQUIVALENT, 50-100G, SHADE A2 | DENTAL SUPPLIES (LABORATORY, IMPLANT AND MAXILLOFACIAL SURGERY)
20980 | 4215247501000 | PORCELAIN ON METAL HIGH FUSING DENTIN OR EQUIVALENT, 50-100G, SHADE B1 | DENTAL SUPPLIES (LABORATORY, IMPLANT AND MAXILLOFACIAL SURGERY)
20981 | 4215247501100 | PORCELAIN ON METAL HIGH FUSING DENTIN OR EQUIVALENT, 50-100G, SHADE C2 | DENTAL SUPPLIES (LABORATORY, IMPLANT AND MAXILLOFACIAL SURGERY)
20982 | 4215247501200 | PORCELAIN ON METAL HIGH FUSING DENTIN OR EQUIVALENT, 50-100G, SHADE D2 | DENTAL SUPPLIES (LABORATORY, IMPLANT AND MAXILLOFACIAL SURGERY)
20983 | 4215247501600 | PORCELAIN ON METAL HIGH FUSING MARGIN OR EQUIVALENT, 20-50G, SHADE B2 | DENTAL SUPPLIES (LABORATORY, IMPLANT AND MAXILLOFACIAL SURGERY)
20984 | 4215247501700 | PORCELAIN ON METAL HIGH FUSING MARGIN OR EQUIVALENT, 20-50G, SHADE C2 | DENTAL SUPPLIES (LABORATORY, IMPLANT AND MAXILLOFACIAL SURGERY)
20985 | 4215247501800 | PORCELAIN ON METAL HIGH FUSING MAMELON OR EQUIVALENT, 20-50G, SHADE LIGHT | DENTAL SUPPLIES (LABORATORY, IMPLANT AND MAXILLOFACIAL SURGERY)
20986 | 4215247501900 | PORCELAIN ON METAL HIGH FUSING OPAL EFFECT 1, OR EQUIVALENT, 20-50G, | DENTAL SUPPLIES (LABORATORY, IMPLANT AND MAXILLOFACIAL SURGERY)
20987 | 4215247502100 | PORCELAIN ON METAL HIGH FUSING TRANSPA OR EQUIVALENT, 20-50G, BLUE | DENTAL SUPPLIES (LABORATORY, IMPLANT AND MAXILLOFACIAL SURGERY)
20988 | 4215247502400 | PORCELAIN ON METAL HIGH FUSING INTENSIVE GINGIVA OR EQUIVALENT, 20-50G, 2 | DENTAL SUPPLIES (LABORATORY, IMPLANT AND MAXILLOFACIAL SURGERY)
20989 | 4215166002200 | MODELLING BRUSHES REFILL | DENTAL SUPPLIES (LABORATORY, IMPLANT AND MAXILLOFACIAL SURGERY)
20990 | 4215248413400 | TEETH DENTURE S DCL SET OF 6 ANTERIOR UPPER BL 1 A 12 (EA=SET) | DENTAL SUPPLIES (LABORATORY, IMPLANT AND MAXILLOFACIAL SURGERY)
20991 | 4215248413500 | TEETH DENTURE S DCL SET OF 6 ANTERIOR UPPER BL 1 A 13 (EA=SET) | DENTAL SUPPLIES (LABORATORY, IMPLANT AND MAXILLOFACIAL SURGERY)
20992 | 4215248413600 | TEETH DENTURE S DCL SET OF 6 ANTERIOR UPPER BL 2 A 26 (EA=SET) | DENTAL SUPPLIES (LABORATORY, IMPLANT AND MAXILLOFACIAL SURGERY)
20993 | 4215248413700 | TEETH DENTURE S DCL SET OF 6 ANTERIOR UPPER BL 2 A 27 (EA=SET) | DENTAL SUPPLIES (LABORATORY, IMPLANT AND MAXILLOFACIAL SURGERY)
20994 | 4215248413800 | TEETH DENTURE S DCL SET OF 6 ANTERIOR UPPER BL 2 A 42 (EA=SET) | DENTAL SUPPLIES (LABORATORY, IMPLANT AND MAXILLOFACIAL SURGERY)
20995 | 4215248413900 | TEETH DENTURE S DCL SET OF 6 ANTERIOR UPPER BL 3 A 24 B (EA=SET) | DENTAL SUPPLIES (LABORATORY, IMPLANT AND MAXILLOFACIAL SURGERY)
20996 | 4215248414000 | TEETH DENTURE S DCL SET OF 6 ANTERIOR UPPER BL 3 A 25 (EA=SET) | DENTAL SUPPLIES (LABORATORY, IMPLANT AND MAXILLOFACIAL SURGERY)
20997 | 4215248414100 | TEETH DENTURE S DCL SET OF 6 ANTERIOR UPPER A 3 A 24 B (EA=SET) | DENTAL SUPPLIES (LABORATORY, IMPLANT AND MAXILLOFACIAL SURGERY)
20998 | 4215248414200 | TEETH DENTURE S DCL SET OF 6 ANTERIOR UPPER A 3 A 25 (EA=SET) | DENTAL SUPPLIES (LABORATORY, IMPLANT AND MAXILLOFACIAL SURGERY)
20999 | 4215248414300 | TEETH DENTURE S DCL SET OF 6 ANTERIOR UPPER B 2 A 11 (EA=SET) | DENTAL SUPPLIES (LABORATORY, IMPLANT AND MAXILLOFACIAL SURGERY)
21000 | 4215248414400 | TEETH DENTURE S DCL SET OF 6 ANTERIOR UPPER B 2 A 12 (EA=SET) | DENTAL SUPPLIES (LABORATORY, IMPLANT AND MAXILLOFACIAL SURGERY)
21001 | 4215248414500 | TEETH DENTURE S DCL SET OF 6 ANTERIOR UPPER D 2 A 12 (EA=SET) | DENTAL SUPPLIES (LABORATORY, IMPLANT AND MAXILLOFACIAL SURGERY)
21002 | 4215248414600 | TEETH DENTURE S DCL SET OF 6 ANTERIOR UPPER D 2 A 13 (EA=SET) | DENTAL SUPPLIES (LABORATORY, IMPLANT AND MAXILLOFACIAL SURGERY)
21003 | 4215248414700 | TEETH DENTURE S DCL SET OF 6 ANTERIOR LOWER BL 2 A 5 (EA=SET) | DENTAL SUPPLIES (LABORATORY, IMPLANT AND MAXILLOFACIAL SURGERY)
21004 | 4215248414800 | TEETH DENTURE S DCL SET OF 6 ANTERIOR LOWER BL 2 A 6 (EA=SET) | DENTAL SUPPLIES (LABORATORY, IMPLANT AND MAXILLOFACIAL SURGERY)
21005 | 4215248414900 | TEETH DENTURE S DCL SET OF 6 ANTERIOR LOWER A 1 A 5 (EA=SET) | DENTAL SUPPLIES (LABORATORY, IMPLANT AND MAXILLOFACIAL SURGERY)
21006 | 4215248415000 | TEETH DENTURE S DCL SET OF 6 ANTERIOR LOWER A 1 A 6 (EA=SET) | DENTAL SUPPLIES (LABORATORY, IMPLANT AND MAXILLOFACIAL SURGERY)
21007 | 4215248415100 | TEETH DENTURE S DCL SET OF 6 ANTERIOR LOWER A 2 A 4 (EA=SET) | DENTAL SUPPLIES (LABORATORY, IMPLANT AND MAXILLOFACIAL SURGERY)
21008 | 4215248415200 | TEETH DENTURE S DCL SET OF 6 ANTERIOR LOWER A 2 A 5 (EA=SET) | DENTAL SUPPLIES (LABORATORY, IMPLANT AND MAXILLOFACIAL SURGERY)
21009 | 4215248415300 | TEETH DENTURE S DCL SET OF 6 ANTERIOR LOWER A 3 A 5 (EA=SET) | DENTAL SUPPLIES (LABORATORY, IMPLANT AND MAXILLOFACIAL SURGERY)
21010 | 4215248415400 | TEETH DENTURE S DCL SET OF 6 ANTERIOR LOWER A 4 A 8 (EA=SET) | DENTAL SUPPLIES (LABORATORY, IMPLANT AND MAXILLOFACIAL SURGERY)
21011 | 4215248415500 | TEETH DENTURE S DCL SET OF 6 ANTERIOR LOWER B 1 A 3 (EA=SET) | DENTAL SUPPLIES (LABORATORY, IMPLANT AND MAXILLOFACIAL SURGERY)
21012 | 4215248415600 | TEETH DENTURE S DCL SET OF 6 ANTERIOR LOWER B 2 A 7 (EA=SET) | DENTAL SUPPLIES (LABORATORY, IMPLANT AND MAXILLOFACIAL SURGERY)
21013 | 4215248415700 | TEETH DENTURE S DCL SET OF 6 ANTERIOR LOWER B 2 A 8 (EA=SET) | DENTAL SUPPLIES (LABORATORY, IMPLANT AND MAXILLOFACIAL SURGERY)
21014 | 4215248415800 | TEETH DENTURE S DCL SET OF 6 ANTERIOR LOWER C 2 A 3 (EA=SET) | DENTAL SUPPLIES (LABORATORY, IMPLANT AND MAXILLOFACIAL SURGERY)
21015 | 4215248415900 | TEETH DENTURE S DCL SET OF 6 ANTERIOR LOWER C 2 A 4 (EA=SET) | DENTAL SUPPLIES (LABORATORY, IMPLANT AND MAXILLOFACIAL SURGERY)
21016 | 4215248416000 | TEETH DENTURE S DCL SET OF 6 ANTERIOR LOWER D 2 A 3 (EA=SET) | DENTAL SUPPLIES (LABORATORY, IMPLANT AND MAXILLOFACIAL SURGERY)
21017 | 4215248416100 | TEETH DENTURE S DCL SET OF 6 ANTERIOR LOWER D 2 A 4 (EA=SET) | DENTAL SUPPLIES (LABORATORY, IMPLANT AND MAXILLOFACIAL SURGERY)
21018 | 4215248416200 | TEETH DENTURE SET OF 8 POSTERIOR UPPER BL 2 N 5 U (EA=SET) | DENTAL SUPPLIES (LABORATORY, IMPLANT AND MAXILLOFACIAL SURGERY)
21019 | 4215248416300 | TEETH DENTURE SET OF 8 POSTERIOR UPPER BL 2 N 6 U (EA=SET) | DENTAL SUPPLIES (LABORATORY, IMPLANT AND MAXILLOFACIAL SURGERY)
21020 | 4215248416400 | TEETH DENTURE SET OF 8 POSTERIOR UPPER BL 3 N 6 U (EA=SET) | DENTAL SUPPLIES (LABORATORY, IMPLANT AND MAXILLOFACIAL SURGERY)
21021 | 4215248416500 | TEETH DENTURE SET OF 8 POSTERIOR UPPER BL 4 N 3 U (EA=SET) | DENTAL SUPPLIES (LABORATORY, IMPLANT AND MAXILLOFACIAL SURGERY)
21022 | 4215248416600 | TEETH DENTURE SET OF 8 POSTERIOR UPPER A 2 N 5 U (EA=SET) | DENTAL SUPPLIES (LABORATORY, IMPLANT AND MAXILLOFACIAL SURGERY)
21023 | 4215248416700 | TEETH DENTURE SET OF 8 POSTERIOR UPPER A 2 N 6 U (EA=SET) | DENTAL SUPPLIES (LABORATORY, IMPLANT AND MAXILLOFACIAL SURGERY)
21024 | 4215248416800 | TEETH DENTURE SET OF 8 POSTERIOR UPPER B 2 N 3 U (EA=SET) | DENTAL SUPPLIES (LABORATORY, IMPLANT AND MAXILLOFACIAL SURGERY)
21025 | 4215248416900 | TEETH DENTURE SET OF 8 POSTERIOR UPPER B 2 N 4 U (EA=SET) | DENTAL SUPPLIES (LABORATORY, IMPLANT AND MAXILLOFACIAL SURGERY)
21026 | 4215248417000 | TEETH DENTURE SET OF 8 POSTERIOR UPPER C 2 N 3 U (EA=SET) | DENTAL SUPPLIES (LABORATORY, IMPLANT AND MAXILLOFACIAL SURGERY)
21027 | 4215248417100 | TEETH DENTURE SET OF 8 POSTERIOR UPPER C 2 N 4 U (EA=SET) | DENTAL SUPPLIES (LABORATORY, IMPLANT AND MAXILLOFACIAL SURGERY)
21028 | 4215248417200 | TEETH DENTURE SET OF 8 POSTERIOR LOWER BL 2 N 5 L (EA=SET) | DENTAL SUPPLIES (LABORATORY, IMPLANT AND MAXILLOFACIAL SURGERY)
21029 | 4215248417300 | TEETH DENTURE SET OF 8 POSTERIOR LOWER BL 2 N 6 L (EA=SET) | DENTAL SUPPLIES (LABORATORY, IMPLANT AND MAXILLOFACIAL SURGERY)
21030 | 4215248417400 | TEETH DENTURE SET OF 8 POSTERIOR LOWER A 2 N 4 L (EA=SET) | DENTAL SUPPLIES (LABORATORY, IMPLANT AND MAXILLOFACIAL SURGERY)
21031 | 4215248417500 | TEETH DENTURE SET OF 8 POSTERIOR LOWER A 2 N 5 L (EA=SET) | DENTAL SUPPLIES (LABORATORY, IMPLANT AND MAXILLOFACIAL SURGERY)
21032 | 4215248417600 | TEETH DENTURE SET OF 8 POSTERIOR LOWER B 2 N 5 L (EA=SET) | DENTAL SUPPLIES (LABORATORY, IMPLANT AND MAXILLOFACIAL SURGERY)
21033 | 4215248417700 | TEETH DENTURE SET OF 8 POSTERIOR LOWER B 2 N 6 L (EA=SET) | DENTAL SUPPLIES (LABORATORY, IMPLANT AND MAXILLOFACIAL SURGERY)
21034 | 4215248417800 | TEETH DENTURE SET OF 8 POSTERIOR LOWER D 2 N 3 L (EA=SET) | DENTAL SUPPLIES (LABORATORY, IMPLANT AND MAXILLOFACIAL SURGERY)
21035 | 4215248417900 | TEETH DENTURE SET OF 8 POSTERIOR LOWER D 2 N 4 L (EA=SET) | DENTAL SUPPLIES (LABORATORY, IMPLANT AND MAXILLOFACIAL SURGERY)
21036 | 4215248418000 | TEETH DENTURE DCL SET OF 8 POSTERIOR ZERO DEGREE UPPER A 2 MU 3 (EA=SET) | DENTAL SUPPLIES (LABORATORY, IMPLANT AND MAXILLOFACIAL SURGERY)
21037 | 4215248418100 | TEETH DENTURE DCL SET OF 8 POSTERIOR ZERO DEGREE UPPER A 2 MU 5 (EA=SET) | DENTAL SUPPLIES (LABORATORY, IMPLANT AND MAXILLOFACIAL SURGERY)
21038 | 4215248418200 | TEETH DENTURE DCL SET OF 8 POSTERIOR ZERO DEGREE UPPER B 1 MU 5 (EA=SET) | DENTAL SUPPLIES (LABORATORY, IMPLANT AND MAXILLOFACIAL SURGERY)
21039 | 4215248418300 | TEETH DENTURE DCL SET OF 8 POSTERIOR ZERO DEGREE UPPER B 2 MU 5 (EA=SET) | DENTAL SUPPLIES (LABORATORY, IMPLANT AND MAXILLOFACIAL SURGERY)
21040 | 4215248418400 | TEETH DENTURE DCL SET OF 8 POSTERIOR ZERO DEGREE UPPER B 2 MU 6 (EA=SET) | DENTAL SUPPLIES (LABORATORY, IMPLANT AND MAXILLOFACIAL SURGERY)
21041 | 4215248418500 | TEETH DENTURE DCL SET OF 8 POSTERIOR ZERO DEGREE UPPER D 2 MU 6 (EA=SET) | DENTAL SUPPLIES (LABORATORY, IMPLANT AND MAXILLOFACIAL SURGERY)
21042 | 4215248418600 | TEETH DENTURE DCL SET OF 8 POSTERIOR ZERO DEGREE UPPER D 3 MU 3 (EA=SET) | DENTAL SUPPLIES (LABORATORY, IMPLANT AND MAXILLOFACIAL SURGERY)
21043 | 4215248418700 | TEETH DENTURE DCL SET OF 8 POSTERIOR ZERO DEGREE LOWER A 2 ML 5 (EA=SET) | DENTAL SUPPLIES (LABORATORY, IMPLANT AND MAXILLOFACIAL SURGERY)
21044 | 4215248418800 | TEETH DENTURE DCL SET OF 8 POSTERIOR ZERO DEGREE LOWER A 2 ML 6 (EA=SET) | DENTAL SUPPLIES (LABORATORY, IMPLANT AND MAXILLOFACIAL SURGERY)
21045 | 4215248418900 | TEETH DENTURE DCL SET OF 8 POSTERIOR ZERO DEGREE LOWER B 2 ML 3 (EA=SET) | DENTAL SUPPLIES (LABORATORY, IMPLANT AND MAXILLOFACIAL SURGERY)
21046 | 4215248419000 | TEETH DENTURE DCL SET OF 8 POSTERIOR ZERO DEGREE LOWER B 2 ML 5 (EA=SET) | DENTAL SUPPLIES (LABORATORY, IMPLANT AND MAXILLOFACIAL SURGERY)
21047 | 4215248419100 | TEETH DENTURE DCL SET OF 8 POSTERIOR ZERO DEGREE LOWER BL 3 ML 6 (EA=SET) | DENTAL SUPPLIES (LABORATORY, IMPLANT AND MAXILLOFACIAL SURGERY)
21048 | 4215248419200 | TEETH DENTURE POST. 0DEG/L BL4 ML3 (EA=SET) | DENTAL SUPPLIES (LABORATORY, IMPLANT AND MAXILLOFACIAL SURGERY)
21049 | 4215240004200 | CERAMIC POWDER FOR GINGIVA 2 OR EQUIVALENT (EA=BOTTLE) | DENTAL SUPPLIES (LABORATORY, IMPLANT AND MAXILLOFACIAL SURGERY)
21050 | 4215241531000 | PORCELAIN POWDER INTENSIVE, SHADE IN10 | DENTAL SUPPLIES (LABORATORY, IMPLANT AND MAXILLOFACIAL SURGERY)
21051 | 4215244702600 | METAL FREE CERAMIC POWDER FOR DENTIN SHADE B1 (EA=BOTTLE) | DENTAL SUPPLIES (LABORATORY, IMPLANT AND MAXILLOFACIAL SURGERY)
21052 | 4215244702700 | METAL FREE CERAMIC POWDER FOR DENTIN SHADE C2 (EA=BOTTLE) | DENTAL SUPPLIES (LABORATORY, IMPLANT AND MAXILLOFACIAL SURGERY)
21053 | 4215244703300 | METAL FREE CERAMIC POWDER FOR DENTIN SHADE D2 (EA=BOTTLE) | DENTAL SUPPLIES (LABORATORY, IMPLANT AND MAXILLOFACIAL SURGERY)
21054 | 4215246404900 | DENTAL IMPLANT, REGULAR TISSUE LEVEL WIDE NECK 3.0-3.5MM 8 MM | DENTAL SUPPLIES (LABORATORY, IMPLANT AND MAXILLOFACIAL SURGERY)
21055 | 4215246405100 | DENTAL IMPLANT, REGULAR TISSUE LEVEL WIDE NECK 3.6-4.5MM 14 MM | DENTAL SUPPLIES (LABORATORY, IMPLANT AND MAXILLOFACIAL SURGERY)
21056 | 4215246407500 | DENTAL IMPLANT, REGULAR TISSUE LEVEL WIDE NECK 4.6-6.0MM 14 MM | DENTAL SUPPLIES (LABORATORY, IMPLANT AND MAXILLOFACIAL SURGERY)
21057 | 4215246420400 | ZYGOMATIC IMPLANT, THREADED MACHINED SURFACE, LENGTH 30-35MM | DENTAL SUPPLIES (LABORATORY, IMPLANT AND MAXILLOFACIAL SURGERY)
21058 | 4215246420500 | ZYGOMATIC IMPLANT, THREADED MACHINED SURFACE, LENGTH 36-40MM | DENTAL SUPPLIES (LABORATORY, IMPLANT AND MAXILLOFACIAL SURGERY)
21059 | 4215246420600 | ZYGOMATIC IMPLANT, THREADED MACHINED SURFACE, LENGTH 41-45MM | DENTAL SUPPLIES (LABORATORY, IMPLANT AND MAXILLOFACIAL SURGERY)
21060 | 4215246420700 | ZYGOMATIC IMPLANT, THREADED MACHINED SURFACE, LENGTH 46-50MM | DENTAL SUPPLIES (LABORATORY, IMPLANT AND MAXILLOFACIAL SURGERY)
21061 | 4215246420800 | ZYGOMATIC IMPLANT, THREADED MACHINED SURFACE, LENGTH 51-55MM | DENTAL SUPPLIES (LABORATORY, IMPLANT AND MAXILLOFACIAL SURGERY)
21062 | 4215246420900 | ZYGOMATIC IMPLANT, SMOOTH SURFACE, LENGTH 30-35MM | DENTAL SUPPLIES (LABORATORY, IMPLANT AND MAXILLOFACIAL SURGERY)
21063 | 4215246421000 | ZYGOMATIC IMPLANT, SMOOTH SURFACE, LENGTH 36-40MM | DENTAL SUPPLIES (LABORATORY, IMPLANT AND MAXILLOFACIAL SURGERY)
21064 | 4215246421100 | ZYGOMATIC IMPLANT, SMOOTH SURFACE, LENGTH 41-45MM | DENTAL SUPPLIES (LABORATORY, IMPLANT AND MAXILLOFACIAL SURGERY)
21065 | 4215246421200 | ZYGOMATIC IMPLANT, SMOOTH SURFACE, LENGTH 46-50MM | DENTAL SUPPLIES (LABORATORY, IMPLANT AND MAXILLOFACIAL SURGERY)
21066 | 4215246421300 | ZYGOMATIC IMPLANT, SMOOTH SURFACE, LENGTH 51-55MM | DENTAL SUPPLIES (LABORATORY, IMPLANT AND MAXILLOFACIAL SURGERY)
21067 | 4215246421400 | SCREW RETAINED ABUTMENT, ZYGOMATIC IMPLANT WITH 0 DEGREE ANGULATION | DENTAL SUPPLIES (LABORATORY, IMPLANT AND MAXILLOFACIAL SURGERY)
21068 | 4215246421500 | SCREW RETAINED ABUTMENT, ZYGOMATIC IMPLANT WITH 15-30 DEGREE ANGULATION | DENTAL SUPPLIES (LABORATORY, IMPLANT AND MAXILLOFACIAL SURGERY)
21069 | 4215246421600 | SCREW RETAINED ABUTMENT, ZYGOMATIC IMPLANT WITH 31-45 DEGREE ANGULATION | DENTAL SUPPLIES (LABORATORY, IMPLANT AND MAXILLOFACIAL SURGERY)
21070 | 4215246421700 | SCREW RETAINED ABUTMENT, ZYGOMATIC IMPLANT WITH 46-60 DEGREE ANGULATION | DENTAL SUPPLIES (LABORATORY, IMPLANT AND MAXILLOFACIAL SURGERY)
21071 | 4215246421800 | IMPRESSION COPING FOR ZYGOMATIC IMPLANT, CLOSED TRAY | DENTAL SUPPLIES (LABORATORY, IMPLANT AND MAXILLOFACIAL SURGERY)
21072 | 4215246421900 | IMPRESSION COPING FOR ZYGOMATIC IMPLANT, OPEN TRAY | DENTAL SUPPLIES (LABORATORY, IMPLANT AND MAXILLOFACIAL SURGERY)
21073 | 4215246422000 | TEMPORARY ABUTMENT FOR ZYGOMATIC IMPLANT | DENTAL SUPPLIES (LABORATORY, IMPLANT AND MAXILLOFACIAL SURGERY)
21074 | 4215247504900 | METAL FREE CERAMIC POWDER FOR DENTIN SHADE A3.5 | DENTAL SUPPLIES (LABORATORY, IMPLANT AND MAXILLOFACIAL SURGERY)
21075 | 4215247505000 | METAL FREE CERAMIC POWDER FOR DENTIN SHADE A4 | DENTAL SUPPLIES (LABORATORY, IMPLANT AND MAXILLOFACIAL SURGERY)
21076 | 4215247505100 | METAL FREE CERAMIC POWDER FOR DENTIN SHADE B3 | DENTAL SUPPLIES (LABORATORY, IMPLANT AND MAXILLOFACIAL SURGERY)
21077 | 4215247505200 | METAL FREE CERAMIC POWDER FOR DENTIN SHADE B4 | DENTAL SUPPLIES (LABORATORY, IMPLANT AND MAXILLOFACIAL SURGERY)
21078 | 4215247505300 | METAL FREE CERAMIC POWDER FOR DENTIN SHADE C1 | DENTAL SUPPLIES (LABORATORY, IMPLANT AND MAXILLOFACIAL SURGERY)
21079 | 4215247505400 | METAL FREE CERAMIC POWDER FOR DENTIN SHADE C3 | DENTAL SUPPLIES (LABORATORY, IMPLANT AND MAXILLOFACIAL SURGERY)
21080 | 4215247505500 | METAL FREE CERAMIC POWDER FOR DENTIN SHADE C4 | DENTAL SUPPLIES (LABORATORY, IMPLANT AND MAXILLOFACIAL SURGERY)
21081 | 4215247505600 | METAL FREE CERAMIC POWDER FOR DENTIN SHADE D3 | DENTAL SUPPLIES (LABORATORY, IMPLANT AND MAXILLOFACIAL SURGERY)
21082 | 4215247505700 | METAL FREE CERAMIC POWDER FOR DENTIN SHADE D4 | DENTAL SUPPLIES (LABORATORY, IMPLANT AND MAXILLOFACIAL SURGERY)
21083 | 4215247505800 | METAL FREE CERAMIC POWDER FOR DEEP DENTIN SHADE A3 | DENTAL SUPPLIES (LABORATORY, IMPLANT AND MAXILLOFACIAL SURGERY)
21084 | 4215247505900 | METAL FREE CERAMIC POWDER FOR DEEP DENTIN SHADE A3.5 | DENTAL SUPPLIES (LABORATORY, IMPLANT AND MAXILLOFACIAL SURGERY)
21085 | 4215247506000 | METAL FREE CERAMIC POWDER FOR DEEP DENTIN SHADE A4 | DENTAL SUPPLIES (LABORATORY, IMPLANT AND MAXILLOFACIAL SURGERY)
21086 | 4215247506100 | METAL FREE CERAMIC POWDER FOR DEEP DENTIN SHADE B2 | DENTAL SUPPLIES (LABORATORY, IMPLANT AND MAXILLOFACIAL SURGERY)
21087 | 4215247506200 | METAL FREE CERAMIC POWDER FOR DEEP DENTIN SHADE B3 | DENTAL SUPPLIES (LABORATORY, IMPLANT AND MAXILLOFACIAL SURGERY)
21088 | 4215247506300 | METAL FREE CERAMIC POWDER FOR DEEP DENTIN SHADE B4 | DENTAL SUPPLIES (LABORATORY, IMPLANT AND MAXILLOFACIAL SURGERY)
21089 | 4215247506400 | METAL FREE CERAMIC POWDER FOR DEEP DENTIN SHADE C1 | DENTAL SUPPLIES (LABORATORY, IMPLANT AND MAXILLOFACIAL SURGERY)
21090 | 4215247506500 | METAL FREE CERAMIC POWDER FOR DEEP DENTIN SHADE C3 | DENTAL SUPPLIES (LABORATORY, IMPLANT AND MAXILLOFACIAL SURGERY)
21091 | 4215247506600 | METAL FREE CERAMIC POWDER FOR DEEP DENTIN SHADE C4 | DENTAL SUPPLIES (LABORATORY, IMPLANT AND MAXILLOFACIAL SURGERY)
21092 | 4215247506700 | METAL FREE CERAMIC POWDER FOR DEEP DENTIN SHADE D3 | DENTAL SUPPLIES (LABORATORY, IMPLANT AND MAXILLOFACIAL SURGERY)
21093 | 4215247506800 | METAL FREE CERAMIC POWDER FOR DEEP DENTIN SHADE D4 | DENTAL SUPPLIES (LABORATORY, IMPLANT AND MAXILLOFACIAL SURGERY)
21094 | 4215247511700 | BLOCK FOR ALL CERAMIC GLASS-CERAMIC LITHIUM DISILICATE (LS2) CAD MT (MEDIUM TRANSLUCENCY) C14 BL2 DIFFERENT CONNECTOR , 5PCS/ PACK | DENTAL SUPPLIES (LABORATORY, IMPLANT AND MAXILLOFACIAL SURGERY)
21095 | 4215247511800 | BLOCK FOR ALL CERAMIC GLASS-CERAMIC LITHIUM DISILICATE (LS2) CAD MT (MEDIUM TRANSLUCENCY) C14 BL3 DIFFERENT CONNECTOR, 5PCS/ PACK | DENTAL SUPPLIES (LABORATORY, IMPLANT AND MAXILLOFACIAL SURGERY)
21096 | 4215247511900 | BLOCK FOR ALL CERAMIC GLASS-CERAMIC LITHIUM DISILICATE (LS2) CAD MT (MEDIUM TRANSLUCENCY) C14 BL4 DIFFERENT CONNECTOR, 5PCS/ PACK | DENTAL SUPPLIES (LABORATORY, IMPLANT AND MAXILLOFACIAL SURGERY)
21097 | 4215247517000 | PORCELAIN OPAQUE DENTINE REFILL, SHADE A4, 20-50 G (EACH/BOTTLE) | DENTAL SUPPLIES (LABORATORY, IMPLANT AND MAXILLOFACIAL SURGERY)
21098 | 4215247517500 | PORCELAIN OPAQUE DENTINE REFILL, SHADE D2, 20- 50 G (EACH/BOTTLE) | DENTAL SUPPLIES (LABORATORY, IMPLANT AND MAXILLOFACIAL SURGERY)
21099 | 4215247519900 | PFM CERAMIC POWDER FOR DENTINE SHADE D2, 20-100G (EACH/BOTTLE) | DENTAL SUPPLIES (LABORATORY, IMPLANT AND MAXILLOFACIAL SURGERY)
21100 | 4215247520000 | PFM CERAMIC POWDER FOR DENTINE SHADE D3, 20-100G (EACH/BOTTLE) | DENTAL SUPPLIES (LABORATORY, IMPLANT AND MAXILLOFACIAL SURGERY)
21101 | 4215247520100 | PFM CERAMIC POWDER FOR DENTINE SHADE D4, 20-100G (EACH/BOTTLE) | DENTAL SUPPLIES (LABORATORY, IMPLANT AND MAXILLOFACIAL SURGERY)
21102 | 4215247520200 | PFM OPAQUE POWDER, COLOR A1, 20-100G (EACH/BOTTLE) | DENTAL SUPPLIES (LABORATORY, IMPLANT AND MAXILLOFACIAL SURGERY)
21103 | 4215248400000 | ACRYLIC ARTIFICIAL TEETH SET SIZE LARGE SHADE A3 28 TEETH/SET (6 UPPER AND 6 LOWER ANTERIOR 8 UPPER AND 8 LOWER POSTERIOR TEETH) (EA=SET) | DENTAL SUPPLIES (LABORATORY, IMPLANT AND MAXILLOFACIAL SURGERY)
21104 | 4215248400100 | ACRYLIC ARTIFICIAL TEETH SET SIZE LARGE SHADE B2 28 TEETH/SET (6 UPPER AND 6 LOWER ANTERIOR 8 UPPER AND 8 LOWER POSTERIOR TEETH) (EA=SET) | DENTAL SUPPLIES (LABORATORY, IMPLANT AND MAXILLOFACIAL SURGERY)
21105 | 4215248400300 | ACRYLIC ARTIFICIAL TEETH SET SIZE SMALL SHADE A3 28 TEETH/SET (6 UPPER AND 6 LOWER ANTERIOR 8 UPPER AND 8 LOWER POSTERIOR TEETH) (EA=SET) | DENTAL SUPPLIES (LABORATORY, IMPLANT AND MAXILLOFACIAL SURGERY)
21106 | 4215248400600 | ACRYLIC ARTIFICIAL TEETH SET SIZE LARGE SHADE A2 28 TEETH/SET (6 UPPER AND 6 LOWER ANTERIOR 8 UPPER AND 8 LOWER POSTERIOR TEETH) (EA=SET) | DENTAL SUPPLIES (LABORATORY, IMPLANT AND MAXILLOFACIAL SURGERY)
21107 | 4215248400700 | ACRYLIC ARTIFICIAL TEETH SET SIZE LARGE SHADE B4 28 TEETH/SET (6 UPPER AND 6 LOWER ANTERIOR 8 UPPER AND 8 LOWER POSTERIOR TEETH) (EA=SET) | DENTAL SUPPLIES (LABORATORY, IMPLANT AND MAXILLOFACIAL SURGERY)
21108 | 4215248400800 | ACRYLIC ARTIFICIAL TEETH SET SIZE MEDIUM SHADE A2 28 TEETH/SET (6 UPPER AND 6 LOWER ANTERIOR 8 UPPER AND 8 LOWER POSTERIOR TEETH) (EA=SET) | DENTAL SUPPLIES (LABORATORY, IMPLANT AND MAXILLOFACIAL SURGERY)
21109 | 4215248400900 | ACRYLIC ARTIFICIAL TEETH SET SIZE MEDIUM SHADE A3 28 TEETH/SET (6 UPPER AND 6 LOWER ANTERIOR 8 UPPER AND 8 LOWER POSTERIOR TEETH) (EA=SET) | DENTAL SUPPLIES (LABORATORY, IMPLANT AND MAXILLOFACIAL SURGERY)
21110 | 4215248401000 | ACRYLIC ARTIFICIAL TEETH SET SIZE MEDIUM SHADE B2 28 TEETH/SET (6 UPPER AND 6 LOWER ANTERIOR 8 UPPER AND 8 LOWER POSTERIOR TEETH) (EA=SET) | DENTAL SUPPLIES (LABORATORY, IMPLANT AND MAXILLOFACIAL SURGERY)
21111 | 4215248401100 | ACRYLIC ARTIFICIAL TEETH SET SIZE SMALL SHADE B2 28 TEETH/SET (6 UPPER AND 6 LOWER ANTERIOR 8 UPPER AND 8 LOWER POSTERIOR TEETH) (EA=SET) | DENTAL SUPPLIES (LABORATORY, IMPLANT AND MAXILLOFACIAL SURGERY)
21112 | 4229550636100 | TITANIUM MICRO EMERGENCY SCREW CROSS DRIVE 1.8X5MM | DENTAL SUPPLIES (LABORATORY, IMPLANT AND MAXILLOFACIAL SURGERY)
21113 | 4229550636300 | TITANIUM MICRO SCREW CROSS DRIVE 1.5X11MM | DENTAL SUPPLIES (LABORATORY, IMPLANT AND MAXILLOFACIAL SURGERY)
21114 | 4229550636400 | TITANIUM MICRO SCREW CROSS DRIVE 1.5X13MM | DENTAL SUPPLIES (LABORATORY, IMPLANT AND MAXILLOFACIAL SURGERY)
21115 | 4229550636500 | TITANIUM MICRO SCREW CROSS DRIVE 1.5X15MM | DENTAL SUPPLIES (LABORATORY, IMPLANT AND MAXILLOFACIAL SURGERY)
21116 | 4229550636600 | TITANIUM MICRO SCREW CROSS DRIVE 1.5X6MM | DENTAL SUPPLIES (LABORATORY, IMPLANT AND MAXILLOFACIAL SURGERY)
21117 | 4229550636700 | TITANIUM MICRO SCREW CROSS DRIVE 1.5X8MM | DENTAL SUPPLIES (LABORATORY, IMPLANT AND MAXILLOFACIAL SURGERY)
21118 | 4215244702800 | METAL FREE CERAMIC POWDER FOR GLAZE 3-6G (EA=BOTTLE) | DENTAL SUPPLIES (LABORATORY, IMPLANT AND MAXILLOFACIAL SURGERY)
21119 | 4229550636800 | TITANIUM MICRO SCREW CROSS DRIVE 1.5X9MM | DENTAL SUPPLIES (LABORATORY, IMPLANT AND MAXILLOFACIAL SURGERY)
21120 | 4229550637100 | TITANIUM MINI PLATE 2.0MM, 4 HOLES, L-SHAPED LEFT STANDARD | DENTAL SUPPLIES (LABORATORY, IMPLANT AND MAXILLOFACIAL SURGERY)
21121 | 4215244702300 | METAL FREE CERAMIC POWDER FOR SHADE INCISAL L3 (EA=BOTTLE) | DENTAL SUPPLIES (LABORATORY, IMPLANT AND MAXILLOFACIAL SURGERY)
21122 | 4215244702200 | METAL FREE CERAMIC POWDER FOR SHADE INCISAL L2 (EA=BOTTLE) | DENTAL SUPPLIES (LABORATORY, IMPLANT AND MAXILLOFACIAL SURGERY)
21123 | 4215244702100 | METAL FREE CERAMIC POWDER FOR, SHADE DENTIN 3-6G SD2 OR EQUIVALENT (EA=BOTTLE) | DENTAL SUPPLIES (LABORATORY, IMPLANT AND MAXILLOFACIAL SURGERY)
21124 | 4215244702000 | METAL FREE CERAMIC POWDER FOR, SHADE DENTIN 3-6G SD1OR EQUIVALENT (EA=BOTTLE) | DENTAL SUPPLIES (LABORATORY, IMPLANT AND MAXILLOFACIAL SURGERY)
21125 | 4215244701400 | METAL FREE CERAMIC POWDER FOR MARGIN SHADE C2 (EA=BOTTLE) | DENTAL SUPPLIES (LABORATORY, IMPLANT AND MAXILLOFACIAL SURGERY)
21126 | 4215244701300 | METAL FREE CERAMIC POWDER FOR MARGIN SHADE B2 OR EQUIVALENT (EA=BOTTLE) | DENTAL SUPPLIES (LABORATORY, IMPLANT AND MAXILLOFACIAL SURGERY)
21127 | 4229550637200 | TITANIUM MINI PLATE 2.0MM, 4 HOLES, L-SHAPED RIGHT STANDARD | DENTAL SUPPLIES (LABORATORY, IMPLANT AND MAXILLOFACIAL SURGERY)
21128 | 4215244700700 | METAL FREE CERAMIC POWDER FOR DEEP DENTIN SHADE D2 (EA=BOTTLE) | DENTAL SUPPLIES (LABORATORY, IMPLANT AND MAXILLOFACIAL SURGERY)
21129 | 4215244700600 | METAL FREE CERAMIC POWDER FOR DEEP DENTIN SHADE C2 (EA=BOTTLE) | DENTAL SUPPLIES (LABORATORY, IMPLANT AND MAXILLOFACIAL SURGERY)
21130 | 4215244700500 | METAL FREE CERAMIC POWDER FOR DEEP DENTIN SHADE B1 (EA=BOTTLE) | DENTAL SUPPLIES (LABORATORY, IMPLANT AND MAXILLOFACIAL SURGERY)
21131 | 4215244700400 | METAL FREE CERAMIC POWDER FOR DEEP DENTIN SHADE A2 (EA=BOTTLE) | DENTAL SUPPLIES (LABORATORY, IMPLANT AND MAXILLOFACIAL SURGERY)
21132 | 4215244700300 | METAL FREE CERAMIC POWDER FOR DEEP DENTIN SHADE A1 (EA=BOTTLE) | DENTAL SUPPLIES (LABORATORY, IMPLANT AND MAXILLOFACIAL SURGERY)
21133 | 4215244700100 | CERAMIC POWDER FOR MARGIN SEALER OR EQUIVALENT (EA=BOTTLE) | DENTAL SUPPLIES (LABORATORY, IMPLANT AND MAXILLOFACIAL SURGERY)
21134 | 4215244700000 | CERAMIC POWDER FOR INTENSIVE GINGIVA 2 OR EQUIVALENT (EA=BOTTLE) | DENTAL SUPPLIES (LABORATORY, IMPLANT AND MAXILLOFACIAL SURGERY)
21135 | 4215161475600 | SYSTEM STAINS ESSENCE 1-3 G OLIVE E 07 OR EQUIVALENT (EA=KIT) | DENTAL SUPPLIES (LABORATORY, IMPLANT AND MAXILLOFACIAL SURGERY)
21136 | 4229550637700 | TITANIUM MINI SCREW CROSS DRIVE 2.0X15MM | DENTAL SUPPLIES (LABORATORY, IMPLANT AND MAXILLOFACIAL SURGERY)
21137 | 4215220021500 | DENTAL ACRYLIC INJECTION HYBRID, STANDARD KIT, SHADE PINK-V IMPLANT, COMPATIBLE WITH MACHINE CENTER | DENTAL SUPPLIES (LABORATORY, IMPLANT AND MAXILLOFACIAL SURGERY)
21138 | 4215241531400 | METAL FREE CERAMIC SYSTEM ACCESSORIES KIT 1 X FIRING TRAY WITH CROWN HOLDER 1 X TWEEZERS FOR CROWNS 2 X ALOX PLUNGER 1 X INGOT AND PLUNGER SUPPORT 1 X FIRING PILLOW | DENTAL SUPPLIES (LABORATORY, IMPLANT AND MAXILLOFACIAL SURGERY)
21139 | 4215161030900 | PLASTIC FORMER FOR 65 MM CASTING RING | DENTAL SUPPLIES (LABORATORY, IMPLANT AND MAXILLOFACIAL SURGERY)
21140 | 4215161030800 | PLASTIC FORMER FOR 48 MM CASTING RING | DENTAL SUPPLIES (LABORATORY, IMPLANT AND MAXILLOFACIAL SURGERY)
21141 | 4215161030200 | MAGNETIC MOUNTING SYSTEM FOR ARTICULATOR | DENTAL SUPPLIES (LABORATORY, IMPLANT AND MAXILLOFACIAL SURGERY)
21142 | 4215247506900 | PORCELAIN ON METAL HIGH FUSING POWDER OPAQUER OR EQUIVALENT, 50-100G, SHADE A3 | DENTAL SUPPLIES (LABORATORY, IMPLANT AND MAXILLOFACIAL SURGERY)
21143 | 4215247507000 | PORCELAIN ON METAL HIGH FUSING POWDER OPAQUER OR EQUIVALENT, 50-100G, SHADE A3.5 | DENTAL SUPPLIES (LABORATORY, IMPLANT AND MAXILLOFACIAL SURGERY)
21144 | 4215247507100 | PORCELAIN ON METAL HIGH FUSING POWDER OPAQUER OR EQUIVALENT, 50-100G, SHADE B1 | DENTAL SUPPLIES (LABORATORY, IMPLANT AND MAXILLOFACIAL SURGERY)
21145 | 4215247507200 | PORCELAIN ON METAL HIGH FUSING POWDER OPAQUER OR EQUIVALENT, 50-100G, SHADE C1 | DENTAL SUPPLIES (LABORATORY, IMPLANT AND MAXILLOFACIAL SURGERY)
21146 | 4215247507300 | PORCELAIN ON METAL HIGH FUSING POWDER OPAQUER OR EQUIVALENT, 50-100G, SHADE C3 | DENTAL SUPPLIES (LABORATORY, IMPLANT AND MAXILLOFACIAL SURGERY)
21147 | 4215247507400 | PORCELAIN ON METAL HIGH FUSING POWDER OPAQUER OR EQUIVALENT, 50-100G, SHADE D3 | DENTAL SUPPLIES (LABORATORY, IMPLANT AND MAXILLOFACIAL SURGERY)
21148 | 4215247507500 | PORCELAIN ON METAL HIGH FUSING DENTIN OR EQUIVALENT, 50-100G, SHADE A3 | DENTAL SUPPLIES (LABORATORY, IMPLANT AND MAXILLOFACIAL SURGERY)
21149 | 4215247507600 | PORCELAIN ON METAL HIGH FUSING DENTIN OR EQUIVALENT, 50-100G, SHADE A3.5 | DENTAL SUPPLIES (LABORATORY, IMPLANT AND MAXILLOFACIAL SURGERY)
21150 | 4215247507700 | PORCELAIN ON METAL HIGH FUSING DENTIN OR EQUIVALENT, 50-100G, SHADE B2 | DENTAL SUPPLIES (LABORATORY, IMPLANT AND MAXILLOFACIAL SURGERY)
21151 | 4215247507800 | PORCELAIN ON METAL HIGH FUSING DENTIN OR EQUIVALENT, 50-100G, SHADE B3 | DENTAL SUPPLIES (LABORATORY, IMPLANT AND MAXILLOFACIAL SURGERY)
21152 | 4215247507900 | PORCELAIN ON METAL HIGH FUSING DENTIN OR EQUIVALENT, 50-100G, SHADE C1 | DENTAL SUPPLIES (LABORATORY, IMPLANT AND MAXILLOFACIAL SURGERY)
21153 | 4215247508000 | PORCELAIN ON METAL HIGH FUSING DENTIN OR EQUIVALENT, 50-100G, SHADE C3 | DENTAL SUPPLIES (LABORATORY, IMPLANT AND MAXILLOFACIAL SURGERY)
21154 | 4215247508100 | PORCELAIN ON METAL HIGH FUSING DENTIN OR EQUIVALENT, 50-100G, SHADE D3 | DENTAL SUPPLIES (LABORATORY, IMPLANT AND MAXILLOFACIAL SURGERY)
21155 | 4215247508200 | PORCELAIN ON METAL HIGH FUSING INCISAL OR EQUIVALENT, 50-100G, SHADE I2 | DENTAL SUPPLIES (LABORATORY, IMPLANT AND MAXILLOFACIAL SURGERY)
21156 | 4215247508300 | PORCELAIN ON METAL HIGH FUSING INCISAL OR EQUIVALENT, 50-100G, SHADE I3 | DENTAL SUPPLIES (LABORATORY, IMPLANT AND MAXILLOFACIAL SURGERY)
21157 | 4215247508500 | PORCELAIN ON METAL HIGH FUSING MARGIN OR EQUIVALENT, 20-50G, SHADE B1 | DENTAL SUPPLIES (LABORATORY, IMPLANT AND MAXILLOFACIAL SURGERY)
21158 | 4215247508600 | PORCELAIN ON METAL HIGH FUSING MARGIN OR EQUIVALENT, 20-50G, SHADE B3 | DENTAL SUPPLIES (LABORATORY, IMPLANT AND MAXILLOFACIAL SURGERY)
21159 | 4215247508700 | PORCELAIN ON METAL HIGH FUSING MARGIN OR EQUIVALENT, 20-50G, SHADE C1 | DENTAL SUPPLIES (LABORATORY, IMPLANT AND MAXILLOFACIAL SURGERY)
21160 | 4215247508800 | PORCELAIN ON METAL HIGH FUSING MARGIN OR EQUIVALENT, 20-50G, SHADE C3 | DENTAL SUPPLIES (LABORATORY, IMPLANT AND MAXILLOFACIAL SURGERY)
21161 | 4215247508900 | PORCELAIN ON METAL HIGH FUSING MAMELON OR EQUIVALENT, 20-50G, SHADE SALAMONE | DENTAL SUPPLIES (LABORATORY, IMPLANT AND MAXILLOFACIAL SURGERY)
21162 | 4215247509000 | PORCELAIN ON METAL HIGH FUSING MAMELON OR EQUIVALENT, 20-50G, SHADE YELLOW-ORANG | DENTAL SUPPLIES (LABORATORY, IMPLANT AND MAXILLOFACIAL SURGERY)
21163 | 4215247509100 | PORCELAIN ON METAL HIGH FUSING OPAL EFFECT 2, OR EQUIVALENT, 20-50G, | DENTAL SUPPLIES (LABORATORY, IMPLANT AND MAXILLOFACIAL SURGERY)
21164 | 4215247509200 | PORCELAIN ON METAL HIGH FUSING OPAL EFFECT 3, OR EQUIVALENT, 20-50G, | DENTAL SUPPLIES (LABORATORY, IMPLANT AND MAXILLOFACIAL SURGERY)
21165 | 4215247509300 | PORCELAIN ON METAL HIGH FUSING OPAL EFFECT 4, OR EQUIVALENT, 20-50G, | DENTAL SUPPLIES (LABORATORY, IMPLANT AND MAXILLOFACIAL SURGERY)
21166 | 4215247510800 | TEETH DENTURE SET OF 8, POSTERIOR LOWER, BL3 N6L | DENTAL SUPPLIES (LABORATORY, IMPLANT AND MAXILLOFACIAL SURGERY)
21167 | 4215247510900 | TEETH DENTURE SET OF 8, POSTERIOR UPPER D2 N3U | DENTAL SUPPLIES (LABORATORY, IMPLANT AND MAXILLOFACIAL SURGERY)
21168 | 4215247511000 | TEETH DENTURE SET OF 8, POSTERIOR UPPER B2 N5U | DENTAL SUPPLIES (LABORATORY, IMPLANT AND MAXILLOFACIAL SURGERY)
21169 | 4215247511100 | TEETH DENTURE MOULD T4T6 SHADE 340 POSTERIOR UPPER OR EQUIVALENT | DENTAL SUPPLIES (LABORATORY, IMPLANT AND MAXILLOFACIAL SURGERY)
21170 | 4215247511200 | TEETH DENTURE MOULD T4 SHADE 2C POSTERIOR UPPER OR EQUIVALENT | DENTAL SUPPLIES (LABORATORY, IMPLANT AND MAXILLOFACIAL SURGERY)
21171 | 4215247511300 | TEETH DENTURE MOULD T4 SHADE 4C/520 POSTERIOR UPPER OR EQUIVALENT | DENTAL SUPPLIES (LABORATORY, IMPLANT AND MAXILLOFACIAL SURGERY)
21172 | 4215247513300 | BLOCK FOR ALL CERAMIC GLASS-CERAMIC LITHIUM DISILICATE (LS2) CAD HT (HIGH TRANSLUCENCY) C14 A3.5 DIFFERENT CONNECTOR, 5 PCS/ PACK | DENTAL SUPPLIES (LABORATORY, IMPLANT AND MAXILLOFACIAL SURGERY)
21173 | 4215247513500 | BLOCK FOR ALL CERAMIC GLASS-CERAMIC LITHIUM DISILICATE (LS2) CAD HT (HIGH TRANSLUCENCY) C14 BL2 DIFFERENT CONNECTOR, 5 PCS/ PACK | DENTAL SUPPLIES (LABORATORY, IMPLANT AND MAXILLOFACIAL SURGERY)
21174 | 4215247513600 | BLOCK FOR ALL CERAMIC GLASS-CERAMIC LITHIUM DISILICATE (LS2) CAD HT (HIGH TRANSLUCENCY) C14 BL3 DIFFERENT CONNECTOR, 5 PCS/ PACK | DENTAL SUPPLIES (LABORATORY, IMPLANT AND MAXILLOFACIAL SURGERY)
21175 | 4215247513700 | BLOCK FOR ALL CERAMIC GLASS-CERAMIC LITHIUM DISILICATE (LS2) CAD HT (HIGH TRANSLUCENCY) C14 BL4 DIFFERENT CONNECTOR, 5 PCS/ PACK | DENTAL SUPPLIES (LABORATORY, IMPLANT AND MAXILLOFACIAL SURGERY)
21176 | 4215247514600 | INGOTS GLASS-CERAMIC 'LITHIUM DISILICATE' PRESS (HIGH TRANSLUCENCY) HT A3.5, 5 PCS/ PACK | DENTAL SUPPLIES (LABORATORY, IMPLANT AND MAXILLOFACIAL SURGERY)
21177 | 4215247514700 | ZIRCONIA ETCHING KIT. | DENTAL SUPPLIES (LABORATORY, IMPLANT AND MAXILLOFACIAL SURGERY)
21178 | 4215247514800 | REFILL FOR ZIRCONIA ETCHING LIQUID | DENTAL SUPPLIES (LABORATORY, IMPLANT AND MAXILLOFACIAL SURGERY)
21179 | 4232151200100 | PIN FOR RESORBABLE PLATE .5-9MM | DENTAL SUPPLIES (LABORATORY, IMPLANT AND MAXILLOFACIAL SURGERY)
21180 | 4215247517700 | PORCELAIN OPAQUE DENTINE REFILL, SHADE D4, 20-50 G (EACH/BOTTLE) | DENTAL SUPPLIES (LABORATORY, IMPLANT AND MAXILLOFACIAL SURGERY)
21181 | 4215247517800 | PORCELAIN OPAQUE DENTINE POWDER, SHADE A3.5, 20-50G (EACH/BOTTLE) | DENTAL SUPPLIES (LABORATORY, IMPLANT AND MAXILLOFACIAL SURGERY)
21182 | 4215247518000 | PORCELAIN OPAQUE DENTINE POWDER, SHADE B3, 20-50G (EACH/BOTTLE) | DENTAL SUPPLIES (LABORATORY, IMPLANT AND MAXILLOFACIAL SURGERY)
21183 | 4215247518500 | PORCELAIN OPAQUE DENTINE POWDER, SHADE D4, 20-50G (EACH/BOTTLE) | DENTAL SUPPLIES (LABORATORY, IMPLANT AND MAXILLOFACIAL SURGERY)
21184 | 4215247518600 | PFM CERAMIC POWDER FOR DENTINE SHADE A1 20-100G (EACH/BOTTLE) | DENTAL SUPPLIES (LABORATORY, IMPLANT AND MAXILLOFACIAL SURGERY)
21185 | 4215247518700 | PFM CERAMIC POWDER FOR DENTINE SHADE A2, 20-100G (EACH/BOTTLE) | DENTAL SUPPLIES (LABORATORY, IMPLANT AND MAXILLOFACIAL SURGERY)
21186 | 4215247518800 | PFM CERAMIC POWDER FOR DENTINE SHADE A3, 20-100G (EACH/BOTTLE) | DENTAL SUPPLIES (LABORATORY, IMPLANT AND MAXILLOFACIAL SURGERY)
21187 | 4215247518900 | PFM CERAMIC POWDER FOR DENTINE SHADE A3.5, 20-100G (EACH/BOTTLE) | DENTAL SUPPLIES (LABORATORY, IMPLANT AND MAXILLOFACIAL SURGERY)
21188 | 4215247519000 | PFM CERAMIC POWDER FOR DENTINE SHADE A4, 20-100G (EACH/BOTTLE) | DENTAL SUPPLIES (LABORATORY, IMPLANT AND MAXILLOFACIAL SURGERY)
21189 | 4215247519100 | PFM CERAMIC POWDER FOR DENTINE SHADE B1, 20-100G (EACH/BOTTLE) | DENTAL SUPPLIES (LABORATORY, IMPLANT AND MAXILLOFACIAL SURGERY)
21190 | 4215247519200 | PFM CERAMIC POWDER FOR DENTINE SHADE B2, 20-100G (EACH/BOTTLE) | DENTAL SUPPLIES (LABORATORY, IMPLANT AND MAXILLOFACIAL SURGERY)
21191 | 4215247519300 | PFM CERAMIC POWDER FOR DENTINE SHADE B3, 20-100G (EACH/BOTTLE) | DENTAL SUPPLIES (LABORATORY, IMPLANT AND MAXILLOFACIAL SURGERY)
21192 | 4215247519400 | PFM CERAMIC POWDER FOR DENTINE SHADE B4, 20-100G (EACH/BOTTLE) | DENTAL SUPPLIES (LABORATORY, IMPLANT AND MAXILLOFACIAL SURGERY)
21193 | 4215247519500 | PFM CERAMIC POWDER FOR DENTINE SHADE C1, 20-100G (EACH/BOTTLE) | DENTAL SUPPLIES (LABORATORY, IMPLANT AND MAXILLOFACIAL SURGERY)
21194 | 4215247519600 | PFM CERAMIC POWDER FOR DENTINE SHADE C2, 20-100G (EACH/BOTTLE) | DENTAL SUPPLIES (LABORATORY, IMPLANT AND MAXILLOFACIAL SURGERY)
21195 | 4215247519700 | PFM CERAMIC POWDER FOR DENTINE SHADE C3, 20-100G (EACH/BOTTLE) | DENTAL SUPPLIES (LABORATORY, IMPLANT AND MAXILLOFACIAL SURGERY)
21196 | 4215247519800 | PFM CERAMIC POWDER FOR DENTINE SHADE C4, 20-100G (EACH/BOTTLE) | DENTAL SUPPLIES (LABORATORY, IMPLANT AND MAXILLOFACIAL SURGERY)
21197 | 4215247520300 | PFM OPAQUE POWDER, COLOR A2, 20-100G (EACH/BOTTLE) | DENTAL SUPPLIES (LABORATORY, IMPLANT AND MAXILLOFACIAL SURGERY)
21198 | 4215247520400 | PFM OPAQUE POWDER, COLOR A3, 20-100G (EACH/BOTTLE) | DENTAL SUPPLIES (LABORATORY, IMPLANT AND MAXILLOFACIAL SURGERY)
21199 | 4215247520500 | PFM OPAQUE POWDER, COLOR A3.5, 20-100G (EACH/BOTTLE) | DENTAL SUPPLIES (LABORATORY, IMPLANT AND MAXILLOFACIAL SURGERY)
21200 | 4215247520600 | PFM OPAQUE POWDER, COLOR A4, 20-100G (EACH/BOTTLE) | DENTAL SUPPLIES (LABORATORY, IMPLANT AND MAXILLOFACIAL SURGERY)
21201 | 4215247520700 | PFM OPAQUE POWDER, COLOR B1, 20-100G (EACH/BOTTLE) | DENTAL SUPPLIES (LABORATORY, IMPLANT AND MAXILLOFACIAL SURGERY)
21202 | 4215247520800 | PFM OPAQUE POWDER, COLOR B2, 20-100G (EACH/BOTTLE) | DENTAL SUPPLIES (LABORATORY, IMPLANT AND MAXILLOFACIAL SURGERY)
21203 | 4215247520900 | PFM OPAQUE POWDER, COLOR B3, 20-100G (EACH/BOTTLE) | DENTAL SUPPLIES (LABORATORY, IMPLANT AND MAXILLOFACIAL SURGERY)
21204 | 4215247521000 | PFM OPAQUE POWDER, COLOR B4, 20-100G (EACH/BOTTLE) | DENTAL SUPPLIES (LABORATORY, IMPLANT AND MAXILLOFACIAL SURGERY)
21205 | 4215247521100 | PFM OPAQUE POWDER, COLOR C1, 20-100G (EACH/BOTTLE) | DENTAL SUPPLIES (LABORATORY, IMPLANT AND MAXILLOFACIAL SURGERY)
21206 | 4215247521200 | PFM OPAQUE POWDER, COLOR C2, 20-100G (EACH/BOTTLE) | DENTAL SUPPLIES (LABORATORY, IMPLANT AND MAXILLOFACIAL SURGERY)
21207 | 4215247521300 | PFM OPAQUE POWDER, COLOR C3, 20-100G (EACH/BOTTLE) | DENTAL SUPPLIES (LABORATORY, IMPLANT AND MAXILLOFACIAL SURGERY)
21208 | 4215247521400 | PFM OPAQUE POWDER, COLOR C4, 20-100G (EACH/BOTTLE) | DENTAL SUPPLIES (LABORATORY, IMPLANT AND MAXILLOFACIAL SURGERY)
21209 | 4215247521500 | PFM OPAQUE POWDER, COLOR D2, 20-100G (EACH/BOTTLE) | DENTAL SUPPLIES (LABORATORY, IMPLANT AND MAXILLOFACIAL SURGERY)
21210 | 4215247521600 | PFM OPAQUE POWDER, COLOR D3, 20-100G (EACH/BOTTLE) | DENTAL SUPPLIES (LABORATORY, IMPLANT AND MAXILLOFACIAL SURGERY)
21211 | 4215247521700 | PFM OPAQUE POWDER, COLOR D4, 20-100G (EACH/BOTTLE) | DENTAL SUPPLIES (LABORATORY, IMPLANT AND MAXILLOFACIAL SURGERY)
21212 | 4215247521800 | PFM WASH OPAQUE POWDER (EACH/BOTTLE) | DENTAL SUPPLIES (LABORATORY, IMPLANT AND MAXILLOFACIAL SURGERY)
21213 | 4215247521900 | PFM CERAMIC OPAQUE LIQUID 10-100ML (EACH/BOTTLE) | DENTAL SUPPLIES (LABORATORY, IMPLANT AND MAXILLOFACIAL SURGERY)
21214 | 4215247522000 | PFM CERAMIC GLAZE POWDER (EACH/BOTTLE) | DENTAL SUPPLIES (LABORATORY, IMPLANT AND MAXILLOFACIAL SURGERY)
21215 | 4215247522100 | PFM CERAMIC STAIN/GLAZE LIQUID (EACH/BOTTLE) | DENTAL SUPPLIES (LABORATORY, IMPLANT AND MAXILLOFACIAL SURGERY)
21216 | 4215247522200 | PFM CERAMIC MODELING LIQUID (EACH/BOTTLE) | DENTAL SUPPLIES (LABORATORY, IMPLANT AND MAXILLOFACIAL SURGERY)
21217 | 4215247522300 | PFM STAIN AND GLAZE KIT | DENTAL SUPPLIES (LABORATORY, IMPLANT AND MAXILLOFACIAL SURGERY)
21218 | 4215247522400 | PFM CERAMIC STARTER KIT | DENTAL SUPPLIES (LABORATORY, IMPLANT AND MAXILLOFACIAL SURGERY)
21219 | 4215247522500 | PFM CERAMIC POWDER FOR ENAMEL 1, 20-100G (EACH/BOTTLE) | DENTAL SUPPLIES (LABORATORY, IMPLANT AND MAXILLOFACIAL SURGERY)
21220 | 4215247522600 | PFM CERAMIC POWDER FOR ENAMEL 2, 20-100G (EACH/BOTTLE) | DENTAL SUPPLIES (LABORATORY, IMPLANT AND MAXILLOFACIAL SURGERY)
21221 | 4215247522700 | PFM CERAMIC POWDER FOR ENAMEL 3, 20-100G (EACH/BOTTLE) | DENTAL SUPPLIES (LABORATORY, IMPLANT AND MAXILLOFACIAL SURGERY)
21222 | 4215247522800 | PFM CERAMIC POWDER FOR CLEAR, 20-100G (EACH/BOTTLE) | DENTAL SUPPLIES (LABORATORY, IMPLANT AND MAXILLOFACIAL SURGERY)
21223 | 4215247522900 | PFM CERAMIC POWDER FOR OPAL EFFECT, 20-100G (EACH/BOTTLE) | DENTAL SUPPLIES (LABORATORY, IMPLANT AND MAXILLOFACIAL SURGERY)
21224 | 4215169700500 | SURGICAL ASPIRATOR TIPS, AUTOCLAVABLE, SHORT BEND, FITS IN HIGH VOLUME SUCTION, DIAMETER OF OPENING 3MM | DENTAL SUPPLIES (LABORATORY, IMPLANT AND MAXILLOFACIAL SURGERY)
21225 | 4215247517300 | PORCELAIN OPAQUE DENTINE REFILL, SHADE C1, 20-50 G (EACH/BOTTLE) | DENTAL SUPPLIES (LABORATORY, IMPLANT AND MAXILLOFACIAL SURGERY)
21226 | 4215247517400 | PORCELAIN OPAQUE DENTINE REFILL, SHADE C3, 20-50 G (EACH/BOTTLE) | DENTAL SUPPLIES (LABORATORY, IMPLANT AND MAXILLOFACIAL SURGERY)
21227 | 4213160600000 | MASK FOR SURGEON ADJUSTABLE WITH NOSE HAND TINTED TO PREVENT GLARE BLOWN GLASS FIBER BACTERIAL FILTER COTTON BASE TIES MULTIPLE PLEATS | FRAMEWORK AGREEMENT
21228 | 4213161200000 | GOWN FOR ISOLATION IMPERMEABLE NON - WOVEN RESISTANT TO TEARING CUFFED YELLOW WITH LONG SLEEVES FOR STAFF 3 - LAYER SMS FABRIC SIZE: EXTRA-LARGE DISPOSABLE NON - STERILE | FRAMEWORK AGREEMENT
21229 | 4213161200100 | GOWN FOR ISOLATION IMPERMEABLE NON - WOVEN RESISTANT TO TEARING CUFFED YELLOW WITH LONG SLEEVES FOR STAFF 3 - LAYER SMS FABRIC SIZE: LARGE DISPOSABLE NON - STERILE | FRAMEWORK AGREEMENT
21230 | 4229680212300 | FORCEPS JANSEN NASAL DRESSING BAYONET-SHAPED LENGTH 16.5 CM | SPECIALIZED INSTRUMENTATION FOR OPEN AND LAPAROSCOPIC SURGERIES
21231 | 4229680111100 | KNIFE NASAL SICKLE SLIGHTLY CURVED UP 19 CM LENGTH | SPECIALIZED INSTRUMENTATION FOR OPEN AND LAPAROSCOPIC SURGERIES
21232 | 4229680448200 | HOOK JOSEPH DOUBLE SHARP WIDTH 2 MM LENGTH 15 CM | SPECIALIZED INSTRUMENTATION FOR OPEN AND LAPAROSCOPIC SURGERIES
21233 | 4229680279200 | COTTLE CROSS BAR OSTEOTOME SIZE 6 MM | SPECIALIZED INSTRUMENTATION FOR OPEN AND LAPAROSCOPIC SURGERIES
21234 | 4229680215100 | YASARGIL FORCEPS FOR GRASPING TISSUE AND TUMORS ROUND AND SERRATED JAWS BAYONET-SHAPED DIAMETER 3 MM LENGTH 20 CM | SPECIALIZED INSTRUMENTATION FOR OPEN AND LAPAROSCOPIC SURGERIES
21235 | 4229680471700 | FORCEPS, TISSUE, ALLIS, STAINLESS STEEL, LENGTH= 15CM, REUSABLE | SPECIALIZED INSTRUMENTATION FOR OPEN AND LAPAROSCOPIC SURGERIES
21236 | 4229680324500 | KNAPP RETRACTOR, 4-PRONG, BLUNT, REUSABLE | SPECIALIZED INSTRUMENTATION FOR OPEN AND LAPAROSCOPIC SURGERIES
21237 | 4229680338500 | FORCEPS, WAUGH DISSECTING 1/2TH 18CM, REUSABLE | SPECIALIZED INSTRUMENTATION FOR OPEN AND LAPAROSCOPIC SURGERIES
21238 | 4229180259900 | FORCEPS BABCOCK INTESTINAL GRASPING STRAIGHT 200 MM, REUSABLE | SPECIALIZED INSTRUMENTATION FOR OPEN AND LAPAROSCOPIC SURGERIES
21239 | 4229680003200 | CLAMP, BULLDOG, ATRAUMATIC/ANGLED, STAINLESS STEEL, TIP WIDTH= 20.0MM, REUSABLE | SPECIALIZED INSTRUMENTATION FOR OPEN AND LAPAROSCOPIC SURGERIES
21240 | 4229680003300 | CLAMP, BULLDOG, ATRAUMATIC/STRAIGHT, STAINLESS STEEL, TIP WIDTH= 10.0MM, REUSABLE | SPECIALIZED INSTRUMENTATION FOR OPEN AND LAPAROSCOPIC SURGERIES
21241 | 4229680003400 | CLAMP, BULLDOG, ATRAUMATIC/STRAIGHT, STAINLESS STEEL, TIP WIDTH= 20.0MM, REUSABLE | SPECIALIZED INSTRUMENTATION FOR OPEN AND LAPAROSCOPIC SURGERIES
21242 | 4229680003000 | CLAMP, BULLDOG, ATRAUMATIC/ANGLED, STAINLESS STEEL, TIP WIDTH= 10.0MM, REUSABLE | SPECIALIZED INSTRUMENTATION FOR OPEN AND LAPAROSCOPIC SURGERIES
21243 | 4229680003100 | CLAMP, BULLDOG, ATRAUMATIC/ANGLED, STAINLESS STEEL, TIP WIDTH= 14.0MM, REUSABLE | SPECIALIZED INSTRUMENTATION FOR OPEN AND LAPAROSCOPIC SURGERIES
21244 | 4229680432900 | CLAMP, BULLDOG, ATRAUMATIC/CURVED, STAINLESS STEEL, TIP WIDTH= 20.0MM, REUSABLE | SPECIALIZED INSTRUMENTATION FOR OPEN AND LAPAROSCOPIC SURGERIES
21245 | 4229680187700 | HOOKLET, WOUND, FIXATION/TRACTION, BLUNT/4 PRONGS, LENGTH = 16.5CM, REUSABLE | SPECIALIZED INSTRUMENTATION FOR OPEN AND LAPAROSCOPIC SURGERIES
21246 | 4229680186200 | HOOKLET, FACE LIFT, FIXATION/TRACTION, KAYE/4 PRONGS, LENGTH = 13.0CM, REUSABLE | SPECIALIZED INSTRUMENTATION FOR OPEN AND LAPAROSCOPIC SURGERIES
21247 | 4229680260700 | HOOKLET, WOUND, FIXATION/TRACTION, DELICATE/4 PRONGS/SHARP, LENGTH = 16.5CM, REUSABLE | SPECIALIZED INSTRUMENTATION FOR OPEN AND LAPAROSCOPIC SURGERIES
21248 | 4229680109400 | SCISSORS, MICRO, JABOMA/CLEFT PALATE/LEFT, STAINLESS STEEL, LENGTH = 18.0CM, REUSABLE | SPECIALIZED INSTRUMENTATION FOR OPEN AND LAPAROSCOPIC SURGERIES
21249 | 4229680109500 | SCISSORS, MICRO, JABOMA/CLEFT PALATE/RIGHT, STAINLESS STEEL, LENGTH = 18.0CM, REUSABLE | SPECIALIZED INSTRUMENTATION FOR OPEN AND LAPAROSCOPIC SURGERIES
21250 | 4229680109300 | SCISSORS, MICRO, JABOMA/CLEFT PALATE/ANGLED, STAINLESS STEEL, LENGTH = 18.0CM, REUSABLE | SPECIALIZED INSTRUMENTATION FOR OPEN AND LAPAROSCOPIC SURGERIES
21251 | 4229680445500 | SCISSORS, DISSECTING, KILNER/CURVED, STAINLESS STEEL, LENGTH = 12.0CM, REUSABLE | SPECIALIZED INSTRUMENTATION FOR OPEN AND LAPAROSCOPIC SURGERIES
21252 | 4229517112000 | KNOT TIER, WORKING LENGTH 23 CM, REUSABLE | SPECIALIZED INSTRUMENTATION FOR OPEN AND LAPAROSCOPIC SURGERIES
21253 | 4229680255700 | DISSECTOR, SEPARATION, SALYER/ANGULATED/LONG, STAINLESS STEEL, LENGTH = 18.0CM, REUSABLE | SPECIALIZED INSTRUMENTATION FOR OPEN AND LAPAROSCOPIC SURGERIES
21254 | 4229680173600 | SCISSORS, DISSECTING, MAYO-STILLE/STRAIGHT, STAINLESS STEEL, LENGTH = 19.5CM, REUSABLE | SPECIALIZED INSTRUMENTATION FOR OPEN AND LAPAROSCOPIC SURGERIES
21255 | 4229680030500 | SCISSORS, OPERATING, BLUNT-BLUNT/CURVED, STAINLESS STEEL, LENGTH = 14.5CM, REUSABLE | SPECIALIZED INSTRUMENTATION FOR OPEN AND LAPAROSCOPIC SURGERIES
21256 | 4229680163800 | RETRACTOR, ABDOMINAL, BALFOUR/WIRE BLADES, STAINLESS STEEL, REUSABLE | SPECIALIZED INSTRUMENTATION FOR OPEN AND LAPAROSCOPIC SURGERIES
21257 | 4229680444000 | RETRACTOR, ABDOMINAL, BALFOUR/BABY, STAINLESS STEEL, LENGTH = 12.5CM, REUSABLE | SPECIALIZED INSTRUMENTATION FOR OPEN AND LAPAROSCOPIC SURGERIES
21258 | 4229680000300 | RETRACTOR, ABDOMINAL, GOSSET, STAINLESS STEEL, LENGTH = 12.5CM, REUSABLE | SPECIALIZED INSTRUMENTATION FOR OPEN AND LAPAROSCOPIC SURGERIES
21259 | 4229680188000 | HOOKLET, ABDOMINAL, FIXATION/TRACTION, DESMARRES, TIP SIZE: 8.0MM, LENGTH = 16.0CM, REUSABLE | SPECIALIZED INSTRUMENTATION FOR OPEN AND LAPAROSCOPIC SURGERIES
21260 | 4229680188300 | RETRACTOR, ABDOMINAL, FIXATION/TRACTION, SENN GREEN, TIP SIZE: 20.0MM X 6.0MM, LENGTH = 16.0CM, REUSABLE | SPECIALIZED INSTRUMENTATION FOR OPEN AND LAPAROSCOPIC SURGERIES
21261 | 4229680188200 | RETRACTOR, ABDOMINAL, FIXATION/TRACTION, SENN GREEN, TIP SIZE: 10.0MM X 6.0MM, LENGTH = 16.0CM, REUSABLE | SPECIALIZED INSTRUMENTATION FOR OPEN AND LAPAROSCOPIC SURGERIES
21262 | 4229680124000 | RETRACTOR, ABDOMINAL, KIRSCHNER/ANGLED/COMPLETE, STAINLESS STEEL, REUSABLE | SPECIALIZED INSTRUMENTATION FOR OPEN AND LAPAROSCOPIC SURGERIES
21263 | 4229680144100 | RETRACTOR, SEPARATION, HOOK ON BLADE/KIRSCHNER, REUSABLE | SPECIALIZED INSTRUMENTATION FOR OPEN AND LAPAROSCOPIC SURGERIES
21264 | 4229680124100 | SPATULA, ABDOMINAL MALLEABLE, OBTAIN EXPOSURE TO THE SURGICAL FIELD, HABERER, WIDTH= 25.0MM-30.0MM, LENGTH = 28.0CM, REUSABLE | SPECIALIZED INSTRUMENTATION FOR OPEN AND LAPAROSCOPIC SURGERIES
21265 | 4229680124200 | SPATULA, ABDOMINAL MALLEABLE, OBTAIN EXPOSURE TO THE SURGICAL FIELD, HABERER, WIDTH= 37.0MM-45.0MM, LENGTH = 30.0CM, REUSABLE | SPECIALIZED INSTRUMENTATION FOR OPEN AND LAPAROSCOPIC SURGERIES
21266 | 4229680124300 | SPATULA, ABDOMINAL MALLEABLE, OBTAIN EXPOSURE TO THE SURGICAL FIELD, MALLEABLE, WIDTH= 40.0MM, LENGTH = 33.0CM, REUSABLE | SPECIALIZED INSTRUMENTATION FOR OPEN AND LAPAROSCOPIC SURGERIES
21267 | 4229680039400 | SPATULA, ABDOMINAL MALLEABLE, OBTAIN EXPOSURE TO THE SURGICAL FIELD, MALLEABLE, WIDTH= 13.0MM, LENGTH = 20.0CM, REUSABLE | SPECIALIZED INSTRUMENTATION FOR OPEN AND LAPAROSCOPIC SURGERIES
21268 | 4229680039500 | SPATULA, ABDOMINAL MALLEABLE, OBTAIN EXPOSURE TO THE SURGICAL FIELD, MALLEABLE, WIDTH= 16.0MM, LENGTH = 20.0CM, REUSABLE | SPECIALIZED INSTRUMENTATION FOR OPEN AND LAPAROSCOPIC SURGERIES
21269 | 4229680000000 | SPATULA, ABDOMINAL MALLEABLE, OBTAIN EXPOSURE TO THE SURGICAL FIELD, HABERER, WIDTH= 16.0MM-25.0MM, LENGTH = 20.0CM, REUSABLE | SPECIALIZED INSTRUMENTATION FOR OPEN AND LAPAROSCOPIC SURGERIES
21270 | 4229680000100 | SPATULA, ABDOMINAL MALLEABLE, OBTAIN EXPOSURE TO THE SURGICAL FIELD, MALLEABLE, WIDTH= 30.0MM, LENGTH = 33.0CM, REUSABLE | SPECIALIZED INSTRUMENTATION FOR OPEN AND LAPAROSCOPIC SURGERIES
21271 | 4229680000200 | SPATULA, ABDOMINAL MALLEABLE, OBTAIN EXPOSURE TO THE SURGICAL FIELD, MALLEABLE, WIDTH= 50.0MM, LENGTH = 33.0CM, REUSABLE | SPECIALIZED INSTRUMENTATION FOR OPEN AND LAPAROSCOPIC SURGERIES
21272 | 4229680039700 | SPATULA, ABDOMINAL MALLEABLE, OBTAIN EXPOSURE TO THE SURGICAL FIELD, MALLEABLE, WIDTH= 6.5MM, LENGTH = 20.0CM, REUSABLE | SPECIALIZED INSTRUMENTATION FOR OPEN AND LAPAROSCOPIC SURGERIES
21273 | 4229680039600 | SPATULA, ABDOMINAL MALLEABLE, OBTAIN EXPOSURE TO THE SURGICAL FIELD, MALLEABLE, WIDTH= 25.0MM, LENGTH = 20.0CM, REUSABLE | SPECIALIZED INSTRUMENTATION FOR OPEN AND LAPAROSCOPIC SURGERIES
21274 | 4229680225600 | SCISSORS, MICRO, ACC./TEW/CURVED, STAINLESS STEEL, TIP WIDTH= 2.5MM, REUSABLE | SPECIALIZED INSTRUMENTATION FOR OPEN AND LAPAROSCOPIC SURGERIES
21275 | 4229680225700 | SCISSORS, MICRO, ACC./TEW/STRAIGHT, STAINLESS STEEL, TIP WIDTH= 2.5MM, REUSABLE | SPECIALIZED INSTRUMENTATION FOR OPEN AND LAPAROSCOPIC SURGERIES
21276 | 4229680089800 | CURETTE, ADENOID, REMOVAL, BECKMANN/CURVED, STAINLESS STEEL, TIP WIDTH= 13.0MM, LENGTH = 21.5CM, RHINOLOGY SURGERY, REUSABLE | SPECIALIZED INSTRUMENTATION FOR OPEN AND LAPAROSCOPIC SURGERIES
21277 | 4229680089900 | CURETTE, ADENOID, REMOVAL, BECKMANN/CURVED, STAINLESS STEEL, TIP WIDTH= 15.0MM, LENGTH = 21.5CM, RHINOLOGY SURGERY, REUSABLE | SPECIALIZED INSTRUMENTATION FOR OPEN AND LAPAROSCOPIC SURGERIES
21278 | 4229680090000 | CURETTE, ADENOID, REMOVAL, BECKMANN/CURVED, STAINLESS STEEL, TIP WIDTH= 17.0MM, LENGTH = 21.5CM, RHINOLOGY SURGERY, REUSABLE | SPECIALIZED INSTRUMENTATION FOR OPEN AND LAPAROSCOPIC SURGERIES
21279 | 4229680090100 | CURETTE, ADENOID, REMOVAL, BECKMANN/CURVED, STAINLESS STEEL, TIP WIDTH= 19.0MM, LENGTH = 21.5CM, RHINOLOGY SURGERY, REUSABLE | SPECIALIZED INSTRUMENTATION FOR OPEN AND LAPAROSCOPIC SURGERIES
21280 | 4229680090200 | CURETTE, ADENOID, REMOVAL, BECKMANN/CURVED, STAINLESS STEEL, TIP WIDTH= 21.0MM, LENGTH = 21.5CM, RHINOLOGY SURGERY, REUSABLE | SPECIALIZED INSTRUMENTATION FOR OPEN AND LAPAROSCOPIC SURGERIES
21281 | 4229680089600 | CURETTE, ADENOID, REMOVAL, BECKMANN/CURVED, STAINLESS STEEL, TIP WIDTH= 13.0MM, LENGTH = 22.0CM, RHINOLOGY SURGERY, REUSABLE | SPECIALIZED INSTRUMENTATION FOR OPEN AND LAPAROSCOPIC SURGERIES
21282 | 4229680089700 | CURETTE, ADENOID, REMOVAL, BECKMANN/CURVED, STAINLESS STEEL, TIP WIDTH= 15.0MM, LENGTH = 22.0CM, RHINOLOGY SURGERY, REUSABLE | SPECIALIZED INSTRUMENTATION FOR OPEN AND LAPAROSCOPIC SURGERIES
21283 | 4229680096300 | ELEVATOR, SURGICAL, ADSON/CURVED/ROUND, STAINLESS STEEL, LENGTH = 17.0CM, REUSABLE | SPECIALIZED INSTRUMENTATION FOR OPEN AND LAPAROSCOPIC SURGERIES
21284 | 4229680155700 | SPREADER, RETRACTOR, ADSON/BLUNT, STAINLESS STEEL, LENGTH = 33.0CM, TEETH: 4X4, REUSABLE | SPECIALIZED INSTRUMENTATION FOR OPEN AND LAPAROSCOPIC SURGERIES
21285 | 4229680155800 | SPREADER, RETRACTOR, ADSON/SHARP, STAINLESS STEEL, LENGTH = 26.0CM, TEETH: 3X3, REUSABLE | SPECIALIZED INSTRUMENTATION FOR OPEN AND LAPAROSCOPIC SURGERIES
21286 | 4229680039900 | SPREADER, RETRACTOR, ADSON/BLUNT, STAINLESS STEEL, LENGTH = 26.0CM, TEETH: 3X3, REUSABLE | SPECIALIZED INSTRUMENTATION FOR OPEN AND LAPAROSCOPIC SURGERIES
21287 | 4229680040100 | SPREADER, RETRACTOR, ADSON/BLUNT, STAINLESS STEEL, LENGTH = 29.0CM, TEETH: 6X5, REUSABLE | SPECIALIZED INSTRUMENTATION FOR OPEN AND LAPAROSCOPIC SURGERIES
21288 | 4229680040200 | SPREADER, RETRACTOR, ADSON/SHARP, STAINLESS STEEL, LENGTH = 24.5CM, TEETH: 3X3, REUSABLE | SPECIALIZED INSTRUMENTATION FOR OPEN AND LAPAROSCOPIC SURGERIES
21289 | 4229680040300 | SPREADER, RETRACTOR, ADSON/SHARP, STAINLESS STEEL, LENGTH = 29.0CM, TEETH: 6X5, REUSABLE | SPECIALIZED INSTRUMENTATION FOR OPEN AND LAPAROSCOPIC SURGERIES
21290 | 4229680241100 | SPREADER, RETRACTOR, ADSON-ANDERSON, STAINLESS STEEL, LENGTH = 19.0CM, TEETH: 4X3, REUSABLE | SPECIALIZED INSTRUMENTATION FOR OPEN AND LAPAROSCOPIC SURGERIES
21291 | 4229680241000 | SPREADER, RETRACTOR, ADSON/SHARP, STAINLESS STEEL, LENGTH = 21.0CM, TEETH: 3X3, REUSABLE | SPECIALIZED INSTRUMENTATION FOR OPEN AND LAPAROSCOPIC SURGERIES
21292 | 4229680240900 | SPREADER, RETRACTOR, ADSON/SHARP, STAINLESS STEEL, LENGTH = 14.0CM, TEETH: 3X3, REUSABLE | SPECIALIZED INSTRUMENTATION FOR OPEN AND LAPAROSCOPIC SURGERIES
21293 | 4229680394000 | SPREADER, RETRACTOR, ADSON/BLUNT, STAINLESS STEEL, LENGTH = 14.0CM, TEETH: 3X3, REUSABLE | SPECIALIZED INSTRUMENTATION FOR OPEN AND LAPAROSCOPIC SURGERIES
21294 | 4229680293400 | TUBE, SUCTION, ADSON/CURVED, DIAMETER = 4.0MM, LENGTH = 20.0CM, REUSABLE | SPECIALIZED INSTRUMENTATION FOR OPEN AND LAPAROSCOPIC SURGERIES
21295 | 4229680044800 | FORCEPS, TISSUE, ADSON, TUNGSTEN CARBIDE, LENGTH = 12.0CM, TEETH: 1X1, REUSABLE | SPECIALIZED INSTRUMENTATION FOR OPEN AND LAPAROSCOPIC SURGERIES
21296 | 4229680047500 | FORCEPS, TISSUE, ADSON, STAINLESS STEEL, LENGTH = 12.0CM, TEETH: 1X1, REUSABLE | SPECIALIZED INSTRUMENTATION FOR OPEN AND LAPAROSCOPIC SURGERIES
21297 | 4229680294000 | FORCEPS, TISSUE, ADSON-BROWN/SERRATED, TUNGSTEN CARBIDE, LENGTH = 12.0CM, REUSABLE | SPECIALIZED INSTRUMENTATION FOR OPEN AND LAPAROSCOPIC SURGERIES
21298 | 4229680394800 | FORCEPS, TISSUE, ADSON, TUNGSTEN CARBIDE, LENGTH = 15.0CM, TEETH: 1X1, REUSABLE | SPECIALIZED INSTRUMENTATION FOR OPEN AND LAPAROSCOPIC SURGERIES
21299 | 4229680452100 | FORCEPS, TISSUE, ADSON, STAINLESS STEEL, LENGTH = 18.0CM, TEETH: 2X2, REUSABLE | SPECIALIZED INSTRUMENTATION FOR OPEN AND LAPAROSCOPIC SURGERIES
21300 | 4229680077900 | FORCEPS TISSUE ADSON/WITH SUTURE TYING PLATFORM TUNGSTEN CARBIDE LENGTH = 9.5CM TIP: 1.5MM TEETH: 1X1 REUSABLE | SPECIALIZED INSTRUMENTATION FOR OPEN AND LAPAROSCOPIC SURGERIES
21301 | 4229680409700 | FORCEPS, SURGICAL, AIACH/STRAIGHT, STAINLESS STEEL, LENGTH = 16.0CM, TIP WIDTH= 5.0MM, REUSABLE | SPECIALIZED INSTRUMENTATION FOR OPEN AND LAPAROSCOPIC SURGERIES
21302 | 4229680031500 | RASPATORY, SCRAPING, ALEXANDER/DOUBLE, LENGTH = 21.0CM, REUSABLE | SPECIALIZED INSTRUMENTATION FOR OPEN AND LAPAROSCOPIC SURGERIES
21303 | 4229680072300 | ELEVATOR, PERIOSTEAL, ALLEN, STAINLESS STEEL, DIAMETER = 2.0MM, LENGTH = 18.0CM, REUSABLE | SPECIALIZED INSTRUMENTATION FOR OPEN AND LAPAROSCOPIC SURGERIES
21304 | 4229680072400 | ELEVATOR, PERIOSTEAL, ALLEN, STAINLESS STEEL, DIAMETER = 3.0MM, REUSABLE | SPECIALIZED INSTRUMENTATION FOR OPEN AND LAPAROSCOPIC SURGERIES
21305 | 4229680096400 | ELEVATOR, SURGICAL, BALLENGER HAJEK, STAINLESS STEEL, DIAMETER = 6.0MM, LENGTH = 19.0CM, RHINOLOGY, REUSABLE | SPECIALIZED INSTRUMENTATION FOR OPEN AND LAPAROSCOPIC SURGERIES
21306 | 4229680128500 | FORCEPS, TISSUE, ALLIS/ATRAUMATIC, STAINLESS STEEL, LENGTH = 15.5CM, REUSABLE | SPECIALIZED INSTRUMENTATION FOR OPEN AND LAPAROSCOPIC SURGERIES
21307 | 4229680161400 | FORCEPS, TISSUE, ALLIS, STAINLESS STEEL, LENGTH = 25.5CM, TEETH: 5X5, REUSABLE | SPECIALIZED INSTRUMENTATION FOR OPEN AND LAPAROSCOPIC SURGERIES
21308 | 4229680128600 | FORCEPS, TISSUE, ALLIS/ATRAUMATIC, STAINLESS STEEL, LENGTH = 20.0CM, REUSABLE | SPECIALIZED INSTRUMENTATION FOR OPEN AND LAPAROSCOPIC SURGERIES
21309 | 4229680128700 | FORCEPS, TISSUE, ALLIS/ATRAUMATIC, STAINLESS STEEL, LENGTH = 24.5CM, REUSABLE | SPECIALIZED INSTRUMENTATION FOR OPEN AND LAPAROSCOPIC SURGERIES
21310 | 4229680161300 | FORCEPS, TISSUE, ALLIS, STAINLESS STEEL, LENGTH = 19.0CM, TEETH: 5X5, REUSABLE | SPECIALIZED INSTRUMENTATION FOR OPEN AND LAPAROSCOPIC SURGERIES
21311 | 4229680161200 | FORCEPS, TISSUE, ALLIS, STAINLESS STEEL, LENGTH = 15.5CM, TEETH: 5X5, REUSABLE | SPECIALIZED INSTRUMENTATION FOR OPEN AND LAPAROSCOPIC SURGERIES
21312 | 4229680047800 | FORCEPS, TISSUE, BOYS-ALLIS, STAINLESS STEEL, LENGTH = 15.5CM, TEETH: 5X5, REUSABLE | SPECIALIZED INSTRUMENTATION FOR OPEN AND LAPAROSCOPIC SURGERIES
21313 | 4229680047600 | FORCEPS, TISSUE, ALLIS, STAINLESS STEEL, LENGTH = 16.0CM, TEETH: 11X11, REUSABLE | SPECIALIZED INSTRUMENTATION FOR OPEN AND LAPAROSCOPIC SURGERIES
21314 | 4229680046800 | FORCEPS, TISSUE, ALLIS-BABY, STAINLESS STEEL, LENGTH = 13.0CM, TEETH: 4X4, REUSABLE | SPECIALIZED INSTRUMENTATION FOR OPEN AND LAPAROSCOPIC SURGERIES
21315 | 4229680047700 | FORCEPS, TISSUE, ALLIS, STAINLESS STEEL, LENGTH = 15.5CM, TEETH: 4X4, REUSABLE | SPECIALIZED INSTRUMENTATION FOR OPEN AND LAPAROSCOPIC SURGERIES
21316 | 4229680145900 | SPATULA, LUNG, OBTAIN EXPOSURE TO THE SURGICAL FIELD, ALLISON, LENGTH = 33.0CM, REUSABLE | SPECIALIZED INSTRUMENTATION FOR OPEN AND LAPAROSCOPIC SURGERIES
21317 | 4229680145800 | SPATULA, LUNG, OBTAIN EXPOSURE TO THE SURGICAL FIELD, ALLISON, LENGTH = 29.5CM, REUSABLE | SPECIALIZED INSTRUMENTATION FOR OPEN AND LAPAROSCOPIC SURGERIES
21318 | 4229680247500 | DISSECTOR, SEPARATION, ALVEOLAR NERVE/ARNETT/2 BEND, STAINLESS STEEL, LENGTH = 23.0CM, REUSABLE | SPECIALIZED INSTRUMENTATION FOR OPEN AND LAPAROSCOPIC SURGERIES
21319 | 4229680124500 | SAW, COMPLETE AMPUTATION WITH 2 BLADES, CUTTING BONE, CHARRIERE, LENGTH = 35.0CM, REUSABLE | SPECIALIZED INSTRUMENTATION FOR OPEN AND LAPAROSCOPIC SURGERIES
21320 | 4229680247600 | PUNCH, ANTRUM, UPWARDS, JAW WIDTH= 3.0MM X 3.0MM, LENGTH = 9.0CM, REUSABLE | SPECIALIZED INSTRUMENTATION FOR OPEN AND LAPAROSCOPIC SURGERIES
21321 | 4229680400700 | PUNCH, ANTRUM, UPWARDS, JAW WIDTH= 4.0MM X 4.0MM, LENGTH = 9.0CM, REUSABLE | SPECIALIZED INSTRUMENTATION FOR OPEN AND LAPAROSCOPIC SURGERIES
21322 | 4229680090300 | PUNCH, ANTRUM, UPWARDS, JAW WIDTH= 5.0MM X 5.0MM, LENGTH = 9.0CM, REUSABLE | SPECIALIZED INSTRUMENTATION FOR OPEN AND LAPAROSCOPIC SURGERIES
21323 | 4229680001200 | RETRACTOR, AORTA, ROSS/FLEXIBLE SHAFT, STAINLESS STEEL, TIP 1, LENGTH = 26.5CM, REUSABLE | SPECIALIZED INSTRUMENTATION FOR OPEN AND LAPAROSCOPIC SURGERIES
21324 | 4229680001300 | RETRACTOR, AORTA, ROSS/FLEXIBLE SHAFT, STAINLESS STEEL, TIP 2, LENGTH = 27.0CM, REUSABLE | SPECIALIZED INSTRUMENTATION FOR OPEN AND LAPAROSCOPIC SURGERIES
21325 | 4229680001400 | RETRACTOR, AORTA, ROSS/FLEXIBLE SHAFT, STAINLESS STEEL, TIP 3, LENGTH = 27.0CM, REUSABLE | SPECIALIZED INSTRUMENTATION FOR OPEN AND LAPAROSCOPIC SURGERIES
21326 | 4229680001500 | RETRACTOR, AORTA, ROSS/FLEXIBLE SHAFT, STAINLESS STEEL, TIP 4, LENGTH = 27.5CM, REUSABLE | SPECIALIZED INSTRUMENTATION FOR OPEN AND LAPAROSCOPIC SURGERIES
21327 | 4229680001600 | RETRACTOR, AORTA, ROSS/FLEXIBLE SHAFT, STAINLESS STEEL, TIP 5, LENGTH = 27.5CM, REUSABLE | SPECIALIZED INSTRUMENTATION FOR OPEN AND LAPAROSCOPIC SURGERIES
21328 | 4229680001700 | RETRACTOR, AORTA, ROSS/FLEXIBLE SHAFT, STAINLESS STEEL, TIP 6, LENGTH = 27.5CM, REUSABLE | SPECIALIZED INSTRUMENTATION FOR OPEN AND LAPAROSCOPIC SURGERIES
21329 | 4229680001900 | PUNCH, AORTIC, CUTTING, DIAMETER = 4.0MM, LENGTH = 15.0CM, REUSABLE | SPECIALIZED INSTRUMENTATION FOR OPEN AND LAPAROSCOPIC SURGERIES
21330 | 4229680002000 | PUNCH, AORTIC, CUTTING, DIAMETER = 5.0MM, LENGTH = 15.0CM, REUSABLE | SPECIALIZED INSTRUMENTATION FOR OPEN AND LAPAROSCOPIC SURGERIES
21331 | 4229680002100 | PUNCH, AORTIC, CUTTING, DIAMETER = 6.0MM, LENGTH = 15.0CM, REUSABLE | SPECIALIZED INSTRUMENTATION FOR OPEN AND LAPAROSCOPIC SURGERIES
21332 | 4229680183500 | APPROXIMATOR, BLOOD CLAMPING/NERVE APPROXIMATION, BIEMER-MUELLER/STRAIGHT, REUSABLE | SPECIALIZED INSTRUMENTATION FOR OPEN AND LAPAROSCOPIC SURGERIES
21333 | 4229680183400 | APPROXIMATOR, BLOOD CLAMPING/NERVE APPROXIMATION, BIEMER-MUELLER/ANGLED, LENGTH = 9.0MM, REUSABLE | SPECIALIZED INSTRUMENTATION FOR OPEN AND LAPAROSCOPIC SURGERIES
21334 | 4229680401100 | SCISSORS, SURGICAL, AQUILLA/DISSECTION/MAYO/STRAIGHT, STAINLESS STEEL, LENGTH = 17.0CM, REUSABLE | SPECIALIZED INSTRUMENTATION FOR OPEN AND LAPAROSCOPIC SURGERIES
21335 | 4229680169700 | KNIFE, CUTTING, AREOLA COOKIE/FREEMAN/SERRATED, DIAMETER = 34.0MM, REUSABLE | SPECIALIZED INSTRUMENTATION FOR OPEN AND LAPAROSCOPIC SURGERIES
21336 | 4229680169800 | KNIFE, CUTTING, AREOLA COOKIE/FREEMAN/SERRATED, DIAMETER = 38.0MM, REUSABLE | SPECIALIZED INSTRUMENTATION FOR OPEN AND LAPAROSCOPIC SURGERIES
21337 | 4229680169900 | KNIFE, CUTTING, AREOLA COOKIE/FREEMAN/SERRATED, DIAMETER = 42.0MM, REUSABLE | SPECIALIZED INSTRUMENTATION FOR OPEN AND LAPAROSCOPIC SURGERIES
21338 | 4229680170000 | KNIFE, CUTTING, AREOLA COOKIE/FREEMAN/SERRATED, DIAMETER = 50.0MM, REUSABLE | SPECIALIZED INSTRUMENTATION FOR OPEN AND LAPAROSCOPIC SURGERIES
21339 | 4229680401300 | MARKER, AREOLA, BLUNT, DIAMETER = 36.0MM, REUSABLE | SPECIALIZED INSTRUMENTATION FOR OPEN AND LAPAROSCOPIC SURGERIES
21340 | 4229680401400 | MARKER, AREOLA, BLUNT, DIAMETER = 40.0MM, REUSABLE | SPECIALIZED INSTRUMENTATION FOR OPEN AND LAPAROSCOPIC SURGERIES
21341 | 4229680401500 | MARKER, AREOLA, BLUNT, DIAMETER = 42.0MM, REUSABLE | SPECIALIZED INSTRUMENTATION FOR OPEN AND LAPAROSCOPIC SURGERIES
21342 | 4229680401600 | MARKER, AREOLA, BLUNT, DIAMETER = 45.0MM, REUSABLE | SPECIALIZED INSTRUMENTATION FOR OPEN AND LAPAROSCOPIC SURGERIES
21343 | 4229680261900 | BENDER, IN PLACE, ARNETT, STAINLESS STEEL, MULTI PURPOSE BENDER, 13CM, REUSABLE | SPECIALIZED INSTRUMENTATION FOR OPEN AND LAPAROSCOPIC SURGERIES
21344 | 4229680249900 | ELEVATOR, RAMUS, ARNETT, STAINLESS STEEL, LENGTH = 22.0CM, REUSABLE | SPECIALIZED INSTRUMENTATION FOR OPEN AND LAPAROSCOPIC SURGERIES
21345 | 4229680280300 | ELEVATOR, PERIOSTEAL, ARNETT, STAINLESS STEEL, LENGTH = 21.0CM, REUSABLE | SPECIALIZED INSTRUMENTATION FOR OPEN AND LAPAROSCOPIC SURGERIES
21346 | 4229680280400 | ELEVATOR, PERIOSTEAL, ARNETT, STAINLESS STEEL, LENGTH = 24.0CM, REUSABLE | SPECIALIZED INSTRUMENTATION FOR OPEN AND LAPAROSCOPIC SURGERIES
21347 | 4229680252800 | INSTRUMENT, SEATING, CRANIOMAXILLOFACIAL, BSSO CONDYLAR/ARNETT, REUSABLE | SPECIALIZED INSTRUMENTATION FOR OPEN AND LAPAROSCOPIC SURGERIES
21348 | 4229680263300 | MALLET, HAMMERING, ACC. ARNETT, LENGTH = 20.0CM, REUSABLE | SPECIALIZED INSTRUMENTATION FOR OPEN AND LAPAROSCOPIC SURGERIES
21349 | 4229680280600 | CARRIER, PLATE, HOLDING, ACC ARNETT, LENGTH = 18.5CM, REUSABLE | SPECIALIZED INSTRUMENTATION FOR OPEN AND LAPAROSCOPIC SURGERIES
21350 | 4229680045700 | CLAMP, BULLDOG, ARTERIES/STRAIGHT, TITANIUM, TIP WIDTH= 50.0MM, REUSABLE | SPECIALIZED INSTRUMENTATION FOR OPEN AND LAPAROSCOPIC SURGERIES
21351 | 4229680045600 | CLAMP, BULLDOG, ARTERIES/CURVED, TITANIUM, TIP WIDTH= 50.0MM, REUSABLE | SPECIALIZED INSTRUMENTATION FOR OPEN AND LAPAROSCOPIC SURGERIES
21352 | 4229680023100 | FORCEPS, HEMOSTATIC, ADSON/CURVED, STAINLESS STEEL, LENGTH = 18.5CM, REUSABLE | SPECIALIZED INSTRUMENTATION FOR OPEN AND LAPAROSCOPIC SURGERIES
21353 | 4229680446900 | FORCEPS, HEMOSTATIC, ADSON/STRAIGHT, STAINLESS STEEL, LENGTH = 19.0CM, REUSABLE | SPECIALIZED INSTRUMENTATION FOR OPEN AND LAPAROSCOPIC SURGERIES
21354 | 4229680180800 | FORCEPS, GYNECOLOGICAL, UTERINE ELEVATING/COLLIN, STAINLESS STEEL, LENGTH = 26.0CM, REUSABLE | SPECIALIZED INSTRUMENTATION FOR OPEN AND LAPAROSCOPIC SURGERIES
21355 | 4229680300200 | FORCEPS, TONGUE HOLDING, COLLIN/FENESTRATED JAWS, STAINLESS STEEL, LENGTH = 17.0CM, REUSABLE | SPECIALIZED INSTRUMENTATION FOR OPEN AND LAPAROSCOPIC SURGERIES
21356 | 4229680021000 | FORCEPS, HEMOSTATIC, CRAFOORD/CURVED, STAINLESS STEEL, LENGTH = 24.5CM, REUSABLE | SPECIALIZED INSTRUMENTATION FOR OPEN AND LAPAROSCOPIC SURGERIES
21357 | 4229680138800 | FORCEPS, HEMOSTATIC, CRILE-RANKIN/STRAIGHT, STAINLESS STEEL, LENGTH = 16.0CM, REUSABLE | SPECIALIZED INSTRUMENTATION FOR OPEN AND LAPAROSCOPIC SURGERIES
21358 | 4229680138700 | FORCEPS, HEMOSTATIC, CRILE-RANKIN/CURVED, STAINLESS STEEL, LENGTH = 16.0CM, REUSABLE | SPECIALIZED INSTRUMENTATION FOR OPEN AND LAPAROSCOPIC SURGERIES
21359 | 4229680023600 | FORCEPS, HEMOSTATIC, CRILE/STRAIGHT, STAINLESS STEEL, LENGTH = 14.5CM, REUSABLE | SPECIALIZED INSTRUMENTATION FOR OPEN AND LAPAROSCOPIC SURGERIES
21360 | 4229680023500 | FORCEPS, HEMOSTATIC, CRILE/CURVED, STAINLESS STEEL, LENGTH = 14.5CM, REUSABLE | SPECIALIZED INSTRUMENTATION FOR OPEN AND LAPAROSCOPIC SURGERIES
21361 | 4229680131700 | FORCEPS, CLAMP, MOYNIHAN/CURVED, STAINLESS STEEL, LENGTH = 23.0CM, REUSABLE | SPECIALIZED INSTRUMENTATION FOR OPEN AND LAPAROSCOPIC SURGERIES
21362 | 4229680022600 | FORCEPS, HEMOSTATIC, SAROT/CURVED, STAINLESS STEEL, LENGTH = 24.5CM, REUSABLE | SPECIALIZED INSTRUMENTATION FOR OPEN AND LAPAROSCOPIC SURGERIES
21363 | 4229680022800 | FORCEPS, HEMOSTATIC, SPENCER-WELLS/STRAIGHT, STAINLESS STEEL, LENGTH = 20.0CM, REUSABLE | SPECIALIZED INSTRUMENTATION FOR OPEN AND LAPAROSCOPIC SURGERIES
21364 | 4229680022500 | FORCEPS, HEMOSTATIC, ROCHESTER-CARMALT/STRAIGHT, STAINLESS STEEL, LENGTH = 17.0CM, REUSABLE | SPECIALIZED INSTRUMENTATION FOR OPEN AND LAPAROSCOPIC SURGERIES
21365 | 4229680022700 | FORCEPS, HEMOSTATIC, SPENCER-WELLS/CURVED, STAINLESS STEEL, LENGTH = 18.0CM, REUSABLE | SPECIALIZED INSTRUMENTATION FOR OPEN AND LAPAROSCOPIC SURGERIES
21366 | 4229680021200 | FORCEPS, HEMOSTATIC, MARTIN-FUCHSIG/CURVED, STAINLESS STEEL, LENGTH = 20.5CM, REUSABLE | SPECIALIZED INSTRUMENTATION FOR OPEN AND LAPAROSCOPIC SURGERIES
21367 | 4229680168200 | FORCEPS, HEMOSTATIC, SPENCER-WELLS/CURVED, STAINLESS STEEL, LENGTH = 15.0CM, REUSABLE | SPECIALIZED INSTRUMENTATION FOR OPEN AND LAPAROSCOPIC SURGERIES
21368 | 4229680446500 | FORCEPS, HEMOSTATIC, SPENCER-WELLS/STRAIGHT, STAINLESS STEEL, LENGTH = 13.0CM, REUSABLE | SPECIALIZED INSTRUMENTATION FOR OPEN AND LAPAROSCOPIC SURGERIES
21369 | 4229680099300 | FORCEPS, HEMOSTATIC, SCHNIDT/SLIGHT/CURVED, STAINLESS STEEL, LENGTH = 19.0CM, REUSABLE | SPECIALIZED INSTRUMENTATION FOR OPEN AND LAPAROSCOPIC SURGERIES
21370 | 4229680099400 | FORCEPS, HEMOSTATIC, SCHNIDT/STRONG/CURVED, STAINLESS STEEL, LENGTH = 18.5CM, REUSABLE | SPECIALIZED INSTRUMENTATION FOR OPEN AND LAPAROSCOPIC SURGERIES
21371 | 4229680099200 | FORCEPS, HEMOSTATIC, NEGUS/WIDE/CURVED, STAINLESS STEEL, LENGTH = 19.5CM, REUSABLE | SPECIALIZED INSTRUMENTATION FOR OPEN AND LAPAROSCOPIC SURGERIES
21372 | 4229680099100 | FORCEPS, HEMOSTATIC, NEGUS/NARROW/CURVED, STAINLESS STEEL, LENGTH = 20.0CM, REUSABLE | SPECIALIZED INSTRUMENTATION FOR OPEN AND LAPAROSCOPIC SURGERIES
21373 | 4229680429700 | FORCEPS, HEMOSTATIC, SEMB LIGATURE/STRONGLY CURVED, STAINLESS STEEL, LENGTH = 24.7CM, REUSABLE | SPECIALIZED INSTRUMENTATION FOR OPEN AND LAPAROSCOPIC SURGERIES
21374 | 4229680134000 | FORCEPS, DISSECTING, HEISS/SLIGHT CURVED, STAINLESS STEEL, LENGTH = 20.0CM, REUSABLE | SPECIALIZED INSTRUMENTATION FOR OPEN AND LAPAROSCOPIC SURGERIES
21375 | 4229680134100 | FORCEPS, DISSECTING, HEISS/STRONG CURVED, STAINLESS STEEL, LENGTH = 21.0CM, REUSABLE | SPECIALIZED INSTRUMENTATION FOR OPEN AND LAPAROSCOPIC SURGERIES
21376 | 4229680016000 | FORCEPS, DISSECTING, HEISS/STRAIGHT, STAINLESS STEEL, LENGTH = 21.0CM, REUSABLE | SPECIALIZED INSTRUMENTATION FOR OPEN AND LAPAROSCOPIC SURGERIES
21377 | 4229680187300 | FORCEPS, HEMOSTATIC, LERICHE/CURVED, STAINLESS STEEL, LENGTH = 15.0CM, REUSABLE | SPECIALIZED INSTRUMENTATION FOR OPEN AND LAPAROSCOPIC SURGERIES
21378 | 4229680445400 | FORCEPS, DISSECTING, O'SHAUGNESSY, STAINLESS STEEL, LENGTH = 23.0CM, REUSABLE | SPECIALIZED INSTRUMENTATION FOR OPEN AND LAPAROSCOPIC SURGERIES
21379 | 4229680399100 | FORCEPS, HEMOSTATIC, PROVIDENCE HOSPITAL/CURVED, STAINLESS STEEL, LENGTH = 13.5CM, REUSABLE | SPECIALIZED INSTRUMENTATION FOR OPEN AND LAPAROSCOPIC SURGERIES
21380 | 4229680446400 | FORCEPS, HEMOSTATIC, ROBERTS/CURVED, STAINLESS STEEL, LENGTH = 22.0CM, REUSABLE | SPECIALIZED INSTRUMENTATION FOR OPEN AND LAPAROSCOPIC SURGERIES
21381 | 4229680135500 | FORCEPS, DISSECTING, RUMEL/NO.3, STAINLESS STEEL, LENGTH = 23.5CM, REUSABLE | SPECIALIZED INSTRUMENTATION FOR OPEN AND LAPAROSCOPIC SURGERIES
21382 | 4229680136100 | FORCEPS, DISSECTING, RUMEL/NO.4, STAINLESS STEEL, LENGTH = 24.0CM, REUSABLE | SPECIALIZED INSTRUMENTATION FOR OPEN AND LAPAROSCOPIC SURGERIES
21383 | 4229680017800 | FORCEPS, DISSECTING, RUMEL/NO.5, STAINLESS STEEL, LENGTH = 24.0CM, REUSABLE | SPECIALIZED INSTRUMENTATION FOR OPEN AND LAPAROSCOPIC SURGERIES
21384 | 4229680002500 | FORCEPS, ANASTOMOSIS, LAMBERT KAY, STAINLESS STEEL, LENGTH = 22.5CM, REUSABLE | SPECIALIZED INSTRUMENTATION FOR OPEN AND LAPAROSCOPIC SURGERIES
21385 | 4229680432700 | FORCEPS, ANASTOMOSIS, LAMBERT KAY, STAINLESS STEEL, LENGTH = 20.5CM, REUSABLE | SPECIALIZED INSTRUMENTATION FOR OPEN AND LAPAROSCOPIC SURGERIES
21386 | 4229680124900 | FORCEPS, AORTIC, BAHNSON/CURVED, STAINLESS STEEL, LENGTH = 23.5CM, REUSABLE | SPECIALIZED INSTRUMENTATION FOR OPEN AND LAPAROSCOPIC SURGERIES
21387 | 4229680002900 | FORCEPS, AORTIC, BAHNSON/CURVED, STAINLESS STEEL, LENGTH = 24.5CM, REUSABLE | SPECIALIZED INSTRUMENTATION FOR OPEN AND LAPAROSCOPIC SURGERIES
21388 | 4229680003700 | FORCEPS, VASCULAR, ATRAUMATIC/BECK/DOUBLE CURVED, STAINLESS STEEL, LENGTH = 17.0CM, REUSABLE | SPECIALIZED INSTRUMENTATION FOR OPEN AND LAPAROSCOPIC SURGERIES
21389 | 4229680000900 | FORCEPS, ANASTOMOSIS, COOLEY-DERRA, STAINLESS STEEL, LENGTH = 17.5CM, REUSABLE | SPECIALIZED INSTRUMENTATION FOR OPEN AND LAPAROSCOPIC SURGERIES
21390 | 4229680432800 | FORCEPS, AORTIC, COOLEY, STAINLESS STEEL, LENGTH = 26.5CM, REUSABLE | SPECIALIZED INSTRUMENTATION FOR OPEN AND LAPAROSCOPIC SURGERIES
21391 | 4229680127500 | FORCEPS, DISSECTING, ATRAUMATIC/LIGATURE/DEBAKEY, STAINLESS STEEL, LENGTH = 24.0CM, REUSABLE | SPECIALIZED INSTRUMENTATION FOR OPEN AND LAPAROSCOPIC SURGERIES
21392 | 4229680145300 | FORCEPS, LIGATURE, DEBAKEY/S-SHAPE, STAINLESS STEEL, LENGTH = 27.0CM, REUSABLE | SPECIALIZED INSTRUMENTATION FOR OPEN AND LAPAROSCOPIC SURGERIES
21393 | 4229680124800 | FORCEPS, ANEURYSM, ATRAUMATIC/DEBAKEY, STAINLESS STEEL, LENGTH = 31.0CM, REUSABLE | SPECIALIZED INSTRUMENTATION FOR OPEN AND LAPAROSCOPIC SURGERIES
21394 | 4229680145200 | FORCEPS, LIGATURE, DEBAKEY/S-SHAPE, STAINLESS STEEL, LENGTH = 24.5CM, REUSABLE | SPECIALIZED INSTRUMENTATION FOR OPEN AND LAPAROSCOPIC SURGERIES
21395 | 4229680002600 | FORCEPS, ANASTOMOSIS, DEBAKEY, STAINLESS STEEL, LENGTH = 16.5CM, REUSABLE | SPECIALIZED INSTRUMENTATION FOR OPEN AND LAPAROSCOPIC SURGERIES
21396 | 4229680002700 | FORCEPS, ANEURYSM, ATRAUMATIC/DEBAKEY, STAINLESS STEEL, LENGTH = 26.0CM, REUSABLE | SPECIALIZED INSTRUMENTATION FOR OPEN AND LAPAROSCOPIC SURGERIES
21397 | 4229680007200 | FORCEPS, DISSECTING, ATRAUMATIC/LIGATURE/DEBAKEY, STAINLESS STEEL, LENGTH = 19.0CM, REUSABLE | SPECIALIZED INSTRUMENTATION FOR OPEN AND LAPAROSCOPIC SURGERIES
21398 | 4229680002800 | FORCEPS, ANEURYSM, ATRAUMATIC/DEBAKEY, STAINLESS STEEL, LENGTH = 27.0CM, REUSABLE | SPECIALIZED INSTRUMENTATION FOR OPEN AND LAPAROSCOPIC SURGERIES
21399 | 4229680433300 | FORCEPS, TISSUE, ATRAUMATIC/DEBAKEY/ANGLED, STAINLESS STEEL, LENGTH = 21.0CM, REUSABLE | SPECIALIZED INSTRUMENTATION FOR OPEN AND LAPAROSCOPIC SURGERIES
21400 | 4229680164500 | FORCEPS, DISSECTING, ATRAUMATIC/DEBAKEY/ANGLED, STAINLESS STEEL, LENGTH = 25.0CM, TIP WIDTH= 3.0MM, REUSABLE | SPECIALIZED INSTRUMENTATION FOR OPEN AND LAPAROSCOPIC SURGERIES
21401 | 4229680127600 | FORCEPS, TISSUE, ATRAUMATIC DUVAL/ORGAN SEIZING/SCHEIBE, STAINLESS STEEL, LENGTH = 23.0CM, REUSABLE | SPECIALIZED INSTRUMENTATION FOR OPEN AND LAPAROSCOPIC SURGERIES
21402 | 4229680007700 | FORCEPS, TISSUE, ATRAUMATIC DUVAL/ORGAN SEIZING/SCHEIBE, STAINLESS STEEL, LENGTH = 20.5CM, REUSABLE | SPECIALIZED INSTRUMENTATION FOR OPEN AND LAPAROSCOPIC SURGERIES
21403 | 4229680047900 | FORCEPS, TISSUE, SLIM/DUVAL, STAINLESS STEEL, LENGTH = 18.0CM, REUSABLE | SPECIALIZED INSTRUMENTATION FOR OPEN AND LAPAROSCOPIC SURGERIES
21404 | 4229680048000 | FORCEPS, TISSUE, WIDE/DUVAL, STAINLESS STEEL, LENGTH = 20.5CM, REUSABLE | SPECIALIZED INSTRUMENTATION FOR OPEN AND LAPAROSCOPIC SURGERIES
21405 | 4229680175700 | FORCEPS, TISSUE, SLIM/DUVAL, STAINLESS STEEL, LENGTH = 20.5CM, REUSABLE | SPECIALIZED INSTRUMENTATION FOR OPEN AND LAPAROSCOPIC SURGERIES
21406 | 4229680422000 | FORCEPS, GRASPING, DUVAL LUNG/STRAIGHT/TRIANGULAR/SERRATED, STAINLESS STEEL, LENGTH = 20.3CM, REUSABLE | SPECIALIZED INSTRUMENTATION FOR OPEN AND LAPAROSCOPIC SURGERIES
21407 | 4229680160300 | FORCEPS, DRESSING, ATRAUMATIC, TITANIUM, LENGTH = 20.5CM, TIP WIDTH= 1.5MM, REUSABLE | SPECIALIZED INSTRUMENTATION FOR OPEN AND LAPAROSCOPIC SURGERIES
21408 | 4229680160400 | FORCEPS, DRESSING, ATRAUMATIC, TITANIUM, LENGTH = 24.5CM, TIP WIDTH= 1.5MM, REUSABLE | SPECIALIZED INSTRUMENTATION FOR OPEN AND LAPAROSCOPIC SURGERIES
21409 | 4229680003600 | FORCEPS, ATRAUMATIC/BAINBRIDGE/CURVED, STAINLESS STEEL, LENGTH = 18.5CM, REUSABLE | SPECIALIZED INSTRUMENTATION FOR OPEN AND LAPAROSCOPIC SURGERIES
21410 | 4229680006700 | FORCEPS, HEMOSTATIC, ATRAUMATIC/PEDIATRIC/DOUBLE-ENDED/CURVED, STAINLESS STEEL, LENGTH = 15.5CM, REUSABLE | SPECIALIZED INSTRUMENTATION FOR OPEN AND LAPAROSCOPIC SURGERIES
21411 | 4229680045400 | FORCEPS, TISSUE, ATRAUMATIC, TITANIUM, LENGTH = 16.0CM, TIP WIDTH= 1.5MM, REUSABLE | SPECIALIZED INSTRUMENTATION FOR OPEN AND LAPAROSCOPIC SURGERIES
21412 | 4229680045500 | FORCEPS, ATRAUMATIC, TITANIUM, LENGTH = 24.5CM, TIP WIDTH= 1.8MM, REUSABLE | SPECIALIZED INSTRUMENTATION FOR OPEN AND LAPAROSCOPIC SURGERIES
21413 | 4229680127400 | FORCEPS, KIDNEY PEDICLE, GUYON, STAINLESS STEEL, LENGTH = 23.0CM, REUSABLE | SPECIALIZED INSTRUMENTATION FOR OPEN AND LAPAROSCOPIC SURGERIES
21414 | 4229680444600 | FORCEPS, KIDNEY PEDICLE, GUYON, STAINLESS STEEL, LENGTH = 24.0CM, REUSABLE | SPECIALIZED INSTRUMENTATION FOR OPEN AND LAPAROSCOPIC SURGERIES
21415 | 4229680433500 | FORCEPS, CLAMP, STANDARD, STAINLESS STEEL, LENGTH = 20.0CM, TIP LENGTH = 40MM, KIDNEY/PANCREAS, REUSABLE | SPECIALIZED INSTRUMENTATION FOR OPEN AND LAPAROSCOPIC SURGERIES
21416 | 4229680433600 | FORCEPS, CLAMP, STANDARD, STAINLESS STEEL, LENGTH = 20.0CM, TIP LENGTH = 50MM, KIDNEY/PANCREAS, REUSABLE | SPECIALIZED INSTRUMENTATION FOR OPEN AND LAPAROSCOPIC SURGERIES
21417 | 4229680434100 | CLAMP, AORTIC, ATRAUMATIC/ABDOMINAL/KOWALSKI/FIG.2, STAINLESS STEEL, LENGTH = 27.0 CM, REUSABLE | SPECIALIZED INSTRUMENTATION FOR OPEN AND LAPAROSCOPIC SURGERIES
21418 | 4229680444200 | FORCEPS, CAPSULE, MILLIN/ATRAUMATIC, STAINLESS STEEL, LENGTH = 24.5CM, REUSABLE | SPECIALIZED INSTRUMENTATION FOR OPEN AND LAPAROSCOPIC SURGERIES
21419 | 4229680444100 | FORCEPS, CAPSULE, MILLIN/ATRAUMATIC, STAINLESS STEEL, LENGTH = 22.5CM, REUSABLE | SPECIALIZED INSTRUMENTATION FOR OPEN AND LAPAROSCOPIC SURGERIES
21420 | 4229680126300 | FORCEPS, HEMOSTATIC, ATRAUMATIC/OCHSNER/CURVED, STAINLESS STEEL, LENGTH = 22.0CM, REUSABLE | SPECIALIZED INSTRUMENTATION FOR OPEN AND LAPAROSCOPIC SURGERIES
21421 | 4229680397600 | FORCEPS, TISSUE, ATRAUMATIC/PEDIATRIC/MEDIUM/ANGLED, STAINLESS STEEL, LENGTH = 15.5CM, REUSABLE | SPECIALIZED INSTRUMENTATION FOR OPEN AND LAPAROSCOPIC SURGERIES
21422 | 4229680126600 | FORCEPS, TISSUE, ATRAUMATIC/POTTS/ANGLED, STAINLESS STEEL, LENGTH = 22.0CM, WORKING END SIZE: 55.0MM, REUSABLE | SPECIALIZED INSTRUMENTATION FOR OPEN AND LAPAROSCOPIC SURGERIES
21423 | 4229680126800 | FORCEPS, BLOOD VESSEL, ATRAUMATIC/POTTS/CURVED, STAINLESS STEEL, LENGTH = 26.0CM, REUSABLE | SPECIALIZED INSTRUMENTATION FOR OPEN AND LAPAROSCOPIC SURGERIES
21424 | 4229680003500 | FORCEPS, BLOOD VESSEL, ATRAUMATIC/POTTS/CURVED, STAINLESS STEEL, LENGTH = 21.5CM, TIP WIDTH= 55.0MM, REUSABLE | SPECIALIZED INSTRUMENTATION FOR OPEN AND LAPAROSCOPIC SURGERIES
21425 | 4229680433900 | CLAMP, PROFUNDA, ATRAUMATIC/GREGORY, STAINLESS STEEL, LENGTH = 18.0 CM, REUSABLE | SPECIALIZED INSTRUMENTATION FOR OPEN AND LAPAROSCOPIC SURGERIES
21426 | 4229680433800 | CLAMP, VASCULAR, ATRAUMATIC/PROFUNDA/GREGORY, STAINLESS STEEL, LENGTH = 16.0 CM, REUSABLE | SPECIALIZED INSTRUMENTATION FOR OPEN AND LAPAROSCOPIC SURGERIES
21427 | 4229680127800 | FORCEPS, RECTUM, HAYES/ANGLED/ATRAUMATIC, STAINLESS STEEL, LENGTH = 28.0CM, REUSABLE | SPECIALIZED INSTRUMENTATION FOR OPEN AND LAPAROSCOPIC SURGERIES
21428 | 4229680138600 | FORCEPS, RECTAM, YEOMAN/ATRAUMATIC, STAINLESS STEEL, LENGTH = 42.0CM, REUSABLE | SPECIALIZED INSTRUMENTATION FOR OPEN AND LAPAROSCOPIC SURGERIES
21429 | 4229680127900 | FORCEPS, RECTUM, RESANO/ATRAUMATIC, STAINLESS STEEL, LENGTH = 28.0CM, REUSABLE | SPECIALIZED INSTRUMENTATION FOR OPEN AND LAPAROSCOPIC SURGERIES
21430 | 4229680020900 | FORCEPS, CORE, RESANO/SINGLE ACTION, STAINLESS STEEL, SIZE: MEDIUM, REUSABLE | SPECIALIZED INSTRUMENTATION FOR OPEN AND LAPAROSCOPIC SURGERIES
21431 | 4229680436200 | FORCEPS, TISSUE, RESANO, STAINLESS STEEL, LENGTH = 23.0CM, REUSABLE | SPECIALIZED INSTRUMENTATION FOR OPEN AND LAPAROSCOPIC SURGERIES
21432 | 4229680031400 | ROD, PULL, ATRIAL RETRACTOR, LENGTH = 23.0CM, REUSABLE | SPECIALIZED INSTRUMENTATION FOR OPEN AND LAPAROSCOPIC SURGERIES
21433 | 4229680008600 | BLADE, ATRIAL RETRACTOR, MITRAL, SIZE: 30.0 MM X 35.0 MM, REUSABLE | SPECIALIZED INSTRUMENTATION FOR OPEN AND LAPAROSCOPIC SURGERIES
21434 | 4229680008700 | BLADE, ATRIAL RETRACTOR, MITRAL, SIZE: 40.0 MM X 35.0 MM, REUSABLE | SPECIALIZED INSTRUMENTATION FOR OPEN AND LAPAROSCOPIC SURGERIES
21435 | 4229680008800 | BLADE, ATRIAL RETRACTOR, MITRAL, SIZE: 50.0 MM X 35.0 MM, REUSABLE | SPECIALIZED INSTRUMENTATION FOR OPEN AND LAPAROSCOPIC SURGERIES
21436 | 4229680008900 | BLADE, ATRIAL RETRACTOR, MITRAL, SIZE: 50.0 MM X 45.0 MM, REUSABLE | SPECIALIZED INSTRUMENTATION FOR OPEN AND LAPAROSCOPIC SURGERIES
21437 | 4229680009000 | BLADE, ATRIAL RETRACTOR, MITRAL, SIZE: 60.0 MM X 45.0 MM, REUSABLE | SPECIALIZED INSTRUMENTATION FOR OPEN AND LAPAROSCOPIC SURGERIES
21438 | 4229680009100 | BLADE, ATRIAL RETRACTOR, MITRAL, SIZE: 70.0 MM X 45.0 MM, REUSABLE | SPECIALIZED INSTRUMENTATION FOR OPEN AND LAPAROSCOPIC SURGERIES
21439 | 4229680002200 | FORCEPS, APPLICATION, ATRIAL RETRACTOR, LENGTH = 30.0CM, REUSABLE | SPECIALIZED INSTRUMENTATION FOR OPEN AND LAPAROSCOPIC SURGERIES
21440 | 4229680008300 | RETRACTOR, ATRIUM, SERRATED, STAINLESS STEEL, TIP SIZE: 48.0MM X 48.0MM, LENGTH = 25.0CM, REUSABLE | SPECIALIZED INSTRUMENTATION FOR OPEN AND LAPAROSCOPIC SURGERIES
21441 | 4229680191500 | REAMER, AWL, CUTTING, SQUARE, LENGTH = 13.0CM, REUSABLE | SPECIALIZED INSTRUMENTATION FOR OPEN AND LAPAROSCOPIC SURGERIES
21442 | 4229680128800 | FORCEPS, TISSUE, BABCOCK/ATRAUMATIC, STAINLESS STEEL, LENGTH = 16.0CM, REUSABLE | SPECIALIZED INSTRUMENTATION FOR OPEN AND LAPAROSCOPIC SURGERIES
21443 | 4229680008100 | FORCEPS, TISSUE, BABCOCK/ATRAUMATIC, STAINLESS STEEL, LENGTH = 21.0CM, REUSABLE | SPECIALIZED INSTRUMENTATION FOR OPEN AND LAPAROSCOPIC SURGERIES
21444 | 4229680420100 | FORCEPS, TISSUE, BABCOCK/ATRAUMATIC, STAINLESS STEEL, LENGTH = 24.0CM, REUSABLE | SPECIALIZED INSTRUMENTATION FOR OPEN AND LAPAROSCOPIC SURGERIES
21445 | 4229680183700 | SCISSORS, DRESSING, BANDAGE/LISTER, STAINLESS STEEL, LENGTH = 20.0CM, REUSABLE | SPECIALIZED INSTRUMENTATION FOR OPEN AND LAPAROSCOPIC SURGERIES
21446 | 4229680453300 | SCISSORS, BANDAGE, UNIVERSAL, STAINLESS STEEL, LENGTH = 19.0CM, REUSABLE | SPECIALIZED INSTRUMENTATION FOR OPEN AND LAPAROSCOPIC SURGERIES
21447 | 4229680305200 | SCISSORS, OPERATING, BARRAQUER IRIS, STAINLESS STEEL, 7MM, REUSABLE | SPECIALIZED INSTRUMENTATION FOR OPEN AND LAPAROSCOPIC SURGERIES
21448 | 4229680096500 | ELEVATOR, PERIOSTEAL, BAYONET SHAPED, STAINLESS STEEL, DIAMETER = 4.0MM, LENGTH = 21.5CM, REUSABLE | SPECIALIZED INSTRUMENTATION FOR OPEN AND LAPAROSCOPIC SURGERIES
21449 | 4229680292500 | SPREADER, RETRACTOR, BECKMANN/SHARP, STAINLESS STEEL, LENGTH = 32.0CM, TEETH: 4X3, REUSABLE | SPECIALIZED INSTRUMENTATION FOR OPEN AND LAPAROSCOPIC SURGERIES
21450 | 4229680296800 | BENDER/CUTTER, TYPE A, FRACTURE DIAMETER = 1.5MM, FRACTURE RECON DIAMETER = 2.0MM, BRIDGING RECON DIAMETER = 3.0MM, THREADLOCK TS, REUSABLE | SPECIALIZED INSTRUMENTATION FOR OPEN AND LAPAROSCOPIC SURGERIES
21451 | 4229680296900 | BENDER/CUTTER, TYPE B, FRACTURE DIAMETER = 1.5MM, FRACTURE RECON DIAMETER = 2.0MM, BRIDGING RECON DIAMETER = 3.0MM, THREADLOCK TS, REUSABLE | SPECIALIZED INSTRUMENTATION FOR OPEN AND LAPAROSCOPIC SURGERIES
21452 | 4229680305900 | CLAMP, MUSCLE, BERENNS, STAINLESS STEEL, REUSABLE | SPECIALIZED INSTRUMENTATION FOR OPEN AND LAPAROSCOPIC SURGERIES
21453 | 4229680306000 | FORCEPS, BERKE PTOSIS SIZE 11CM, REUSABLE | SPECIALIZED INSTRUMENTATION FOR OPEN AND LAPAROSCOPIC SURGERIES
21454 | 4229680091300 | PUNCH, BONE, BEYER, JAW WIDTH= 2.0MM, REUSABLE | SPECIALIZED INSTRUMENTATION FOR OPEN AND LAPAROSCOPIC SURGERIES
21455 | 4229680040600 | SPREADER, VASCULAR, BIEMER, STAINLESS STEEL, LENGTH = 16.0CM, REUSABLE | SPECIALIZED INSTRUMENTATION FOR OPEN AND LAPAROSCOPIC SURGERIES
21456 | 4229680194800 | CLIP, VASCULAR, BIEMER, STAINLESS STEEL, DIAMETER = 6.0MM, REUSABLE | SPECIALIZED INSTRUMENTATION FOR OPEN AND LAPAROSCOPIC SURGERIES
21457 | 4229680194900 | CLIP, VASCULAR, BIEMER, STAINLESS STEEL, DIAMETER = 9.0MM, REUSABLE | SPECIALIZED INSTRUMENTATION FOR OPEN AND LAPAROSCOPIC SURGERIES
21458 | 4229680195000 | CLIP, VASCULAR, BIEMER/SLIM, STAINLESS STEEL, DIAMETER = 9.0MM, REUSABLE | SPECIALIZED INSTRUMENTATION FOR OPEN AND LAPAROSCOPIC SURGERIES
21459 | 4229680129000 | DILATOR, BILE DUCT, BAKES, LENGTH = 32.0CM, TIP DIAMETER = 3.0MM, REUSABLE | SPECIALIZED INSTRUMENTATION FOR OPEN AND LAPAROSCOPIC SURGERIES
21460 | 4229680129100 | DILATOR, BILE DUCT, BAKES, LENGTH = 32.0CM, TIP DIAMETER = 4.0MM, REUSABLE | SPECIALIZED INSTRUMENTATION FOR OPEN AND LAPAROSCOPIC SURGERIES
21461 | 4229680129200 | DILATOR, BILE DUCT, BAKES, LENGTH = 32.0CM, TIP DIAMETER = 5.0MM, REUSABLE | SPECIALIZED INSTRUMENTATION FOR OPEN AND LAPAROSCOPIC SURGERIES
21462 | 4229680129300 | DILATOR, BILE DUCT, BAKES, LENGTH = 32.0CM, TIP DIAMETER = 6.0MM, REUSABLE | SPECIALIZED INSTRUMENTATION FOR OPEN AND LAPAROSCOPIC SURGERIES
21463 | 4229680129400 | DILATOR, BILE DUCT, BAKES, LENGTH = 32.0CM, TIP DIAMETER = 7.0MM, REUSABLE | SPECIALIZED INSTRUMENTATION FOR OPEN AND LAPAROSCOPIC SURGERIES
21464 | 4229680129500 | DILATOR, BILE DUCT, BAKES, LENGTH = 32.0CM, TIP DIAMETER = 8.0MM, REUSABLE | SPECIALIZED INSTRUMENTATION FOR OPEN AND LAPAROSCOPIC SURGERIES
21465 | 4229680129600 | DILATOR, BILE DUCT, BAKES, LENGTH = 32.0CM, TIP DIAMETER = 9.0MM, REUSABLE | SPECIALIZED INSTRUMENTATION FOR OPEN AND LAPAROSCOPIC SURGERIES
21466 | 4229680128900 | DILATOR, BILE DUCT, BAKES, LENGTH = 32.0CM, TIP DIAMETER = 10.0MM, REUSABLE | SPECIALIZED INSTRUMENTATION FOR OPEN AND LAPAROSCOPIC SURGERIES
21467 | 4229680008400 | DILATOR, BILE DUCT, BAKES, LENGTH = 32.0CM, TIP DIAMETER = 11.0MM, REUSABLE | SPECIALIZED INSTRUMENTATION FOR OPEN AND LAPAROSCOPIC SURGERIES
21468 | 4229680008500 | DILATOR, BILE DUCT, BAKES, LENGTH = 32.0CM, TIP DIAMETER = 13.0MM, REUSABLE | SPECIALIZED INSTRUMENTATION FOR OPEN AND LAPAROSCOPIC SURGERIES
21469 | 4229680444800 | DILATOR, BILE DUCT, BAKES, LENGTH = 32.0CM, TIP DIAMETER = 1.0MM, REUSABLE | SPECIALIZED INSTRUMENTATION FOR OPEN AND LAPAROSCOPIC SURGERIES
21470 | 4229680164600 | CURETTE, BIOPSY, SAMPLE COLLECTION, MUNICH, STAINLESS STEEL, LENGTH = 27.0CM, SCRAPING OR DEBRIDING BIOLOGICAL TISSUE/DEBRIS IN A BIOPSY/EXCISION/CLEANING PROCEDURE, REUSABLE | SPECIALIZED INSTRUMENTATION FOR OPEN AND LAPAROSCOPIC SURGERIES
21471 | 4229680228000 | FORCEPS, BIPOLAR, NON-STICK/ANGLED/BLUNT 1.0MM, TIP SILVER METAL, COLOR: RED, LENGTH = 23.0CM, REUSABLE | SPECIALIZED INSTRUMENTATION FOR OPEN AND LAPAROSCOPIC SURGERIES
21472 | 4229680228100 | FORCEPS, BIPOLAR, NON-STICK/ANGLED/BLUNT 2.0MM, TIP SILVER METAL, COLOR: RED, LENGTH = 23.0CM, REUSABLE | SPECIALIZED INSTRUMENTATION FOR OPEN AND LAPAROSCOPIC SURGERIES
21473 | 4229680227800 | FORCEPS, BIPOLAR, NON-STICK/ANGLED/BLUNT 0.6MM, TIP SILVER METAL, COLOR: RED, LENGTH = 20.0CM, REUSABLE | SPECIALIZED INSTRUMENTATION FOR OPEN AND LAPAROSCOPIC SURGERIES
21474 | 4229680227900 | FORCEPS, BIPOLAR, NON-STICK/ANGLED/BLUNT 1.0MM, TIP SILVER METAL, COLOR: RED, LENGTH = 20.0CM, REUSABLE | SPECIALIZED INSTRUMENTATION FOR OPEN AND LAPAROSCOPIC SURGERIES
21475 | 4229680437500 | FORCEPS, BIPOLAR, NON-STICK/FLUSH/STRAIGHT, STAINLESS STEEL, COLOR: RED, LENGTH = 23.0CM, TIP: 2.0MM, REUSABLE | SPECIALIZED INSTRUMENTATION FOR OPEN AND LAPAROSCOPIC SURGERIES
21476 | 4229680437600 | FORCEPS BIPOLAR NON-STICK/FLUSH/STRAIGHT STAINLESS STEEL COLOR: RED LENGTH = 30.0CM TIP: 2.0MM REUSABLE | SPECIALIZED INSTRUMENTATION FOR OPEN AND LAPAROSCOPIC SURGERIES
21477 | 4229680437800 | FORCEPS, BIPOLAR, NON-STICK/STRAIGHT/BLUNT, STAINLESS STEEL, COLOR: RED, LENGTH = 23.0CM, TIP: 2.0MM, REUSABLE | SPECIALIZED INSTRUMENTATION FOR OPEN AND LAPAROSCOPIC SURGERIES
21478 | 4229680437700 | FORCEPS, BIPOLAR, NON-STICK/ANGLED/BLUNT, STAINLESS STEEL, COLOR: RED, LENGTH = 12.0CM, TIP: 0.6MM, REUSABLE | SPECIALIZED INSTRUMENTATION FOR OPEN AND LAPAROSCOPIC SURGERIES
21479 | 4229680164800 | FORCEPS, BIPOLAR, STRAIGHT/BLUNT, STAINLESS STEEL, LENGTH = 20.0CM, TIP WIDTH= 2.0MM, REUSABLE | SPECIALIZED INSTRUMENTATION FOR OPEN AND LAPAROSCOPIC SURGERIES
21480 | 4229680164900 | FORCEPS, BIPOLAR, STRAIGHT/BLUNT, STAINLESS STEEL, LENGTH = 24.0CM, TIP WIDTH= 2.0MM, REUSABLE | SPECIALIZED INSTRUMENTATION FOR OPEN AND LAPAROSCOPIC SURGERIES
21481 | 4229680165000 | FORCEPS, BIPOLAR, STRAIGHT/BLUNT, STAINLESS STEEL, LENGTH = 30.0CM, TIP WIDTH= 2.0MM, REUSABLE | SPECIALIZED INSTRUMENTATION FOR OPEN AND LAPAROSCOPIC SURGERIES
21482 | 4229680306900 | FORCEPS, TISSUE, BISHOP HARMON/DELICATE, STAINLESS STEEL, LENGTH = 8.0CM, REUSABLE | SPECIALIZED INSTRUMENTATION FOR OPEN AND LAPAROSCOPIC SURGERIES
21483 | 4229680444900 | RETRACTOR, BLADDER, MILLIN/COMPLETE, STAINLESS STEEL, REUSABLE | SPECIALIZED INSTRUMENTATION FOR OPEN AND LAPAROSCOPIC SURGERIES
21484 | 4229680096600 | ELEVATOR, PERIOSTEAL, BOIES/STRAIGHT, STAINLESS STEEL, DIAMETER = 8.0MM, LENGTH = 19.0CM, REUSABLE | SPECIALIZED INSTRUMENTATION FOR OPEN AND LAPAROSCOPIC SURGERIES
21485 | 4229680129800 | CURETTE, BONE, SAMPLE COLLECTION, VOLKMANN/OVAL/NO.0, STAINLESS STEEL, LENGTH = 17.0CM, BONE SURGERY AND TRAUMATOLOGY, REUSABLE | SPECIALIZED INSTRUMENTATION FOR OPEN AND LAPAROSCOPIC SURGERIES
21486 | 4229680129700 | CURETTE, BONE, SAMPLE COLLECTION, VOLKMANN/OVAL/NO.000, STAINLESS STEEL, LENGTH = 17.0CM, BONE SURGERY AND TRAUMATOLOGY, REUSABLE | SPECIALIZED INSTRUMENTATION FOR OPEN AND LAPAROSCOPIC SURGERIES
21487 | 4229680129900 | CURETTE, BONE, SAMPLE COLLECTION, VOLKMANN/OVAL/NO.1, STAINLESS STEEL, LENGTH = 17.0CM, BONE SURGERY AND TRAUMATOLOGY, REUSABLE | SPECIALIZED INSTRUMENTATION FOR OPEN AND LAPAROSCOPIC SURGERIES
21488 | 4229680130000 | CURETTE, BONE, SAMPLE COLLECTION, VOLKMANN/OVAL/NO.2, STAINLESS STEEL, LENGTH = 17.0CM, BONE SURGERY AND TRAUMATOLOGY, REUSABLE | SPECIALIZED INSTRUMENTATION FOR OPEN AND LAPAROSCOPIC SURGERIES
21489 | 4229680130100 | CURETTE, BONE, SAMPLE COLLECTION, VOLKMANN/OVAL/NO.4, STAINLESS STEEL, LENGTH = 17.0CM, BONE SURGERY AND TRAUMATOLOGY, REUSABLE | SPECIALIZED INSTRUMENTATION FOR OPEN AND LAPAROSCOPIC SURGERIES
21490 | 4229680183800 | CURETTE, BONE, SAMPLE COLLECTION, VOLKMANN/OVAL/NO.00, STAINLESS STEEL, LENGTH = 17.0CM, BONE SURGERY AND TRAUMATOLOGY, REUSABLE | SPECIALIZED INSTRUMENTATION FOR OPEN AND LAPAROSCOPIC SURGERIES
21491 | 4229680189200 | CURETTE, BONE SMOOTHING, VOLKMANN/OVAL/NO.0000, LENGTH = 17.0CM, REUSABLE | SPECIALIZED INSTRUMENTATION FOR OPEN AND LAPAROSCOPIC SURGERIES
21492 | 4229680009200 | CURETTE BONE SAMPLE COLLECTION VOLKMANN/NO.4 SILICONE LENGTH = 17.0CM CUTTING AND EXCISING BONE TISSUE REUSABLE | SPECIALIZED INSTRUMENTATION FOR OPEN AND LAPAROSCOPIC SURGERIES
21493 | 4229680009300 | CURETTE, BONE, SAMPLE COLLECTION, VOLKMANN/NO.3, SILICONE, LENGTH = 27.0CM, CUTTING AND EXCISING BONE TISSUE, REUSABLE | SPECIALIZED INSTRUMENTATION FOR OPEN AND LAPAROSCOPIC SURGERIES
21494 | 4229680202600 | CURETTE, BONE, BONE SURGERY, ANGLED DOWN/NO.0, STAINLESS STEEL, LENGTH = 25.0CM, GOUGE OUT ABNORMAL BONE GROWTHS AND OTHER HARD TISSUES, REUSABLE | SPECIALIZED INSTRUMENTATION FOR OPEN AND LAPAROSCOPIC SURGERIES
21495 | 4229680202700 | CURETTE, BONE, BONE SURGERY, ANGLED DOWN/NO.00, STAINLESS STEEL, LENGTH = 25.0CM, GOUGE OUT ABNORMAL BONE GROWTHS AND OTHER HARD TISSUES, REUSABLE | SPECIALIZED INSTRUMENTATION FOR OPEN AND LAPAROSCOPIC SURGERIES
21496 | 4229680203300 | CURETTE, BONE, SAMPLE COLLECTION, DAUBENSPECK/NO.0000, STAINLESS STEEL, LENGTH = 17.0CM, GOUGE OUT ABNORMAL BONE GROWTHS AND OTHER HARD TISSUES, REUSABLE | SPECIALIZED INSTRUMENTATION FOR OPEN AND LAPAROSCOPIC SURGERIES
21497 | 4229680203200 | CURETTE, BONE, SAMPLE COLLECTION, DAUBENSPECK/NO.000, STAINLESS STEEL, LENGTH = 17.0CM, GOUGE OUT ABNORMAL BONE GROWTHS AND OTHER HARD TISSUES, REUSABLE | SPECIALIZED INSTRUMENTATION FOR OPEN AND LAPAROSCOPIC SURGERIES
21498 | 4229680203000 | CURETTE, BONE, SAMPLE COLLECTION, DAUBENSPECK/NO.0, STAINLESS STEEL, LENGTH = 17.0CM, GOUGE OUT ABNORMAL BONE GROWTHS AND OTHER HARD TISSUES, REUSABLE | SPECIALIZED INSTRUMENTATION FOR OPEN AND LAPAROSCOPIC SURGERIES
21499 | 4229680203400 | CURETTE, BONE, SAMPLE COLLECTION, HALLE/MALLEABLE SHAFT/NO.1, STAINLESS STEEL, LENGTH = 21.0CM, SCRAPE HARD TISSUES DURING ORTHOPEDIC SURGERY, REUSABLE | SPECIALIZED INSTRUMENTATION FOR OPEN AND LAPAROSCOPIC SURGERIES
21500 | 4229680202800 | CURETTE, BONE, SAMPLE COLLECTION, ANGLED DOWN/NO.1, STAINLESS STEEL, LENGTH = 25.0CM, SCRAPE HARD TISSUES DURING ORTHOPEDIC SURGERY, REUSABLE | SPECIALIZED INSTRUMENTATION FOR OPEN AND LAPAROSCOPIC SURGERIES
21501 | 4229680204200 | CURETTE, BONE, SAMPLE COLLECTION, VOLKMANN/NO.1, SILICONE, LENGTH = 27.0CM, CUTTING AND EXCISING BONE TISSUE, REUSABLE | SPECIALIZED INSTRUMENTATION FOR OPEN AND LAPAROSCOPIC SURGERIES
21502 | 4229680204300 | CURETTE, BONE, SAMPLE COLLECTION, VOLKMANN/NO.2, SILICONE, LENGTH = 27.0CM, CUTTING AND EXCISING BONE TISSUE, REUSABLE | SPECIALIZED INSTRUMENTATION FOR OPEN AND LAPAROSCOPIC SURGERIES
21503 | 4229680204100 | CURETTE, BONE, SAMPLE COLLECTION, VOLKMANN/NO.0, SILICONE, LENGTH = 27.0CM, CUTTING AND EXCISING BONE TISSUE, REUSABLE | SPECIALIZED INSTRUMENTATION FOR OPEN AND LAPAROSCOPIC SURGERIES
21504 | 4229680202500 | CURETTE, BONE, SAMPLE COLLECTION, SPRATT/OVAL/NO.00, STAINLESS STEEL, LENGTH = 17.0CM, DEBULK HARD TISSUES FROM NARROW SURGICAL SITES, REUSABLE | SPECIALIZED INSTRUMENTATION FOR OPEN AND LAPAROSCOPIC SURGERIES
21505 | 4229680204000 | CURETTE, BONE, SAMPLE COLLECTION, SPRATT/OVAL/NO.1, STAINLESS STEEL, LENGTH = 17.0CM, DEBULK HARD TISSUES FROM NARROW SURGICAL SITES, REUSABLE | SPECIALIZED INSTRUMENTATION FOR OPEN AND LAPAROSCOPIC SURGERIES
21506 | 4229680207600 | CURETTE, BONE, SAMPLE COLLECTION, LEMPERT/SHARP/NO.1, STAINLESS STEEL, LENGTH = 21.5CM, SCRAPE TISSUE OR DEBRIS FOR BIOPSY / CLEANING / REMOVAL / EXCISION OF LESIONS, REUSABLE | SPECIALIZED INSTRUMENTATION FOR OPEN AND LAPAROSCOPIC SURGERIES
21507 | 4229680207900 | CURETTE, BONE, SAMPLE COLLECTION, LEMPERT/SHARP/NO.5, STAINLESS STEEL, LENGTH = 21.5CM, SCRAPE TISSUE OR DEBRIS FOR BIOPSY / CLEANING / REMOVAL / EXCISION OF LESIONS, REUSABLE | SPECIALIZED INSTRUMENTATION FOR OPEN AND LAPAROSCOPIC SURGERIES
21508 | 4229680183900 | CURETTE BONE SAMPLE COLLECTION VOLKMANN/OVAL/NO.3 STAINLESS STEEL LENGTH = 17.0CM SCRAPE AND DEBULK BONE GROWTHS AND FIBROUS TISSUES REUSABLE | SPECIALIZED INSTRUMENTATION FOR OPEN AND LAPAROSCOPIC SURGERIES
21509 | 4229680203900 | CURETTE, BONE, SAMPLE COLLECTION, SIMON/OVAL/NO.6, STAINLESS STEEL, LENGTH = 22.5CM, CARVE AND REMOVE BONE THICKNESS/CARTILAGE AND OTHER ABNORMAL GROWTHS, REUSABLE | SPECIALIZED INSTRUMENTATION FOR OPEN AND LAPAROSCOPIC SURGERIES
21510 | 4229680202400 | CURETTE, BONE, SAMPLE COLLECTION, SCHEDE/OVAL/NO.00, STAINLESS STEEL, LENGTH = 17.0CM, CARVE AND REMOVE BONE THICKNESS/CARTILAGE AND OTHER ABNORMAL GROWTHS, REUSABLE | SPECIALIZED INSTRUMENTATION FOR OPEN AND LAPAROSCOPIC SURGERIES
21511 | 4229680203500 | CURETTE, BONE, SAMPLE COLLECTION, SIMON/OVAL/NO.2, STAINLESS STEEL, LENGTH = 22.5CM, CARVE AND REMOVE BONE THICKNESS/CARTILAGE AND OTHER ABNORMAL GROWTHS, REUSABLE | SPECIALIZED INSTRUMENTATION FOR OPEN AND LAPAROSCOPIC SURGERIES
21512 | 4229680203700 | CURETTE, BONE, SAMPLE COLLECTION, SIMON/OVAL/NO.4, STAINLESS STEEL, LENGTH = 22.5CM, CARVE AND REMOVE BONE THICKNESS/CARTILAGE AND OTHER ABNORMAL GROWTHS, REUSABLE | SPECIALIZED INSTRUMENTATION FOR OPEN AND LAPAROSCOPIC SURGERIES
21513 | 4229680203600 | CURETTE, BONE, SAMPLE COLLECTION, SIMON/OVAL/NO.3, STAINLESS STEEL, LENGTH = 22.5CM, CARVE AND REMOVE BONE THICKNESS/CARTILAGE AND OTHER ABNORMAL GROWTHS, REUSABLE | SPECIALIZED INSTRUMENTATION FOR OPEN AND LAPAROSCOPIC SURGERIES
21514 | 4229680203800 | CURETTE, BONE, SAMPLE COLLECTION, SIMON/OVAL/NO.5, STAINLESS STEEL, LENGTH = 22.5CM, CARVE AND REMOVE BONE THICKNESS/CARTILAGE AND OTHER ABNORMAL GROWTHS, REUSABLE | SPECIALIZED INSTRUMENTATION FOR OPEN AND LAPAROSCOPIC SURGERIES
21515 | 4229680202900 | CURETTE, BONE, SAMPLE COLLECTION, BRUNS/OVAL/NO.2, STAINLESS STEEL, LENGTH = 23.0CM, CARVE AND REMOVE BONE THICKNESS/CARTILAGE AND OTHER ABNORMAL GROWTHS, REUSABLE | SPECIALIZED INSTRUMENTATION FOR OPEN AND LAPAROSCOPIC SURGERIES
21516 | 4229680207400 | CURETTE, MICRO, SAMPLE COLLECTION, MIKAEEL/BAYONET/NO.12, STAINLESS STEEL, LENGTH = 23.0CM, PITUITARY SURGERY/SCRAPE AND SCOOP TOUGH CORTICAL BONE DURING MIDDLE EAR PROCEDURES, REUSABLE | SPECIALIZED INSTRUMENTATION FOR OPEN AND LAPAROSCOPIC SURGERIES
21517 | 4229680207500 | CURETTE, MICRO, SAMPLE COLLECTION, MIKAEEL/BAYONET/ANGLED 45 DEGREE/NO.14, STAINLESS STEEL, LENGTH = 23.0CM, PITUITARY SURGERY/SCRAPE AND SCOOP TOUGH CORTICAL BONE DURING MIDDLE EAR PROCEDURES, REUSABLE | SPECIALIZED INSTRUMENTATION FOR OPEN AND LAPAROSCOPIC SURGERIES
21518 | 4229680207800 | CURETTE, BONE, SAMPLE COLLECTION, LEMPERT/SHARP/NO.4, STAINLESS STEEL, LENGTH = 21.5CM, SCRAPE TISSUE OR DEBRIS FOR BIOPSY / CLEANING / REMOVAL / EXCISION OF LESIONS, REUSABLE | SPECIALIZED INSTRUMENTATION FOR OPEN AND LAPAROSCOPIC SURGERIES
21519 | 4229680207700 | CURETTE, BONE, SAMPLE COLLECTION, LEMPERT/SHARP/NO.3, STAINLESS STEEL, LENGTH = 21.5CM, SCRAPE TISSUE OR DEBRIS FOR BIOPSY / CLEANING / REMOVAL / EXCISION OF LESIONS, REUSABLE | SPECIALIZED INSTRUMENTATION FOR OPEN AND LAPAROSCOPIC SURGERIES
21520 | 4229680203100 | CURETTE, BONE, SAMPLE COLLECTION, DAUBENSPECK/NO.00, STAINLESS STEEL, LENGTH = 17.0CM, GOUGE OUT ABNORMAL BONE GROWTHS AND OTHER HARD TISSUES, REUSABLE | SPECIALIZED INSTRUMENTATION FOR OPEN AND LAPAROSCOPIC SURGERIES
21521 | 4229680251600 | CURETTE, BONE, SAMPLE COLLECTION, WILLIGER/NO.0/1, STAINLESS STEEL, LENGTH = 14.0CM, REMOVAL OF UNNECESSARY GROWTHS ON BONE/SCRAPING A SAMPLE OF BONE FOR COLLECTION, REUSABLE | SPECIALIZED INSTRUMENTATION FOR OPEN AND LAPAROSCOPIC SURGERIES
21522 | 4229680260100 | CURETTE, BONE, SAMPLE COLLECTION, HEMMINGWAY/FIG.0/0, STAINLESS STEEL, ORTHOPEDIC TOOL/SCRAPING BONE TISSUE OR FOR REMOVING DEBRIS/FIBROUS AND DISEASED TISSUE FROM BONE STRUCTURES, REUSABLE | SPECIALIZED INSTRUMENTATION FOR OPEN AND LAPAROSCOPIC SURGERIES
21523 | 4229680251300 | CURETTE, BONE, SAMPLE COLLECTION, SCHEDE/OVAL/NO.0, STAINLESS STEEL, LENGTH = 17.0CM, CARVE AND REMOVE BONE THICKNESS/CARTILAGE AND OTHER ABNORMAL GROWTHS, REUSABLE | SPECIALIZED INSTRUMENTATION FOR OPEN AND LAPAROSCOPIC SURGERIES
21524 | 4229680251400 | CURETTE, BONE, SAMPLE COLLECTION, SCHEDE/OVAL/NO.1, STAINLESS STEEL, LENGTH = 17.0CM, CARVE AND REMOVE BONE THICKNESS/CARTILAGE AND OTHER ABNORMAL GROWTHS, REUSABLE | SPECIALIZED INSTRUMENTATION FOR OPEN AND LAPAROSCOPIC SURGERIES
21525 | 4229680260200 | CURETTE, BONE, SAMPLE COLLECTION, HEMMINGWAY/FIG.1/1, STAINLESS STEEL, ORTHOPEDIC TOOL/SCRAPING BONE TISSUE OR FOR REMOVING DEBRIS/FIBROUS AND DISEASED TISSUE FROM BONE STRUCTURES, REUSABLE | SPECIALIZED INSTRUMENTATION FOR OPEN AND LAPAROSCOPIC SURGERIES
21526 | 4229680302700 | CURETTE, BONE, EXTRACTION, WILLIGER/OVAL/FIG.2, STAINLESS STEEL, ORTHOPEDIC AND NEUROSURGERY SPECIALISTS CAN USE FOR DEBULKING DISEASED / FIBROUS / BONY TISSUE / CLEAN THE BONE OR TO OBTAIN SAMPLES FOR BIOPSIES, REUSABLE | SPECIALIZED INSTRUMENTATION FOR OPEN AND LAPAROSCOPIC SURGERIES
21527 | 4229680251500 | CURETTE, BONE, SAMPLE COLLECTION, USA/OVAL/NO.3, STAINLESS STEEL, LENGTH = 16.5CM, DEBULKING INSTRUMENT USED IN A SMALL BONE AND PERIODONTAL PROCEDURE/SCRAPE AWAY BONE FRAGMENTS, REUSABLE | SPECIALIZED INSTRUMENTATION FOR OPEN AND LAPAROSCOPIC SURGERIES
21528 | 4229680068800 | CURETTE, BONE, SAMPLE COLLECTION, LUCAS/FIG.2/2, STAINLESS STEEL, ORTHOPEDIC TOOL/SCRAPING BONE TISSUE OR FOR REMOVING DEBRIS/FIBROUS AND DISEASED TISSUE FROM BONE STRUCTURES, REUSABLE | SPECIALIZED INSTRUMENTATION FOR OPEN AND LAPAROSCOPIC SURGERIES
21529 | 4229680056300 | CURETTE, BONE, SAMPLE COLLECTION, COLUMBIA/FIG.4R/4L, STAINLESS STEEL, COLOR: BLUE, ORTHOPEDIC TOOL/SCRAPING BONE TISSUE OR FOR REMOVING DEBRIS/FIBROUS AND DISEASED TISSUE FROM BONE STRUCTURES, REUSABLE | SPECIALIZED INSTRUMENTATION FOR OPEN AND LAPAROSCOPIC SURGERIES
21530 | 4229680054700 | CURETTE, BONE, SAMPLE COLLECTION, MOLT/DOUBLE, STAINLESS STEEL, LENGTH = 19.0CM, SCRAPE TISSUE OR DEBRIS FOR BIOPSY / CLEANING / REMOVAL / EXCISION OF LESIONS, REUSABLE | SPECIALIZED INSTRUMENTATION FOR OPEN AND LAPAROSCOPIC SURGERIES
21531 | 4229680068700 | CURETTE, BONE, SAMPLE COLLECTION, LUCAS/FIG.0/0, STAINLESS STEEL, ORTHOPEDIC TOOL/SCRAPING BONE TISSUE OR FOR REMOVING DEBRIS/FIBROUS AND DISEASED TISSUE FROM BONE STRUCTURES, REUSABLE | SPECIALIZED INSTRUMENTATION FOR OPEN AND LAPAROSCOPIC SURGERIES
21532 | 4229680069300 | CURETTE, BONE, EXTRACTION, MILLER-COLBURN/FIG.1, STAINLESS STEEL, ORTHOPEDIC TOOL/SCRAPING BONE TISSUE OR FOR REMOVING DEBRIS/FIBROUS AND DISEASED TISSUE FROM BONE STRUCTURES, REUSABLE | SPECIALIZED INSTRUMENTATION FOR OPEN AND LAPAROSCOPIC SURGERIES
21533 | 4229680056200 | CURETTE, BONE, SAMPLE COLLECTION, COLUMBIA/FIG.13/14, STAINLESS STEEL, COLOR: BLUE, ORTHOPEDIC SURGEONS USE TO SCRAPE AND DEBULK BONE GROWTHS AND FIBROUS TISSUES, REUSABLE | SPECIALIZED INSTRUMENTATION FOR OPEN AND LAPAROSCOPIC SURGERIES
21534 | 4229680054800 | CURETTE, BONE, EXTRACTION, NO.1/1/OVAL, STAINLESS STEEL, LENGTH = 16.5CM, ORTHOPEDIC AND NEUROSURGERY SPECIALISTS CAN USE FOR DEBULKING DISEASED / FIBROUS / BONY TISSUE / CLEAN THE BONE OR TO OBTAIN SAMPLES FOR BIOPSIES, REUSABLE | SPECIALIZED INSTRUMENTATION FOR OPEN AND LAPAROSCOPIC SURGERIES
21535 | 4229680054600 | CURETTE, BONE, EXTRACTION, DR. IGLHAUT, STAINLESS STEEL, SCALERS/PERIODONTOLOGY, REUSABLE | SPECIALIZED INSTRUMENTATION FOR OPEN AND LAPAROSCOPIC SURGERIES
21536 | 4229680117600 | CURETTE, SURGICAL, EXCISION, EAR/BUCK/CURVED/BLUNT/NO.2, STAINLESS STEEL, EXCISE BONE FRAGMENTS IN EAR PROCEDURES/REMOVE TISSUES DURING MASTOID SURGERY AND FACIAL NERVE DECOMPRESSION/PERFORM DELICATE DISSECTIONS DURING STAPEDOTOMY AND TYMPANOPLASTY, REUSABLE | SPECIALIZED INSTRUMENTATION FOR OPEN AND LAPAROSCOPIC SURGERIES
21537 | 4229680117500 | CURETTE, SURGICAL, EXCISION, EAR/BUCK/CURVED/BLUNT/NO.1, STAINLESS STEEL, EXCISE BONE FRAGMENTS IN EAR PROCEDURES/REMOVE TISSUES DURING MASTOID SURGERY AND FACIAL NERVE DECOMPRESSION/PERFORM DELICATE DISSECTIONS DURING STAPEDOTOMY AND TYMPANOPLASTY, REUSABLE | SPECIALIZED INSTRUMENTATION FOR OPEN AND LAPAROSCOPIC SURGERIES
21538 | 4229680091200 | CURETTE, BONE, SAMPLE COLLECTION, HALLE/MALLEABLE SHAFT/NO.2, STAINLESS STEEL, LENGTH = 21.0CM, SCRAPE HARD TISSUES DURING ORTHOPEDIC SURGERY, REUSABLE | SPECIALIZED INSTRUMENTATION FOR OPEN AND LAPAROSCOPIC SURGERIES
21539 | 4229680092400 | CURETTE, BONE, SAMPLE COLLECTION, DOUBLE-ENDED/FAULKNER/OVAL/ROUND, STAINLESS STEEL, LENGTH = 21.0CM, OBTAIN TISSUE BIOPSIES FROM ANTRAL PATHOLOGIES/THE TURBINATES OR THE ENTRANCES TO THE NASAL SINUSES, REUSABLE | SPECIALIZED INSTRUMENTATION FOR OPEN AND LAPAROSCOPIC SURGERIES
21540 | 4229680090900 | CURETTE, BONE, DENTAL TISSUE SURGERY, BRUNS/ROUND/NO.0, STAINLESS STEEL, LENGTH = 17.0CM, ORTHOPEDIC SURGERY/REMOVE TISSUES AND GROWTHS SUCH AS TUMORS FROM BONE, REUSABLE | SPECIALIZED INSTRUMENTATION FOR OPEN AND LAPAROSCOPIC SURGERIES
21541 | 4229680090700 | CURETTE, BONE, DENTAL TISSUE SURGERY, BRUNS/ROUND/NO.00, STAINLESS STEEL, LENGTH = 17.0CM, ORTHOPEDIC SURGERY/REMOVE TISSUES AND GROWTHS SUCH AS TUMORS FROM BONE, REUSABLE | SPECIALIZED INSTRUMENTATION FOR OPEN AND LAPAROSCOPIC SURGERIES
21542 | 4229680090800 | CURETTE, BONE, DENTAL TISSUE SURGERY, BRUNS/ROUND/NO.000, STAINLESS STEEL, LENGTH = 17.0CM, ORTHOPEDIC SURGERY/REMOVE TISSUES AND GROWTHS SUCH AS TUMORS FROM BONE, REUSABLE | SPECIALIZED INSTRUMENTATION FOR OPEN AND LAPAROSCOPIC SURGERIES
21543 | 4229680092600 | CURETTE, BONE, SAMPLE COLLECTION, LEMPERT/NO.2, STAINLESS STEEL, LENGTH = 21.5CM, SCRAPE TISSUE OR DEBRIS FOR BIOPSY / CLEANING / REMOVAL / EXCISION OF LESIONS, REUSABLE | SPECIALIZED INSTRUMENTATION FOR OPEN AND LAPAROSCOPIC SURGERIES
21544 | 4229680091000 | CURETTE, BONE, EXTRACTION, BRUNS/ROUND/NO.1, STAINLESS STEEL, LENGTH = 17.0CM, ORTHOPEDIC SURGEONS USE TO GOUGE OUT ABNORMAL BONE GROWTHS AND OTHER HARD TISSUES, REUSABLE | SPECIALIZED INSTRUMENTATION FOR OPEN AND LAPAROSCOPIC SURGERIES
21545 | 4229680091100 | CURETTE, BONE, EXTRACTION, BRUNS/ROUND/NO.2, STAINLESS STEEL, LENGTH = 17.0CM, ORTHOPEDIC SURGEONS USE TO GOUGE OUT ABNORMAL BONE GROWTHS AND OTHER HARD TISSUES, REUSABLE | SPECIALIZED INSTRUMENTATION FOR OPEN AND LAPAROSCOPIC SURGERIES
21546 | 4229680094600 | CURETTE, SURGICAL, EXCISION, EAR/DOUBLE-ENDED/HOUSE/1.0/1.2, STAINLESS STEEL, LENGTH = 14.5CM, EXCISE BONE FRAGMENTS IN EAR PROCEDURES/REMOVE TISSUES DURING MASTOID SURGERY AND FACIAL NERVE DECOMPRESSION/PERFORM DELICATE DISSECTIONS DURING STAPEDOTOMY AND TYMPANOPLASTY, REUSABLE | SPECIALIZED INSTRUMENTATION FOR OPEN AND LAPAROSCOPIC SURGERIES
21547 | 4229680094700 | CURETTE, SURGICAL, EXCISION, EAR/DOUBLE-ENDED/HOUSE/1.5/1.8, STAINLESS STEEL, LENGTH = 14.5CM, EXCISE BONE FRAGMENTS IN EAR PROCEDURES/REMOVE TISSUES DURING MASTOID SURGERY AND FACIAL NERVE DECOMPRESSION/PERFORM DELICATE DISSECTIONS DURING STAPEDOTOMY AND TYMPANOPLASTY, REUSABLE | SPECIALIZED INSTRUMENTATION FOR OPEN AND LAPAROSCOPIC SURGERIES
21548 | 4229680092500 | CURETTE, BONE, EXTRACTION, SHARP/COAKLEY/NO.1, STAINLESS STEEL, LENGTH = 17.0CM, ORTHOPEDIC TOOL/SCRAPING BONE TISSUE OR FOR REMOVING DEBRIS/FIBROUS AND DISEASED TISSUE FROM BONE STRUCTURES, REUSABLE | SPECIALIZED INSTRUMENTATION FOR OPEN AND LAPAROSCOPIC SURGERIES
21549 | 4229680085100 | CURETTE, BONE, EXTRACTION, ROUND/NON-FENESTRATED CUPS /MILTEX, STAINLESS STEEL, TIP SIZES: 4.0MM/5.0MM, LENGTH = 12.5CM, ORTHOPEDIC TOOL/SCRAPING BONE TISSUE OR FOR REMOVING DEBRIS/FIBROUS AND DISEASED TISSUE FROM BONE STRUCTURES, REUSABLE | SPECIALIZED INSTRUMENTATION FOR OPEN AND LAPAROSCOPIC SURGERIES
21550 | 4229680398200 | CURETTE, BONE, SAMPLE COLLECTION, SPRATT/OVAL/NO.0, STAINLESS STEEL, LENGTH = 17.0CM, DEBULK HARD TISSUES FROM NARROW SURGICAL SITES, REUSABLE | SPECIALIZED INSTRUMENTATION FOR OPEN AND LAPAROSCOPIC SURGERIES
21551 | 4229680398000 | CURETTE, BONE, SAMPLE COLLECTION, SPRATT/OVAL/NO.000, STAINLESS STEEL, LENGTH = 17.0CM, DEBULK HARD TISSUES FROM NARROW SURGICAL SITES, REUSABLE | SPECIALIZED INSTRUMENTATION FOR OPEN AND LAPAROSCOPIC SURGERIES
21552 | 4229680398100 | CURETTE, BONE, SAMPLE COLLECTION, SPRATT/OVAL/NO.0000, STAINLESS STEEL, LENGTH = 17.0CM, DEBULK HARD TISSUES FROM NARROW SURGICAL SITES, REUSABLE | SPECIALIZED INSTRUMENTATION FOR OPEN AND LAPAROSCOPIC SURGERIES
21553 | 4229680130200 | FORCEPS, BONE CUTTING, LISTON/CURVED, STAINLESS STEEL, LENGTH = 22.0CM, REUSABLE | SPECIALIZED INSTRUMENTATION FOR OPEN AND LAPAROSCOPIC SURGERIES
21554 | 4229680184000 | FORCEPS, BONE CUTTING, BOEHLER/CURVED, STAINLESS STEEL, LENGTH = 14.5CM, REUSABLE | SPECIALIZED INSTRUMENTATION FOR OPEN AND LAPAROSCOPIC SURGERIES
21555 | 4229680009400 | FORCEPS, BONE CUTTING, STILLE-LIST, STAINLESS STEEL, LENGTH = 23.5CM, REUSABLE | SPECIALIZED INSTRUMENTATION FOR OPEN AND LAPAROSCOPIC SURGERIES
21556 | 4229680009500 | FORCEPS, BONE CUTTING, STILLE-LISTON, STAINLESS STEEL, LENGTH = 28.0CM, REUSABLE | SPECIALIZED INSTRUMENTATION FOR OPEN AND LAPAROSCOPIC SURGERIES
21557 | 4229680204400 | FORCEPS, BONE CUTTING, RUSKIN/CURVED, STAINLESS STEEL, LENGTH = 18.5CM, REUSABLE | SPECIALIZED INSTRUMENTATION FOR OPEN AND LAPAROSCOPIC SURGERIES
21558 | 4229680251800 | FORCEPS, BONE CUTTING, RUSKIN/STRAIGHT, STAINLESS STEEL, LENGTH = 19.0CM, REUSABLE | SPECIALIZED INSTRUMENTATION FOR OPEN AND LAPAROSCOPIC SURGERIES
21559 | 4229680251700 | FORCEPS, BONE CUTTING, LISTON/STRAIGHT, STAINLESS STEEL, LENGTH = 20.0CM, REUSABLE | SPECIALIZED INSTRUMENTATION FOR OPEN AND LAPAROSCOPIC SURGERIES
21560 | 4229680342300 | FORCEPS, BONE CUTTING, CLEVELAND, STAINLESS STEEL, LENGTH = 17.0CM, REUSABLE | SPECIALIZED INSTRUMENTATION FOR OPEN AND LAPAROSCOPIC SURGERIES
21561 | 4229680401800 | FORCEPS, BONE CUTTING, COTTLE-KAZAN, STAINLESS STEEL, LENGTH = 19.0CM, REUSABLE | SPECIALIZED INSTRUMENTATION FOR OPEN AND LAPAROSCOPIC SURGERIES
21562 | 4229680430300 | FORCEPS, BONE CUTTING, STILLE-HORSLEY/DOUBLE ACTION/CURVED SHAFT, STAINLESS STEEL, REUSABLE | SPECIALIZED INSTRUMENTATION FOR OPEN AND LAPAROSCOPIC SURGERIES
21563 | 4229680130300 | BONE FILE, SMOOTH OUT ACROMIAL RESECTION, BAYONET SHAPE, DIAMETER = 13.0MM, LENGTH = 25.0CM, REUSABLE | SPECIALIZED INSTRUMENTATION FOR OPEN AND LAPAROSCOPIC SURGERIES
21564 | 4229680251900 | BONE FILE, SMOOTH OUT ACROMIAL RESECTION, JOSEPH/FINE, LENGTH = 16.0CM, REUSABLE | SPECIALIZED INSTRUMENTATION FOR OPEN AND LAPAROSCOPIC SURGERIES
21565 | 4229680342400 | BONE FILE, SMOOTH OUT ACROMIAL RESECTION, FLAT, DIAMETER = 20.0MM, LENGTH = 22.0CM, REUSABLE | SPECIALIZED INSTRUMENTATION FOR OPEN AND LAPAROSCOPIC SURGERIES
21566 | 4229680054900 | BONE FILE, SMOOTH OUT ACROMIAL RESECTION, NO.1, LENGTH = 18.0CM, REUSABLE | SPECIALIZED INSTRUMENTATION FOR OPEN AND LAPAROSCOPIC SURGERIES
21567 | 4229680187000 | GOUGE, BONE SURGERY, PARTSCH, LENGTH = 13.5CM, TIP WIDTH= 4.0MM, REUSABLE | SPECIALIZED INSTRUMENTATION FOR OPEN AND LAPAROSCOPIC SURGERIES
21568 | 4229680187100 | GOUGE, BONE SURGERY, PARTSCH, LENGTH = 13.5CM, TIP WIDTH= 6.0MM, REUSABLE | SPECIALIZED INSTRUMENTATION FOR OPEN AND LAPAROSCOPIC SURGERIES
21569 | 4229680292300 | GOUGE, SPONGIOSA, BONE SURGERY, CURVED/SILICONE COATED HANDLE, LENGTH = 24.5CM, TIP WIDTH= 5.0MM, REUSABLE | SPECIALIZED INSTRUMENTATION FOR OPEN AND LAPAROSCOPIC SURGERIES
21570 | 4229680292200 | GOUGE, SPONGIOSA, BONE SURGERY, CURVED/SILICONE COATED HANDLE, LENGTH = 24.5CM, TIP WIDTH= 10.0MM, REUSABLE | SPECIALIZED INSTRUMENTATION FOR OPEN AND LAPAROSCOPIC SURGERIES
21571 | 4229680292400 | GOUGE, SPONGIOSA, BONE SURGERY, STRAIGHT/SILICONE COATED HANDLE, LENGTH = 24.5CM, TIP WIDTH= 10.0MM, REUSABLE | SPECIALIZED INSTRUMENTATION FOR OPEN AND LAPAROSCOPIC SURGERIES
21572 | 4229680371900 | GOUGE, BONES CARVING, LEXER, STAINLESS STEEL, DIAMETER = 10.0MM, LENGTH = 22.0CM, REUSABLE | SPECIALIZED INSTRUMENTATION FOR OPEN AND LAPAROSCOPIC SURGERIES
21573 | 4229680372000 | GOUGE, BONES CARVING, LEXER, STAINLESS STEEL, DIAMETER = 15.0MM, LENGTH = 22.0CM, REUSABLE | SPECIALIZED INSTRUMENTATION FOR OPEN AND LAPAROSCOPIC SURGERIES
21574 | 4229680372100 | GOUGE, BONES CARVING, LEXER, STAINLESS STEEL, DIAMETER = 25.0MM, LENGTH = 22.0CM, REUSABLE | SPECIALIZED INSTRUMENTATION FOR OPEN AND LAPAROSCOPIC SURGERIES
21575 | 4229680100400 | GOUGE, BONE, CUT INTO/REMOVE PORTIONS OF BONE, PARTSCH, DIAMETER = 6.0MM, LENGTH = 16.5CM, REUSABLE | SPECIALIZED INSTRUMENTATION FOR OPEN AND LAPAROSCOPIC SURGERIES
21576 | 4229680100100 | GOUGE, BONE, CUT INTO/REMOVE PORTIONS OF BONE, ALEXANDER, DIAMETER = 6.0MM, LENGTH = 17.5CM, REUSABLE | SPECIALIZED INSTRUMENTATION FOR OPEN AND LAPAROSCOPIC SURGERIES
21577 | 4229680100200 | GOUGE, BONE, CUT INTO/REMOVE PORTIONS OF BONE, ALEXANDER, DIAMETER = 8.0MM, LENGTH = 17.5CM, REUSABLE | SPECIALIZED INSTRUMENTATION FOR OPEN AND LAPAROSCOPIC SURGERIES
21578 | 4229680100300 | GOUGE, BONE SURGERY, BALLENGER/STRAIGHT, LENGTH = 15.0CM, TIP WIDTH= 6.0MM, REUSABLE | SPECIALIZED INSTRUMENTATION FOR OPEN AND LAPAROSCOPIC SURGERIES
21579 | 4229680099900 | GOUGE, BONE, CUT INTO/REMOVE PORTIONS OF BONE, DIAMETER = 8.0MM, LENGTH = 13.5CM, REUSABLE | SPECIALIZED INSTRUMENTATION FOR OPEN AND LAPAROSCOPIC SURGERIES
21580 | 4229680100000 | GOUGE, BONE SURGERY, ALEXANDER, LENGTH = 17.5CM, TIP WIDTH= 10.0MM, REUSABLE | SPECIALIZED INSTRUMENTATION FOR OPEN AND LAPAROSCOPIC SURGERIES
21581 | 4229680099800 | GOUGE, BONE SURGERY, LENGTH = 13.5CM, TIP WIDTH= 10.0MM, REUSABLE | SPECIALIZED INSTRUMENTATION FOR OPEN AND LAPAROSCOPIC SURGERIES
21582 | 4229680130400 | FORCEPS, BONE HOLDING, SEMB/CURVED, STAINLESS STEEL, LENGTH = 19.5CM, REUSABLE | SPECIALIZED INSTRUMENTATION FOR OPEN AND LAPAROSCOPIC SURGERIES
21583 | 4229680130500 | FORCEPS, BONE HOLDING, LANGENBECK, STAINLESS STEEL, LENGTH = 21.0CM, REUSABLE | SPECIALIZED INSTRUMENTATION FOR OPEN AND LAPAROSCOPIC SURGERIES
21584 | 4229680184200 | FORCEPS, BONE HOLDING, CURVED, STAINLESS STEEL, LENGTH = 14.5CM, REUSABLE | SPECIALIZED INSTRUMENTATION FOR OPEN AND LAPAROSCOPIC SURGERIES
21585 | 4229680184100 | FORCEPS, BONE HOLDING, WITH THREAD LOCK, STAINLESS STEEL, LENGTH = 15.0CM, REUSABLE | SPECIALIZED INSTRUMENTATION FOR OPEN AND LAPAROSCOPIC SURGERIES
21586 | 4229680184300 | FORCEPS, BONE HOLDING, VERBRUGGE, STAINLESS STEEL, LENGTH = 17.5CM, REUSABLE | SPECIALIZED INSTRUMENTATION FOR OPEN AND LAPAROSCOPIC SURGERIES
21587 | 4229680194100 | FORCEPS, TENDON SEIZING, STEINMANN, STAINLESS STEEL, LENGTH = 16.0CM, REUSABLE | SPECIALIZED INSTRUMENTATION FOR OPEN AND LAPAROSCOPIC SURGERIES
21588 | 4229680193600 | FORCEPS, TENDON PULLING, BRAND, STAINLESS STEEL, LENGTH = 15.0CM, REUSABLE | SPECIALIZED INSTRUMENTATION FOR OPEN AND LAPAROSCOPIC SURGERIES
21589 | 4229680193700 | FORCEPS, TENDON PULLING, BRAND, STAINLESS STEEL, LENGTH = 19.0CM, REUSABLE | SPECIALIZED INSTRUMENTATION FOR OPEN AND LAPAROSCOPIC SURGERIES
21590 | 4229680194000 | FORCEPS, TENDON SEIZING, CURVED, STAINLESS STEEL, LENGTH = 11.5CM, REUSABLE | SPECIALIZED INSTRUMENTATION FOR OPEN AND LAPAROSCOPIC SURGERIES
21591 | 4229680193900 | FORCEPS, TENDON SEIZING, STANDARD, STAINLESS STEEL, LENGTH = 11.5CM, REUSABLE | SPECIALIZED INSTRUMENTATION FOR OPEN AND LAPAROSCOPIC SURGERIES
21592 | 4229680193800 | FORCEPS, TENDON SEIZING, KLEINERT-KUTZ, STAINLESS STEEL, LENGTH = 21.0CM, REUSABLE | SPECIALIZED INSTRUMENTATION FOR OPEN AND LAPAROSCOPIC SURGERIES
21593 | 4229680194600 | FORCEPS, TENDON WEAVING, STRAIGHT, STAINLESS STEEL, LENGTH = 15.0CM, REUSABLE | SPECIALIZED INSTRUMENTATION FOR OPEN AND LAPAROSCOPIC SURGERIES
21594 | 4229680194500 | FORCEPS, TENDON WEAVING, CURVED, STAINLESS STEEL, LENGTH = 15.0CM, REUSABLE | SPECIALIZED INSTRUMENTATION FOR OPEN AND LAPAROSCOPIC SURGERIES
21595 | 4229680204500 | FORCEPS, BONE HOLDING, SLIM, STAINLESS STEEL, LENGTH = 20.0CM, REUSABLE | SPECIALIZED INSTRUMENTATION FOR OPEN AND LAPAROSCOPIC SURGERIES
21596 | 4229680296600 | FORCEPS, TENDON PULLING, STRAIGHT, STAINLESS STEEL, LENGTH = 21.0CM, REUSABLE | SPECIALIZED INSTRUMENTATION FOR OPEN AND LAPAROSCOPIC SURGERIES
21597 | 4229680343100 | FORCEPS, BONE HOLDING, WOLFORD, STAINLESS STEEL, LENGTH = 25.0CM, REUSABLE | SPECIALIZED INSTRUMENTATION FOR OPEN AND LAPAROSCOPIC SURGERIES
21598 | 4229680342900 | FORCEPS, BONE HOLDING, VERBRUGGE, STAINLESS STEEL, LENGTH = 25.0CM, REUSABLE | SPECIALIZED INSTRUMENTATION FOR OPEN AND LAPAROSCOPIC SURGERIES
21599 | 4229680343000 | FORCEPS, BONE HOLDING, VERBRUGGE, STAINLESS STEEL, LENGTH = 26.0CM, REUSABLE | SPECIALIZED INSTRUMENTATION FOR OPEN AND LAPAROSCOPIC SURGERIES
21600 | 4229680342500 | FORCEPS, BONE HOLDING, THREAD LOCK, STAINLESS STEEL, LENGTH = 20.0CM, REUSABLE | SPECIALIZED INSTRUMENTATION FOR OPEN AND LAPAROSCOPIC SURGERIES
21601 | 4229680342600 | FORCEPS, BONE HOLDING, THREAD LOCK, STAINLESS STEEL, LENGTH = 26.0CM, REUSABLE | SPECIALIZED INSTRUMENTATION FOR OPEN AND LAPAROSCOPIC SURGERIES
21602 | 4229680342700 | FORCEPS, BONE HOLDING, THREAD LOCK, STAINLESS STEEL, LENGTH = 28.0CM, REUSABLE | SPECIALIZED INSTRUMENTATION FOR OPEN AND LAPAROSCOPIC SURGERIES
21603 | 4229680190900 | LEVER, PHALANGEAL, DRILLING, LENGTH = 16.0CM, REUSABLE | SPECIALIZED INSTRUMENTATION FOR OPEN AND LAPAROSCOPIC SURGERIES
21604 | 4229680184600 | LEVER, BONE, DRILLING, STRONGLY CURVED, BLADE SIZE: 6.0MM, LENGTH = 15.0CM, REUSABLE | SPECIALIZED INSTRUMENTATION FOR OPEN AND LAPAROSCOPIC SURGERIES
21605 | 4229680184400 | LEVER, BONE, DRILLING, MINI-HOHMANN, BLADE SIZE: 6.0MM, LENGTH = 16.0CM, REUSABLE | SPECIALIZED INSTRUMENTATION FOR OPEN AND LAPAROSCOPIC SURGERIES
21606 | 4229680184500 | LEVER, BONE, DRILLING, MINI-HOHMANN, BLADE SIZE: 8.0MM, LENGTH = 16.0CM, REUSABLE | SPECIALIZED INSTRUMENTATION FOR OPEN AND LAPAROSCOPIC SURGERIES
21607 | 4229680204600 | LEVER, BONE, DRILLING, HOHMANN, BLADE SIZE: 18.0MM, LENGTH = 23.5CM, REUSABLE | SPECIALIZED INSTRUMENTATION FOR OPEN AND LAPAROSCOPIC SURGERIES
21608 | 4229680170400 | LEVER, OBSTETRIC, OBSTETRICS, SELLHEIM, LENGTH = 32.0CM, REUSABLE | SPECIALIZED INSTRUMENTATION FOR OPEN AND LAPAROSCOPIC SURGERIES
21609 | 4229680252000 | LEVER, BONE, DRILLING, HOHMANN, BLADE SIZE: 43.0MM, LENGTH = 23.5CM, REUSABLE | SPECIALIZED INSTRUMENTATION FOR OPEN AND LAPAROSCOPIC SURGERIES
21610 | 4229680343500 | LEVER, BONE, DRILLING, HOHMANN, BLADE SIZE: 8.0MM, LENGTH = 21.5CM, REUSABLE | SPECIALIZED INSTRUMENTATION FOR OPEN AND LAPAROSCOPIC SURGERIES
21611 | 4229680343300 | LEVER, BONE, DRILLING, HOHMANN, BLADE SIZE: 35.0MM, LENGTH = 29.0CM, REUSABLE | SPECIALIZED INSTRUMENTATION FOR OPEN AND LAPAROSCOPIC SURGERIES
21612 | 4229680119500 | LEVER, FOREIGN BODY, OCTOLOGY, ZAUFAL, LENGTH = 15.0CM, REUSABLE | SPECIALIZED INSTRUMENTATION FOR OPEN AND LAPAROSCOPIC SURGERIES
21613 | 4229680343600 | LEVER, BONE, SEPARATION, HOHMANN/LONG TIP, BLADE SIZE: 24.0MM, LENGTH = 27.5CM, REUSABLE | SPECIALIZED INSTRUMENTATION FOR OPEN AND LAPAROSCOPIC SURGERIES
21614 | 4229680130600 | RONGEUR, BONE, GOUGING OUT, CURVED, STAINLESS STEEL, LENGTH = 22.5CM, REUSABLE | SPECIALIZED INSTRUMENTATION FOR OPEN AND LAPAROSCOPIC SURGERIES
21615 | 4229680184900 | RONGEUR, BONE, GOUGING OUT, STELLBRINK/CURVED, STAINLESS STEEL, REUSABLE | SPECIALIZED INSTRUMENTATION FOR OPEN AND LAPAROSCOPIC SURGERIES
21616 | 4229680091500 | RONGEUR, BONE, GOUGING OUT, LUER/CURVED, STAINLESS STEEL, LENGTH = 14.5CM, REUSABLE | SPECIALIZED INSTRUMENTATION FOR OPEN AND LAPAROSCOPIC SURGERIES
21617 | 4229680184700 | RONGEUR, BONE, GOUGING OUT, BOEHLER/CURVED, STAINLESS STEEL, LENGTH = 15.0CM, REUSABLE | SPECIALIZED INSTRUMENTATION FOR OPEN AND LAPAROSCOPIC SURGERIES
21618 | 4229680036600 | RONGEUR, LAMINA, GOUGING OUT, CASPAR/STRAIGHT, STAINLESS STEEL, TIP SIZE: 4.0MM, LENGTH = 18.0CM, REUSABLE | SPECIALIZED INSTRUMENTATION FOR OPEN AND LAPAROSCOPIC SURGERIES
21619 | 4229680036800 | RONGEUR, LAMINA, GOUGING OUT, CASPAR/UPWARD, STAINLESS STEEL, TIP SIZE: 4.0MM, LENGTH = 18.0CM, REUSABLE | SPECIALIZED INSTRUMENTATION FOR OPEN AND LAPAROSCOPIC SURGERIES
21620 | 4229680036500 | RONGEUR, LAMINA, GOUGING OUT, CASPAR/STRAIGHT, STAINLESS STEEL, TIP SIZE: 4.0MM, LENGTH = 15.0CM, REUSABLE | SPECIALIZED INSTRUMENTATION FOR OPEN AND LAPAROSCOPIC SURGERIES
21621 | 4229680036700 | RONGEUR, LAMINA, GOUGING OUT, CASPAR/UPWARD, STAINLESS STEEL, TIP SIZE: 4.0MM, LENGTH = 15.0CM, REUSABLE | SPECIALIZED INSTRUMENTATION FOR OPEN AND LAPAROSCOPIC SURGERIES
21622 | 4229680036900 | RONGEUR, BONE, GOUGING OUT, WAGNER/UPWARD, STAINLESS STEEL, TIP SIZE: 4.0MM, LENGTH = 30.0CM, REUSABLE | SPECIALIZED INSTRUMENTATION FOR OPEN AND LAPAROSCOPIC SURGERIES
21623 | 4229680205200 | RONGEUR, BONE, GOUGING OUT, QUARD, STAINLESS STEEL, LENGTH = 20.5CM, REUSABLE | SPECIALIZED INSTRUMENTATION FOR OPEN AND LAPAROSCOPIC SURGERIES
21624 | 4229680236700 | RONGEUR, LAMINA, GOUGING OUT, CASPAR/STRAIGHT, STAINLESS STEEL, TIP SIZE: 3.0MM, LENGTH = 15.0CM, REUSABLE | SPECIALIZED INSTRUMENTATION FOR OPEN AND LAPAROSCOPIC SURGERIES
21625 | 4229680237100 | RONGEUR, LAMINA, GOUGING OUT, CASPAR/STRAIGHT, STAINLESS STEEL, TIP SIZE: 5.0MM, LENGTH = 15.0CM, REUSABLE | SPECIALIZED INSTRUMENTATION FOR OPEN AND LAPAROSCOPIC SURGERIES
21626 | 4229680237700 | RONGEUR, LAMINA, GOUGING OUT, CASPAR/UPWARD, STAINLESS STEEL, TIP SIZE: 5.0MM, LENGTH = 15.0CM, REUSABLE | SPECIALIZED INSTRUMENTATION FOR OPEN AND LAPAROSCOPIC SURGERIES
21627 | 4229680236300 | RONGEUR, LAMINA, GOUGING OUT, CASPAR/DOWNWARD, STAINLESS STEEL, TIP SIZE: 4.0MM, LENGTH = 15.0CM, REUSABLE | SPECIALIZED INSTRUMENTATION FOR OPEN AND LAPAROSCOPIC SURGERIES
21628 | 4229680236400 | RONGEUR, LAMINA, GOUGING OUT, CASPAR/STRAIGHT, STAINLESS STEEL, TIP SIZE: 2.0MM, LENGTH = 15.0CM, REUSABLE | SPECIALIZED INSTRUMENTATION FOR OPEN AND LAPAROSCOPIC SURGERIES
21629 | 4229680237300 | RONGEUR, LAMINA, GOUGING OUT, CASPAR/UPWARD, STAINLESS STEEL, TIP SIZE: 2.0MM, LENGTH = 15.0CM, REUSABLE | SPECIALIZED INSTRUMENTATION FOR OPEN AND LAPAROSCOPIC SURGERIES
21630 | 4229680237500 | RONGEUR, LAMINA, GOUGING OUT, CASPAR/UPWARD, STAINLESS STEEL, TIP SIZE: 3.0MM, LENGTH = 15.0CM, REUSABLE | SPECIALIZED INSTRUMENTATION FOR OPEN AND LAPAROSCOPIC SURGERIES
21631 | 4229680236100 | RONGEUR, LAMINA, GOUGING OUT, CASPAR/DOWNWARD, STAINLESS STEEL, TIP SIZE: 2.0MM, LENGTH = 15.0CM, REUSABLE | SPECIALIZED INSTRUMENTATION FOR OPEN AND LAPAROSCOPIC SURGERIES
21632 | 4229680236200 | RONGEUR, LAMINA, GOUGING OUT, CASPAR/DOWNWARD, STAINLESS STEEL, TIP SIZE: 3.0MM, LENGTH = 15.0CM, REUSABLE | SPECIALIZED INSTRUMENTATION FOR OPEN AND LAPAROSCOPIC SURGERIES
21633 | 4229680205100 | RONGEUR, BONE, GOUGING OUT, LEMPERT/STRAIGHT, STAINLESS STEEL, LENGTH = 19.0CM, REUSABLE | SPECIALIZED INSTRUMENTATION FOR OPEN AND LAPAROSCOPIC SURGERIES
21634 | 4229680205500 | RONGEUR, BONE, GOUGING OUT, STILLE/CURVED, STAINLESS STEEL, LENGTH = 22.5CM, REUSABLE | SPECIALIZED INSTRUMENTATION FOR OPEN AND LAPAROSCOPIC SURGERIES
21635 | 4229680236900 | RONGEUR, LAMINA, GOUGING OUT, CASPAR/STRAIGHT, STAINLESS STEEL, TIP SIZE: 3.0MM, LENGTH = 20.0CM, REUSABLE | SPECIALIZED INSTRUMENTATION FOR OPEN AND LAPAROSCOPIC SURGERIES
21636 | 4229680237600 | RONGEUR, LAMINA, GOUGING OUT, CASPAR/UPWARD, STAINLESS STEEL, TIP SIZE: 3.0MM, LENGTH = 18.0CM, REUSABLE | SPECIALIZED INSTRUMENTATION FOR OPEN AND LAPAROSCOPIC SURGERIES
21637 | 4229680204900 | RONGEUR, BONE, GOUGING OUT, FRYKHOLM/CURVED, STAINLESS STEEL, LENGTH = 24.5CM, REUSABLE | SPECIALIZED INSTRUMENTATION FOR OPEN AND LAPAROSCOPIC SURGERIES
21638 | 4229680205400 | RONGEUR, BONE, GOUGING OUT, SEMB/CURVED, STAINLESS STEEL, LENGTH = 23.5CM, REUSABLE | SPECIALIZED INSTRUMENTATION FOR OPEN AND LAPAROSCOPIC SURGERIES
21639 | 4229680236600 | RONGEUR, LAMINA, GOUGING OUT, CASPAR/STRAIGHT, STAINLESS STEEL, TIP SIZE: 2.0MM, LENGTH = 20.0CM, REUSABLE | SPECIALIZED INSTRUMENTATION FOR OPEN AND LAPAROSCOPIC SURGERIES
21640 | 4229680237000 | RONGEUR, LAMINA, GOUGING OUT, CASPAR/STRAIGHT, STAINLESS STEEL, TIP SIZE: 4.0MM, LENGTH = 20.0CM, REUSABLE | SPECIALIZED INSTRUMENTATION FOR OPEN AND LAPAROSCOPIC SURGERIES
21641 | 4229680204700 | RONGEUR, BONE, GOUGING OUT, BEYER/CURVED, STAINLESS STEEL, LENGTH = 18.0CM, REUSABLE | SPECIALIZED INSTRUMENTATION FOR OPEN AND LAPAROSCOPIC SURGERIES
21642 | 4229680237200 | RONGEUR, LAMINA, GOUGING OUT, CASPAR/STRAIGHT, STAINLESS STEEL, TIP SIZE: 5.0MM, LENGTH = 18.0CM, REUSABLE | SPECIALIZED INSTRUMENTATION FOR OPEN AND LAPAROSCOPIC SURGERIES
21643 | 4229680205300 | RONGEUR, BONE, GOUGING OUT, RUSKIN/CURVED, STAINLESS STEEL, LENGTH = 19.0CM, REUSABLE | SPECIALIZED INSTRUMENTATION FOR OPEN AND LAPAROSCOPIC SURGERIES
21644 | 4229680237800 | RONGEUR, BONE, GOUGING OUT, WAGNER/STRONG MODEL, STAINLESS STEEL, TIP SIZE: 5.0MM, LENGTH = 20.0CM, REUSABLE | SPECIALIZED INSTRUMENTATION FOR OPEN AND LAPAROSCOPIC SURGERIES
21645 | 4229680130800 | RONGEUR, BONE, GOUGING OUT, ZAUFAL JANSEN, STAINLESS STEEL, LENGTH = 18.0CM, REUSABLE | SPECIALIZED INSTRUMENTATION FOR OPEN AND LAPAROSCOPIC SURGERIES
21646 | 4229680252100 | RONGEUR, BONE, GOUGING OUT, MAYFIELD, STAINLESS STEEL, LENGTH = 18.0CM, REUSABLE | SPECIALIZED INSTRUMENTATION FOR OPEN AND LAPAROSCOPIC SURGERIES
21647 | 4229680091400 | RONGEUR, BONE, GOUGING OUT, JANSEN/STRAIGHT, STAINLESS STEEL, LENGTH = 18.0CM, REUSABLE | SPECIALIZED INSTRUMENTATION FOR OPEN AND LAPAROSCOPIC SURGERIES
21648 | 4229680091600 | RONGEUR, BONE, GOUGING OUT, LUER/STRAIGHT/CURVED, STAINLESS STEEL, LENGTH = 14.5CM, REUSABLE | SPECIALIZED INSTRUMENTATION FOR OPEN AND LAPAROSCOPIC SURGERIES
21649 | 4229680455400 | BOW, WIRE TRACTION, STABILIZING FRACTURES, KIRSCHNER, SIZE: 200.0MM X 155.0MM, REUSABLE | SPECIALIZED INSTRUMENTATION FOR OPEN AND LAPAROSCOPIC SURGERIES
21650 | 4229680455300 | BOW, WIRE TRACTION, STABILIZING FRACTURES, KIRSCHNER, SIZE: 155.0MM X 155.0MM, REUSABLE | SPECIALIZED INSTRUMENTATION FOR OPEN AND LAPAROSCOPIC SURGERIES
21651 | 4229680455200 | BOW, WIRE TRACTION, STABILIZING FRACTURES, KIRSCHNER, SIZE: 120.0MM X 120.0MM, REUSABLE | SPECIALIZED INSTRUMENTATION FOR OPEN AND LAPAROSCOPIC SURGERIES
21652 | 4229680455500 | BOW, WIRE TRACTION, STABILIZING FRACTURES, KIRSCHNER, SIZE: 95.0MM X 110.0MM, REUSABLE | SPECIALIZED INSTRUMENTATION FOR OPEN AND LAPAROSCOPIC SURGERIES
21653 | 4229680455600 | BOW, WIRE TRACTION, STABILIZING FRACTURES, KIRSCHNER, SIZE: 95.0MM X 70.0MM, REUSABLE | SPECIALIZED INSTRUMENTATION FOR OPEN AND LAPAROSCOPIC SURGERIES
21654 | 4229680165100 | BOWL, METAL, DIAMETER = 167.0MM, HEIGHT: 75.0MM, CAPACITY: 0.9L, REUSABLE | SPECIALIZED INSTRUMENTATION FOR OPEN AND LAPAROSCOPIC SURGERIES
21655 | 4229680131000 | BOWL, METAL, DIAMETER = 61.0MM, HEIGHT: 30.0MM, CAPACITY: 0.07L, REUSABLE | SPECIALIZED INSTRUMENTATION FOR OPEN AND LAPAROSCOPIC SURGERIES
21656 | 4229680130900 | BOWL, METAL, DIAMETER = 167.0MM, HEIGHT: 45.0MM, CAPACITY: 0.02L, REUSABLE | SPECIALIZED INSTRUMENTATION FOR OPEN AND LAPAROSCOPIC SURGERIES
21657 | 4229680434500 | BOWL, FLAT, METAL, DIAMETER = 167.0MM, HEIGHT: 45.0MM, CAPACITY: 0.5L, REUSABLE | SPECIALIZED INSTRUMENTATION FOR OPEN AND LAPAROSCOPIC SURGERIES
21658 | 4229680072500 | BOWL, PLASTER, SOFT RUBBER, SIZE: STANDARD, REUSABLE | SPECIALIZED INSTRUMENTATION FOR OPEN AND LAPAROSCOPIC SURGERIES
21659 | 4229680173400 | BOWL, ROUND, METAL, DIAMETER = 260.0MM, HEIGHT: 130.0MM, CAPACITY: 4.5L, REUSABLE | SPECIALIZED INSTRUMENTATION FOR OPEN AND LAPAROSCOPIC SURGERIES
21660 | 4229680039800 | FORCEPS, SPONGE HOLDING, BOZEMANN/S-SHAPE, STAINLESS STEEL, LENGTH = 26.0CM, REUSABLE | SPECIALIZED INSTRUMENTATION FOR OPEN AND LAPAROSCOPIC SURGERIES
21661 | 4229680408200 | DISSECTOR, SEPARATION, BREAST/BAYONET, STAINLESS STEEL, LENGTH = 34.0CM, REUSABLE | SPECIALIZED INSTRUMENTATION FOR OPEN AND LAPAROSCOPIC SURGERIES
21662 | 4229680408300 | DISSECTOR, SEPARATION, BREAST/BAYONET, STAINLESS STEEL, LENGTH = 37.0CM, REUSABLE | SPECIALIZED INSTRUMENTATION FOR OPEN AND LAPAROSCOPIC SURGERIES
21663 | 4229680408400 | DISSECTOR, SEPARATION, BREAST/HOOK, STAINLESS STEEL, LENGTH = 36.0CM, REUSABLE | SPECIALIZED INSTRUMENTATION FOR OPEN AND LAPAROSCOPIC SURGERIES
21664 | 4229680409000 | ELEVATOR, BREAST, BRUSTHEBER, STAINLESS STEEL, LENGTH = 28.0CM, MAMMAPLASTY, REUSABLE | SPECIALIZED INSTRUMENTATION FOR OPEN AND LAPAROSCOPIC SURGERIES
21665 | 4229680097600 | TUBE, EXTENSION, BRUENINGS/CURVED, LENGTH = 18.0CM, FOR BRONCHOSCOPY, REUSABLE | SPECIALIZED INSTRUMENTATION FOR OPEN AND LAPAROSCOPIC SURGERIES
21666 | 4229680097700 | TUBE, EXTENSION, STRAIGHT, LENGTH = 22.0CM, REUSABLE | SPECIALIZED INSTRUMENTATION FOR OPEN AND LAPAROSCOPIC SURGERIES
21667 | 4229680097800 | TUBE, EXTENSION, STRAIGHT, LENGTH = 32.0CM, REUSABLE | SPECIALIZED INSTRUMENTATION FOR OPEN AND LAPAROSCOPIC SURGERIES
21668 | 4229680125000 | FORCEPS, TISSUE, ATRAUMATIC/BRONCHUS/LEES/CURVED/ANGLED, STAINLESS STEEL, LENGTH = 26.0CM, REUSABLE | SPECIALIZED INSTRUMENTATION FOR OPEN AND LAPAROSCOPIC SURGERIES
21669 | 4229680009700 | FORCEPS, BRONCHUS, PRICE-THOMAS/NO.1, STAINLESS STEEL, REUSABLE | SPECIALIZED INSTRUMENTATION FOR OPEN AND LAPAROSCOPIC SURGERIES
21670 | 4229680009800 | FORCEPS, BRONCHUS, PRICE-THOMAS/NO.2, STAINLESS STEEL, REUSABLE | SPECIALIZED INSTRUMENTATION FOR OPEN AND LAPAROSCOPIC SURGERIES
21671 | 4229680110800 | FORCEPS, SEPTUM, BRUENINGS/NO.2, STAINLESS STEEL, LENGTH = 16.5CM, REUSABLE | SPECIALIZED INSTRUMENTATION FOR OPEN AND LAPAROSCOPIC SURGERIES
21672 | 4229680110900 | FORCEPS, SEPTUM, BRUENINGS/NO.3, STAINLESS STEEL, LENGTH = 16.5CM, REUSABLE | SPECIALIZED INSTRUMENTATION FOR OPEN AND LAPAROSCOPIC SURGERIES
21673 | 4229680110700 | FORCEPS, SEPTUM, BRUENINGS/NO.1, STAINLESS STEEL, LENGTH = 16.5CM, REUSABLE | SPECIALIZED INSTRUMENTATION FOR OPEN AND LAPAROSCOPIC SURGERIES
21674 | 4229680031900 | RETRACTOR, SURGICAL, BRUNNER/STRAIGHT, STAINLESS STEEL, TIP SIZE: 160.0MM X 30.0MM, LENGTH = 25.5CM, REUSABLE | SPECIALIZED INSTRUMENTATION FOR OPEN AND LAPAROSCOPIC SURGERIES
21675 | 4229680172000 | RETRACTOR, WOUND, BRUNNER/CURVED, STAINLESS STEEL, TIP SIZE: 140.0MM X 25.0MM, LENGTH = 25.5CM, REUSABLE | SPECIALIZED INSTRUMENTATION FOR OPEN AND LAPAROSCOPIC SURGERIES
21676 | 4229680124700 | CLAMP, BULLDOG, STANDARD, STAINLESS STEEL, LENGTH = 24.0CM, REUSABLE | SPECIALIZED INSTRUMENTATION FOR OPEN AND LAPAROSCOPIC SURGERIES
21677 | 4229680440600 | CLAMP, BULLDOG, SHUNT/ANGLED 45 DEGREE/12CH, TITANIUM, TIP WIDTH= 70.0MM, REUSABLE | SPECIALIZED INSTRUMENTATION FOR OPEN AND LAPAROSCOPIC SURGERIES
21678 | 4229680434800 | CLAMP, BULLDOG, LIGHTWEIGHT/STRAIGHT, STAINLESS STEEL, TIP WIDTH= 35.0MM, REUSABLE | SPECIALIZED INSTRUMENTATION FOR OPEN AND LAPAROSCOPIC SURGERIES
21679 | 4229680131500 | CLAMP, BULLDOG, DEBAKEY/STRAIGHT, STAINLESS STEEL, LENGTH = 8.0CM, REUSABLE | SPECIALIZED INSTRUMENTATION FOR OPEN AND LAPAROSCOPIC SURGERIES
21680 | 4229680131600 | CLAMP, BULLDOG, DEBAKEY/STRAIGHT, STAINLESS STEEL, LENGTH = 9.0CM, REUSABLE | SPECIALIZED INSTRUMENTATION FOR OPEN AND LAPAROSCOPIC SURGERIES
21681 | 4229680131400 | CLAMP, BULLDOG, DEBAKEY/STRAIGHT, STAINLESS STEEL, LENGTH = 10.5CM, REUSABLE | SPECIALIZED INSTRUMENTATION FOR OPEN AND LAPAROSCOPIC SURGERIES
21682 | 4229680131300 | CLAMP, BULLDOG, DEBAKEY/CURVED, STAINLESS STEEL, LENGTH = 9.0CM, REUSABLE | SPECIALIZED INSTRUMENTATION FOR OPEN AND LAPAROSCOPIC SURGERIES
21683 | 4229680010300 | CLAMP, BULLDOG, DEBAKEY/CURVED, STAINLESS STEEL, LENGTH = 8.0CM, REUSABLE | SPECIALIZED INSTRUMENTATION FOR OPEN AND LAPAROSCOPIC SURGERIES
21684 | 4229680010400 | CLAMP, BULLDOG, DEBAKEY/STRAIGHT, STAINLESS STEEL, LENGTH = 12.5CM, REUSABLE | SPECIALIZED INSTRUMENTATION FOR OPEN AND LAPAROSCOPIC SURGERIES
21685 | 4229680010200 | CLAMP, BULLDOG, DEBAKEY/CURVED, STAINLESS STEEL, LENGTH = 11.5CM, REUSABLE | SPECIALIZED INSTRUMENTATION FOR OPEN AND LAPAROSCOPIC SURGERIES
21686 | 4229680010500 | CLAMP, BULLDOG, DEBAKEY/SATINSKY, STAINLESS STEEL, LENGTH = 10.0CM, REUSABLE | SPECIALIZED INSTRUMENTATION FOR OPEN AND LAPAROSCOPIC SURGERIES
21687 | 4229680440300 | CLAMP, BULLDOG, DEBAKEY/STRAIGHT, TITANIUM, LENGTH = 8.0CM, REUSABLE | SPECIALIZED INSTRUMENTATION FOR OPEN AND LAPAROSCOPIC SURGERIES
21688 | 4229680010100 | CLAMP, BULLDOG, DEBAKEY/CURVED, TITANIUM, LENGTH = 10.0CM, REUSABLE | SPECIALIZED INSTRUMENTATION FOR OPEN AND LAPAROSCOPIC SURGERIES
21689 | 4231200606400 | CLAMP, BULLDOG RELIANCE 25MM DEBAKEY JAW SIZE: 5CM, STRAIGHT, (OR EQUIVALENT), REUSABLE | SPECIALIZED INSTRUMENTATION FOR OPEN AND LAPAROSCOPIC SURGERIES
21690 | 4231200606500 | CLAMP, BULLDOG RELIANCE 25MM DEBAKEY JAW SIZE: 5CM, CURVED, (OR EQUIVALENT), REUSABLE | SPECIALIZED INSTRUMENTATION FOR OPEN AND LAPAROSCOPIC SURGERIES
21691 | 4229180250900 | CLAMP, BULLDOG DEBAKEY-HESS JAW LENGTH = 20MM TOTAL LENGTH = 35MM (OR EQUIVALENT), REUSABLE | SPECIALIZED INSTRUMENTATION FOR OPEN AND LAPAROSCOPIC SURGERIES
21692 | 4229680051200 | CALIPER, VASCULAR, STAINLESS STEEL, LENGTH = 18.0CM, REUSABLE | SPECIALIZED INSTRUMENTATION FOR OPEN AND LAPAROSCOPIC SURGERIES
21693 | 4229680253700 | CALIPER, CASTROVIEJO/STRAIGHT, STAINLESS STEEL, EFFECTIVE RANGE: 20.0MM, LENGTH = 8.0CM, REUSABLE | SPECIALIZED INSTRUMENTATION FOR OPEN AND LAPAROSCOPIC SURGERIES
21694 | 4229680253800 | CALIPER, CASTROVIEJO/EPKER, STAINLESS STEEL, EFFECTIVE RANGE: 40.0MM, LENGTH = 18.0CM, REUSABLE | SPECIALIZED INSTRUMENTATION FOR OPEN AND LAPAROSCOPIC SURGERIES
21695 | 4229680343900 | CALIPER, CASTROVIEJO/EPKER, STAINLESS STEEL, EFFECTIVE RANGE: 40.0MM, LENGTH = 8.4CM, REUSABLE | SPECIALIZED INSTRUMENTATION FOR OPEN AND LAPAROSCOPIC SURGERIES
21696 | 4229680410500 | HANDLE, CANNULA, FC/WITH SLIDE VALVE, REUSABLE | SPECIALIZED INSTRUMENTATION FOR OPEN AND LAPAROSCOPIC SURGERIES
21697 | 4229680410400 | HANDLE, CANNULA, FC/WITH FINGER STOP, REUSABLE | SPECIALIZED INSTRUMENTATION FOR OPEN AND LAPAROSCOPIC SURGERIES
21698 | 4229680309100 | SCISSORS, SURGICAL, CAPSULOTOMY/11.0MM DELICATE STRAIGHT BLADES/ANGLED ON FLAT/FLAT SERRATED HANDLE, STAINLESS STEEL, LENGTH = 8.0CM, REUSABLE | SPECIALIZED INSTRUMENTATION FOR OPEN AND LAPAROSCOPIC SURGERIES
21699 | 4229680015400 | DILATOR, AORTA, TUBBS, DIAMETER = SPREADING/8.0MM-42.0MM, REUSABLE | SPECIALIZED INSTRUMENTATION FOR OPEN AND LAPAROSCOPIC SURGERIES
21700 | 4229680011900 | SIZER, CARDIOVASCULAR SURGERY, CHORDAE TENDINEAE/MARCORE, LENGTH = 41.0CM, REUSABLE | SPECIALIZED INSTRUMENTATION FOR OPEN AND LAPAROSCOPIC SURGERIES
21701 | 4229680253900 | CRUSHER, CARTILAGE, COTTLE/WITH CLIP, REUSABLE | SPECIALIZED INSTRUMENTATION FOR OPEN AND LAPAROSCOPIC SURGERIES
21702 | 4229680407500 | CRUSHER, CARTILAGE, GUBISCH, SIZE: 65.0MM X 30.0MM, REUSABLE | SPECIALIZED INSTRUMENTATION FOR OPEN AND LAPAROSCOPIC SURGERIES
21703 | 4229680020300 | FORCEPS, BLADE CHANGING, STAINLESS STEEL, CASPAR RETRACTOR BLADES, REUSABLE | SPECIALIZED INSTRUMENTATION FOR OPEN AND LAPAROSCOPIC SURGERIES
21704 | 4229680216200 | HANDLE, CASPAR BLADE, CERVICAL VERTEBRAL COLUMN, REUSABLE | SPECIALIZED INSTRUMENTATION FOR OPEN AND LAPAROSCOPIC SURGERIES
21705 | 4229680026600 | DISSECTOR, MICRO, CUTTING, CASPAR/CURVED, LENGTH = 20.0CM, TIP WIDTH= 1.0MM, REUSABLE | SPECIALIZED INSTRUMENTATION FOR OPEN AND LAPAROSCOPIC SURGERIES
21706 | 4229680210400 | DISSECTOR, SEPARATION, VERTEBRAL BODY/CASPAR, STAINLESS STEEL, LENGTH = 20.5CM, REUSABLE | SPECIALIZED INSTRUMENTATION FOR OPEN AND LAPAROSCOPIC SURGERIES
21707 | 4229680223900 | DISSECTOR, MICRO, CUTTING, CASPAR/CURVED, LENGTH = 23.0CM, TIP WIDTH= 4.5MM, REUSABLE | SPECIALIZED INSTRUMENTATION FOR OPEN AND LAPAROSCOPIC SURGERIES
21708 | 4229680224100 | DISSECTOR, MICRO, CUTTING, CASPAR/CURVED UP, LENGTH = 20.0CM, TIP WIDTH= 1.0MM, REUSABLE | SPECIALIZED INSTRUMENTATION FOR OPEN AND LAPAROSCOPIC SURGERIES
21709 | 4229680224000 | DISSECTOR, MICRO, CUTTING, CASPAR/CURVED DOWN, LENGTH = 23.0CM, TIP WIDTH= 4.5MM, REUSABLE | SPECIALIZED INSTRUMENTATION FOR OPEN AND LAPAROSCOPIC SURGERIES
21710 | 4229680217600 | HOOKLET, NEUROSURGERY, FIXATION/TRACTION, CASPAR/90 DEGREES, TIP SIZE: 5.0MM, LENGTH = 24.5CM, REUSABLE | SPECIALIZED INSTRUMENTATION FOR OPEN AND LAPAROSCOPIC SURGERIES
21711 | 4229680217800 | HOOKLET, NEUROSURGERY, FIXATION/TRACTION, CASPAR/90 DEGREES, TIP SIZE: 9.0MM, LENGTH = 24.5CM, REUSABLE | SPECIALIZED INSTRUMENTATION FOR OPEN AND LAPAROSCOPIC SURGERIES
21712 | 4229680217500 | HOOKLET, NEUROSURGERY, FIXATION/TRACTION, CASPAR/45 DEGREES, TIP SIZE: 11.0MM, LENGTH = 24.5CM, REUSABLE | SPECIALIZED INSTRUMENTATION FOR OPEN AND LAPAROSCOPIC SURGERIES
21713 | 4229680217700 | HOOKLET, NEUROSURGERY, FIXATION/TRACTION, CASPAR/90 DEGREES, TIP SIZE: 7.0MM, LENGTH = 24.5CM, REUSABLE | SPECIALIZED INSTRUMENTATION FOR OPEN AND LAPAROSCOPIC SURGERIES
21714 | 4229680216800 | HOLDER, BONE GRAFT/CASPAR, REUSABLE | SPECIALIZED INSTRUMENTATION FOR OPEN AND LAPAROSCOPIC SURGERIES
21715 | 4229680243900 | FORK, SUTURE, WOUND CLOSURE, CASPAR, LENGTH = 23.0CM, REUSABLE | SPECIALIZED INSTRUMENTATION FOR OPEN AND LAPAROSCOPIC SURGERIES
21716 | 4229680207000 | RETRACTOR, CERVICAL BASE, COUNTER/CASPAR/CURVED/SL, REUSABLE | SPECIALIZED INSTRUMENTATION FOR OPEN AND LAPAROSCOPIC SURGERIES
21717 | 4229680220500 | HANDLE, MEASUREMENT, CASPAR/CERVICAL RETRACTOR SYSTEM, REUSABLE | SPECIALIZED INSTRUMENTATION FOR OPEN AND LAPAROSCOPIC SURGERIES
21718 | 4229680454200 | SPREADER, CAST/PLASTER, HENNIG, STAINLESS STEEL, LENGTH = 28.0CM, REUSABLE | SPECIALIZED INSTRUMENTATION FOR OPEN AND LAPAROSCOPIC SURGERIES
21719 | 4229680310300 | FORCEPS CASTROVIEJO 0.5MM, 1X2 TEETH WITH TYING PLATFORM, REUSABLE | SPECIALIZED INSTRUMENTATION FOR OPEN AND LAPAROSCOPIC SURGERIES
21720 | 4229680079600 | CLAMP, CHALAZION, SMALL, STAINLESS STEEL, LENGTH = 9.0CM, TIP SIZE: 11.0MM X 17.0MM, GRASPING EARLOBES/LIPS/EYE LIDS, REUSABLE | SPECIALIZED INSTRUMENTATION FOR OPEN AND LAPAROSCOPIC SURGERIES
21721 | 4229680156000 | CHISEL, STERNAL, SPLITTING, LEBSCHE, LENGTH = 24.5 CM, REUSABLE | SPECIALIZED INSTRUMENTATION FOR OPEN AND LAPAROSCOPIC SURGERIES
21722 | 4229680206300 | CHISEL, CUTTING, STILLE, BLADE WIDTH= 10.0MM, LENGTH = 20.5CM, REUSABLE | SPECIALIZED INSTRUMENTATION FOR OPEN AND LAPAROSCOPIC SURGERIES
21723 | 4229680206400 | CHISEL, CUTTING, STILLE, BLADE WIDTH= 12.0MM, LENGTH = 20.5CM, REUSABLE | SPECIALIZED INSTRUMENTATION FOR OPEN AND LAPAROSCOPIC SURGERIES
21724 | 4229680255000 | CHISEL, CUTTING, PARTSCH, BLADE WIDTH= 3.0MM, LENGTH = 13.5CM, REUSABLE | SPECIALIZED INSTRUMENTATION FOR OPEN AND LAPAROSCOPIC SURGERIES
21725 | 4229680255100 | CHISEL, CUTTING, PARTSCH, BLADE WIDTH= 4.0MM, LENGTH = 13.5CM, REUSABLE | SPECIALIZED INSTRUMENTATION FOR OPEN AND LAPAROSCOPIC SURGERIES
21726 | 4229680255200 | SURGICAL STRAIGHT CHISEL 5MM GRADE 410-420 SERIES STAINLESS STEEL (HIGH CARBON CONTENT AND A CERTAIN PERCENTAGE OF CHROMIUM) HEAT TREATED FOR GREATER RIGIDITY | SPECIALIZED INSTRUMENTATION FOR OPEN AND LAPAROSCOPIC SURGERIES
21727 | 4229680290000 | CHISEL, SEPTUM, CUTTING, FREER/CURVED, BLADE WIDTH= 4.0MM, LENGTH = 16.5CM, REUSABLE | SPECIALIZED INSTRUMENTATION FOR OPEN AND LAPAROSCOPIC SURGERIES
21728 | 4229680290100 | CHISEL, SEPTUM, CUTTING, FREER/STRAIGHT, BLADE WIDTH= 4.0MM, LENGTH = 16.5CM, REUSABLE | SPECIALIZED INSTRUMENTATION FOR OPEN AND LAPAROSCOPIC SURGERIES
21729 | 4229680254900 | CHISEL, CUTTING, FOMON/WITH GUIDE, BLADE WIDTH= 4.0MM, LENGTH = 16.0CM, REUSABLE | SPECIALIZED INSTRUMENTATION FOR OPEN AND LAPAROSCOPIC SURGERIES
21730 | 4229680276700 | CHISEL, NASAL, CUTTING, SILVER/RIGHT, BLADE WIDTH= 5.0MM, LENGTH = 18.0CM, REUSABLE | SPECIALIZED INSTRUMENTATION FOR OPEN AND LAPAROSCOPIC SURGERIES
21731 | 4229680276600 | CHISEL, NASAL, CUTTING, SILVER/LEFT, BLADE WIDTH= 5.0MM, LENGTH = 18.0CM, REUSABLE | SPECIALIZED INSTRUMENTATION FOR OPEN AND LAPAROSCOPIC SURGERIES
21732 | 4229680398400 | CHISEL, CUTTING, PARTSCH, BLADE WIDTH= 6.0MM, LENGTH = 13.5CM, REUSABLE | SPECIALIZED INSTRUMENTATION FOR OPEN AND LAPAROSCOPIC SURGERIES
21733 | 4229680092200 | CHISEL, CUTTING, FOMON/WITH GUIDE, BLADE WIDTH= 7.0MM, LENGTH = 16.0CM, REUSABLE | SPECIALIZED INSTRUMENTATION FOR OPEN AND LAPAROSCOPIC SURGERIES
21734 | 4229680105300 | CHISEL, NASAL, CUTTING, SILVER/STRAIGHT, BLADE WIDTH= 5.0MM, LENGTH = 18.0CM, REUSABLE | SPECIALIZED INSTRUMENTATION FOR OPEN AND LAPAROSCOPIC SURGERIES
21735 | 4229680092000 | CHISEL, CUTTING, ALEXANDER, BLADE WIDTH= 6.0MM, LENGTH = 17.5CM, REUSABLE | SPECIALIZED INSTRUMENTATION FOR OPEN AND LAPAROSCOPIC SURGERIES
21736 | 4229680092100 | CHISEL, CUTTING, ALEXANDER, BLADE WIDTH= 8.0MM, LENGTH = 17.5CM, REUSABLE | SPECIALIZED INSTRUMENTATION FOR OPEN AND LAPAROSCOPIC SURGERIES
21737 | 4229680091900 | CHISEL, CUTTING, ALEXANDER, BLADE WIDTH= 10.0MM, LENGTH = 17.5CM, REUSABLE | SPECIALIZED INSTRUMENTATION FOR OPEN AND LAPAROSCOPIC SURGERIES
21738 | 4229680398300 | CHISEL, CUTTING, PARTSCH, BLADE WIDTH= 2.0MM, LENGTH = 13.5CM, REUSABLE | SPECIALIZED INSTRUMENTATION FOR OPEN AND LAPAROSCOPIC SURGERIES
21739 | 4229680372900 | HANDLE, CHISELS, LENGTH = 18.5CM, REUSABLE | SPECIALIZED INSTRUMENTATION FOR OPEN AND LAPAROSCOPIC SURGERIES
21740 | 4229680349500 | BLADE, CHISEL, CUTTING, STR, TIP SIZE: 10.0MM, WORKING LENGTH = 8.0CM, REUSABLE | SPECIALIZED INSTRUMENTATION FOR OPEN AND LAPAROSCOPIC SURGERIES
21741 | 4229680349600 | BLADE, CHISEL, CUTTING, STR, TIP SIZE: 16.0MM, WORKING LENGTH = 8.0CM, REUSABLE | SPECIALIZED INSTRUMENTATION FOR OPEN AND LAPAROSCOPIC SURGERIES
21742 | 4229680349700 | BLADE, CHISEL, CUTTING, STR, TIP SIZE: 25.0MM, WORKING LENGTH = 8.0CM, REUSABLE | SPECIALIZED INSTRUMENTATION FOR OPEN AND LAPAROSCOPIC SURGERIES
21743 | 4229680401900 | PUNCH, BONE, CITELLI, JAW WIDTH= 3.0MM, REUSABLE | SPECIALIZED INSTRUMENTATION FOR OPEN AND LAPAROSCOPIC SURGERIES
21744 | 4229680185200 | FORCEPS, CLIP APPLYING, WITH LOCK, STAINLESS STEEL, LENGTH = 14.5CM, REUSABLE | SPECIALIZED INSTRUMENTATION FOR OPEN AND LAPAROSCOPIC SURGERIES
21745 | 4229680002300 | FORCEPS, CLIP APPLYING, MINI CLIPS, STAINLESS STEEL, LENGTH = 14.5CM, REUSABLE | SPECIALIZED INSTRUMENTATION FOR OPEN AND LAPAROSCOPIC SURGERIES
21746 | 4229680206700 | FORCEPS, CLIP APPLYING, WITHOUT LOCK, STAINLESS STEEL, LENGTH = 14.5CM, REUSABLE | SPECIALIZED INSTRUMENTATION FOR OPEN AND LAPAROSCOPIC SURGERIES
21747 | 4229680241200 | SPREADER, RETRACTOR, CLOWARD/COMPLETE, STAINLESS STEEL, LENGTH = 25.0CM, REUSABLE | SPECIALIZED INSTRUMENTATION FOR OPEN AND LAPAROSCOPIC SURGERIES
21748 | 4229680241300 | SPREADER, RETRACTOR, LAMINA/CLOWARD, STAINLESS STEEL, LENGTH = 13.5CM, REUSABLE | SPECIALIZED INSTRUMENTATION FOR OPEN AND LAPAROSCOPIC SURGERIES
21749 | 4229680246000 | SPREADER, VERTEBRAL, CLOWARD, STAINLESS STEEL, LENGTH = 16.0CM, REUSABLE | SPECIALIZED INSTRUMENTATION FOR OPEN AND LAPAROSCOPIC SURGERIES
21750 | 4231200606600 | SUCTION TUBE, COAGULATING INSULATED WITH CONNECTOR PIN FOR UNIPOLAR COAGULATION DIAMETER 5 MM LENGTH 30-36 CM (OR EQUIVALENT) REUSABLE | SPECIALIZED INSTRUMENTATION FOR OPEN AND LAPAROSCOPIC SURGERIES
21751 | 4229680090400 | ELECTRODE, BALL, COAGULATION, SYN, WORKING LENGTH = 8.0MM, DIAMETER = 4.0MM, DONNECTING DIAMETER = 4.0MM, REUSABLE | SPECIALIZED INSTRUMENTATION FOR OPEN AND LAPAROSCOPIC SURGERIES
21752 | 4229514317900 | ELECTRODE COAGULATION AND DISSECTING 5 MM X 36 CM HOOK L SHAPED DISTAL TIP WITH SUCTION CHANNEL WITHOUT TRUMPET AUTOCLAVABLE REUSABLE FOR LAPAROSCOPY | SPECIALIZED INSTRUMENTATION FOR OPEN AND LAPAROSCOPIC SURGERIES
21753 | 4229517111900 | ELECTRODE, COAGULATION AND DISSECTION, L-SHAPED INSULATED WITH CONNECTOR PIN FOR UNIPOLAR COAGULATION SIZE 3.5 MM LENGTH 20 CM, REUSABLE | SPECIALIZED INSTRUMENTATION FOR OPEN AND LAPAROSCOPIC SURGERIES
21754 | 4229514324300 | SPATULA ELECTRODE 5 MM WL = 360 MM REUSABLE | SPECIALIZED INSTRUMENTATION FOR OPEN AND LAPAROSCOPIC SURGERIES
21755 | 4229633908900 | WORKING ELEMENT, BIPOLAR MOTION BY MEANS OF A FINGER GRIP. IN REST POSITION THE ELECTRODE IS OUTSIDE THE SHEATH COMPATIBLE WITH 30 DEGREE TELESCOPE, REUSABLE | SPECIALIZED INSTRUMENTATION FOR OPEN AND LAPAROSCOPIC SURGERIES
21756 | 4229493301700 | COAGULATION ELECTRODE, BIPOLAR, POINTED, 24/26 FR., REUSABLE | SPECIALIZED INSTRUMENTATION FOR OPEN AND LAPAROSCOPIC SURGERIES
21757 | 4229633909000 | WORKING ELEMENT, MOTION BY MEANS OF A FINGER GRIP. IN REST POSITION THE ELECTRODE IS OUTSIDE THE SHEATH COMPATIBLE WITH 30 DEGREE TELESCOPE, FOR MONOPOLAR RESECTOSCOPE, REUSABLE | SPECIALIZED INSTRUMENTATION FOR OPEN AND LAPAROSCOPIC SURGERIES
21758 | 4229493301900 | ELECTRODE, COAGULATING, BALL- SHAPED, DIAMETER 5 MM, 24/26 FR., REUSABLE | SPECIALIZED INSTRUMENTATION FOR OPEN AND LAPAROSCOPIC SURGERIES
21759 | 4229521601100 | BUTTON ELECTRODE, UNIPOLAR, 5 FR., LENGTH 53 CM (OR EQUIVALENT), REUSABLE | SPECIALIZED INSTRUMENTATION FOR OPEN AND LAPAROSCOPIC SURGERIES
21760 | 4229633909100 | WORKING ELEMENT, MOTION BY MEANS OF A SPRING. THE THUMB SUPPORT IS MOVABLE. IN REST POSITION THE ELECTRODE IS INSIDE THE SHEATH COMPATIBLE WITH 1.9/2.1 MM TELESCOPE, REUSABLE | SPECIALIZED INSTRUMENTATION FOR OPEN AND LAPAROSCOPIC SURGERIES
21761 | 4229498300300 | ELECTRODE, COAGULATING, 3 FR., (OR EQUIVALENT) UNIPOLAR, LENGTH 53 CM (OR EQUIVALENT), REUSABLE | SPECIALIZED INSTRUMENTATION FOR OPEN AND LAPAROSCOPIC SURGERIES
21762 | 4229633909200 | WORKING ELEMENT, MOTION BY MEANS OF A SPRING, THE THUMB SUPPORT IS MOVABLE, IN REST POSITION THE ELECTRODE IS INSIDE THE SHEATH, ALSO FOR USE WITH OPTICAL URETHROTOME, REUSABLE | SPECIALIZED INSTRUMENTATION FOR OPEN AND LAPAROSCOPIC SURGERIES
21763 | 4229680255400 | FORCEPS, COLUMELL, COTTLE, STAINLESS STEEL, LENGTH = 11.0CM, TIP WIDTH= 12.0MM, REUSABLE | SPECIALIZED INSTRUMENTATION FOR OPEN AND LAPAROSCOPIC SURGERIES
21764 | 4229680011800 | FITTING, CATHETER, CONICAL, DIAMETER = 3.0MM, LENGTH = 9.0MM, REUSABLE | SPECIALIZED INSTRUMENTATION FOR OPEN AND LAPAROSCOPIC SURGERIES
21765 | 4229680162500 | TRAY, STERILIZATION, WITH LID, STAINLESS STEEL, SIZE: 477.0MM X 251.0MM X 25.0MM, REUSABLE | SPECIALIZED INSTRUMENTATION FOR OPEN AND LAPAROSCOPIC SURGERIES
21766 | 4229680162700 | TRAY, STERILIZATION, WITH LID, STAINLESS STEEL, SIZE: 477.0MM X 251.0MM X 64.0MM, REUSABLE | SPECIALIZED INSTRUMENTATION FOR OPEN AND LAPAROSCOPIC SURGERIES
21767 | 4229680162400 | TRAY, STERILIZATION, WITH LID, STAINLESS STEEL, SIZE: 410.0MM X 251.0MM X 64.0MM, REUSABLE | SPECIALIZED INSTRUMENTATION FOR OPEN AND LAPAROSCOPIC SURGERIES
21768 | 4229680162300 | TRAY, STERILIZATION, WITH LID, STAINLESS STEEL, SIZE: 240.0MM X 251.0MM X 64.0MM, REUSABLE | SPECIALIZED INSTRUMENTATION FOR OPEN AND LAPAROSCOPIC SURGERIES
21769 | 4229680162800 | TRAY, STERILIZATION, WITH LID, STAINLESS STEEL, SIZE: 277.0MM X 172.0MM X 51.0MM, REUSABLE | SPECIALIZED INSTRUMENTATION FOR OPEN AND LAPAROSCOPIC SURGERIES
21770 | 4229680162600 | TRAY, STERILIZATION, WITH LID, STAINLESS STEEL, SIZE: 477.0MM X 251.0MM X 44.0MM, REUSABLE | SPECIALIZED INSTRUMENTATION FOR OPEN AND LAPAROSCOPIC SURGERIES
21771 | 4229680048600 | TRAY, STERILIZATION, WITH LID, STAINLESS STEEL, SIZE: 532.0MM X 251.0MM X 44.0MM, REUSABLE | SPECIALIZED INSTRUMENTATION FOR OPEN AND LAPAROSCOPIC SURGERIES
21772 | 4229680019900 | HOLDER, INSTRUMENT, 6 FOLD, DIAMETER = 4.0MM-6.0MM, TRAY, REUSABLE | SPECIALIZED INSTRUMENTATION FOR OPEN AND LAPAROSCOPIC SURGERIES
21773 | 4229680020000 | HOLDER, INSTRUMENT, 6 FOLD, DIAMETER = 6.0MM-8.0MM, TRAY, REUSABLE | SPECIALIZED INSTRUMENTATION FOR OPEN AND LAPAROSCOPIC SURGERIES
21774 | 4229680048800 | TRAY, STERILIZATION, WITH LID, STAINLESS STEEL, SIZE: 240.0MM X 251.0MM X 44.0MM, REUSABLE | SPECIALIZED INSTRUMENTATION FOR OPEN AND LAPAROSCOPIC SURGERIES
21775 | 4229680048700 | TRAY, STERILIZATION, WITH LID, STAINLESS STEEL, SIZE: 240.0MM X 251.0MM X 25.0MM, REUSABLE | SPECIALIZED INSTRUMENTATION FOR OPEN AND LAPAROSCOPIC SURGERIES
21776 | 4229680048900 | TRAY, STERILIZATION, WITH LID, STAINLESS STEEL, SIZE: 277.0MM X 172.0MM X 29.0MM, REUSABLE | SPECIALIZED INSTRUMENTATION FOR OPEN AND LAPAROSCOPIC SURGERIES
21777 | 4229680218100 | TRAY, INSTRUMENT, WITH LID, STAINLESS STEEL, SIZE: 210.0MM X 160.0MM X 11.0MM, REUSABLE | SPECIALIZED INSTRUMENTATION FOR OPEN AND LAPAROSCOPIC SURGERIES
21778 | 4229680239500 | BASKET, STORAGE, SMALL PARTS/MESH, SIZE: 80.0MM X 80.0MM X 40.0MM, REUSABLE | SPECIALIZED INSTRUMENTATION FOR OPEN AND LAPAROSCOPIC SURGERIES
21779 | 4229680245600 | TRAY, STERILIZATION, WITH LID, STAINLESS STEEL, SIZE: 532.0MM X 251.0MM X 64.0MM, REUSABLE | SPECIALIZED INSTRUMENTATION FOR OPEN AND LAPAROSCOPIC SURGERIES
21780 | 4229680261600 | TRAY, INSTRUMENT, STORAGE, WITH LID/PRECONFIGURED/TL/TS, SIZE: 300.0MM X 300.0MM, REUSABLE | SPECIALIZED INSTRUMENTATION FOR OPEN AND LAPAROSCOPIC SURGERIES
21781 | 4229680132400 | CONTAINER, STERILIZATION, SIZE: 30.0CM X 30.0CM X 13.0CM, REUSABLE | SPECIALIZED INSTRUMENTATION FOR OPEN AND LAPAROSCOPIC SURGERIES
21782 | 4229680132700 | CONTAINER, STERILIZATION, SIZE: 60.0CM X 30.0CM X 13.0CM, REUSABLE | SPECIALIZED INSTRUMENTATION FOR OPEN AND LAPAROSCOPIC SURGERIES
21783 | 4229680132800 | CONTAINER, STERILIZATION, WITH 2 TRAYS, SIZE: 60.0CM X 30.0CM X 15.0CM, REUSABLE | SPECIALIZED INSTRUMENTATION FOR OPEN AND LAPAROSCOPIC SURGERIES
21784 | 4229680132500 | CONTAINER, STERILIZATION, SIZE: 47.0CM X 30.0CM X 13.0CM, REUSABLE | SPECIALIZED INSTRUMENTATION FOR OPEN AND LAPAROSCOPIC SURGERIES
21785 | 4229680132600 | CONTAINER, STERILIZATION, SIZE: 60.0CM X 30.0CM X 10.0CM, REUSABLE | SPECIALIZED INSTRUMENTATION FOR OPEN AND LAPAROSCOPIC SURGERIES
21786 | 4229680012300 | CONTAINER, STERILIZATION, WITH 2 TRAYS AND SECURE LID, SIZE: 30.0CM X 30.0CM X 15.0CM, REUSABLE | SPECIALIZED INSTRUMENTATION FOR OPEN AND LAPAROSCOPIC SURGERIES
21787 | 4229680132300 | CONTAINER, STERILIZATION, SIZE: 30.0CM X 19.0CM X 9.0CM, REUSABLE | SPECIALIZED INSTRUMENTATION FOR OPEN AND LAPAROSCOPIC SURGERIES
21788 | 4229680012200 | CONTAINER, STERILIZATION, SIZE: 30.0CM X 30.0CM X 10.0CM, REUSABLE | SPECIALIZED INSTRUMENTATION FOR OPEN AND LAPAROSCOPIC SURGERIES
21789 | 4229680330300 | BASKET, STORAGE, PERFORATED/HALF SIZE, REUSABLE | SPECIALIZED INSTRUMENTATION FOR OPEN AND LAPAROSCOPIC SURGERIES
21790 | 4229680802300 | PLASTIC CONTAINER FOR STERILIZING AND STORAGE, PERFORATED, WITH LID, FOR TWO-LEVEL STORAGE, FOR USE WITH 30 CM AND 36 CM LAPAROSCOPIC INSTRUMENTS, EXTERNAL DIMENSIONS: SIZE 54CM X 26CM X 12 CM, REUSABLE | SPECIALIZED INSTRUMENTATION FOR OPEN AND LAPAROSCOPIC SURGERIES
21791 | 4229632302700 | TELESCOPES WIRE TRAY FOR STERILIZATION (W 290 MM X D 60 MM X H 52 MM) REUSABLE | SPECIALIZED INSTRUMENTATION FOR OPEN AND LAPAROSCOPIC SURGERIES
21792 | 4228150906200 | PLASTIC CONTAINER, FOR STERILIZATION, ESPECIALLY SUITED FOR HYDROGEN PEROXIDE, PERFORATED, WITH LID, EXTERNAL DIMENSIONS (W X D X H): 446 X 90 X 45 MM, FOR USE WITH TWO RIGID ENDOSCOPES UP TO MAX. 32 CM WORKING LENGTH (OR EQUIVALENT), REUSABLE | SPECIALIZED INSTRUMENTATION FOR OPEN AND LAPAROSCOPIC SURGERIES
21793 | 4228150906100 | CONTAINER, PLASTIC CONTAINER FOR STERILIZATION AND STORAGE PERFORATED WITH TRANSPARENT LID WITH SILICONE MAT EXTERNAL DIMENSIONS: 515 X 237 X 65 MM CONSISTING OF: LOWER TRAY LID SILICONE MAT, REUSABLE | SPECIALIZED INSTRUMENTATION FOR OPEN AND LAPAROSCOPIC SURGERIES
21794 | 4228151300900 | TRAY STAINLESS STEEL FINISH SHINY PERFORATED BOTTOM SIZE 310 X 250 X 40 MM, REUSABLE | SPECIALIZED INSTRUMENTATION FOR OPEN AND LAPAROSCOPIC SURGERIES
21795 | 4228151300800 | TRAY STAINLESS STEEL FINISH SHINY PERFORATED BOTTOM SIZE 240 X 165 X 35 MM, REUSABLE | SPECIALIZED INSTRUMENTATION FOR OPEN AND LAPAROSCOPIC SURGERIES
21796 | 4231200606100 | CLAMP, COOLEY PARTIAL CLAMP CURVED 10-12CM FOR PEDIATRIC TO CLAMP THE AORTA PARTIALLY DURING CARDIAC SURGERY (OR EQUIVALENT), REUSABLE | SPECIALIZED INSTRUMENTATION FOR OPEN AND LAPAROSCOPIC SURGERIES
21797 | 4229680040800 | TUBE, SUCTION, COOLEY/CURVED, DIAMETER = 7.0MM, LENGTH = 31.0CM, REUSABLE | SPECIALIZED INSTRUMENTATION FOR OPEN AND LAPAROSCOPIC SURGERIES
21798 | 4229680040900 | TUBE, SUCTION, COOLEY/CURVED, DIAMETER = 8.0MM, LENGTH = 36.0CM, REUSABLE | SPECIALIZED INSTRUMENTATION FOR OPEN AND LAPAROSCOPIC SURGERIES
21799 | 4229680010000 | CLAMP, BULLDOG, GREGORY-STYLE/CORE/RIGHT, STAINLESS STEEL, LENGTH = 9.5CM, REUSABLE | SPECIALIZED INSTRUMENTATION FOR OPEN AND LAPAROSCOPIC SURGERIES
21800 | 4229680009900 | CLAMP, BULLDOG, GREGORY-STYLE/CORE/LEFT, STAINLESS STEEL, LENGTH = 9.5CM, REUSABLE | SPECIALIZED INSTRUMENTATION FOR OPEN AND LAPAROSCOPIC SURGERIES
21801 | 4229680024700 | HOOK, RETRACTION, CORE/WITH BUTTON, LENGTH = 36.0CM, TIP LENGTH = 5.0MM, REUSABLE | SPECIALIZED INSTRUMENTATION FOR OPEN AND LAPAROSCOPIC SURGERIES
21802 | 4229680024600 | HOOK SKIN RETRACTION MARCORE LENGTH = 36.0CM TIP LENGTH = 10.0MM REUSABLE | SPECIALIZED INSTRUMENTATION FOR OPEN AND LAPAROSCOPIC SURGERIES
21803 | 4229680043000 | NEEDLE HOLDER, CORE/STRAIGHT/WITH LOCK/MEDIUM, TUNGSTEN CARBIDE, REUSABLE | SPECIALIZED INSTRUMENTATION FOR OPEN AND LAPAROSCOPIC SURGERIES
21804 | 4229680042800 | NEEDLE HOLDER, CORE/CURVED/WITH LOCK/MEDIUM, TUNGSTEN CARBIDE, REUSABLE | SPECIALIZED INSTRUMENTATION FOR OPEN AND LAPAROSCOPIC SURGERIES
21805 | 4229680037400 | SCISSORS, MINIMALLY INVASIVE SURGICAL, CORE/ANGLED 30 DEGREE/MEDIUM, STAINLESS STEEL, LENGTH = 24.0CM, (OR EQUIVALENT), REUSABLE | SPECIALIZED INSTRUMENTATION FOR OPEN AND LAPAROSCOPIC SURGERIES
21806 | 4229680037500 | SCISSORS, MINIMALLY INVASIVE SURGICAL, CORE/ANGLED 70 DEGREE/MEDIUM, STAINLESS STEEL, LENGTH = 24.0CM, (OR EQUIVALENT), REUSABLE | SPECIALIZED INSTRUMENTATION FOR OPEN AND LAPAROSCOPIC SURGERIES
21807 | 4229680037600 | SCISSORS, MINIMALLY INVASIVE SURGICAL, CORE POTTS-DIETRICH/ANGLED 45 DEGREE/MEDIUM, STAINLESS STEEL, LENGTH = 24.0CM, (OR EQUIVALENT), REUSABLE | SPECIALIZED INSTRUMENTATION FOR OPEN AND LAPAROSCOPIC SURGERIES
21808 | 4229680013700 | SPREADER, CORONARY, STANDARD, STAINLESS STEEL, LENGTH = 25.0CM, TEETH: 1X0, REUSABLE | SPECIALIZED INSTRUMENTATION FOR OPEN AND LAPAROSCOPIC SURGERIES
21809 | 4229680013800 | SPREADER, CORONARY, STANDARD, STAINLESS STEEL, LENGTH = 40.0CM, TEETH: 3X2, REUSABLE | SPECIALIZED INSTRUMENTATION FOR OPEN AND LAPAROSCOPIC SURGERIES
21810 | 4229680013900 | SPREADER, CORONARY, STANDARD, STAINLESS STEEL, LENGTH = 50.0CM, TEETH: 3X2, REUSABLE | SPECIALIZED INSTRUMENTATION FOR OPEN AND LAPAROSCOPIC SURGERIES
21811 | 4229680032500 | RETRACTOR, WOUND, CORYLLOS, STAINLESS STEEL, TIP SIZE: 119.0MM X 65.0MM, LENGTH = 24.0CM, REUSABLE | SPECIALIZED INSTRUMENTATION FOR OPEN AND LAPAROSCOPIC SURGERIES
21812 | 4229680399500 | RETRACTOR, WOUND, CORYLLOS, STAINLESS STEEL, TIP SIZE: 80.0MM X 22.0MM, LENGTH = 24.0CM, REUSABLE | SPECIALIZED INSTRUMENTATION FOR OPEN AND LAPAROSCOPIC SURGERIES
21813 | 4229680103500 | MALLET, HAMMERING, COTTLE, WEIGHT: 300.0GM, LENGTH = 19.0CM, REUSABLE | SPECIALIZED INSTRUMENTATION FOR OPEN AND LAPAROSCOPIC SURGERIES
21814 | 4229680289900 | FORCEPS, SEPTUM, CRAIG/CUP SHAPED, STAINLESS STEEL, LENGTH = 12.0CM, REUSABLE | SPECIALIZED INSTRUMENTATION FOR OPEN AND LAPAROSCOPIC SURGERIES
21815 | 4229680313600 | HOOK, CRAWFORD RETRIEVING, REUSABLE | SPECIALIZED INSTRUMENTATION FOR OPEN AND LAPAROSCOPIC SURGERIES
21816 | 4229680213500 | FORCEPS, HEMOSTATIC, CRILE/CURVED, STAINLESS STEEL, LENGTH = 14.5CM, TEETH: 1X1, REUSABLE | SPECIALIZED INSTRUMENTATION FOR OPEN AND LAPAROSCOPIC SURGERIES
21817 | 4229680167500 | FORCEPS, HEMOSTATIC, CRILE/STRAIGHT, STAINLESS STEEL, LENGTH = 14.5CM, TEETH: 1X1, REUSABLE | SPECIALIZED INSTRUMENTATION FOR OPEN AND LAPAROSCOPIC SURGERIES
21818 | 4220341500400 | STABILIZER TISSUE C-SHAPE - WITH BALL CONNECTOR, STAINLESS STEEL (OR EQUIVALENT), REUSABLE | SPECIALIZED INSTRUMENTATION FOR OPEN AND LAPAROSCOPIC SURGERIES
21819 | 4229680330200 | TRAY STERILIZATION INSTRUMENT BASKET FINE MESH ON ALL SIDES/WITH LID STAINLESS STEEL SIZE: 240.0MM X 240.0MM X 41.0MM CSSD WASHERS REUSABLE | SPECIALIZED INSTRUMENTATION FOR OPEN AND LAPAROSCOPIC SURGERIES
21820 | 4228151300300 | TRAY FOR CSSD WASHERS STAINLESS STEEL PERFORATED BOTTOM WITH SOLID STAINLESS STEEL SIDES 410 X 10 X 3 INCH INNER, USABLE WORKSPACE, REUSABLE | SPECIALIZED INSTRUMENTATION FOR OPEN AND LAPAROSCOPIC SURGERIES
21821 | 4228151300600 | TRAY FOR CSSD WASHERS STAINLESS STEEL PERFORATED BOTTOM WITH SOLID STAINLESS STEEL SIDES 420 X 10 X 1.5 INCH INNER, USABLE WORK SPACE, REUSABLE | SPECIALIZED INSTRUMENTATION FOR OPEN AND LAPAROSCOPIC SURGERIES
21822 | 4229680144200 | HOOKLET, WOUND, FIXATION/TRACTION, CUSHING VEIN RETRACTOR, TIP SIZE: 10.0MM, LENGTH = 20.5CM, REUSABLE | SPECIALIZED INSTRUMENTATION FOR OPEN AND LAPAROSCOPIC SURGERIES
21823 | 4229680144300 | HOOKLET, WOUND, FIXATION/TRACTION, CUSHING VEIN RETRACTOR, TIP SIZE: 14.0MM, LENGTH = 20.5CM, REUSABLE | SPECIALIZED INSTRUMENTATION FOR OPEN AND LAPAROSCOPIC SURGERIES
21824 | 4229680025100 | HOOKLET, WOUND, FIXATION/TRACTION, CUSHING VEIN RETRACTOR, TIP SIZE: 16.0MM, LENGTH = 24.0CM, REUSABLE | SPECIALIZED INSTRUMENTATION FOR OPEN AND LAPAROSCOPIC SURGERIES
21825 | 4229680025200 | HOOKLET, WOUND, FIXATION/TRACTION, CUSHING VEIN RETRACTOR, TIP SIZE: 18.0MM, LENGTH = 24.0CM, REUSABLE | SPECIALIZED INSTRUMENTATION FOR OPEN AND LAPAROSCOPIC SURGERIES
21826 | 4229680025300 | HOOKLET, WOUND, FIXATION/TRACTION, CUSHING VEIN RETRACTOR, TIP SIZE: 8.0MM, LENGTH = 20.5CM, REUSABLE | SPECIALIZED INSTRUMENTATION FOR OPEN AND LAPAROSCOPIC SURGERIES
21827 | 4229680025000 | HOOKLET, WOUND, FIXATION/TRACTION, CUSHING VEIN RETRACTOR, TIP SIZE: 16.0MM, LENGTH = 20.5CM, REUSABLE | SPECIALIZED INSTRUMENTATION FOR OPEN AND LAPAROSCOPIC SURGERIES
21828 | 4229680024800 | HOOKLET, WOUND, FIXATION/TRACTION, CUSHING VEIN RETRACTOR, TIP SIZE: 10.0MM, LENGTH = 24.0CM, REUSABLE | SPECIALIZED INSTRUMENTATION FOR OPEN AND LAPAROSCOPIC SURGERIES
21829 | 4229680024900 | HOOKLET, WOUND, FIXATION/TRACTION, CUSHING VEIN RETRACTOR, TIP SIZE: 12.0MM, LENGTH = 20.5CM, REUSABLE | SPECIALIZED INSTRUMENTATION FOR OPEN AND LAPAROSCOPIC SURGERIES
21830 | 4229680407700 | BLOCK, CUTTING, TEFLON, SIZE: 5.5CM X 8.7CM X 1.2CM, REUSABLE | SPECIALIZED INSTRUMENTATION FOR OPEN AND LAPAROSCOPIC SURGERIES
21831 | 4229490608500 | CUTTING LOOP, UNIPOLAR, ANGLED, 26 FR, REUSABLE | SPECIALIZED INSTRUMENTATION FOR OPEN AND LAPAROSCOPIC SURGERIES
21832 | 4229680080100 | EXPRESSOR CYST STAINLESS STEEL LENGTH = 4-1/2.0INCH TIPS LENGTH = 17.0MM/11.0MM REUSABLE | SPECIALIZED INSTRUMENTATION FOR OPEN AND LAPAROSCOPIC SURGERIES
21833 | 4229631100500 | CYSTOSCOPE-URETHROSCOPE SHEATH, 8 FR., WITH 4 FR. WORKING CHANNEL, WORKING LENGTH 16 CM (OR EQUIVALENT), COLOR CODE: BLUE, CONSISTING OF: CYSTOSCOPE-URETHROSCOPE SHEATH OBTURATOR AND 2 LUER-LOCK CONES, REUSABLE | SPECIALIZED INSTRUMENTATION FOR OPEN AND LAPAROSCOPIC SURGERIES
21834 | 4229631100600 | CYSTOSCOPE-URETHROSCOPE SHEATH, 9 FR., WITH 5 FR. WORKING CHANNEL, WORKING LENGTH 16 CM (OR EQUIVALENT), COLOR CODE: RED, CONSISTING OF: CYSTOSCOPE-URETHROSCOPE SHEATH OBTURATOR AND 2 LUER-LOCK CONES, REUSABLE | SPECIALIZED INSTRUMENTATION FOR OPEN AND LAPAROSCOPIC SURGERIES
21835 | 4229631100700 | CYSTOSCOPE-URETHROSCOPE SHEATH, 8 FR., WITH 4 FR. WORKING CHANNEL, FOR REFLUX NEEDLES, WORKING LENGTH 16 CM (OR EQUIVALENT), COLOR CODE: WHITE, CONSISTING OF: CYSTOSCOPE-URETHROSCOPE SHEATH OBTURATOR, WITH 2 LUER-LOCK CONES, REUSABLE | SPECIALIZED INSTRUMENTATION FOR OPEN AND LAPAROSCOPIC SURGERIES
21836 | 4214271301500 | CYSTOSCOPE-URETHROSCOPE SHEATH, 22 FR. (OR EQUIVALENT), COLOR CODE: BLUE, CONSISTING OF: SHEATH OBTURATOR AND 2 LUER-LOCK CONES, REUSABLE | SPECIALIZED INSTRUMENTATION FOR OPEN AND LAPAROSCOPIC SURGERIES
21837 | 4214271301000 | CYSTOSCOPE-URETHROSCOPE SHEATH, 20 FR., (OR EQUIVALENT) COLOR CODE: RED, CONSISTING OF: CYSTOSCOPE-URETHROSCOPE SHEATH OBTURATOR AND 2 LUER-LOCK CONES, REUSABLE | SPECIALIZED INSTRUMENTATION FOR OPEN AND LAPAROSCOPIC SURGERIES
21838 | 4214271301400 | CYSTOSCOPE-URETHROSCOPE SHEATH, 19 FR., (OR EQUIVALENT) COLOR CODE: GREEN, CONSISTING OF: CYSTOSCOPE-URETHROSCOPE SHEATH OBTURATOR AND 2 LUER-LOCK CONES, REUSABLE | SPECIALIZED INSTRUMENTATION FOR OPEN AND LAPAROSCOPIC SURGERIES
21839 | 4214271301300 | CYSTOSCOPE-URETHROSCOPE SHEATH, 17 FR., (OR EQUIVALENT) COLOR CODE: YELLOW, CONSISTING OF: CYSTOSCOPE-URETHROSCOPE SHEATH OBTURATOR AND 2 LUER-LOCK CONES, REUSABLE | SPECIALIZED INSTRUMENTATION FOR OPEN AND LAPAROSCOPIC SURGERIES
21840 | 4214271301200 | CYSTOSCOPE-URETHROSCOPE SHEATH, 14 FR., (OR EQUIVALENT) WORKING LENGTH 22 CM, WITH 5 FR. WORKING CHANNEL, COLOR CODE: BLUE, CONSISTING OF: CYSTOSCOPE-URETHROSCOPE SHEATH OBTURATOR AND 2 LUER-LOCK CONES, REUSABLE | SPECIALIZED INSTRUMENTATION FOR OPEN AND LAPAROSCOPIC SURGERIES
21841 | 4229680213600 | FORCEPS, HEMOSTATIC, DANDY/CURVED/SIDEWARDS, STAINLESS STEEL, LENGTH = 14.5CM, REUSABLE | SPECIALIZED INSTRUMENTATION FOR OPEN AND LAPAROSCOPIC SURGERIES
21842 | 4229680137700 | DISSECTOR, SEPARATION, DAVIS DURA/DOUBLE, STAINLESS STEEL, LENGTH = 24.5CM, REUSABLE | SPECIALIZED INSTRUMENTATION FOR OPEN AND LAPAROSCOPIC SURGERIES
21843 | 4229680049800 | DILATOR, VASCULAR, DEBAKEY, LENGTH = 19.0CM, TIP DIAMETER = 0.5MM, REUSABLE | SPECIALIZED INSTRUMENTATION FOR OPEN AND LAPAROSCOPIC SURGERIES
21844 | 4229680049900 | DILATOR, VASCULAR, DEBAKEY, LENGTH = 19.0CM, TIP DIAMETER = 1.0MM, REUSABLE | SPECIALIZED INSTRUMENTATION FOR OPEN AND LAPAROSCOPIC SURGERIES
21845 | 4229680050000 | DILATOR, VASCULAR, DEBAKEY, LENGTH = 19.0CM, TIP DIAMETER = 1.5MM, REUSABLE | SPECIALIZED INSTRUMENTATION FOR OPEN AND LAPAROSCOPIC SURGERIES
21846 | 4229680050100 | DILATOR, VASCULAR, DEBAKEY, LENGTH = 19.0CM, TIP DIAMETER = 2.0MM, REUSABLE | SPECIALIZED INSTRUMENTATION FOR OPEN AND LAPAROSCOPIC SURGERIES
21847 | 4229680050200 | DILATOR, VASCULAR, DEBAKEY, LENGTH = 19.0CM, TIP DIAMETER = 2.5MM, REUSABLE | SPECIALIZED INSTRUMENTATION FOR OPEN AND LAPAROSCOPIC SURGERIES
21848 | 4229680050300 | DILATOR, VASCULAR, DEBAKEY, LENGTH = 19.0CM, TIP DIAMETER = 3.0MM, REUSABLE | SPECIALIZED INSTRUMENTATION FOR OPEN AND LAPAROSCOPIC SURGERIES
21849 | 4229680050400 | DILATOR, VASCULAR, DEBAKEY, LENGTH = 19.0CM, TIP DIAMETER = 3.5MM, REUSABLE | SPECIALIZED INSTRUMENTATION FOR OPEN AND LAPAROSCOPIC SURGERIES
21850 | 4229680050500 | DILATOR, VASCULAR, DEBAKEY, LENGTH = 19.0CM, TIP DIAMETER = 4.0MM, REUSABLE | SPECIALIZED INSTRUMENTATION FOR OPEN AND LAPAROSCOPIC SURGERIES
21851 | 4229680050600 | DILATOR, VASCULAR, DEBAKEY, LENGTH = 19.0CM, TIP DIAMETER = 4.5MM, REUSABLE | SPECIALIZED INSTRUMENTATION FOR OPEN AND LAPAROSCOPIC SURGERIES
21852 | 4229680050700 | DILATOR, VASCULAR, DEBAKEY, LENGTH = 19.0CM, TIP DIAMETER = 5.0MM, REUSABLE | SPECIALIZED INSTRUMENTATION FOR OPEN AND LAPAROSCOPIC SURGERIES
21853 | 4229680050800 | DILATOR, VASCULAR, DEBAKEY, LENGTH = 19.0CM, TIP DIAMETER = 7.0MM, REUSABLE | SPECIALIZED INSTRUMENTATION FOR OPEN AND LAPAROSCOPIC SURGERIES
21854 | 4229680050900 | DILATOR, VASCULAR, DEBAKEY, LENGTH = 19.0CM, TIP DIAMETER = 9.0MM, REUSABLE | SPECIALIZED INSTRUMENTATION FOR OPEN AND LAPAROSCOPIC SURGERIES
21855 | 4229680014100 | DILATOR, VASCULAR, DEBAKEY, LENGTH = 14.0CM, TIP DIAMETER = 0.5MM, REUSABLE | SPECIALIZED INSTRUMENTATION FOR OPEN AND LAPAROSCOPIC SURGERIES
21856 | 4229680014200 | DILATOR, VASCULAR, DEBAKEY, LENGTH = 14.0CM, TIP DIAMETER = 1.0MM, REUSABLE | SPECIALIZED INSTRUMENTATION FOR OPEN AND LAPAROSCOPIC SURGERIES
21857 | 4229680014400 | DILATOR, VASCULAR, DEBAKEY, LENGTH = 14.0CM, TIP DIAMETER = 1.5MM, REUSABLE | SPECIALIZED INSTRUMENTATION FOR OPEN AND LAPAROSCOPIC SURGERIES
21858 | 4229680014600 | DILATOR, VASCULAR, DEBAKEY, LENGTH = 14.0CM, TIP DIAMETER = 2.0MM, REUSABLE | SPECIALIZED INSTRUMENTATION FOR OPEN AND LAPAROSCOPIC SURGERIES
21859 | 4229680014800 | DILATOR, VASCULAR, DEBAKEY, LENGTH = 14.0CM, TIP DIAMETER = 2.5MM, REUSABLE | SPECIALIZED INSTRUMENTATION FOR OPEN AND LAPAROSCOPIC SURGERIES
21860 | 4229680014900 | DILATOR, VASCULAR, DEBAKEY, LENGTH = 14.0CM, TIP DIAMETER = 3.0MM, REUSABLE | SPECIALIZED INSTRUMENTATION FOR OPEN AND LAPAROSCOPIC SURGERIES
21861 | 4229680015000 | DILATOR, VASCULAR, DEBAKEY, LENGTH = 14.0CM, TIP DIAMETER = 3.5MM, REUSABLE | SPECIALIZED INSTRUMENTATION FOR OPEN AND LAPAROSCOPIC SURGERIES
21862 | 4229680015100 | DILATOR, VASCULAR, DEBAKEY, LENGTH = 14.0CM, TIP DIAMETER = 4.0MM, REUSABLE | SPECIALIZED INSTRUMENTATION FOR OPEN AND LAPAROSCOPIC SURGERIES
21863 | 4229680015200 | DILATOR, VASCULAR, DEBAKEY, LENGTH = 14.0CM, TIP DIAMETER = 4.5MM, REUSABLE | SPECIALIZED INSTRUMENTATION FOR OPEN AND LAPAROSCOPIC SURGERIES
21864 | 4229680015300 | DILATOR, VASCULAR, DEBAKEY, LENGTH = 14.0CM, TIP DIAMETER = 5.0MM, REUSABLE | SPECIALIZED INSTRUMENTATION FOR OPEN AND LAPAROSCOPIC SURGERIES
21865 | 4229680014300 | DILATOR, VASCULAR, DEBAKEY, NITINOL, LENGTH = 19.0CM, TIP DIAMETER = 1.0MM, REUSABLE | SPECIALIZED INSTRUMENTATION FOR OPEN AND LAPAROSCOPIC SURGERIES
21866 | 4229680014500 | DILATOR, VASCULAR, DEBAKEY, NITINOL, LENGTH = 19.0CM, TIP DIAMETER = 1.5MM, REUSABLE | SPECIALIZED INSTRUMENTATION FOR OPEN AND LAPAROSCOPIC SURGERIES
21867 | 4229680014700 | DILATOR, VASCULAR, DEBAKEY, NITINOL, LENGTH = 19.0CM, TIP DIAMETER = 2.0MM, REUSABLE | SPECIALIZED INSTRUMENTATION FOR OPEN AND LAPAROSCOPIC SURGERIES
21868 | 4229680435500 | DILATOR, VASCULAR, DEBAKEY, NITINOL, LENGTH = 19.0CM, TIP DIAMETER = 2.5MM, REUSABLE | SPECIALIZED INSTRUMENTATION FOR OPEN AND LAPAROSCOPIC SURGERIES
21869 | 4229680435600 | DILATOR, VASCULAR, DEBAKEY, NITINOL, LENGTH = 19.0CM, TIP DIAMETER = 3.5MM, REUSABLE | SPECIALIZED INSTRUMENTATION FOR OPEN AND LAPAROSCOPIC SURGERIES
21870 | 4229680435700 | DILATOR, VASCULAR, DEBAKEY, NITINOL, LENGTH = 19.0CM, TIP DIAMETER = 4.5MM, REUSABLE | SPECIALIZED INSTRUMENTATION FOR OPEN AND LAPAROSCOPIC SURGERIES
21871 | 4229680073500 | SCISSORS, SURGICAL, DEAN/SERRATED/ANGLED UPWARDS, STAINLESS STEEL, LENGTH = 17.5CM, REUSABLE | SPECIALIZED INSTRUMENTATION FOR OPEN AND LAPAROSCOPIC SURGERIES
21872 | 4229680032800 | RETRACTOR, WOUND, DEAVER, STAINLESS STEEL, TIP SIZE: 25.0MM/WIDE, LENGTH = 30.5CM, REUSABLE | SPECIALIZED INSTRUMENTATION FOR OPEN AND LAPAROSCOPIC SURGERIES
21873 | 4229680032900 | RETRACTOR, WOUND, DEAVER, STAINLESS STEEL, TIP SIZE: 50.0MM/WIDE, LENGTH = 31.5CM, REUSABLE | SPECIALIZED INSTRUMENTATION FOR OPEN AND LAPAROSCOPIC SURGERIES
21874 | 4229680033000 | RETRACTOR, WOUND, DEAVER, STAINLESS STEEL, TIP SIZE: 75.0MM/WIDE, LENGTH = 31.5CM, REUSABLE | SPECIALIZED INSTRUMENTATION FOR OPEN AND LAPAROSCOPIC SURGERIES
21875 | 4229680032600 | RETRACTOR, WOUND, DEAVER, STAINLESS STEEL, TIP SIZE: 19.0MM/WIDE, LENGTH = 18.0CM, REUSABLE | SPECIALIZED INSTRUMENTATION FOR OPEN AND LAPAROSCOPIC SURGERIES
21876 | 4229680032700 | RETRACTOR, WOUND, DEAVER, STAINLESS STEEL, TIP SIZE: 22.0MM/WIDE, LENGTH = 21.5CM, REUSABLE | SPECIALIZED INSTRUMENTATION FOR OPEN AND LAPAROSCOPIC SURGERIES
21877 | 4229680080400 | SCISSORS, OPERATING, DEAVER/BLUNT-BLUNT/CURVED, STAINLESS STEEL, LENGTH = 14.0CM, REUSABLE | SPECIALIZED INSTRUMENTATION FOR OPEN AND LAPAROSCOPIC SURGERIES
21878 | 4229680080600 | SCISSORS, OPERATING, DEAVER/BLUNT-BLUNT/STRAIGHT, STAINLESS STEEL, LENGTH = 14.0CM, REUSABLE | SPECIALIZED INSTRUMENTATION FOR OPEN AND LAPAROSCOPIC SURGERIES
21879 | 4229680080300 | SCISSORS, OPERATING, DEAVER/SHARP-SHARP/CURVED, STAINLESS STEEL, LENGTH = 14.0CM, REUSABLE | SPECIALIZED INSTRUMENTATION FOR OPEN AND LAPAROSCOPIC SURGERIES
21880 | 4229680080500 | SCISSORS, OPERATING, DEAVER/SHARP-SHARP TIPS/STRAIGHT, STAINLESS STEEL, LENGTH = 14.0CM, REUSABLE | SPECIALIZED INSTRUMENTATION FOR OPEN AND LAPAROSCOPIC SURGERIES
21881 | 4229680159500 | SCISSORS, VASCULAR, DEBAKEY/ANGLED 45 DEGREE, TUNGSTEN CARBIDE, LENGTH = 23.0CM, REUSABLE | SPECIALIZED INSTRUMENTATION FOR OPEN AND LAPAROSCOPIC SURGERIES
21882 | 4229680163100 | SCISSORS, VASCULAR, ANGLED 45 DEGREE, STAINLESS STEEL, LENGTH = 16.5CM, REUSABLE | SPECIALIZED INSTRUMENTATION FOR OPEN AND LAPAROSCOPIC SURGERIES
21883 | 4229680154600 | SCISSORS, VASCULAR, DEBAKEY ANGLED 40 DEGREE, STAINLESS STEEL, LENGTH = 18.5CM, REUSABLE | SPECIALIZED INSTRUMENTATION FOR OPEN AND LAPAROSCOPIC SURGERIES
21884 | 4229680154700 | SCISSORS, VASCULAR, DEBAKEY ANGLED 60 DEGREE, STAINLESS STEEL, LENGTH = 18.0CM, REUSABLE | SPECIALIZED INSTRUMENTATION FOR OPEN AND LAPAROSCOPIC SURGERIES
21885 | 4229680159600 | SCISSORS, VASCULAR, DEBAKEY/ANGLED 60 DEGREE, TUNGSTEN CARBIDE, LENGTH = 22.0CM, REUSABLE | SPECIALIZED INSTRUMENTATION FOR OPEN AND LAPAROSCOPIC SURGERIES
21886 | 4229680037300 | SCISSORS, VASCULAR, DEBAKEY ANGLED 25 DEGREE, STAINLESS STEEL, LENGTH = 19.0CM, REUSABLE | SPECIALIZED INSTRUMENTATION FOR OPEN AND LAPAROSCOPIC SURGERIES
21887 | 4229680044200 | SCISSORS, VASCULAR, DEBAKEY/ANGLED 25 DEGREE, STAINLESS STEEL, LENGTH = 18.0CM, REUSABLE | SPECIALIZED INSTRUMENTATION FOR OPEN AND LAPAROSCOPIC SURGERIES
21888 | 4229680041900 | SCISSORS, DISSECTING, DEBAKEY, TUNGSTEN CARBIDE, LENGTH = 17.5CM, REUSABLE | SPECIALIZED INSTRUMENTATION FOR OPEN AND LAPAROSCOPIC SURGERIES
21889 | 4229680044100 | SCISSORS, VASCULAR, DEBAKEY/ANGLED 25 DEGREE, TUNGSTEN CARBIDE, LENGTH = 19.0CM, REUSABLE | SPECIALIZED INSTRUMENTATION FOR OPEN AND LAPAROSCOPIC SURGERIES
21890 | 4229680039100 | SCISSORS, VASCULAR, SUPERCUT/DEBAKEY/ANGLED 45 DEGREE, STAINLESS STEEL, LENGTH = 16.5CM, REUSABLE | SPECIALIZED INSTRUMENTATION FOR OPEN AND LAPAROSCOPIC SURGERIES
21891 | 4229680037700 | SCISSORS, SURGICAL, DELICATE/BLUNT-BLUNT/STRAIGHT, STAINLESS STEEL, LENGTH = 11.5CM, REUSABLE | SPECIALIZED INSTRUMENTATION FOR OPEN AND LAPAROSCOPIC SURGERIES
21892 | 4229680238200 | SCISSORS, OPERATING, DELICATE/SHARP/BLUNT/STRAIGHT, STAINLESS STEEL, LENGTH = 14.5CM, REUSABLE | SPECIALIZED INSTRUMENTATION FOR OPEN AND LAPAROSCOPIC SURGERIES
21893 | 4229680081400 | CURETTE, DERMAL, EXCAVATOR, MARTINI/MILTEX/DOUBLE-ENDED/ROUND CUPS, STAINLESS STEEL, TIP SIZES: 2.0MM, LENGTH = 14.0CM, SCRAPING AND REMOVING FOREIGN TISSUE MATTER FROM A CAVITY, REUSABLE | SPECIALIZED INSTRUMENTATION FOR OPEN AND LAPAROSCOPIC SURGERIES
21894 | 4229680195400 | CABLE, CONNECTION, BIPOLAR/COAX, SIZE: SMALL, LENGTH = 3.0M, REUSABLE | SPECIALIZED INSTRUMENTATION FOR OPEN AND LAPAROSCOPIC SURGERIES
21895 | 4229680195500 | CABLE, CONNECTION, BIPOLAR/COAX, SIZE: SMALL, LENGTH = 5.0M, REUSABLE | SPECIALIZED INSTRUMENTATION FOR OPEN AND LAPAROSCOPIC SURGERIES
21896 | 4229621100600 | CORD, MONOPOLAR HIGH FREQUENCY 3M LENGTH W/ 4 MM SINGLE PRONG PLUG REUSABLE | SPECIALIZED INSTRUMENTATION FOR OPEN AND LAPAROSCOPIC SURGERIES
21897 | 4229491001000 | MONOPOLAR URETHRO-CYSTOSCOPE CORD, COMPATIBLE WITH END USER MACHINE, REUSABLE | SPECIALIZED INSTRUMENTATION FOR OPEN AND LAPAROSCOPIC SURGERIES
21898 | 4229680801100 | BIPOLAR RESECTOSCOPE CORD, COMPATIBLE WITH END USER MACHINE, REUSABLE | SPECIALIZED INSTRUMENTATION FOR OPEN AND LAPAROSCOPIC SURGERIES
21899 | 4229491001100 | MONOPOLAR RESECTOSCOPE CORD, COMPATIBLE WITH END USER MACHINE, REUSABLE | SPECIALIZED INSTRUMENTATION FOR OPEN AND LAPAROSCOPIC SURGERIES
21900 | 4229494403100 | UNIPOLAR HIGH FREQUENCY CORD, WITH 8 MM PLUG, LENGTH 300 CM, FOR LAPAROSCOPIC, REUSABLE | SPECIALIZED INSTRUMENTATION FOR OPEN AND LAPAROSCOPIC SURGERIES
21901 | 4229680800900 | CORD, BIPOLAR HIGH FREQUENCY FOR KARL STORZ, REUSABLE | SPECIALIZED INSTRUMENTATION FOR OPEN AND LAPAROSCOPIC SURGERIES
21902 | 4229680166500 | SCISSORS, SURGICAL, CUT BIPOLAR/SLIM/CURVED, STAINLESS STEEL, LENGTH = 18.0CM, REUSABLE | SPECIALIZED INSTRUMENTATION FOR OPEN AND LAPAROSCOPIC SURGERIES
21903 | 4229680166600 | SCISSORS, SURGICAL, CUT BIPOLAR/SLIM/CURVED, STAINLESS STEEL, LENGTH = 23.0CM, REUSABLE | SPECIALIZED INSTRUMENTATION FOR OPEN AND LAPAROSCOPIC SURGERIES
21904 | 4229680166700 | SCISSORS, SURGICAL, CUT BIPOLAR/SLIM/CURVED, STAINLESS STEEL, LENGTH = 28.0CM, REUSABLE | SPECIALIZED INSTRUMENTATION FOR OPEN AND LAPAROSCOPIC SURGERIES
21905 | 4229680435400 | SCISSORS, SURGICAL, CUT BIPOLAR/SUPER SLIM/CURVED, STAINLESS STEEL, LENGTH = 13.0CM, REUSABLE | SPECIALIZED INSTRUMENTATION FOR OPEN AND LAPAROSCOPIC SURGERIES
21906 | 4229680010800 | CLAMP, BULLDOG, DIETHRICH/CURVED, STAINLESS STEEL, TIP WIDTH= 8.0MM, REUSABLE | SPECIALIZED INSTRUMENTATION FOR OPEN AND LAPAROSCOPIC SURGERIES
21907 | 4229680011000 | CLAMP, BULLDOG, DIETHRICH/STRAIGHT, STAINLESS STEEL, TIP WIDTH= 8.0MM, REUSABLE | SPECIALIZED INSTRUMENTATION FOR OPEN AND LAPAROSCOPIC SURGERIES
21908 | 4229680010600 | CLAMP, BULLDOG, DIETHRICH/CURVED, STAINLESS STEEL, TIP WIDTH= 12.0MM, REUSABLE | SPECIALIZED INSTRUMENTATION FOR OPEN AND LAPAROSCOPIC SURGERIES
21909 | 4229680010900 | CLAMP, BULLDOG, DIETHRICH/STRAIGHT, STAINLESS STEEL, TIP WIDTH= 12.0MM, REUSABLE | SPECIALIZED INSTRUMENTATION FOR OPEN AND LAPAROSCOPIC SURGERIES
21910 | 4229680010700 | CLAMP, BULLDOG, DIETHRICH/CURVED, STAINLESS STEEL, TIP WIDTH= 20.0MM, REUSABLE | SPECIALIZED INSTRUMENTATION FOR OPEN AND LAPAROSCOPIC SURGERIES
21911 | 4229680413800 | RASPATORY, CARTILAGE, SCRAPING, DINGMAN/#1, LENGTH = 15.0CM, REUSABLE | SPECIALIZED INSTRUMENTATION FOR OPEN AND LAPAROSCOPIC SURGERIES
21912 | 4229680413900 | RASPATORY, CARTILAGE, SCRAPING, DINGMAN/#2, LENGTH = 15.0CM, REUSABLE | SPECIALIZED INSTRUMENTATION FOR OPEN AND LAPAROSCOPIC SURGERIES
21913 | 4229680142400 | DIRECTOR, GROOVED, NELATON/CURVED, STAINLESS STEEL, LENGTH = 16.0CM, REUSABLE | SPECIALIZED INSTRUMENTATION FOR OPEN AND LAPAROSCOPIC SURGERIES
21914 | 4229680142500 | DIRECTOR, GROOVED, PYAR/CURVED, STAINLESS STEEL, LENGTH = 22.0CM, REUSABLE | SPECIALIZED INSTRUMENTATION FOR OPEN AND LAPAROSCOPIC SURGERIES
21915 | 4229680142200 | DIRECTOR, GROOVED, KOENIG/NO.2, STAINLESS STEEL, LENGTH = 20.0CM, REUSABLE | SPECIALIZED INSTRUMENTATION FOR OPEN AND LAPAROSCOPIC SURGERIES
21916 | 4229680142300 | DIRECTOR, GROOVED, KOENIG/NO.3, STAINLESS STEEL, LENGTH = 20.0CM, REUSABLE | SPECIALIZED INSTRUMENTATION FOR OPEN AND LAPAROSCOPIC SURGERIES
21917 | 4229680142100 | DIRECTOR, GROOVED, KOENIG/NO.1, STAINLESS STEEL, LENGTH = 20.0CM, REUSABLE | SPECIALIZED INSTRUMENTATION FOR OPEN AND LAPAROSCOPIC SURGERIES
21918 | 4229680187200 | GROOVED, DIRECTOR, BUTTON ENDED, STAINLESS STEEL, LENGTH = 13.0CM, REUSABLE | SPECIALIZED INSTRUMENTATION FOR OPEN AND LAPAROSCOPIC SURGERIES
21919 | 4229680215300 | GROOVED, DIRECTOR, DOYEN/CURVED, STAINLESS STEEL, LENGTH = 14.5CM, REUSABLE | SPECIALIZED INSTRUMENTATION FOR OPEN AND LAPAROSCOPIC SURGERIES
21920 | 4229680446800 | DIRECTOR, GROOVED, STRAIGHT, STAINLESS STEEL, LENGTH = 14.5CM, REUSABLE | SPECIALIZED INSTRUMENTATION FOR OPEN AND LAPAROSCOPIC SURGERIES
21921 | 4229680446700 | DIRECTOR, GROOVED, BUTTON ENDED, STAINLESS STEEL, LENGTH = 14.5 CM, REUSABLE | SPECIALIZED INSTRUMENTATION FOR OPEN AND LAPAROSCOPIC SURGERIES
21922 | 4229680100500 | DIRECTOR, GROOVED, STRAIGHT, STAINLESS STEEL, LENGTH = 13.0CM, REUSABLE | SPECIALIZED INSTRUMENTATION FOR OPEN AND LAPAROSCOPIC SURGERIES
21923 | 4229680299000 | ELEVATOR, TMJ, DOLWICK/STRAIGHT/CURVED, STAINLESS STEEL, LENGTH = 17.0CM, REUSABLE | SPECIALIZED INSTRUMENTATION FOR OPEN AND LAPAROSCOPIC SURGERIES
21924 | 4229680298900 | FORCEPS, SURGICAL, TEMPOROMANDIBULAR JOINT-DISC/DOLWICK, STAINLESS STEEL, LENGTH = 12.5CM, REUSABLE | SPECIALIZED INSTRUMENTATION FOR OPEN AND LAPAROSCOPIC SURGERIES
21925 | 4229680299200 | FORCEPS, SURGICAL, TEMPOROMANDIBULAR JOINT/DOLWICK/SMALL, STAINLESS STEEL, LENGTH = 16.0CM, REUSABLE | SPECIALIZED INSTRUMENTATION FOR OPEN AND LAPAROSCOPIC SURGERIES
21926 | 4229680299100 | FORCEPS, SURGICAL, TEMPOROMANDIBULAR JOINT/DOLWICK/LARGE, STAINLESS STEEL, LENGTH = 16.5CM, REUSABLE | SPECIALIZED INSTRUMENTATION FOR OPEN AND LAPAROSCOPIC SURGERIES
21927 | 4229680299400 | RASPATORY, SCRAPING, TMJ/DOLWICK/HOLLOW, BLADE SIZE: 4.5MM, LENGTH = 15.0CM, REUSABLE | SPECIALIZED INSTRUMENTATION FOR OPEN AND LAPAROSCOPIC SURGERIES
21928 | 4229680299300 | RASPATORY, SCRAPING, TMJ/DOLWICK/FLAT, BLADE SIZE: 4.5MM, LENGTH = 15.0CM, REUSABLE | SPECIALIZED INSTRUMENTATION FOR OPEN AND LAPAROSCOPIC SURGERIES
21929 | 4229680299500 | RASPATORY, SCRAPING, TMJ/DOLWICK/STRAIGHT/CURVED, LENGTH = 17.5CM, REUSABLE | SPECIALIZED INSTRUMENTATION FOR OPEN AND LAPAROSCOPIC SURGERIES
21930 | 4229680152800 | RASPATORY, RIB, SCRAPING, DOYEN/RIGHT/ADULT, LENGTH = 17.0CM, REUSABLE | SPECIALIZED INSTRUMENTATION FOR OPEN AND LAPAROSCOPIC SURGERIES
21931 | 4229680152700 | RASPATORY, RIB, SCRAPING, DOYEN/LEFT/ADULT, LENGTH = 17.0CM, REUSABLE | SPECIALIZED INSTRUMENTATION FOR OPEN AND LAPAROSCOPIC SURGERIES
21932 | 4229680288000 | RASPATORY, RIB, SCRAPING, DOYEN/LEFT/CHILD, LENGTH = 18.0CM, REUSABLE | SPECIALIZED INSTRUMENTATION FOR OPEN AND LAPAROSCOPIC SURGERIES
21933 | 4229680288100 | RASPATORY, RIB, SCRAPING, DOYEN/RIGHT/CHILD, LENGTH = 18.0CM, REUSABLE | SPECIALIZED INSTRUMENTATION FOR OPEN AND LAPAROSCOPIC SURGERIES
21934 | 4229680038300 | SCISSORS, OPERATING, DOYEN/BLUNT-BLUNT/CURVED, STAINLESS STEEL, LENGTH = 18.5CM, REUSABLE | SPECIALIZED INSTRUMENTATION FOR OPEN AND LAPAROSCOPIC SURGERIES
21935 | 4229680038400 | SCISSORS, OPERATING, DOYEN/BLUNT-BLUNT/STRAIGHT, STAINLESS STEEL, LENGTH = 18.5CM, REUSABLE | SPECIALIZED INSTRUMENTATION FOR OPEN AND LAPAROSCOPIC SURGERIES
21936 | 4229680072200 | ELEVATOR, PERIOSTEAL, DR IGLHAUT, STAINLESS STEEL, LENGTH = 18.0CM, REUSABLE | SPECIALIZED INSTRUMENTATION FOR OPEN AND LAPAROSCOPIC SURGERIES
21937 | 4229680186000 | FORCEPS, DRESSING, MINI ADSON/SERRATED, STAINLESS STEEL, LENGTH = 12.0CM, REUSABLE | SPECIALIZED INSTRUMENTATION FOR OPEN AND LAPAROSCOPIC SURGERIES
21938 | 4229680185900 | FORCEPS, DRESSING, MICRO ADSON/SERRATED, STAINLESS STEEL, LENGTH = 15.0CM, REUSABLE | SPECIALIZED INSTRUMENTATION FOR OPEN AND LAPAROSCOPIC SURGERIES
21939 | 4229680210800 | FORCEPS, DRESSING, MICRO ADSON/SERRATED, STAINLESS STEEL, LENGTH = 12.0CM, REUSABLE | SPECIALIZED INSTRUMENTATION FOR OPEN AND LAPAROSCOPIC SURGERIES
21940 | 4229680293900 | FORCEPS, DRESSING, ADSON/SERRATED, TUNGSTEN CARBIDE, LENGTH = 12.0CM, REUSABLE | SPECIALIZED INSTRUMENTATION FOR OPEN AND LAPAROSCOPIC SURGERIES
21941 | 4229680058500 | FORCEPS, DRESSING, ADSON/SERRATED, STAINLESS STEEL, LENGTH = 15.0CM, REUSABLE | SPECIALIZED INSTRUMENTATION FOR OPEN AND LAPAROSCOPIC SURGERIES
21942 | 4229680137000 | FORCEPS, DRESSING, STANDARD/SERRATED, STAINLESS STEEL, LENGTH = 14.5CM, REUSABLE | SPECIALIZED INSTRUMENTATION FOR OPEN AND LAPAROSCOPIC SURGERIES
21943 | 4229680137200 | FORCEPS, DRESSING, STANDARD/SERRATED, STAINLESS STEEL, LENGTH = 20.0CM, REUSABLE | SPECIALIZED INSTRUMENTATION FOR OPEN AND LAPAROSCOPIC SURGERIES
21944 | 4229680137500 | FORCEPS, DRESSING, MEDIUM WIDE/SERRATED, STAINLESS STEEL, LENGTH = 20.0CM, REUSABLE | SPECIALIZED INSTRUMENTATION FOR OPEN AND LAPAROSCOPIC SURGERIES
21945 | 4229680137100 | FORCEPS, DRESSING, STANDARD/SERRATED, STAINLESS STEEL, LENGTH = 18.0CM, REUSABLE | SPECIALIZED INSTRUMENTATION FOR OPEN AND LAPAROSCOPIC SURGERIES
21946 | 4229680137400 | FORCEPS, DRESSING, MEDIUM WIDE/SERRATED, STAINLESS STEEL, LENGTH = 14.5CM, REUSABLE | SPECIALIZED INSTRUMENTATION FOR OPEN AND LAPAROSCOPIC SURGERIES
21947 | 4229680018800 | FORCEPS, DRESSING, MEDIUM WIDE/SERRATED, STAINLESS STEEL, LENGTH = 16.0CM, REUSABLE | SPECIALIZED INSTRUMENTATION FOR OPEN AND LAPAROSCOPIC SURGERIES
21948 | 4229680018600 | FORCEPS, DRESSING, GERALD/STRAIGHT, STAINLESS STEEL, LENGTH = 17.5CM, REUSABLE | SPECIALIZED INSTRUMENTATION FOR OPEN AND LAPAROSCOPIC SURGERIES
21949 | 4229680019000 | FORCEPS, DRESSING, SEMKEN, STAINLESS STEEL, LENGTH = 15.0CM, REUSABLE | SPECIALIZED INSTRUMENTATION FOR OPEN AND LAPAROSCOPIC SURGERIES
21950 | 4229680042300 | FORCEPS, DRESSING, CUSHING, TUNGSTEN CARBIDE, LENGTH = 17.5CM, REUSABLE | SPECIALIZED INSTRUMENTATION FOR OPEN AND LAPAROSCOPIC SURGERIES
21951 | 4229680137600 | FORCEPS, DRESSING, SEMKEN, STAINLESS STEEL, LENGTH = 12.5CM, REUSABLE | SPECIALIZED INSTRUMENTATION FOR OPEN AND LAPAROSCOPIC SURGERIES
21952 | 4229680019100 | FORCEPS, DRESSING, WITH SCRAPER, STAINLESS STEEL, LENGTH = 17.5CM, REUSABLE | SPECIALIZED INSTRUMENTATION FOR OPEN AND LAPAROSCOPIC SURGERIES
21953 | 4229680018500 | FORCEPS, DRESSING, CUSHING/STRAIGHT, STAINLESS STEEL, LENGTH = 17.5CM, REUSABLE | SPECIALIZED INSTRUMENTATION FOR OPEN AND LAPAROSCOPIC SURGERIES
21954 | 4229680244500 | FORCEPS, DRESSING, CUSHING-TAYLOR, TUNGSTEN CARBIDE, LENGTH = 18.5CM, REUSABLE | SPECIALIZED INSTRUMENTATION FOR OPEN AND LAPAROSCOPIC SURGERIES
21955 | 4229680212400 | FORCEPS, EAR DRESSING, JANSEN/BAYONET, STAINLESS STEEL, LENGTH = 21.5CM, REUSABLE | SPECIALIZED INSTRUMENTATION FOR OPEN AND LAPAROSCOPIC SURGERIES
21956 | 4229680210700 | FORCEPS, DRESSING, FINE/STRAIGHT, STAINLESS STEEL, LENGTH = 10.0CM, REUSABLE | SPECIALIZED INSTRUMENTATION FOR OPEN AND LAPAROSCOPIC SURGERIES
21957 | 4229680166900 | FORCEPS, DRESSING, STANDARD/SERRATED, STAINLESS STEEL, LENGTH = 25.0CM, REUSABLE | SPECIALIZED INSTRUMENTATION FOR OPEN AND LAPAROSCOPIC SURGERIES
21958 | 4229680166800 | FORCEPS, DRESSING, STANDARD/SERRATED, STAINLESS STEEL, LENGTH = 16.0CM, REUSABLE | SPECIALIZED INSTRUMENTATION FOR OPEN AND LAPAROSCOPIC SURGERIES
21959 | 4229680167000 | FORCEPS, DRESSING, MEDIUM WIDE/SERRATED, STAINLESS STEEL, LENGTH = 25.0CM, REUSABLE | SPECIALIZED INSTRUMENTATION FOR OPEN AND LAPAROSCOPIC SURGERIES
21960 | 4229680255800 | FORCEPS, DRESSING, STRAIGHT, STAINLESS STEEL, LENGTH = 17.5CM, REUSABLE | SPECIALIZED INSTRUMENTATION FOR OPEN AND LAPAROSCOPIC SURGERIES
21961 | 4229680255900 | FORCEPS, DRESSING, MEDIUM WIDE/SERRATED, STAINLESS STEEL, LENGTH = 18.0CM, REUSABLE | SPECIALIZED INSTRUMENTATION FOR OPEN AND LAPAROSCOPIC SURGERIES
21962 | 4229680438200 | FORCEPS, DRESSING, RING/STRAIGHT, STAINLESS STEEL, LENGTH = 21.0CM, DIAMETER = 1.0MM X 0.5MM, REUSABLE | SPECIALIZED INSTRUMENTATION FOR OPEN AND LAPAROSCOPIC SURGERIES
21963 | 4229680440500 | FORCEPS, DRESSING, RING/STRAIGHT, TITANIUM, LENGTH = 21.0CM, DIAMETER = 1.0MM X 0.5MM, REUSABLE | SPECIALIZED INSTRUMENTATION FOR OPEN AND LAPAROSCOPIC SURGERIES
21964 | 4229680439800 | FORCEPS, DRESSING, WANGENSTEEN, TUNGSTEN CARBIDE, LENGTH = 23.0CM, REUSABLE | SPECIALIZED INSTRUMENTATION FOR OPEN AND LAPAROSCOPIC SURGERIES
21965 | 4229680408600 | FORCEPS, DRESSING, MEDIUM WIDE/SERRATED, STAINLESS STEEL, LENGTH = 13.0CM, REUSABLE | SPECIALIZED INSTRUMENTATION FOR OPEN AND LAPAROSCOPIC SURGERIES
21966 | 4229680093600 | FORCEPS, DRESSING, BAYONET, STAINLESS STEEL, LENGTH = 18.5CM, REUSABLE | SPECIALIZED INSTRUMENTATION FOR OPEN AND LAPAROSCOPIC SURGERIES
21967 | 4229680114400 | FORCEPS, DRESSING, JABOMA, TUNGSTEN CARBIDE, LENGTH = 18.0CM, REUSABLE | SPECIALIZED INSTRUMENTATION FOR OPEN AND LAPAROSCOPIC SURGERIES
21968 | 4229680094800 | FORCEPS, EAR DRESSING, JTROELTSCH, STAINLESS STEEL, LENGTH = 11.0CM, REUSABLE | SPECIALIZED INSTRUMENTATION FOR OPEN AND LAPAROSCOPIC SURGERIES
21969 | 4229680093700 | FORCEPS, DRESSING, GERALD/CURVED, STAINLESS STEEL, LENGTH = 17.0CM, REUSABLE | SPECIALIZED INSTRUMENTATION FOR OPEN AND LAPAROSCOPIC SURGERIES
21970 | 4229680307400 | FORCEPS, DRESSING, BISHOP HARMON/STRAIGHT, STAINLESS STEEL, LENGTH = 86.0MM, REUSABLE | SPECIALIZED INSTRUMENTATION FOR OPEN AND LAPAROSCOPIC SURGERIES
21971 | 4229680300800 | DRILL, TWIST, DISTRACTOR PLACEMENT, J-NOTCH, DIAMETER = 0.7MM, LENGTH = 50.0MM, STOP: 7.0MM, REUSABLE | SPECIALIZED INSTRUMENTATION FOR OPEN AND LAPAROSCOPIC SURGERIES
21972 | 4229680211300 | DISSECTOR, SEPARATION, DURA/DOUBLE ENDED, STAINLESS STEEL, LENGTH = 22.0CM, REUSABLE | SPECIALIZED INSTRUMENTATION FOR OPEN AND LAPAROSCOPIC SURGERIES
21973 | 4229680019300 | HOOKLET, DURA, FIXATION/TRACTION, ADSON/BLUNT/ANGULATED, LENGTH = 20.0CM, REUSABLE | SPECIALIZED INSTRUMENTATION FOR OPEN AND LAPAROSCOPIC SURGERIES
21974 | 4229680211800 | HOOKLET, DURA, FIXATION/TRACTION, 90.0 DEGREES/SHARP/ANGULATED DOWNWARD, LENGTH = 19.0CM, REUSABLE | SPECIALIZED INSTRUMENTATION FOR OPEN AND LAPAROSCOPIC SURGERIES
21975 | 4229680212000 | HOOKLET DURA FIXATION/TRACTION FRAZIER/SHARP LENGTH = 13.0CM REUSABLE | SPECIALIZED INSTRUMENTATION FOR OPEN AND LAPAROSCOPIC SURGERIES
21976 | 4229680211900 | HOOKLET, DURA, FIXATION/TRACTION, 90.0 DEGREES/SHARP/CURVED, LENGTH = 19.0CM, REUSABLE | SPECIALIZED INSTRUMENTATION FOR OPEN AND LAPAROSCOPIC SURGERIES
21977 | 4229680256100 | HOOKLET, DURA, FIXATION/TRACTION, SACHS/CURVED/SHARP, LENGTH = 17.0CM, REUSABLE | SPECIALIZED INSTRUMENTATION FOR OPEN AND LAPAROSCOPIC SURGERIES
21978 | 4229680256000 | HOOKLET, DURA, FIXATION/TRACTION, GRAHAM/CURVED/BLUNT, LENGTH = 16.5CM, REUSABLE | SPECIALIZED INSTRUMENTATION FOR OPEN AND LAPAROSCOPIC SURGERIES
21979 | 4229680212100 | SCISSORS, VASCULAR, DURA/SCHMIDEN-TAYLOR, STAINLESS STEEL, LENGTH = 16.5CM, REUSABLE | SPECIALIZED INSTRUMENTATION FOR OPEN AND LAPAROSCOPIC SURGERIES
21980 | 4229680104700 | FORCEPS, GRASPING, MINI-ALLIGATOR/MCGEE/SERRATED, STAINLESS STEEL, REUSABLE | SPECIALIZED INSTRUMENTATION FOR OPEN AND LAPAROSCOPIC SURGERIES
21981 | 4229680116900 | FORCEPS, GRASPING, ALLIGATOR/MCGEE, STAINLESS STEEL, TIP SIZE: 3.5MM X 0.8MM, REUSABLE | SPECIALIZED INSTRUMENTATION FOR OPEN AND LAPAROSCOPIC SURGERIES
21982 | 4229680102200 | FORCEPS, GRASPING, ALLIGATOR/FULLER, STAINLESS STEEL, REUSABLE | SPECIALIZED INSTRUMENTATION FOR OPEN AND LAPAROSCOPIC SURGERIES
21983 | 4229680217100 | PROBE, SURGICAL, TISSUE MANIPULATION, STAINLESS STEEL, WAGENER EAR HOOK, DIAMETER = 5, LENGTH = 14.0CM, REUSABLE | SPECIALIZED INSTRUMENTATION FOR OPEN AND LAPAROSCOPIC SURGERIES
21984 | 4229680104300 | FORCEPS, MICRO EAR, STRAIGHT, STAINLESS STEEL, TIP SIZE: 4.0MM X 0.8MM, REUSABLE | SPECIALIZED INSTRUMENTATION FOR OPEN AND LAPAROSCOPIC SURGERIES
21985 | 4229680104200 | FORCEPS, MICRO EAR, STRAIGHT, STAINLESS STEEL, TIP SIZE: 4.0MM X 0.6MM, REUSABLE | SPECIALIZED INSTRUMENTATION FOR OPEN AND LAPAROSCOPIC SURGERIES
21986 | 4229680414300 | RETRACTOR, RHINOLOGY, COTTLE NEIVERT/WITH GROOVE, STAINLESS STEEL, LENGTH = 19.5CM, 2 PRONGS, REUSABLE | SPECIALIZED INSTRUMENTATION FOR OPEN AND LAPAROSCOPIC SURGERIES
21987 | 4229680411000 | HOOKLET, RHINOLOGY, FIXATION/TRACTION, BLUNT/SHARP/2 PRONGS, LENGTH = 14.5CM, 2 PRONGS, REUSABLE | SPECIALIZED INSTRUMENTATION FOR OPEN AND LAPAROSCOPIC SURGERIES
21988 | 4229680411300 | HOOKLET, RHINOLOGY, FIXATION/TRACTION, SHARP/BLUNT/2 PRONGS, LENGTH = 14.5CM, 2 PRONGS, REUSABLE | SPECIALIZED INSTRUMENTATION FOR OPEN AND LAPAROSCOPIC SURGERIES
21989 | 4229680900500 | EVACUATOR, ELLIK, REUSABLE | SPECIALIZED INSTRUMENTATION FOR OPEN AND LAPAROSCOPIC SURGERIES
21990 | 4229310717100 | TUBE, SUCTION AND IRRIGATION WITH LATERAL HOLES SIZE 3.5 MM LENGTH 20 CM FOR USE WITH HANDLES FOR IRRIGATION AND SUCTION, REUSABLE | SPECIALIZED INSTRUMENTATION FOR OPEN AND LAPAROSCOPIC SURGERIES
21991 | 4229490823400 | FORCEPS, ENDOSCOPY, GRASPING, FOR LARGE STONE FRAGMENTS, DOUBLE ACTION JAWS, 4 FR. RIGID, LENGTH 60 CM (OR EQUIVALENT), REUSABLE | SPECIALIZED INSTRUMENTATION FOR OPEN AND LAPAROSCOPIC SURGERIES
21992 | 4229490301700 | FORCEPS, ENDOSCOPY, BIOPSY, RIGID, DOUBLE ACTION JAWS, 4 FR., LENGTH = 40CM (OR EQUIVALENT), REUSABLE | SPECIALIZED INSTRUMENTATION FOR OPEN AND LAPAROSCOPIC SURGERIES
21993 | 4229490823500 | FORCEPS, ENDOSCOPY, PEREZ CASTRO, LONG JAWS FOR STEINSTRAßE, RIGID, DOUBLE ACTION JAWS, 4 FR., LENGTH 60 CM (OR EQUIVALENT), REUSABLE | SPECIALIZED INSTRUMENTATION FOR OPEN AND LAPAROSCOPIC SURGERIES
21994 | 4229490823600 | FORCEPS, ENDOSCOPY, GRASPING, FOR LARGER STONES AND FRAGMENTS, DOUBLE ACTION JAWS, 5 FR., LENGTH 30 CM (OR EQUIVALENT), REUSABLE | SPECIALIZED INSTRUMENTATION FOR OPEN AND LAPAROSCOPIC SURGERIES
21995 | 4229180250300 | OPTICAL FORCEPS LARGE JAWS SHARP FOR REMOVING LARGE FRAGMENTS OF TISSUES (OR EQUIVALENT) REUSABLE | SPECIALIZED INSTRUMENTATION FOR OPEN AND LAPAROSCOPIC SURGERIES
21996 | 4229180250400 | OPTICAL FORCEPS LARGE JAWS BLUNT SERRATED FOR REMOVING LARGE FOREIGN BODIES (OR EQUIVALENT) REUSABLE | SPECIALIZED INSTRUMENTATION FOR OPEN AND LAPAROSCOPIC SURGERIES
21997 | 4229180250500 | OPTICAL FORCEPS FOR PEANUTS AND SOFT FOREIGN BODIES WITH SPRING-ACTION HANDLE (OR EQUIVALENT) REUSABLE | SPECIALIZED INSTRUMENTATION FOR OPEN AND LAPAROSCOPIC SURGERIES
21998 | 4229680454400 | SAW, PLASTER, OPEN UP PLASTER CAST, ENGEL, LENGTH = 15.5CM, REUSABLE | SPECIALIZED INSTRUMENTATION FOR OPEN AND LAPAROSCOPIC SURGERIES
21999 | 4229680318100 | SEEKER, GRANTS, STAINLESS STEEL, 150MM, REUSABLE | SPECIALIZED INSTRUMENTATION FOR OPEN AND LAPAROSCOPIC SURGERIES
22000 | 4229680192300 | ELEVATOR, SEPTUM, HALLE, STAINLESS STEEL, DIAMETER = 3.5MM, LENGTH = 16.0CM, REUSABLE | SPECIALIZED INSTRUMENTATION FOR OPEN AND LAPAROSCOPIC SURGERIES
22001 | 4229680192400 | ELEVATOR, SEPTUM, JOSEPH, STAINLESS STEEL, DIAMETER = 4.0MM, LENGTH = 16.5CM, REUSABLE | SPECIALIZED INSTRUMENTATION FOR OPEN AND LAPAROSCOPIC SURGERIES
22002 | 4229680019700 | ELEVATOR, SURGICAL, FREER/POINTED/BLUNT/WITHOUT PIN, STAINLESS STEEL, LENGTH = 18.0CM, REUSABLE | SPECIALIZED INSTRUMENTATION FOR OPEN AND LAPAROSCOPIC SURGERIES
22003 | 4229680290200 | ELEVATOR, SEPTUM, ARNETT, STAINLESS STEEL, LENGTH = 20.0CM, REUSABLE | SPECIALIZED INSTRUMENTATION FOR OPEN AND LAPAROSCOPIC SURGERIES
22004 | 4229680409100 | ELEVATOR, SEPTUM, MCKENTY, STAINLESS STEEL, DIAMETER = 4.0MM, LENGTH = 20.5CM, REUSABLE | SPECIALIZED INSTRUMENTATION FOR OPEN AND LAPAROSCOPIC SURGERIES
22005 | 4229680409200 | ELEVATOR, SEPTUM, NAGATA, STAINLESS STEEL, LENGTH = 16.0CM, REUSABLE | SPECIALIZED INSTRUMENTATION FOR OPEN AND LAPAROSCOPIC SURGERIES
22006 | 4229680415900 | ELEVATOR, SEPTUM, FREER/SHARP, STAINLESS STEEL, LENGTH = 19.0CM, REUSABLE | SPECIALIZED INSTRUMENTATION FOR OPEN AND LAPAROSCOPIC SURGERIES
22007 | 4229680110600 | ELEVATOR, SEPTUM, MCKENTY, STAINLESS STEEL, DIAMETER = 4.0MM, LENGTH = 15.0CM, REUSABLE | SPECIALIZED INSTRUMENTATION FOR OPEN AND LAPAROSCOPIC SURGERIES
22008 | 4229680110500 | ELEVATOR, SEPTUM, KILLIAN, STAINLESS STEEL, DIAMETER = 4.0MM, LENGTH = 18.0CM, REUSABLE | SPECIALIZED INSTRUMENTATION FOR OPEN AND LAPAROSCOPIC SURGERIES
22009 | 4229680110200 | ELEVATOR, SEPTUM, COTTLE, STAINLESS STEEL, DIAMETER = 3.7MM, LENGTH = 23.0CM, REUSABLE | SPECIALIZED INSTRUMENTATION FOR OPEN AND LAPAROSCOPIC SURGERIES
22010 | 4229680110300 | ELEVATOR, SEPTUM, FREER/BLUNT, STAINLESS STEEL, LENGTH = 19.0CM, REUSABLE | SPECIALIZED INSTRUMENTATION FOR OPEN AND LAPAROSCOPIC SURGERIES
22011 | 4229680256400 | FORCEPS, ETHMOIDAL, TAKAHASHI/CURVED, STAINLESS STEEL, LENGTH = 19.0CM, REUSABLE | SPECIALIZED INSTRUMENTATION FOR OPEN AND LAPAROSCOPIC SURGERIES
22012 | 4229680409300 | FORCEPS, ETHMOIDAL, ANGLED 45 DEGREE UPWARD/NO.1, STAINLESS STEEL, TIP WIDTH= 3.0MM, REUSABLE | SPECIALIZED INSTRUMENTATION FOR OPEN AND LAPAROSCOPIC SURGERIES
22013 | 4229680097400 | FORCEPS, ETHMOIDAL, WATSON-WILLIAM.SERRATED, STAINLESS STEEL, LENGTH = 19.0CM, REUSABLE | SPECIALIZED INSTRUMENTATION FOR OPEN AND LAPAROSCOPIC SURGERIES
22014 | 4229680097200 | FORCEPS, ETHMOIDAL, ANGLED 90 DEGREE UPWARD/NO.2, STAINLESS STEEL, TIP WIDTH= 3.5MM, REUSABLE | SPECIALIZED INSTRUMENTATION FOR OPEN AND LAPAROSCOPIC SURGERIES
22015 | 4229680097500 | FORCEPS, ETHMOIDAL, TAKAHASHI/STRAIGHT, STAINLESS STEEL, LENGTH = 19.0CM, REUSABLE | SPECIALIZED INSTRUMENTATION FOR OPEN AND LAPAROSCOPIC SURGERIES
22016 | 4229680097000 | FORCEPS, ETHMOIDAL, ANGLED 45 DEGREE UPWARD/NO.3, STAINLESS STEEL, TIP WIDTH= 4.5MM, REUSABLE | SPECIALIZED INSTRUMENTATION FOR OPEN AND LAPAROSCOPIC SURGERIES
22017 | 4229680097100 | FORCEPS, ETHMOIDAL, ANGLED 45 DEGREE UPWARD/NO.4, STAINLESS STEEL, TIP WIDTH= 5.0MM, REUSABLE | SPECIALIZED INSTRUMENTATION FOR OPEN AND LAPAROSCOPIC SURGERIES
22018 | 4229680097300 | FORCEPS, ETHMOIDAL, ANGLED 90 DEGREE UPWARD/NO.3, STAINLESS STEEL, TIP WIDTH= 4.5MM, REUSABLE | SPECIALIZED INSTRUMENTATION FOR OPEN AND LAPAROSCOPIC SURGERIES
22019 | 4229680026100 | SPATULA, LUNG, OBTAIN EXPOSURE TO THE SURGICAL FIELD, EXTRA WIDE, LENGTH = 29.5CM, REUSABLE | SPECIALIZED INSTRUMENTATION FOR OPEN AND LAPAROSCOPIC SURGERIES
22020 | 4229680329000 | FORCEPS, EYE MOODY FIXATION, LEFT, STAINLESS STEEL, LENGTH = 11.0CM, 1X1, REUSABLE | SPECIALIZED INSTRUMENTATION FOR OPEN AND LAPAROSCOPIC SURGERIES
22021 | 4229680329100 | FORCEPS, MOODY FIXATION, RIGHT, STAINLESS STEEL, LENGTH = 11.0CM, REUSABLE | SPECIALIZED INSTRUMENTATION FOR OPEN AND LAPAROSCOPIC SURGERIES
22022 | 4229680332300 | SCISSORS, SURGICAL, LIGHT CURVE/SHARP-SHARP/FLAT SERRATED HANDLE, STAINLESS STEEL, LENGTH = 10.0CM, REUSABLE | SPECIALIZED INSTRUMENTATION FOR OPEN AND LAPAROSCOPIC SURGERIES
22023 | 4229680338600 | SPECULUM, EYE, DILATION, WEISS/GENTLY CURVED/FENESTRATED/OPEN BLADES/SPRING-LOADED SPREADING MECHANISM WITH FIXATION SCREW, STAINLESS STEEL, REUSABLE | SPECIALIZED INSTRUMENTATION FOR OPEN AND LAPAROSCOPIC SURGERIES
22024 | 4229680326400 | SPECULUM, EYE, DILATION, LIEBERMANN TENNANT/FENESTRATED/OPEN WIRE BLADES/ANGLED/FOR TEMPORAL PLACEMENT/SCREW-DRIVEN SPREADING MECHANISM, STAINLESS STEEL, REUSABLE | SPECIALIZED INSTRUMENTATION FOR OPEN AND LAPAROSCOPIC SURGERIES
22025 | 4229680305100 | SPECULUM, EYE, DILATION, BARRAQUER/FENESTRATED/HEAVY WIRE, STAINLESS STEEL, REUSABLE | SPECIALIZED INSTRUMENTATION FOR OPEN AND LAPAROSCOPIC SURGERIES
22026 | 4229680305800 | SPECULUM, EYE, DILATION, BARRAQUER/SMALL, STAINLESS STEEL, REUSABLE | SPECIALIZED INSTRUMENTATION FOR OPEN AND LAPAROSCOPIC SURGERIES
22027 | 4229680305600 | SPECULUM, EYE, DILATION, BARRAQUER, STAINLESS STEEL, REUSABLE | SPECIALIZED INSTRUMENTATION FOR OPEN AND LAPAROSCOPIC SURGERIES
22028 | 4229680336800 | FORCEPS, SUTURING, TYING/TÜBINGEN MODEL/CURVED/WITH TYING PLATFORM/FLAT SERRATED HANDLE, STAINLESS STEEL, LENGTH = 10.2CM, REUSABLE | SPECIALIZED INSTRUMENTATION FOR OPEN AND LAPAROSCOPIC SURGERIES
22029 | 4229680449700 | SURGICAL FARABEUF CHEEK RETRACTOR SET OF 2 | SPECIALIZED INSTRUMENTATION FOR OPEN AND LAPAROSCOPIC SURGERIES
22030 | 4229680449900 | SET, WOUND RETRACTOR, DOUBLE/FARABEUF, STAINLESS STEEL, LENGTH = 12.0CM (PAIR), REUSABLE | SPECIALIZED INSTRUMENTATION FOR OPEN AND LAPAROSCOPIC SURGERIES
22031 | 4229680031700 | RASPATORY, SCRAPING, FARABEUF/CURVED, LENGTH = 15.5CM, REUSABLE | SPECIALIZED INSTRUMENTATION FOR OPEN AND LAPAROSCOPIC SURGERIES
22032 | 4229680149200 | RASPATORY, SCRAPING, FARABEUF/STRAIGHT, LENGTH = 15.5CM, REUSABLE | SPECIALIZED INSTRUMENTATION FOR OPEN AND LAPAROSCOPIC SURGERIES
22033 | 4229680096000 | SPECULUM, EAR, DILATION, FARRIOR, STAINLESS STEEL, SIZE: 4/8.5MM, REUSABLE | SPECIALIZED INSTRUMENTATION FOR OPEN AND LAPAROSCOPIC SURGERIES
22034 | 4229680096100 | SPECULUM, EAR, DILATION, FARRIOR, STAINLESS STEEL, SIZE: 5/9.5MM, REUSABLE | SPECIALIZED INSTRUMENTATION FOR OPEN AND LAPAROSCOPIC SURGERIES
22035 | 4229680242300 | TUBE, SUCTION, FERGUSSON, DIAMETER = 3.0MM, 110MM +/-5MM, REUSABLE | SPECIALIZED INSTRUMENTATION FOR OPEN AND LAPAROSCOPIC SURGERIES
22036 | 4229680242500 | TUBE, SUCTION, FERGUSSON, DIAMETER = 3.5MM +/-3 200MM +/-5MM, REUSABLE | SPECIALIZED INSTRUMENTATION FOR OPEN AND LAPAROSCOPIC SURGERIES
22037 | 4229680422300 | CORD, FIBER OPTIC, CONNECTION, BOTH PLUG ENDS, CAMERA ONLY, REUSABLE | SPECIALIZED INSTRUMENTATION FOR OPEN AND LAPAROSCOPIC SURGERIES
22038 | 4229180234200 | FORCEPS, GRASPING STONE SMALL FRAGMENTS FLEXIBLE STEEL 5 FR X 73CM REUSABLE | SPECIALIZED INSTRUMENTATION FOR OPEN AND LAPAROSCOPIC SURGERIES
22039 | 4229680169600 | FORCEPS, GRASPING, INTRAUTERINE PREGNANCY-REMOVAL/FLEX, STAINLESS STEEL, LENGTH = 27.0CM, DIAMETER = 3.0MM, REUSABLE | SPECIALIZED INSTRUMENTATION FOR OPEN AND LAPAROSCOPIC SURGERIES
22040 | 4229680277800 | SCISSORS, OPERATING, FOMON/KNEE BENT, STAINLESS STEEL, LENGTH = 14.0CM, REUSABLE | SPECIALIZED INSTRUMENTATION FOR OPEN AND LAPAROSCOPIC SURGERIES
22041 | 4229680416700 | SCISSORS, SURGICAL, FOMON/ANGLED, STAINLESS STEEL, LENGTH = 13.0CM, REUSABLE | SPECIALIZED INSTRUMENTATION FOR OPEN AND LAPAROSCOPIC SURGERIES
22042 | 4229680412700 | SCISSORS, SURGICAL, FOMON/CURVED, STAINLESS STEEL, LENGTH = 14.0CM, REUSABLE | SPECIALIZED INSTRUMENTATION FOR OPEN AND LAPAROSCOPIC SURGERIES
22043 | 4229680099500 | FORCEPS, TISSUE, FOREIGN BODY/MATHIEU/SHAFT, STAINLESS STEEL, LENGTH = 20.0CM, REUSABLE | SPECIALIZED INSTRUMENTATION FOR OPEN AND LAPAROSCOPIC SURGERIES
22044 | 4229680243200 | TUBE, SUCTION, FRAZIER, DIAMETER = 4.0MM, 12 FR, REUSABLE | SPECIALIZED INSTRUMENTATION FOR OPEN AND LAPAROSCOPIC SURGERIES
22045 | 4229680412200 | KNIFE, MUCOUS, FREER, STAINLESS STEEL, LENGTH = 16.5CM, REUSABLE | SPECIALIZED INSTRUMENTATION FOR OPEN AND LAPAROSCOPIC SURGERIES
22046 | 4229680151100 | RETRACTOR, WOUND, FRITSCH, TIP SIZE: 39.0MM X 50.0MM, STAINLESS STEEL, LENGTH = 25.0CM, REUSABLE | SPECIALIZED INSTRUMENTATION FOR OPEN AND LAPAROSCOPIC SURGERIES
22047 | 4229680151200 | RETRACTOR, WOUND, FRITSCH, TIP SIZE: 45.0MM X 75.0MM, STAINLESS STEEL, LENGTH = 25.5CM, REUSABLE | SPECIALIZED INSTRUMENTATION FOR OPEN AND LAPAROSCOPIC SURGERIES
22048 | 4229680033200 | RETRACTOR, WOUND, FRITSCH, STAINLESS STEEL, TIP SIZE: 53.0MM X 85.0MM, LENGTH = 25.5CM, REUSABLE | SPECIALIZED INSTRUMENTATION FOR OPEN AND LAPAROSCOPIC SURGERIES
22049 | 4229680450000 | RETRACTOR, WOUND, FRITSCH, STAINLESS STEEL, TIP SIZE: 45.0MM X 63.0MM, LENGTH = 25.0CM, REUSABLE | SPECIALIZED INSTRUMENTATION FOR OPEN AND LAPAROSCOPIC SURGERIES
22050 | 4229680399600 | RETRACTOR, WOUND, FRITSCH, STAINLESS STEEL, TIP SIZE: 33.0MM X 40.0MM, LENGTH = 24.0CM, REUSABLE | SPECIALIZED INSTRUMENTATION FOR OPEN AND LAPAROSCOPIC SURGERIES
22051 | 4229680214700 | RETRACTOR, GALEA, HOOK/YASARGIL, STAINLESS STEEL, LENGTH = 30.0CM, REUSABLE | SPECIALIZED INSTRUMENTATION FOR OPEN AND LAPAROSCOPIC SURGERIES
22052 | 4229680214800 | RETRACTOR, GALEA, HOOK/YASARGIL, STAINLESS STEEL, LENGTH = 41.0CM, REUSABLE | SPECIALIZED INSTRUMENTATION FOR OPEN AND LAPAROSCOPIC SURGERIES
22053 | 4229680131100 | BOWL, METAL, DIAMETER = 80.0MM, HEIGHT: 40.0MM, CAPACITY: 0.14L, REUSABLE | SPECIALIZED INSTRUMENTATION FOR OPEN AND LAPAROSCOPIC SURGERIES
22054 | 4229680131200 | BOWL, METAL, DIAMETER = 128.0MM, HEIGHT: 55.0MM, CAPACITY: 0.35L, REUSABLE | SPECIALIZED INSTRUMENTATION FOR OPEN AND LAPAROSCOPIC SURGERIES
22055 | 4229680009600 | BOWL, METAL, DIAMETER = 116.0MM, HEIGHT: 50.0MM, CAPACITY: 0.25L, REUSABLE | SPECIALIZED INSTRUMENTATION FOR OPEN AND LAPAROSCOPIC SURGERIES
22056 | 4229680205700 | BOWL, METAL, DIAMETER = 128.0MM, HEIGHT: 38.0MM, CAPACITY: 0.3L, REUSABLE | SPECIALIZED INSTRUMENTATION FOR OPEN AND LAPAROSCOPIC SURGERIES
22057 | 4229680141300 | FORCEPS, GALLSTONE, DESJARDINS/NO.1, STAINLESS STEEL, LENGTH = 23.0CM, REUSABLE | SPECIALIZED INSTRUMENTATION FOR OPEN AND LAPAROSCOPIC SURGERIES
22058 | 4229680141400 | FORCEPS, GALLSTONE, DESJARDINS/NO.2, STAINLESS STEEL, LENGTH = 23.0CM, REUSABLE | SPECIALIZED INSTRUMENTATION FOR OPEN AND LAPAROSCOPIC SURGERIES
22059 | 4229680141600 | SCOOP, GALLSTONE, SIZE: 00/3.4MM, LENGTH = 32.0CM, REUSABLE | SPECIALIZED INSTRUMENTATION FOR OPEN AND LAPAROSCOPIC SURGERIES
22060 | 4229680141500 | SCOOP, GALLSTONE, SIZE: 0/4.3MM, LENGTH = 32.0CM, REUSABLE | SPECIALIZED INSTRUMENTATION FOR OPEN AND LAPAROSCOPIC SURGERIES
22061 | 4229680141700 | SCOOP, GALLSTONE, SIZE: 1/5.5MM, LENGTH = 32.0CM, REUSABLE | SPECIALIZED INSTRUMENTATION FOR OPEN AND LAPAROSCOPIC SURGERIES
22062 | 4229680141800 | SCOOP, GALLSTONE, SIZE: 2/6.6MM, LENGTH = 32.0CM, REUSABLE | SPECIALIZED INSTRUMENTATION FOR OPEN AND LAPAROSCOPIC SURGERIES
22063 | 4229680141900 | SCOOP, GALLSTONE, SIZE: 3/8.0MM, LENGTH = 32.0CM, REUSABLE | SPECIALIZED INSTRUMENTATION FOR OPEN AND LAPAROSCOPIC SURGERIES
22064 | 4229680142000 | SCOOP, GALLSTONE, SIZE: 4/11.0MM, LENGTH = 32.0CM, REUSABLE | SPECIALIZED INSTRUMENTATION FOR OPEN AND LAPAROSCOPIC SURGERIES
22065 | 4229680446600 | SCOOP, GALLSTONE, SIZE: 000/2.7MM, LENGTH = 32.0CM, REUSABLE | SPECIALIZED INSTRUMENTATION FOR OPEN AND LAPAROSCOPIC SURGERIES
22066 | 4229680052700 | SPREADER, WOUND, GELPI/1X1TEETH, LENGTH = 18.0CM, REUSABLE | SPECIALIZED INSTRUMENTATION FOR OPEN AND LAPAROSCOPIC SURGERIES
22067 | 4229680133900 | FORCEPS, DISSECTING, GEMINI/STRAIGHT/CURVED, STAINLESS STEEL, LENGTH = 25.0CM, REUSABLE | SPECIALIZED INSTRUMENTATION FOR OPEN AND LAPAROSCOPIC SURGERIES
22068 | 4229680015600 | FORCEPS, DISSECTING, GEMINI/STRAIGHT/CURVED, STAINLESS STEEL, LENGTH = 18.0CM, REUSABLE | SPECIALIZED INSTRUMENTATION FOR OPEN AND LAPAROSCOPIC SURGERIES
22069 | 4229680015700 | FORCEPS, DISSECTING, GEMINI/STRAIGHT/CURVED, STAINLESS STEEL, LENGTH = 21.0CM, REUSABLE | SPECIALIZED INSTRUMENTATION FOR OPEN AND LAPAROSCOPIC SURGERIES
22070 | 4229680015800 | FORCEPS, DISSECTING, GEMINI/STRAIGHT/CURVED, STAINLESS STEEL, LENGTH = 23.0CM, REUSABLE | SPECIALIZED INSTRUMENTATION FOR OPEN AND LAPAROSCOPIC SURGERIES
22071 | 4229680015500 | FORCEPS, DISSECTING, GEMINI/STRAIGHT/CURVED, STAINLESS STEEL, LENGTH = 13.0CM, REUSABLE | SPECIALIZED INSTRUMENTATION FOR OPEN AND LAPAROSCOPIC SURGERIES
22072 | 4229680015900 | FORCEPS, DISSECTING, GEMINI/STRAIGHT/CURVED, STAINLESS STEEL, LENGTH = 28.0CM, REUSABLE | SPECIALIZED INSTRUMENTATION FOR OPEN AND LAPAROSCOPIC SURGERIES
22073 | 4229680435800 | FORCEPS, DISSECTING, MINI-GEMINI/CURVED, STAINLESS STEEL, LENGTH = 18.0CM, REUSABLE | SPECIALIZED INSTRUMENTATION FOR OPEN AND LAPAROSCOPIC SURGERIES
22074 | 4229680435900 | FORCEPS, DISSECTING, MINI-GEMINI/CURVED, STAINLESS STEEL, LENGTH = 23.0CM, REUSABLE | SPECIALIZED INSTRUMENTATION FOR OPEN AND LAPAROSCOPIC SURGERIES
22075 | 4229680245800 | CANNULA, VEIN, BUTTON ENDED, SIZE: 1.5MM-80.0MM, REUSABLE | SPECIALIZED INSTRUMENTATION FOR OPEN AND LAPAROSCOPIC SURGERIES
22076 | 4229680434900 | CANNULA, HEPARIN, SIZE: 2.0MM X 45.0MM, REUSABLE | SPECIALIZED INSTRUMENTATION FOR OPEN AND LAPAROSCOPIC SURGERIES
22077 | 4229680123400 | CANNULA, TONSIL, ANGLED, SIZE: 1.0MM X 13.0MM, REUSABLE | SPECIALIZED INSTRUMENTATION FOR OPEN AND LAPAROSCOPIC SURGERIES
22078 | 4229680123500 | CANNULA, TONSIL, ANGLED, SIZE: 1.3MM X 13.0MM, REUSABLE | SPECIALIZED INSTRUMENTATION FOR OPEN AND LAPAROSCOPIC SURGERIES
22079 | 4229680321600 | CANNULA, IRRIGATION, BONN MODEL/DELICATE/FLATTENED/ANGLED TIP, TIP LENGTH = 10.0MM, SHAFT LENGTH = 22.0MM, REUSABLE | SPECIALIZED INSTRUMENTATION FOR OPEN AND LAPAROSCOPIC SURGERIES
22080 | 4229680331100 | CANNULA IRRIGATION RENTSCH/ANGLED SHAFT WITH U SHAPED TIP/FRONT PORT DIAMETER = 26.0GAUGE LENGTH = 24.0MM REUSABLE | SPECIALIZED INSTRUMENTATION FOR OPEN AND LAPAROSCOPIC SURGERIES
22081 | 4229680331900 | CANNULA, HYDRODISSECTION/AIR INJECTION, SAUTTER/GENTLY CURVED SHAFT/FLATTENED TIP/REUSABLE, DIAMETER = 27.0GAUGE | SPECIALIZED INSTRUMENTATION FOR OPEN AND LAPAROSCOPIC SURGERIES
22082 | 4229680320800 | CANNULA, HYDRODISSECTION/AIR INJECTION, TÜBINGEN MODEL/STRONG CURVE, DIAMETER = 30.0GAUGE, REUSABLE | SPECIALIZED INSTRUMENTATION FOR OPEN AND LAPAROSCOPIC SURGERIES
22083 | 4229680324700 | CANNULA, KRATZ CAPSULE POLISHING, ANGLED TIP/UNDERSIDE ROUGHENED/IRRIGATING PORT AT FRONT OF TIP, TIP LENGTH = 2.0MM, SHAFT LENGTH = 23.0MM, REUSABLE | SPECIALIZED INSTRUMENTATION FOR OPEN AND LAPAROSCOPIC SURGERIES
22084 | 4229680331800 | CANNULA HYDRODISSECTION/AIR INJECTION SAUTTER/GENTLY CURVED SHAFT/FLATTENED TIP DIAMETER = 26.0GAUGE REUSABLE | SPECIALIZED INSTRUMENTATION FOR OPEN AND LAPAROSCOPIC SURGERIES
22085 | 4229680338000 | CANNULA, VISCOCANALOSTOMY, SIZE: 0.40MM X 0.17MM, LENGTH = 20.0MM, REUSABLE | SPECIALIZED INSTRUMENTATION FOR OPEN AND LAPAROSCOPIC SURGERIES
22086 | 4229680312100 | CANNULA, HYDRODISSECTION, CHANG, REUSABLE | SPECIALIZED INSTRUMENTATION FOR OPEN AND LAPAROSCOPIC SURGERIES
22087 | 4229680052100 | SAW, WIRE, CUTTING BONE, GIGLI/FOURFOLD, LENGTH = 40.0CM, REUSABLE | SPECIALIZED INSTRUMENTATION FOR OPEN AND LAPAROSCOPIC SURGERIES
22088 | 4229680024400 | HANDLE, GIGLI HOOK, FOR WIRE SAWS, REUSABLE | SPECIALIZED INSTRUMENTATION FOR OPEN AND LAPAROSCOPIC SURGERIES
22089 | 4229680246200 | SAW, WIRE, CUTTING BONE, GIGLI/FOURFOLD, LENGTH = 30.0CM, REUSABLE | SPECIALIZED INSTRUMENTATION FOR OPEN AND LAPAROSCOPIC SURGERIES
22090 | 4229680246100 | CONDUCTOR, WIRE SAW, GUIDING, DE MARTEL, FOR GIGLI SAW, REUSABLE | SPECIALIZED INSTRUMENTATION FOR OPEN AND LAPAROSCOPIC SURGERIES
22091 | 4229680246300 | SAW, WIRE, CUTTING BONE, GIGLI/FOURFOLD, LENGTH = 50.0CM, REUSABLE | SPECIALIZED INSTRUMENTATION FOR OPEN AND LAPAROSCOPIC SURGERIES
22092 | 4229680011300 | CLAMP, BULLDOG, GLOVER/CURVED, STAINLESS STEEL, LENGTH = 7.5CM, REUSABLE | SPECIALIZED INSTRUMENTATION FOR OPEN AND LAPAROSCOPIC SURGERIES
22093 | 4229680011100 | CLAMP, BULLDOG, GLOVER/ANGLED, STAINLESS STEEL, LENGTH = 6.5CM, REUSABLE | SPECIALIZED INSTRUMENTATION FOR OPEN AND LAPAROSCOPIC SURGERIES
22094 | 4229680011600 | CLAMP, BULLDOG, GLOVER/STRAIGHT, STAINLESS STEEL, LENGTH = 8.0CM, REUSABLE | SPECIALIZED INSTRUMENTATION FOR OPEN AND LAPAROSCOPIC SURGERIES
22095 | 4229680011400 | CLAMP, BULLDOG, GLOVER/CURVED, STAINLESS STEEL, LENGTH = 9.0CM, REUSABLE | SPECIALIZED INSTRUMENTATION FOR OPEN AND LAPAROSCOPIC SURGERIES
22096 | 4229680011500 | CLAMP, BULLDOG, GLOVER/STRAIGHT, STAINLESS STEEL, LENGTH = 11.0CM, REUSABLE | SPECIALIZED INSTRUMENTATION FOR OPEN AND LAPAROSCOPIC SURGERIES
22097 | 4229680011200 | CLAMP, BULLDOG, GLOVER/CURVED, STAINLESS STEEL, LENGTH = 10.5CM, REUSABLE | SPECIALIZED INSTRUMENTATION FOR OPEN AND LAPAROSCOPIC SURGERIES
22098 | 4229680434600 | CLAMP, BULLDOG, GLOVER/CURVED, STAINLESS STEEL, LENGTH = 6.5CM, REUSABLE | SPECIALIZED INSTRUMENTATION FOR OPEN AND LAPAROSCOPIC SURGERIES
22099 | 4229680168500 | FORCEPS, GRASPING, GOITRE SEIZING/LAHEY, STAINLESS STEEL, LENGTH = 15.5CM, TEETH: 3X1, REUSABLE | SPECIALIZED INSTRUMENTATION FOR OPEN AND LAPAROSCOPIC SURGERIES
22100 | 4229680073600 | SCISSORS, SURGICAL, GOLDMAN-FOX/CURVED/SERRATED, STAINLESS STEEL, LENGTH = 13.0CM, REUSABLE | SPECIALIZED INSTRUMENTATION FOR OPEN AND LAPAROSCOPIC SURGERIES
22101 | 4229680073700 | SCISSORS, SURGICAL, GOLDMAN-FOX/STRAIGHT/SERRATED, STAINLESS STEEL, LENGTH = 13.0CM, REUSABLE | SPECIALIZED INSTRUMENTATION FOR OPEN AND LAPAROSCOPIC SURGERIES
22102 | 4229680259700 | INSTRUMENT, COMPOSITE, FILLING, GOLDSTEIN/FIG.2, TITANIUM, REUSABLE | SPECIALIZED INSTRUMENTATION FOR OPEN AND LAPAROSCOPIC SURGERIES
22103 | 4229680102600 | KNIFE, KLEINSASSER LARYNGEAL, GOLF STICK SHAPED, STAINLESS STEEL, LENGTH = 24.5CM, REUSABLE | SPECIALIZED INSTRUMENTATION FOR OPEN AND LAPAROSCOPIC SURGERIES
22104 | 4229680288700 | SCISSORS, DISSECTING, GORNEY/STRAIGHT/SERRATED, STAINLESS STEEL, LENGTH = 12.5CM, REUSABLE | SPECIALIZED INSTRUMENTATION FOR OPEN AND LAPAROSCOPIC SURGERIES
22105 | 4229680168700 | FORCEPS, HEMOSTATIC, GREEN-ARMYTAGE, STAINLESS STEEL, LENGTH = 21.0CM, REUSABLE | SPECIALIZED INSTRUMENTATION FOR OPEN AND LAPAROSCOPIC SURGERIES
22106 | 4229680434700 | CLAMP, BULLDOG, GREGORY-SOFT, STAINLESS STEEL, LENGTH = 11.0CM, REUSABLE | SPECIALIZED INSTRUMENTATION FOR OPEN AND LAPAROSCOPIC SURGERIES
22107 | 4229680139100 | FORCEPS, DRESSING, GROSS MAIER/CURVED/GROOVED/SERRATED/WITH RATCHET, STAINLESS STEEL, LENGTH = 26.5CM, REUSABLE | SPECIALIZED INSTRUMENTATION FOR OPEN AND LAPAROSCOPIC SURGERIES
22108 | 4229680139000 | FORCEPS, DRESSING, GROSS MAIER/CURVED/GROOVED/SERRATED/WITH RATCHET, STAINLESS STEEL, LENGTH = 20.5CM, REUSABLE | SPECIALIZED INSTRUMENTATION FOR OPEN AND LAPAROSCOPIC SURGERIES
22109 | 4229680213900 | FORCEPS, DRESSING, GROSS MAIER/STRAIGHT/GROOVED/SERRATED/WITH RATCHET, STAINLESS STEEL, LENGTH = 20.5CM, REUSABLE | SPECIALIZED INSTRUMENTATION FOR OPEN AND LAPAROSCOPIC SURGERIES
22110 | 4229680139200 | FORCEPS, DRESSING, GROSS MAIER/STRAIGHT/GROOVED/SERRATED/WITH RATCHET, STAINLESS STEEL, LENGTH = 22.5CM, REUSABLE | SPECIALIZED INSTRUMENTATION FOR OPEN AND LAPAROSCOPIC SURGERIES
22111 | 4229680258800 | FORCEPS, DRESSING, GROSS MAIER/CURVED/GROOVED/SERRATED/WITH RATCHET, STAINLESS STEEL, LENGTH = 22.5CM, REUSABLE | SPECIALIZED INSTRUMENTATION FOR OPEN AND LAPAROSCOPIC SURGERIES
22112 | 4229680117800 | FORCEPS, EAR, GRUENWALD/BAYONET, STAINLESS STEEL, LENGTH = 14.5CM, REUSABLE | SPECIALIZED INSTRUMENTATION FOR OPEN AND LAPAROSCOPIC SURGERIES
22113 | 4229680398500 | SCISSORS, DISSECTING, GUM, STAINLESS STEEL, LENGTH = 13.0CM, REUSABLE | SPECIALIZED INSTRUMENTATION FOR OPEN AND LAPAROSCOPIC SURGERIES
22114 | 4229680065400 | SCISSORS, OPERATING, GUM/S-SHAPE, TUNGSTEN CARBIDE, LENGTH = 11.5CM, REUSABLE | SPECIALIZED INSTRUMENTATION FOR OPEN AND LAPAROSCOPIC SURGERIES
22115 | 4229680166100 | PIECE CONNECTING GYNECOLOGY ANGLED LENGTH = 11.0CM REUSABLE | SPECIALIZED INSTRUMENTATION FOR OPEN AND LAPAROSCOPIC SURGERIES
22116 | 4229680167300 | HOOK, FISTULA, GYNECOLOGY, SIMON/1-PRONG, LENGTH = 21.5CM, REUSABLE | SPECIALIZED INSTRUMENTATION FOR OPEN AND LAPAROSCOPIC SURGERIES
22117 | 4229680446100 | HOOK, FISTULA, GYNECOLOGY, EMMETT/NO.3/ANGLED, LENGTH = 23.0CM, REUSABLE | SPECIALIZED INSTRUMENTATION FOR OPEN AND LAPAROSCOPIC SURGERIES
22118 | 4229680145100 | LIGATOR, BLOOD FLOW DISRUPTION, HEMORRHOIDAL/RUDD, LENGTH = 27.5CM, REUSABLE | SPECIALIZED INSTRUMENTATION FOR OPEN AND LAPAROSCOPIC SURGERIES
22119 | 4229490002800 | LIGATURE HEMORRHOIDAL INSTRUMENT LOADING CONE, REUSABLE | SPECIALIZED INSTRUMENTATION FOR OPEN AND LAPAROSCOPIC SURGERIES
22120 | 4229680193200 | NEEDLE HOLDER, HALSEY, TUNGSTEN CARBIDE, LENGTH = 13.0CM, REUSABLE | SPECIALIZED INSTRUMENTATION FOR OPEN AND LAPAROSCOPIC SURGERIES
22121 | 4229680227400 | NEEDLE HOLDER, HALSEY/SMOOTH, STAINLESS STEEL, LENGTH = 13.5CM, REUSABLE | SPECIALIZED INSTRUMENTATION FOR OPEN AND LAPAROSCOPIC SURGERIES
22122 | 4229680108000 | RETRACTOR, SOFT PALATE, NAGER, STAINLESS STEEL, LENGTH = 24.0CM, REUSABLE | SPECIALIZED INSTRUMENTATION FOR OPEN AND LAPAROSCOPIC SURGERIES
22123 | 4229680285800 | RETRACTOR, WOUND, BLUNT/2 PRONGS, STAINLESS STEEL, TIP SIZE: 14.0MM X 8.0MM, LENGTH = 16.0CM, REUSABLE | SPECIALIZED INSTRUMENTATION FOR OPEN AND LAPAROSCOPIC SURGERIES
22124 | 4229680247200 | RETRACTOR, ALAR, FOMON/BLUNT/2 PRONGS, STAINLESS STEEL, LENGTH = 16.0CM, REUSABLE | SPECIALIZED INSTRUMENTATION FOR OPEN AND LAPAROSCOPIC SURGERIES
22125 | 4229680150400 | RETRACTOR, MULTIPURPOSE, DELICATE/BLUNT/2 PRONGS, STAINLESS STEEL, LENGTH = 16.5CM, REUSABLE | SPECIALIZED INSTRUMENTATION FOR OPEN AND LAPAROSCOPIC SURGERIES
22126 | 4229680187600 | HOOKLET, WOUND, FIXATION/TRACTION, BLUNT/3 PRONGS, LENGTH = 16.5CM, REUSABLE | SPECIALIZED INSTRUMENTATION FOR OPEN AND LAPAROSCOPIC SURGERIES
22127 | 4229680412400 | RETRACTOR, NASAL, AUFRICHT, STAINLESS STEEL, TIP SIZE: 45.0MM X 11.0MM, LENGTH = 19.0CM, REUSABLE | SPECIALIZED INSTRUMENTATION FOR OPEN AND LAPAROSCOPIC SURGERIES
22128 | 4229680414000 | RETRACTOR, BREAST, STAINLESS STEEL, TIP SIZE: 125.0MM X 30.0MM, LENGTH = 27.0CM, REUSABLE | SPECIALIZED INSTRUMENTATION FOR OPEN AND LAPAROSCOPIC SURGERIES
22129 | 4229680414100 | RETRACTOR, BREAST, STAINLESS STEEL, TIP SIZE: 140.0MM X 30.0MM, LENGTH = 27.0CM, REUSABLE | SPECIALIZED INSTRUMENTATION FOR OPEN AND LAPAROSCOPIC SURGERIES
22130 | 4229680171900 | RETRACTOR, SURGICAL, BRUNNER/CURVED, STAINLESS STEEL, TIP SIZE: 120.0MM X 25.0MM, LENGTH = 25.5CM, REUSABLE | SPECIALIZED INSTRUMENTATION FOR OPEN AND LAPAROSCOPIC SURGERIES
22131 | 4229680349400 | RETRACTOR, CHEEK, CAWOOD MINNES, STAINLESS STEEL, LENGTH = 15.5CM, REUSABLE | SPECIALIZED INSTRUMENTATION FOR OPEN AND LAPAROSCOPIC SURGERIES
22132 | 4229310715500 | RETRACTOR, COOLEY AORTIC VALVE SHOULD PROVIDE OPTIMUM EXPOSURE OF THE MITRAL VALVE, PARTICULARLY FOR COMPLETE VALVE REPLACEMENT, THE WIRE FRAME BLADES ARE SHAPED TO HELP SOLVE EXPOSURE PROBLEMS IN THE APPROACH FROM A RIGHT OR LEFT THORACOTOMY LEFT, LARGE BLADE WIDTH= 4.5 CM, DEPTH: 1 CM, OVERALL LENGTH = 22.5 CM, DIFFERENT SIZES WITH HANDLE, (OR EQUIVALENT), REUSABLE | SPECIALIZED INSTRUMENTATION FOR OPEN AND LAPAROSCOPIC SURGERIES
22133 | 4229310717000 | RETRACTOR, MITRAL COSGREW, (OR EQUIVALENT), REUSABLE | SPECIALIZED INSTRUMENTATION FOR OPEN AND LAPAROSCOPIC SURGERIES
22134 | 4229680421100 | RETRACTOR, MULTIPURPOSE, DEAVER, STAINLESS STEEL, SIZE: 1.5INCHX12.0INCH, REUSABLE | SPECIALIZED INSTRUMENTATION FOR OPEN AND LAPAROSCOPIC SURGERIES
22135 | 4229680081700 | RETRACTOR, LID, DESMARRES, STAINLESS STEEL, TIP DIAMETER = 1/12.0MM, LENGTH = 14.0CM, REUSABLE | SPECIALIZED INSTRUMENTATION FOR OPEN AND LAPAROSCOPIC SURGERIES
22136 | 4229680314500 | RETRACTOR LID DESMARRES STAINLESS STEEL TIP SIZE: 12.0MM REUSABLE | SPECIALIZED INSTRUMENTATION FOR OPEN AND LAPAROSCOPIC SURGERIES
22137 | 4229680298800 | HOOK, RETRACTION, TMJ/CONDYLE/DOLWICK, LENGTH = 14.5CM, REUSABLE | SPECIALIZED INSTRUMENTATION FOR OPEN AND LAPAROSCOPIC SURGERIES
22138 | 4229680277300 | RETRACTOR, NASAL, AUFRICHT/DOUBLE ENDED, STAINLESS STEEL, LENGTH = 12.0CM, REUSABLE | SPECIALIZED INSTRUMENTATION FOR OPEN AND LAPAROSCOPIC SURGERIES
22139 | 4229680287600 | RETRACTOR, TMJ, POSTERIOR/DUNN DAUTREY, STAINLESS STEEL, TIP SIZE: 6.5MM X 50.0MM, LENGTH = 16.0CM, REUSABLE | SPECIALIZED INSTRUMENTATION FOR OPEN AND LAPAROSCOPIC SURGERIES
22140 | 4229680287800 | RETRACTOR, TMJ, SUPERIOR/DUNN DAUTREY, STAINLESS STEEL, TIP SIZE: 8.0MM X 50.0MM, LENGTH = 16.0CM, REUSABLE | SPECIALIZED INSTRUMENTATION FOR OPEN AND LAPAROSCOPIC SURGERIES
22141 | 4229680411200 | HOOKLET, WOUND, FIXATION/TRACTION, FLEXIBLE, SHARP/3 PRONGS, LENGTH = 15.5CM, REUSABLE | SPECIALIZED INSTRUMENTATION FOR OPEN AND LAPAROSCOPIC SURGERIES
22142 | 4229680386100 | RETRACTOR, PIRIFORM RIM, HARGIS, STAINLESS STEEL, LENGTH = 18.5CM, REUSABLE | SPECIALIZED INSTRUMENTATION FOR OPEN AND LAPAROSCOPIC SURGERIES
22143 | 4229680384000 | RETRACTOR, MANDIBULAR, HARGIS/CURVED, STAINLESS STEEL, LENGTH = 17.5CM, REUSABLE | SPECIALIZED INSTRUMENTATION FOR OPEN AND LAPAROSCOPIC SURGERIES
22144 | 4229680414400 | RETRACTOR, WOUND, HOESEL, STAINLESS STEEL, TIP SIZE: 140.0MM X 30.0MM, LENGTH = 26.0CM, REUSABLE | SPECIALIZED INSTRUMENTATION FOR OPEN AND LAPAROSCOPIC SURGERIES
22145 | 4229680375200 | RETRACTOR, INTRAORAL, RIGHT, STAINLESS STEEL, LENGTH = 21.0CM, REUSABLE | SPECIALIZED INSTRUMENTATION FOR OPEN AND LAPAROSCOPIC SURGERIES
22146 | 4229680375000 | RETRACTOR, INTRAORAL, LEFT, STAINLESS STEEL, LENGTH = 21.0CM, REUSABLE | SPECIALIZED INSTRUMENTATION FOR OPEN AND LAPAROSCOPIC SURGERIES
22147 | 4229680375300 | RETRACTOR, INTRAORAL, RIGHT/FO, STAINLESS STEEL, LENGTH = 24.5CM, REUSABLE | SPECIALIZED INSTRUMENTATION FOR OPEN AND LAPAROSCOPIC SURGERIES
22148 | 4229680375100 | RETRACTOR, INTRAORAL, LEFT/FO, STAINLESS STEEL, LENGTH = 24.5CM, REUSABLE | SPECIALIZED INSTRUMENTATION FOR OPEN AND LAPAROSCOPIC SURGERIES
22149 | 4229680374900 | RETRACTOR, INTRAORAL, L AND M, STAINLESS STEEL, LENGTH = 25.0CM, REUSABLE | SPECIALIZED INSTRUMENTATION FOR OPEN AND LAPAROSCOPIC SURGERIES
22150 | 4229680450100 | RETRACTOR, WOUND, KADER, STAINLESS STEEL, TIP SIZE: 30.0MM/WIDE, LENGTH = 28.0CM, REUSABLE | SPECIALIZED INSTRUMENTATION FOR OPEN AND LAPAROSCOPIC SURGERIES
22151 | 4229680422900 | RETRACTOR, MULTIPURPOSE, KELLY, STAINLESS STEEL, TIP SIZE: 2.5INCHX3.0INCH, LENGTH = 10.0INCH, REUSABLE | SPECIALIZED INSTRUMENTATION FOR OPEN AND LAPAROSCOPIC SURGERIES
22152 | 4229680107800 | RETRACTOR, WOUND, KOCHER LANG, STAINLESS STEEL, TIP SIZE: 60.0MM X 18.0MM, LENGTH = 21.5CM, REUSABLE | SPECIALIZED INSTRUMENTATION FOR OPEN AND LAPAROSCOPIC SURGERIES
22153 | 4229680172300 | RETRACTOR, MULTIPURPOSE, KOCHER, STAINLESS STEEL, TIP SIZE: 70.0MM X 25.0MM, LENGTH = 23.5CM, REUSABLE | SPECIALIZED INSTRUMENTATION FOR OPEN AND LAPAROSCOPIC SURGERIES
22154 | 4229680107900 | RETRACTOR, WOUND, LAHEY, STAINLESS STEEL, TIP SIZE: 29.0MM X 6.0MM, LENGTH = 19.5CM, REUSABLE | SPECIALIZED INSTRUMENTATION FOR OPEN AND LAPAROSCOPIC SURGERIES
22155 | 4229680025500 | HOOKLET, WOUND, FIXATION/TRACTION, MALLEABLE SHAFT, TIP SIZE: 8.0MM, LENGTH = 24.0CM, REUSABLE | SPECIALIZED INSTRUMENTATION FOR OPEN AND LAPAROSCOPIC SURGERIES
22156 | 4229680447200 | HOOKLET, WOUND, FIXATION/TRACTION, MALLEABLE SHAFT, TIP SIZE: 11.0MM, LENGTH = 24.0CM, REUSABLE | SPECIALIZED INSTRUMENTATION FOR OPEN AND LAPAROSCOPIC SURGERIES
22157 | 4229680033400 | RETRACTOR, WOUND, MIKULICZ, STAINLESS STEEL, TIP SIZE: 205.0MM X 38.0MM, LENGTH = 27.5CM, REUSABLE | SPECIALIZED INSTRUMENTATION FOR OPEN AND LAPAROSCOPIC SURGERIES
22158 | 4229680414500 | RETRACTOR, RHINOLOGY, NEIVERT/WITH GROOVE, STAINLESS STEEL, LENGTH = 17.0CM, REUSABLE | SPECIALIZED INSTRUMENTATION FOR OPEN AND LAPAROSCOPIC SURGERIES
22159 | 4229680267900 | RETRACTOR, MENTAL NERVE, STAINLESS STEEL, LENGTH = 19.5CM, REUSABLE | SPECIALIZED INSTRUMENTATION FOR OPEN AND LAPAROSCOPIC SURGERIES
22160 | 4229680253000 | RETRACTOR, LINGUAL, ARNETT, STAINLESS STEEL, LENGTH = 20.0CM, BSSO, REUSABLE | SPECIALIZED INSTRUMENTATION FOR OPEN AND LAPAROSCOPIC SURGERIES
22161 | 4229680263700 | RETRACTOR, MANDIBULAR, ARNETT, STAINLESS STEEL, LENGTH = 17.0CM, REUSABLE | SPECIALIZED INSTRUMENTATION FOR OPEN AND LAPAROSCOPIC SURGERIES
22162 | 4229680262400 | RETRACTOR, MAXILLOFACIAL, ARNETT, STAINLESS STEEL, LENGTH = 20.0CM, LEFORT 1 POSTERIOR, REUSABLE | SPECIALIZED INSTRUMENTATION FOR OPEN AND LAPAROSCOPIC SURGERIES
22163 | 4229680285700 | RETRACTOR, MAXILLOFACIAL, ARNETT/INCISION CLOSURE, STAINLESS STEEL, LENGTH = 23.0CM, LEFORT 1/BSSO, REUSABLE | SPECIALIZED INSTRUMENTATION FOR OPEN AND LAPAROSCOPIC SURGERIES
22164 | 4229680302100 | RETRACTOR, UPPER LIP, ARNETT, STAINLESS STEEL, LENGTH = 22.5CM, REUSABLE | SPECIALIZED INSTRUMENTATION FOR OPEN AND LAPAROSCOPIC SURGERIES
22165 | 4229680254400 | RETRACTOR, CHEEK/LIP, ARNETT, STAINLESS STEEL, TIP SIZE: 10.0MM X 80.0MM, LENGTH = 22.5CM, REUSABLE | SPECIALIZED INSTRUMENTATION FOR OPEN AND LAPAROSCOPIC SURGERIES
22166 | 4229680254500 | RETRACTOR, CHEEK/LIP, ARNETT, STAINLESS STEEL, TIP SIZE: 10.0MM X 44.0MM, LENGTH = 22.5CM, REUSABLE | SPECIALIZED INSTRUMENTATION FOR OPEN AND LAPAROSCOPIC SURGERIES
22167 | 4229680254600 | RETRACTOR, CHEEK/LIP, ARNETT, STAINLESS STEEL, TIP SIZE: 10.0MM X 58.0MM, LENGTH = 22.5CM, REUSABLE | SPECIALIZED INSTRUMENTATION FOR OPEN AND LAPAROSCOPIC SURGERIES
22168 | 4229680254700 | RETRACTOR, MENTAL NERVE, ARNETT, STAINLESS STEEL, TIP SIZE: 6.5MM X 45.0MM, LENGTH = 22.0CM, CHIN OSTEOTOMY, REUSABLE | SPECIALIZED INSTRUMENTATION FOR OPEN AND LAPAROSCOPIC SURGERIES
22169 | 4229680262100 | RETRACTOR, TISSUE, ARNETT, STAINLESS STEEL, LENGTH = 22.0CM, LEFORT 1/INTERDENTAL OSTEOTOMY, REUSABLE | SPECIALIZED INSTRUMENTATION FOR OPEN AND LAPAROSCOPIC SURGERIES
22170 | 4229680253400 | RETRACTOR, TRANSORAL, ARNETT, STAINLESS STEEL, TIP SIZE: 7.0MM X 35.0MM, LENGTH = 22.0CM, CHIN OSTEOTOMY/MIDLINE FLAP RETRACTOR/BSSO, REUSABLE | SPECIALIZED INSTRUMENTATION FOR OPEN AND LAPAROSCOPIC SURGERIES
22171 | 4229680277000 | RETRACTOR, NASAL MUCOSA, ARNETT, STAINLESS STEEL, LENGTH = 18.5CM, REUSABLE | SPECIALIZED INSTRUMENTATION FOR OPEN AND LAPAROSCOPIC SURGERIES
22172 | 4229680278800 | RETRACTOR, ORBITAL, LEFT, STAINLESS STEEL,, REUSABLE | SPECIALIZED INSTRUMENTATION FOR OPEN AND LAPAROSCOPIC SURGERIES
22173 | 4229680278900 | RETRACTOR, ORBITAL, RIGHT, STAINLESS STEEL,, REUSABLE | SPECIALIZED INSTRUMENTATION FOR OPEN AND LAPAROSCOPIC SURGERIES
22174 | 4229680390800 | RETRACTOR, SOFT TISSUE, OWEGESER/UPWARD, STAINLESS STEEL, TIP SIZE: 25.0MM X 7.0MM, LENGTH = 21.0CM, REUSABLE | SPECIALIZED INSTRUMENTATION FOR OPEN AND LAPAROSCOPIC SURGERIES
22175 | 4229680390500 | RETRACTOR, SOFT TISSUE, OWEGESER/DOWNWARD, STAINLESS STEEL, TIP SIZE: 25.0MM X 7.0MM, LENGTH = 21.0CM, REUSABLE | SPECIALIZED INSTRUMENTATION FOR OPEN AND LAPAROSCOPIC SURGERIES
22176 | 4229680390600 | RETRACTOR, SOFT TISSUE, OWEGESER/DOWNWARD, STAINLESS STEEL, TIP SIZE: 35.0MM X 10.0MM, LENGTH = 23.0CM, REUSABLE | SPECIALIZED INSTRUMENTATION FOR OPEN AND LAPAROSCOPIC SURGERIES
22177 | 4229680390700 | RETRACTOR, SOFT TISSUE, OWEGESER/DOWNWARD, STAINLESS STEEL, TIP SIZE: 42.0MM X 10.0MM, LENGTH = 23.0CM, REUSABLE | SPECIALIZED INSTRUMENTATION FOR OPEN AND LAPAROSCOPIC SURGERIES
22178 | 4229680390100 | RETRACTOR, SOFT TISSUE, OWEGESER/DOWNWARD, STAINLESS STEEL, TIP SIZE: 66.0MM X 15.0MM, LENGTH = 23.5CM, REUSABLE | SPECIALIZED INSTRUMENTATION FOR OPEN AND LAPAROSCOPIC SURGERIES
22179 | 4229680447100 | HOOKLET, WOUND, FIXATION/TRACTION, DOUBLE/RAGNELL DAVIS, LENGTH = 15.0CM, REUSABLE | SPECIALIZED INSTRUMENTATION FOR OPEN AND LAPAROSCOPIC SURGERIES
22180 | 4229680235100 | RETRACTOR, WOUND, DELICATE/SHARP/3 PRONGS, STAINLESS STEEL, LENGTH = 16.5CM, REUSABLE | SPECIALIZED INSTRUMENTATION FOR OPEN AND LAPAROSCOPIC SURGERIES
22181 | 4229680421000 | RETRACTOR, SCAPULA, DAVIDSON/FENESTRATED/REUSABLE, CONDITION: NON STERILE, DIAMETER = 195.0MM, DEPTH: 90.0MM, WIDTH= 80.0MM | SPECIALIZED INSTRUMENTATION FOR OPEN AND LAPAROSCOPIC SURGERIES
22182 | 4229680107700 | RETRACTOR, THYROID, SCHOENBORN, STAINLESS STEEL, TIP SIZE: 6.0MM X 13.0MM, LENGTH = 21.0CM, REUSABLE | SPECIALIZED INSTRUMENTATION FOR OPEN AND LAPAROSCOPIC SURGERIES
22183 | 4229680239600 | RETRACTOR, SOFT TISSUE, STAINLESS STEEL, TIP SIZE: 80.0MM X 16.0MM, LENGTH = 23.0CM, REUSABLE | SPECIALIZED INSTRUMENTATION FOR OPEN AND LAPAROSCOPIC SURGERIES
22184 | 4229680102000 | RETRACTOR, WOUND, FIXATION/TRACTION, CUSHING, TIP SIZE: 18.0MM, LENGTH = 20.5CM, REUSABLE | SPECIALIZED INSTRUMENTATION FOR OPEN AND LAPAROSCOPIC SURGERIES
22185 | 4229680438000 | RETRACTOR, WOUND, VOLKMANN/SHARP/6 PRONGS, STAINLESS STEEL, LENGTH = 22.5CM, REUSABLE | SPECIALIZED INSTRUMENTATION FOR OPEN AND LAPAROSCOPIC SURGERIES
22186 | 4229680414200 | RETRACTOR, MULTIPURPOSE, COPE WALTER, STAINLESS STEEL, LENGTH = 17.5CM, REUSABLE | SPECIALIZED INSTRUMENTATION FOR OPEN AND LAPAROSCOPIC SURGERIES
22187 | 4229680033300 | RETRACTOR, WOUND, HARRINGTON, STAINLESS STEEL, TIP SIZE: 137.0MM X 44.0MM, LENGTH = 32.5CM, REUSABLE | SPECIALIZED INSTRUMENTATION FOR OPEN AND LAPAROSCOPIC SURGERIES
22188 | 4229680118200 | FORCEPS, EAR POLYPUS, HARTMANN, STAINLESS STEEL, LENGTH = 14.0CM, REUSABLE | SPECIALIZED INSTRUMENTATION FOR OPEN AND LAPAROSCOPIC SURGERIES
22189 | 4229680117900 | FORCEPS, EAR POLYPUS, HARTMANN, STAINLESS STEEL, LENGTH = 12.0CM, REUSABLE | SPECIALIZED INSTRUMENTATION FOR OPEN AND LAPAROSCOPIC SURGERIES
22190 | 4229680118300 | FORCEPS, EAR POLYPUS, HARTMANN, STAINLESS STEEL, LENGTH = 8.0CM, REUSABLE | SPECIALIZED INSTRUMENTATION FOR OPEN AND LAPAROSCOPIC SURGERIES
22191 | 4229680095500 | FORCEPS, EAR POLYPUS, HARTMANN, STAINLESS STEEL, TIP WIDTH= 3.0MM, REUSABLE | SPECIALIZED INSTRUMENTATION FOR OPEN AND LAPAROSCOPIC SURGERIES
22192 | 4229680095300 | FORCEPS, EAR POLYPUS, HARTMANN-HOFFMANN, STAINLESS STEEL, TIP WIDTH= 2.0MM, REUSABLE | SPECIALIZED INSTRUMENTATION FOR OPEN AND LAPAROSCOPIC SURGERIES
22193 | 4229680095400 | FORCEPS, EAR POLYPUS, HARTMANN-WULLSTEIN, STAINLESS STEEL, TIP WIDTH= 1.0MM, REUSABLE | SPECIALIZED INSTRUMENTATION FOR OPEN AND LAPAROSCOPIC SURGERIES
22194 | 4229680117700 | FORCEPS, EAR, HARTMANN/SPOON SHAPE, STAINLESS STEEL, TIP WIDTH= 2.0MM, REUSABLE | SPECIALIZED INSTRUMENTATION FOR OPEN AND LAPAROSCOPIC SURGERIES
22195 | 4229680118000 | FORCEPS, EAR POLYPUS, HARTMANN/WULLSTEIN, STAINLESS STEEL, LENGTH = 8.0CM, REUSABLE | SPECIALIZED INSTRUMENTATION FOR OPEN AND LAPAROSCOPIC SURGERIES
22196 | 4229680165400 | FORCEPS, CLAMP, HEANEY/CURVED, STAINLESS STEEL, LENGTH = 19.5CM, TEETH: 1, HYSTERECTOMY, REUSABLE | SPECIALIZED INSTRUMENTATION FOR OPEN AND LAPAROSCOPIC SURGERIES
22197 | 4229680165600 | FORCEPS, CLAMP, HEANEY/CURVED, STAINLESS STEEL, LENGTH = 21.5CM, TEETH: 2, HYSTERECTOMY, REUSABLE | SPECIALIZED INSTRUMENTATION FOR OPEN AND LAPAROSCOPIC SURGERIES
22198 | 4229680165500 | FORCEPS, CLAMP, HEANEY/CURVED, STAINLESS STEEL, LENGTH = 19.5CM, TEETH: 2, HYSTERECTOMY, REUSABLE | SPECIALIZED INSTRUMENTATION FOR OPEN AND LAPAROSCOPIC SURGERIES
22199 | 4229680240100 | SPATULA, OBTAIN EXPOSURE TO THE SURGICAL FIELD, HEIFETZ/MALLEABLE, SIZE: 8.0MM X 155.0MM, REUSABLE | SPECIALIZED INSTRUMENTATION FOR OPEN AND LAPAROSCOPIC SURGERIES
22200 | 4229680239900 | SPATULA, OBTAIN EXPOSURE TO THE SURGICAL FIELD, HEIFETZ/MALLEABLE, SIZE: 14.0MM X 155.0MM, REUSABLE | SPECIALIZED INSTRUMENTATION FOR OPEN AND LAPAROSCOPIC SURGERIES
22201 | 4229680319600 | HOOK, LIFTING, HELVESTON/FINDER, SIZE: LARGE, REUSABLE | SPECIALIZED INSTRUMENTATION FOR OPEN AND LAPAROSCOPIC SURGERIES
22202 | 4229680319800 | HOOK, MOBILIZATION, HELVESTON/MUSCLE, TIP LENGTH = 10.0MM, REUSABLE | SPECIALIZED INSTRUMENTATION FOR OPEN AND LAPAROSCOPIC SURGERIES
22203 | 4229680320400 | FORCEPS, SUTURING, HELVESTON TYING/SMOOTH JAWS/(2), STAINLESS STEEL, REUSABLE | SPECIALIZED INSTRUMENTATION FOR OPEN AND LAPAROSCOPIC SURGERIES
22204 | 4229680216500 | HOOK, EXPLORATION, HEMI-LAMINEKTOMIE/CASPAR, SIZE: SMALL, REUSABLE | SPECIALIZED INSTRUMENTATION FOR OPEN AND LAPAROSCOPIC SURGERIES
22205 | 4229680216400 | HOOK, EXPLORATION, HEMI-LAMINEKTOMIE/CASPAR, SIZE: LARGE, REUSABLE | SPECIALIZED INSTRUMENTATION FOR OPEN AND LAPAROSCOPIC SURGERIES
22206 | 4229680138400 | FORCEPS, HEMOSTATIC, BENGOLEA/CURVED, STAINLESS STEEL, LENGTH = 26.0CM, REUSABLE | SPECIALIZED INSTRUMENTATION FOR OPEN AND LAPAROSCOPIC SURGERIES
22207 | 4229680138500 | FORCEPS, HEMOSTATIC, BENGOLEA/STRAIGHT, STAINLESS STEEL, LENGTH = 26.0CM, REUSABLE | SPECIALIZED INSTRUMENTATION FOR OPEN AND LAPAROSCOPIC SURGERIES
22208 | 4229680390400 | RETRACTOR, WOUND, KOERTE/SHARP/8 PRONGS, STAINLESS STEEL, LENGTH = 24.5CM, REUSABLE | SPECIALIZED INSTRUMENTATION FOR OPEN AND LAPAROSCOPIC SURGERIES
22209 | 4229680096800 | ELEVATOR, SURGICAL, HENKE, STAINLESS STEEL, DIAMETER = 11.5MM X 5.0MM, LENGTH = 24.5CM, TONSILLECTOMY, REUSABLE | SPECIALIZED INSTRUMENTATION FOR OPEN AND LAPAROSCOPIC SURGERIES
22210 | 4229680040400 | SPREADER, RETRACTOR, HENLEY/BLUNT, STAINLESS STEEL, LENGTH = 16.5CM, TEETH: 3X2, REUSABLE | SPECIALIZED INSTRUMENTATION FOR OPEN AND LAPAROSCOPIC SURGERIES
22211 | 4229680024300 | NEEDLE, SURGICAL, HEPARIN/MOCK/BUTTON END, LENGTH = 6.5CM, REUSABLE | SPECIALIZED INSTRUMENTATION FOR OPEN AND LAPAROSCOPIC SURGERIES
22212 | 4229680105700 | SCISSORS, SURGICAL, HEYMANN, KNEE BENT, STRAIGHT STAINLESS STEEL, LENGTH = 18.0CM, REUSABLE | SPECIALIZED INSTRUMENTATION FOR OPEN AND LAPAROSCOPIC SURGERIES
22213 | 4229680416800 | SCISSORS, SURGICAL, HEYMANN/ANGLED, STAINLESS STEEL, LENGTH = 18.0CM, REUSABLE | SPECIALIZED INSTRUMENTATION FOR OPEN AND LAPAROSCOPIC SURGERIES
22214 | 4229680105800 | SCISSORS, SURGICAL, HEYMANN/SERRATED, STAINLESS STEEL, LENGTH = 18.0CM, REUSABLE | SPECIALIZED INSTRUMENTATION FOR OPEN AND LAPAROSCOPIC SURGERIES
22215 | 4229680235200 | RETRACTOR, WOUND, HOESEL, TIP SIZE: 63.0MM X 21.0MM, STAINLESS STEEL, LENGTH = 26.0CM, REUSABLE | SPECIALIZED INSTRUMENTATION FOR OPEN AND LAPAROSCOPIC SURGERIES
22216 | 4229680101100 | HOOKLET, OTOLOGY, FIXATION/TRACTION, BARBARA/45.0 DEGREES, TIP SIZE: 0.3MM, LENGTH = 16.0CM, REUSABLE | SPECIALIZED INSTRUMENTATION FOR OPEN AND LAPAROSCOPIC SURGERIES
22217 | 4229680101200 | HOOKLET, OTOLOGY, FIXATION/TRACTION, BARBARA/45.0 DEGREES, TIP SIZE: 0.6MM, LENGTH = 16.0CM, REUSABLE | SPECIALIZED INSTRUMENTATION FOR OPEN AND LAPAROSCOPIC SURGERIES
22218 | 4229680101600 | HOOKLET, OTOLOGY, FIXATION/TRACTION, BARBARA/90.0 DEGREES, TIP SIZE: 1.0MM, LENGTH = 16.0CM, REUSABLE | SPECIALIZED INSTRUMENTATION FOR OPEN AND LAPAROSCOPIC SURGERIES
22219 | 4229680101000 | HOOKLET, OTOLOGY, FIXATION/TRACTION, BARBARA/25.0 DEGREES, TIP SIZE: 0.3MM, LENGTH = 16.0CM, REUSABLE | SPECIALIZED INSTRUMENTATION FOR OPEN AND LAPAROSCOPIC SURGERIES
22220 | 4229680101300 | HOOKLET, OTOLOGY, FIXATION/TRACTION, BARBARA/45.0 DEGREES, TIP SIZE: 1.5MM, LENGTH = 16.0CM, REUSABLE | SPECIALIZED INSTRUMENTATION FOR OPEN AND LAPAROSCOPIC SURGERIES
22221 | 4229680101700 | HOOKLET, OTOLOGY, FIXATION/TRACTION, BARBARA/90.0 DEGREES, TIP SIZE: 1.2MM, LENGTH = 16.0CM, REUSABLE | SPECIALIZED INSTRUMENTATION FOR OPEN AND LAPAROSCOPIC SURGERIES
22222 | 4229680101800 | HOOKLET, OTOLOGY, FIXATION/TRACTION, BARBARA/90.0 DEGREES, TIP SIZE: 1.5MM, LENGTH = 16.0CM, REUSABLE | SPECIALIZED INSTRUMENTATION FOR OPEN AND LAPAROSCOPIC SURGERIES
22223 | 4229680101400 | HOOKLET, OTOLOGY, FIXATION/TRACTION, BARBARA/90.0 DEGREES, TIP SIZE: 0.3MM, LENGTH = 16.0CM, REUSABLE | SPECIALIZED INSTRUMENTATION FOR OPEN AND LAPAROSCOPIC SURGERIES
22224 | 4229680101500 | HOOKLET, OTOLOGY, FIXATION/TRACTION, BARBARA/90.0 DEGREES, TIP SIZE: 0.6MM, LENGTH = 16.0CM, REUSABLE | SPECIALIZED INSTRUMENTATION FOR OPEN AND LAPAROSCOPIC SURGERIES
22225 | 4229680101900 | HOOKLET, OTOLOGY, FIXATION/TRACTION, BARBARA/CURVED, TIP SIZE: 1.0MM, LENGTH = 16.0CM, REUSABLE | SPECIALIZED INSTRUMENTATION FOR OPEN AND LAPAROSCOPIC SURGERIES
22226 | 4229680094900 | HOOKLET, OTOLOGY, FIXATION/TRACTION, DAY/LONG HOOK, LENGTH = 17.0CM, REUSABLE | SPECIALIZED INSTRUMENTATION FOR OPEN AND LAPAROSCOPIC SURGERIES
22227 | 4229680095000 | HOOKLET, OTOLOGY, FIXATION/TRACTION, DAY/SHORT HOOK, LENGTH = 17.0CM, REUSABLE | SPECIALIZED INSTRUMENTATION FOR OPEN AND LAPAROSCOPIC SURGERIES
22228 | 4229680247300 | RETRACTOR, ALAR, FOMON/BLUNT, STAINLESS STEEL, LENGTH = 17.0CM, REUSABLE | SPECIALIZED INSTRUMENTATION FOR OPEN AND LAPAROSCOPIC SURGERIES
22229 | 4229680408700 | HOOKLET, DURA, FIXATION/TRACTION, FRAZIER/SHARP, LENGTH = 18.0CM, REUSABLE | SPECIALIZED INSTRUMENTATION FOR OPEN AND LAPAROSCOPIC SURGERIES
22230 | 4229680119900 | HOOKLET, OTOLOGY, FIXATION/TRACTION, PROBE END/LUCAE/NO.1, LENGTH = 14.0CM, REUSABLE | SPECIALIZED INSTRUMENTATION FOR OPEN AND LAPAROSCOPIC SURGERIES
22231 | 4229680102100 | HOOKLET, OTOLOGY, FIXATION/TRACTION, PROBE END/LUCAE/NO.2, LENGTH = 17.0CM, REUSABLE | SPECIALIZED INSTRUMENTATION FOR OPEN AND LAPAROSCOPIC SURGERIES
22232 | 4229680411100 | HOOKLET, MUCOSA, FIXATION/TRACTION, DOUBLE/MILLARD, TIP SIZE: 5.0MM X 12.0MM, LENGTH = 5.5CM, REUSABLE | SPECIALIZED INSTRUMENTATION FOR OPEN AND LAPAROSCOPIC SURGERIES
22233 | 4229680114900 | HOOKLET, RHINOLOGY, FIXATION/TRACTION, TENACULUM/COTTLE/SHARP, LENGTH = 17.0CM, REUSABLE | SPECIALIZED INSTRUMENTATION FOR OPEN AND LAPAROSCOPIC SURGERIES
22234 | 4229680100900 | HOOKLET, OTOLOGY, FIXATION/TRACTION, WAGNER/CURVED/BLUNT/NO.7, LENGTH = 14.0CM, REUSABLE | SPECIALIZED INSTRUMENTATION FOR OPEN AND LAPAROSCOPIC SURGERIES
22235 | 4229680413500 | ELEVATOR, PERIOSTEAL, HOWARTH, STAINLESS STEEL, LENGTH = 21.5CM, REUSABLE | SPECIALIZED INSTRUMENTATION FOR OPEN AND LAPAROSCOPIC SURGERIES
22236 | 4229680216100 | DRILL, HAND, BONE SURGERY, HUDSON/COMPLETE, LENGTH = 28.0CM, REUSABLE | SPECIALIZED INSTRUMENTATION FOR OPEN AND LAPAROSCOPIC SURGERIES
22237 | 4229680245700 | DRILL, TWIST, BONE SURGERY, SHORT, DIAMETER = 2.0MM, REUSABLE | SPECIALIZED INSTRUMENTATION FOR OPEN AND LAPAROSCOPIC SURGERIES
22238 | 4229680212700 | EXTENSION, BONE SURGERY, HUDSON-DRILL, REUSABLE | SPECIALIZED INSTRUMENTATION FOR OPEN AND LAPAROSCOPIC SURGERIES
22239 | 4229680217900 | DRILL, HAND, BONE SURGERY, HUDSON, REUSABLE | SPECIALIZED INSTRUMENTATION FOR OPEN AND LAPAROSCOPIC SURGERIES
22240 | 4229680214900 | FORCEPS, TISSUE, HUNT/BAYONET RING, STAINLESS STEEL, LENGTH = 20.0CM, TIP WIDTH= 5.0MM, REUSABLE | SPECIALIZED INSTRUMENTATION FOR OPEN AND LAPAROSCOPIC SURGERIES
22241 | 4229680107300 | NEEDLE, PALATAL, HURD CLEFT/RIGHT, LENGTH = 20.5CM, REUSABLE | SPECIALIZED INSTRUMENTATION FOR OPEN AND LAPAROSCOPIC SURGERIES
22242 | 4229680093100 | RETRACTOR, TONSILLECTOMY, WITH DISSECTOR/HURD, STAINLESS STEEL, LENGTH = 22.5CM, REUSABLE | SPECIALIZED INSTRUMENTATION FOR OPEN AND LAPAROSCOPIC SURGERIES
22243 | 4229680402700 | CANNULA, INFILTRATION, LUER LOCK/22 HOLES/STRAIGHT, DIAMETER = 3.0MM, LENGTH = 20.0CM, REUSABLE | SPECIALIZED INSTRUMENTATION FOR OPEN AND LAPAROSCOPIC SURGERIES
22244 | 4229680402800 | CANNULA, INFILTRATION, LUER LOCK/22 HOLES/STRAIGHT, DIAMETER = 4.0MM, LENGTH = 20.0CM, REUSABLE | SPECIALIZED INSTRUMENTATION FOR OPEN AND LAPAROSCOPIC SURGERIES
22245 | 4229680402500 | CANNULA, INFILTRATION, LUER LOCK/22 HOLES/CURVED, DIAMETER = 3.0MM, LENGTH = 20.0CM, REUSABLE | SPECIALIZED INSTRUMENTATION FOR OPEN AND LAPAROSCOPIC SURGERIES
22246 | 4229680402600 | CANNULA, INFILTRATION, LUER LOCK/22 HOLES/CURVED, DIAMETER = 4.0MM, LENGTH = 20.0CM, REUSABLE | SPECIALIZED INSTRUMENTATION FOR OPEN AND LAPAROSCOPIC SURGERIES
22247 | 4229680402300 | CANNULA, INFILTRATION, LUER LOCK/22 HOLES/BAYONET, DIAMETER = 3.0MM, LENGTH = 20.0CM, REUSABLE | SPECIALIZED INSTRUMENTATION FOR OPEN AND LAPAROSCOPIC SURGERIES
22248 | 4229680402400 | CANNULA, INFILTRATION, LUER LOCK/22 HOLES/BAYONET, DIAMETER = 4.0MM, LENGTH = 20.0CM, REUSABLE | SPECIALIZED INSTRUMENTATION FOR OPEN AND LAPAROSCOPIC SURGERIES
22249 | 4229680083800 | SCISSORS, SURGICAL, INGROWN NAIL SPLITTING/SERRATED, STAINLESS STEEL, LENGTH = 15.2CM, REUSABLE | SPECIALIZED INSTRUMENTATION FOR OPEN AND LAPAROSCOPIC SURGERIES
22250 | 4229680436600 | INLAY, CHILDREN TUBE HOLDING, CARRIER, REUSABLE | SPECIALIZED INSTRUMENTATION FOR OPEN AND LAPAROSCOPIC SURGERIES
22251 | 4229680436700 | INLAY, INFANT TUBE HOLDING, CARRIER, REUSABLE | SPECIALIZED INSTRUMENTATION FOR OPEN AND LAPAROSCOPIC SURGERIES
22252 | 4229680436400 | INLAY, ADULTS TUBE HOLDER/VAR 1, REUSABLE | SPECIALIZED INSTRUMENTATION FOR OPEN AND LAPAROSCOPIC SURGERIES
22253 | 4229680436500 | INLAY, ADULTS TUBE HOLDER/VAR 2, REUSABLE | SPECIALIZED INSTRUMENTATION FOR OPEN AND LAPAROSCOPIC SURGERIES
22254 | 4229680439100 | INSTRUMENT, CONNECTOR, SEAL SLIM/IQ/CPL/CODING, SHAFT LENGTH = 200.0MM, REUSABLE | SPECIALIZED INSTRUMENTATION FOR OPEN AND LAPAROSCOPIC SURGERIES
22255 | 4229499200500 | TUBING INSUFFLATION SILICONE ASSORTED LENGTHS, REUSABLE | SPECIALIZED INSTRUMENTATION FOR OPEN AND LAPAROSCOPIC SURGERIES
22256 | 4229680090600 | FORCEPS, BIPOLAR, ANGLED/BLUNT, STAINLESS STEEL, LENGTH = 20.0CM, TIP WIDTH= 2.0MM, REUSABLE | SPECIALIZED INSTRUMENTATION FOR OPEN AND LAPAROSCOPIC SURGERIES
22257 | 4229680090500 | FORCEPS, BIPOLAR, ANGLED/BLUNT, STAINLESS STEEL, LENGTH = 20.0CM, TIP WIDTH= 1.2MM, REUSABLE | SPECIALIZED INSTRUMENTATION FOR OPEN AND LAPAROSCOPIC SURGERIES
22258 | 4229680306500 | FORCEPS, BIPOLAR, ANGLED/BLUNT, STAINLESS STEEL, LENGTH = 18.0CM, TIP WIDTH= 1.0MM, REUSABLE | SPECIALIZED INSTRUMENTATION FOR OPEN AND LAPAROSCOPIC SURGERIES
22259 | 4229680210500 | DISTRACTOR, INTERVERTEBRAL EXPOSURE, CASPAR/LEFT, LENGTH = 11.0CM, REUSABLE | SPECIALIZED INSTRUMENTATION FOR OPEN AND LAPAROSCOPIC SURGERIES
22260 | 4229680210600 | DISTRACTOR, INTERVERTEBRAL EXPOSURE, CASPAR/RIGHT, LENGTH = 11.0CM, REUSABLE | SPECIALIZED INSTRUMENTATION FOR OPEN AND LAPAROSCOPIC SURGERIES
22261 | 4229680156100 | CLAMP, STOMACH TWIN, LANE/CURVED, STAINLESS STEEL, LENGTH = 30.0CM, REUSABLE | SPECIALIZED INSTRUMENTATION FOR OPEN AND LAPAROSCOPIC SURGERIES
22262 | 4229680167900 | FORCEPS, SURGICAL, DOYEN/OVARIAN/STRAIGHT, STAINLESS STEEL, LENGTH = 20.0CM, REUSABLE | SPECIALIZED INSTRUMENTATION FOR OPEN AND LAPAROSCOPIC SURGERIES
22263 | 4229680397800 | FORCEPS, INTESTINAL, DOYEN-B/CURVED, STAINLESS STEEL, LENGTH = 13.5CM, REUSABLE | SPECIALIZED INSTRUMENTATION FOR OPEN AND LAPAROSCOPIC SURGERIES
22264 | 4229680245200 | FORCEPS, TISSUE, WITH PROTECTOR, STAINLESS STEEL, LENGTH = 18.5CM, TIP WIDTH= 18.0MM, REUSABLE | SPECIALIZED INSTRUMENTATION FOR OPEN AND LAPAROSCOPIC SURGERIES
22265 | 4229680418500 | FORCEPS, TISSUE, STANDARD, STAINLESS STEEL, LENGTH = 18.0CM, TEETH: 2X2, REUSABLE | SPECIALIZED INSTRUMENTATION FOR OPEN AND LAPAROSCOPIC SURGERIES
22266 | 4229680144700 | SPATULA, INTIMA, LIFE THE INTIMAL LAYER OF THE SKIN, BLUNT, WIDTH= 3.0MM, LENGTH = 18.5CM, REUSABLE | SPECIALIZED INSTRUMENTATION FOR OPEN AND LAPAROSCOPIC SURGERIES
22267 | 4229680144800 | SPATULA, INTIMA, LIFE THE INTIMAL LAYER OF THE SKIN, BLUNT, WIDTH= 3.0MM, LENGTH = 21.5CM, REUSABLE | SPECIALIZED INSTRUMENTATION FOR OPEN AND LAPAROSCOPIC SURGERIES
22268 | 4229680316100 | SCISSORS, OPERATING, IRIS EYE/STRAIGHT, STAINLESS STEEL, 10.5CM, REUSABLE | SPECIALIZED INSTRUMENTATION FOR OPEN AND LAPAROSCOPIC SURGERIES
22269 | 4229680192900 | SCISSORS, SURGICAL, IRIS/SHARP-SHARP/CURVED, TUNGSTEN CARBIDE, LENGTH = 11.5CM, REUSABLE | SPECIALIZED INSTRUMENTATION FOR OPEN AND LAPAROSCOPIC SURGERIES
22270 | 4229680017600 | SCISSORS, DISSECTING, IRIS SHARP-SHARP/CURVED, STAINLESS STEEL, LENGTH = 15.5CM, REUSABLE | SPECIALIZED INSTRUMENTATION FOR OPEN AND LAPAROSCOPIC SURGERIES
22271 | 4229680218200 | SCISSORS, SURGICAL, IRIS/SHARP-SHARP/CURVED, STAINLESS STEEL, LENGTH = 12.5CM, REUSABLE | SPECIALIZED INSTRUMENTATION FOR OPEN AND LAPAROSCOPIC SURGERIES
22272 | 4229680288500 | SCISSORS, OPERATING, IRIS/SHARP-SHARP/CURVED, STAINLESS STEEL, LENGTH = 9.0CM, REUSABLE | SPECIALIZED INSTRUMENTATION FOR OPEN AND LAPAROSCOPIC SURGERIES
22273 | 4229680416200 | SCISSORS, DISSECTING, IRIS FINE/SHARP-SHARP/CURVED, STAINLESS STEEL, LENGTH = 14.0CM, REUSABLE | SPECIALIZED INSTRUMENTATION FOR OPEN AND LAPAROSCOPIC SURGERIES
22274 | 4229680102300 | SCISSORS, SURGICAL, IRIS/SHARP-SHARP/CURVED, STAINLESS STEEL, LENGTH = 10.5CM, REUSABLE | SPECIALIZED INSTRUMENTATION FOR OPEN AND LAPAROSCOPIC SURGERIES
22275 | 4229680451500 | SCISSORS, SURGICAL, IRIS/SHARP-SHARP/STRAIGHT, TUNGSTEN CARBIDE, LENGTH = 11.5CM, REUSABLE | SPECIALIZED INSTRUMENTATION FOR OPEN AND LAPAROSCOPIC SURGERIES
22276 | 4229680288600 | SCISSORS, OPERATING, IRIS/SHARP-SHARP/STRAIGHT, STAINLESS STEEL, LENGTH = 12.0CM, REUSABLE | SPECIALIZED INSTRUMENTATION FOR OPEN AND LAPAROSCOPIC SURGERIES
22277 | 4229680415500 | SCISSORS, SURGICAL, SUPERCUT/IRIS/SHARP-SHARP/CURVED, STAINLESS STEEL, LENGTH = 11.5CM, REUSABLE | SPECIALIZED INSTRUMENTATION FOR OPEN AND LAPAROSCOPIC SURGERIES
22278 | 4229680032000 | RETRACTOR, WOUND, ISRAEL/BLUNT, TIP SIZE: 40.0MM X 40.0MM, LENGTH = 24.5CM, REUSABLE | SPECIALIZED INSTRUMENTATION FOR OPEN AND LAPAROSCOPIC SURGERIES
22279 | 4229680389900 | RETRACTOR, WOUND, ISRAEL/BLUNT, STAINLESS STEEL, TIP SIZE: 50.0MM X 60.0MM, LENGTH = 24.5CM, REUSABLE | SPECIALIZED INSTRUMENTATION FOR OPEN AND LAPAROSCOPIC SURGERIES
22280 | 4229680390000 | RETRACTOR, WOUND, ISRAEL/BLUNT, STAINLESS STEEL, TIP SIZE: 70.0MM X 70.0MM, LENGTH = 24.5CM, REUSABLE | SPECIALIZED INSTRUMENTATION FOR OPEN AND LAPAROSCOPIC SURGERIES
22281 | 4229680162100 | RETRACTOR, TRACHEA, JACKSON/DOUBLE, STAINLESS STEEL, LENGTH = 18.0CM, REUSABLE | SPECIALIZED INSTRUMENTATION FOR OPEN AND LAPAROSCOPIC SURGERIES
22282 | 4229680226800 | KNIFE, VASCULAR, MICRO/JACOBSON/STRAIGHT, LENGTH = 18.5CM, REUSABLE | SPECIALIZED INSTRUMENTATION FOR OPEN AND LAPAROSCOPIC SURGERIES
22283 | 4229680225800 | SCISSORS, MICRO, JACOBSON/CURVED, STAINLESS STEEL, LENGTH = 18.5CM, REUSABLE | SPECIALIZED INSTRUMENTATION FOR OPEN AND LAPAROSCOPIC SURGERIES
22284 | 4229680321900 | ROTATOR, JAFFE-BECHERT, REUSABLE | SPECIALIZED INSTRUMENTATION FOR OPEN AND LAPAROSCOPIC SURGERIES
22285 | 4229680192100 | SCISSORS, DISSECTING, JAMESON/CURVED, STAINLESS STEEL, LENGTH = 15.5CM, REUSABLE | SPECIALIZED INSTRUMENTATION FOR OPEN AND LAPAROSCOPIC SURGERIES
22286 | 4229161424000 | SCISSORS, SUPERCUTS, JAMESON 15CM, (OR EQUIVALENT), REUSABLE | SPECIALIZED INSTRUMENTATION FOR OPEN AND LAPAROSCOPIC SURGERIES
22287 | 4229680322200 | MARKER JANACH/DOUBLE FLAP DIMENSIONS: 4.0MM X 5.0MM/5.0MM X 4.0MMMM SCLERAL LIMBUS REUSABLE | SPECIALIZED INSTRUMENTATION FOR OPEN AND LAPAROSCOPIC SURGERIES
22288 | 4229680040500 | SPREADER, RETRACTOR, JANSEN/BLUNT, STAINLESS STEEL, LENGTH = 10.0CM, TEETH: 3X2, REUSABLE | SPECIALIZED INSTRUMENTATION FOR OPEN AND LAPAROSCOPIC SURGERIES
22289 | 4229680021400 | FORCEPS, MICRO, JEWELER/CURVED/NO.7, STAINLESS STEEL, LENGTH = 12.0CM, REUSABLE | SPECIALIZED INSTRUMENTATION FOR OPEN AND LAPAROSCOPIC SURGERIES
22290 | 4229680021500 | FORCEPS, MICRO, JEWELER/STRAIGHT/NO.3, STAINLESS STEEL, LENGTH = 12.0CM, REUSABLE | SPECIALIZED INSTRUMENTATION FOR OPEN AND LAPAROSCOPIC SURGERIES
22291 | 4229680409800 | FORCEPS, TISSUE, JEWELER/ANGLED/DOWN, STAINLESS STEEL, LENGTH = 11.0CM, REUSABLE | SPECIALIZED INSTRUMENTATION FOR OPEN AND LAPAROSCOPIC SURGERIES
22292 | 4229680280200 | ELEVATOR, PERIOST, JOSEPH, STAINLESS STEEL, DIAMETER = 6.5MM, LENGTH = 18.0CM, REUSABLE | SPECIALIZED INSTRUMENTATION FOR OPEN AND LAPAROSCOPIC SURGERIES
22293 | 4229680416900 | SCISSORS, OPERATING, JOSEPH/SHARP-SHARP/CURVED, STAINLESS STEEL, LENGTH = 15.0CM, REUSABLE | SPECIALIZED INSTRUMENTATION FOR OPEN AND LAPAROSCOPIC SURGERIES
22294 | 4229680288800 | SCISSORS, OPERATING, JOSEPH/SHARP-SHARP/CURVED, STAINLESS STEEL, LENGTH = 14.5CM, REUSABLE | SPECIALIZED INSTRUMENTATION FOR OPEN AND LAPAROSCOPIC SURGERIES
22295 | 4229680038500 | SCISSORS, OPERATING, JOSEPH/SHARP-SHARP/STRAIGHT, STAINLESS STEEL, LENGTH = 14.5CM, REUSABLE | SPECIALIZED INSTRUMENTATION FOR OPEN AND LAPAROSCOPIC SURGERIES
22296 | 4229541415400 | GRADUATED JUG STAINLESS STEEL 1000ML CAPACITY FOR KEEPING SALINE DURING SURGERY REUSABLE | SPECIALIZED INSTRUMENTATION FOR OPEN AND LAPAROSCOPIC SURGERIES
22297 | 4229680023200 | FORCEPS, HEMOSTATIC, KELLY/STRAIGHT, STAINLESS STEEL, LENGTH = 14.5CM, REUSABLE | SPECIALIZED INSTRUMENTATION FOR OPEN AND LAPAROSCOPIC SURGERIES
22298 | 4229680016200 | FORCEPS, DISSECTING, KELLY/SLIGHT CURVED, STAINLESS STEEL, LENGTH = 23.0CM, REUSABLE | SPECIALIZED INSTRUMENTATION FOR OPEN AND LAPAROSCOPIC SURGERIES
22299 | 4229680016100 | FORCEPS, DISSECTING, KELLY/SLIGHT CURVED, STAINLESS STEEL, LENGTH = 19.0CM, REUSABLE | SPECIALIZED INSTRUMENTATION FOR OPEN AND LAPAROSCOPIC SURGERIES
22300 | 4229680023300 | FORCEPS, HEMOSTATIC, KELLY-RANKIN/STRAIGHT, STAINLESS STEEL, LENGTH = 16.0CM, REUSABLE | SPECIALIZED INSTRUMENTATION FOR OPEN AND LAPAROSCOPIC SURGERIES
22301 | 4229680215800 | FORCEPS, HEMOSTATIC, KELLY/CURVED, STAINLESS STEEL, LENGTH = 14.0CM, REUSABLE | SPECIALIZED INSTRUMENTATION FOR OPEN AND LAPAROSCOPIC SURGERIES
22302 | 4229680180900 | FORCEPS, GYNECOLOGICAL, UTERINE POLYPUS/KELLY, STAINLESS STEEL, LENGTH = 31.5CM, REUSABLE | SPECIALIZED INSTRUMENTATION FOR OPEN AND LAPAROSCOPIC SURGERIES
22303 | 4229680038600 | SCISSORS, OPERATING, KELLY/CURVED, STAINLESS STEEL, LENGTH = 16.0CM, REUSABLE | SPECIALIZED INSTRUMENTATION FOR OPEN AND LAPAROSCOPIC SURGERIES
22304 | 4229680173500 | SCISSORS, OPERATING, KELLY/STRAIGHT, STAINLESS STEEL, LENGTH = 16.0CM, REUSABLE | SPECIALIZED INSTRUMENTATION FOR OPEN AND LAPAROSCOPIC SURGERIES
22305 | 4229680294900 | SCISSORS, OPERATING, KELLY/SHARP-SHARP/STRAIGHT, TUNGSTEN CARBIDE, LENGTH = 16.0CM, REUSABLE | SPECIALIZED INSTRUMENTATION FOR OPEN AND LAPAROSCOPIC SURGERIES
22306 | 4229680294800 | SCISSORS, OPERATING, KELLY/SHARP-SHARP/CURVED, TUNGSTEN CARBIDE, LENGTH = 16.0CM, REUSABLE | SPECIALIZED INSTRUMENTATION FOR OPEN AND LAPAROSCOPIC SURGERIES
22307 | 4229680323500 | KNIFE KERATOPLASTY SMOOTH FLAT HANDLE DIAMETER = 110.0MM REUSABLE | SPECIALIZED INSTRUMENTATION FOR OPEN AND LAPAROSCOPIC SURGERIES
22308 | 4229680323600 | SPATULA KERATOPLASTY PERFORATED/SMOOTH FLAT HANDLE/SPOON WIDTH= 12.0MM REUSABLE | SPECIALIZED INSTRUMENTATION FOR OPEN AND LAPAROSCOPIC SURGERIES
22309 | 4229680423000 | BASIN, KIDNEY, TRAY, REUSABLE, POLYPROPYLENE, SIZE: 250MM | SPECIALIZED INSTRUMENTATION FOR OPEN AND LAPAROSCOPIC SURGERIES
22310 | 4214160300800 | BASIN 18/8G STAINLESS SHINY 290 X 125CM 6 LITER (MUST MEASURE OUTER DIMENSION INCLUDING THE TIP) REUSABLE | SPECIALIZED INSTRUMENTATION FOR OPEN AND LAPAROSCOPIC SURGERIES
22311 | 4229680259800 | GOUGE, RHINOLOGY, KILLIAN-CLAUS, LENGTH = 16.0CM, TIP WIDTH= 5.0MM, REUSABLE | SPECIALIZED INSTRUMENTATION FOR OPEN AND LAPAROSCOPIC SURGERIES
22312 | 4229680111400 | GOUGE, SEPTUM, RHINOLOGY, KILLIAN, LENGTH = 16.0CM, TIP WIDTH= 5.0MM, REUSABLE | SPECIALIZED INSTRUMENTATION FOR OPEN AND LAPAROSCOPIC SURGERIES
22313 | 4229680185700 | SCISSORS, DISSECTING, KILNER/CURVED, STAINLESS STEEL, LENGTH = 15.0CM, REUSABLE | SPECIALIZED INSTRUMENTATION FOR OPEN AND LAPAROSCOPIC SURGERIES
22314 | 4229680415400 | SCISSORS, DISSECTING, SUPERCUT/KILNER/CURVED, STAINLESS STEEL, LENGTH = 15.0CM, REUSABLE | SPECIALIZED INSTRUMENTATION FOR OPEN AND LAPAROSCOPIC SURGERIES
22315 | 4229680415300 | SCISSORS, DISSECTING, SUPERCUT/KILNER/CURVED, STAINLESS STEEL, LENGTH = 12.0CM, REUSABLE | SPECIALIZED INSTRUMENTATION FOR OPEN AND LAPAROSCOPIC SURGERIES
22316 | 4229680168400 | FRAME, WOUND SPREADER, KIRSCHNER, CURVED/ANGLED, SIZE: 240.0MM X 240.0MM, REUSABLE | SPECIALIZED INSTRUMENTATION FOR OPEN AND LAPAROSCOPIC SURGERIES
22317 | 4229680024500 | HOOK, BLADE, WOUND SPREADING, KIRSCHNER, SIZE: 85.0MM X 90.0MM, REUSABLE | SPECIALIZED INSTRUMENTATION FOR OPEN AND LAPAROSCOPIC SURGERIES
22318 | 4229680169200 | HOOK, BLADE, WOUND SPREADING, KIRSCHNER, SIZE: 60.0MM X 85.0MM, REUSABLE | SPECIALIZED INSTRUMENTATION FOR OPEN AND LAPAROSCOPIC SURGERIES
22319 | 4229680169100 | HOOK, BLADE, WOUND SPREADING, KIRSCHNER, SIZE: 40.0MM X 55.0MM, REUSABLE | SPECIALIZED INSTRUMENTATION FOR OPEN AND LAPAROSCOPIC SURGERIES
22320 | 4229680169400 | HOOK, BLADE, WOUND SPREADING, KIRSCHNER, SIZE: 50.0MM X 65.0MM, REUSABLE | SPECIALIZED INSTRUMENTATION FOR OPEN AND LAPAROSCOPIC SURGERIES
22321 | 4229680169300 | HOOK, BLADE, WOUND SPREADING, KIRSCHNER, SIZE: 78.0MM X 65.0MM, REUSABLE | SPECIALIZED INSTRUMENTATION FOR OPEN AND LAPAROSCOPIC SURGERIES
22322 | 4229680169000 | HOOK, BLADE, WOUND SPREADING, KIRSCHNER, SIZE: 105.0MM X 38.0MM, REUSABLE | SPECIALIZED INSTRUMENTATION FOR OPEN AND LAPAROSCOPIC SURGERIES
22323 | 4229680103000 | KNIFE, KLEINSASSER LARYNGEAL, STRAIGHT CUTTING, STAINLESS STEEL, LENGTH = 24.5CM, REUSABLE | SPECIALIZED INSTRUMENTATION FOR OPEN AND LAPAROSCOPIC SURGERIES
22324 | 4229680102800 | KNIFE, KLEINSASSER LARYNGEAL, ROUND/ACROSS OVAL, STAINLESS STEEL, LENGTH = 24.5CM, REUSABLE | SPECIALIZED INSTRUMENTATION FOR OPEN AND LAPAROSCOPIC SURGERIES
22325 | 4229680102400 | KNIFE, KLEINSASSER LARYNGEAL, ANGLED 45 DEGREE, MATERIAL STAINLESS STEEL, LENGTH = 24.5CM, TIP DIAMETER = 2.5MM, REUSABLE | SPECIALIZED INSTRUMENTATION FOR OPEN AND LAPAROSCOPIC SURGERIES
22326 | 4229680100700 | HANDLE, ROD, KLEINSASSER INSTRUMENTS, REUSABLE | SPECIALIZED INSTRUMENTATION FOR OPEN AND LAPAROSCOPIC SURGERIES
22327 | 4229680025900 | PUSHER, KNOT, TIGHTENING, MARCORE/MEDIUM, LENGTH = 24.0CM, REUSABLE | SPECIALIZED INSTRUMENTATION FOR OPEN AND LAPAROSCOPIC SURGERIES
22328 | 4229620601000 | KNOT PUSHER THORACOSCOPIC CHITWOOD (5 MM) (TRAP MODEL) JACOBSON SPRING STYLE ROUND HANDLE FOR 2-0 AND SMALLER SUTURE 6-1/8/ 15 CM WORKING LENGTH 12-1/2/ 32 CM (OR EQUIVALENT) REUSABLE | SPECIALIZED INSTRUMENTATION FOR OPEN AND LAPAROSCOPIC SURGERIES
22329 | 4229680139600 | FORCEPS, HEMOSTATIC, KOCHER/STRAIGHT, STAINLESS STEEL, LENGTH = 14.0CM, TEETH: 1X1, REUSABLE | SPECIALIZED INSTRUMENTATION FOR OPEN AND LAPAROSCOPIC SURGERIES
22330 | 4229680139900 | FORCEPS, HEMOSTATIC, KOCHER/STRAIGHT, STAINLESS STEEL, LENGTH = 20.5CM, TEETH: 1X1, REUSABLE | SPECIALIZED INSTRUMENTATION FOR OPEN AND LAPAROSCOPIC SURGERIES
22331 | 4229680140000 | FORCEPS, HEMOSTATIC, KOCHER/STRAIGHT, STAINLESS STEEL, LENGTH = 24.0CM, TEETH: 1X1, REUSABLE | SPECIALIZED INSTRUMENTATION FOR OPEN AND LAPAROSCOPIC SURGERIES
22332 | 4229680140100 | FORCEPS, HEMOSTATIC, KOCHER/STRAIGHT, STAINLESS STEEL, LENGTH = 26.0CM, TEETH: 1X1, REUSABLE | SPECIALIZED INSTRUMENTATION FOR OPEN AND LAPAROSCOPIC SURGERIES
22333 | 4229680127100 | FORCEPS, INTESTINAL, KOCHER/STRAIGHT, STAINLESS STEEL, LENGTH = 22.5CM, REUSABLE | SPECIALIZED INSTRUMENTATION FOR OPEN AND LAPAROSCOPIC SURGERIES
22334 | 4229680139800 | FORCEPS, HEMOSTATIC, KOCHER/STRAIGHT, STAINLESS STEEL, LENGTH = 18.5CM, TEETH: 1X1, REUSABLE | SPECIALIZED INSTRUMENTATION FOR OPEN AND LAPAROSCOPIC SURGERIES
22335 | 4229680021600 | FORCEPS, HEMOSTATIC, KOCHER/CURVED, STAINLESS STEEL, LENGTH = 14.0CM, TEETH: 1X1, REUSABLE | SPECIALIZED INSTRUMENTATION FOR OPEN AND LAPAROSCOPIC SURGERIES
22336 | 4229680021900 | FORCEPS, HEMOSTATIC, KOCHER/STRAIGHT, STAINLESS STEEL, LENGTH = 22.5CM, TEETH: 1X1, REUSABLE | SPECIALIZED INSTRUMENTATION FOR OPEN AND LAPAROSCOPIC SURGERIES
22337 | 4229680021700 | FORCEPS, HEMOSTATIC, KOCHER/CURVED, STAINLESS STEEL, LENGTH = 24.0CM, TEETH: 1X1, REUSABLE | SPECIALIZED INSTRUMENTATION FOR OPEN AND LAPAROSCOPIC SURGERIES
22338 | 4229680019800 | FORCEPS, HEMOSTATIC, KOCHER-NIPPON/STRAIGHT, STAINLESS STEEL, LENGTH = 16.5CM, TEETH: 1X1, REUSABLE | SPECIALIZED INSTRUMENTATION FOR OPEN AND LAPAROSCOPIC SURGERIES
22339 | 4229680214100 | FORCEPS, HEMOSTATIC, KOCHER/STRAIGHT, STAINLESS STEEL, LENGTH = 16.0CM, TEETH: 1X1, REUSABLE | SPECIALIZED INSTRUMENTATION FOR OPEN AND LAPAROSCOPIC SURGERIES
22340 | 4229680214000 | FORCEPS, HEMOSTATIC, KOCHER/CURVED, STAINLESS STEEL, LENGTH = 20.0CM, TEETH: 1X1, REUSABLE | SPECIALIZED INSTRUMENTATION FOR OPEN AND LAPAROSCOPIC SURGERIES
22341 | 4229680139400 | FORCEPS, HEMOSTATIC, KOCHER/CURVED, STAINLESS STEEL, LENGTH = 16.0CM, TEETH: 1X1, REUSABLE | SPECIALIZED INSTRUMENTATION FOR OPEN AND LAPAROSCOPIC SURGERIES
22342 | 4229680446000 | FORCEPS, HEMOSTATIC, KOCHER-NIPPON/STRAIGHT, STAINLESS STEEL, LENGTH = 14.5CM, TEETH: 1X1, REUSABLE | SPECIALIZED INSTRUMENTATION FOR OPEN AND LAPAROSCOPIC SURGERIES
22343 | 4229680258900 | FORCEPS, HEMOSTATIC, KOCHER/STRAIGHT, STAINLESS STEEL, LENGTH = 13.0CM, TEETH: 1X1, REUSABLE | SPECIALIZED INSTRUMENTATION FOR OPEN AND LAPAROSCOPIC SURGERIES
22344 | 4229680150200 | RETRACTOR, WOUND, KOCHER LANG, STAINLESS STEEL, TIP SIZE: 55.0MM X 11.0MM, LENGTH = 21.5CM, REUSABLE | SPECIALIZED INSTRUMENTATION FOR OPEN AND LAPAROSCOPIC SURGERIES
22345 | 4229680150100 | RETRACTOR, WOUND, KOCHER LANG, TIP SIZE: 40.0MM X 18.0MM, STAINLESS STEEL, LENGTH = 21.5CM, REUSABLE | SPECIALIZED INSTRUMENTATION FOR OPEN AND LAPAROSCOPIC SURGERIES
22346 | 4229680033600 | RETRACTOR, WOUND, KOCHER, STAINLESS STEEL, TIP SIZE: 23.0MM X 14.0MM, LENGTH = 21.5CM, REUSABLE | SPECIALIZED INSTRUMENTATION FOR OPEN AND LAPAROSCOPIC SURGERIES
22347 | 4229680033700 | RETRACTOR, WOUND, KOCHER, STAINLESS STEEL, TIP SIZE: 40.0MM X 20.0MM, LENGTH = 23.0CM, REUSABLE | SPECIALIZED INSTRUMENTATION FOR OPEN AND LAPAROSCOPIC SURGERIES
22348 | 4229680033500 | RETRACTOR, WOUND, KOCHER, STAINLESS STEEL, TIP SIZE: 20.0MM X 12.0MM, LENGTH = 21.5CM, REUSABLE | SPECIALIZED INSTRUMENTATION FOR OPEN AND LAPAROSCOPIC SURGERIES
22349 | 4229680033900 | RETRACTOR, WOUND, KOCHER/BLUNT/4 PRONGS, STAINLESS STEEL, LENGTH = 22.5CM, REUSABLE | SPECIALIZED INSTRUMENTATION FOR OPEN AND LAPAROSCOPIC SURGERIES
22350 | 4229680032300 | RETRACTOR, WOUND, KOCHER LANG, STAINLESS STEEL, TIP SIZE: 35.0MM X 8.0MM, LENGTH = 21.5CM, REUSABLE | SPECIALIZED INSTRUMENTATION FOR OPEN AND LAPAROSCOPIC SURGERIES
22351 | 4229680032200 | RETRACTOR, WOUND, KOCHER LANG, STAINLESS STEEL, TIP SIZE: 35.0MM X 11.0MM, LENGTH = 21.5CM, REUSABLE | SPECIALIZED INSTRUMENTATION FOR OPEN AND LAPAROSCOPIC SURGERIES
22352 | 4229680033800 | RETRACTOR, WOUND, KOCHER, STAINLESS STEEL, TIP SIZE: 41.0MM X 18.0MM, LENGTH = 23.0CM, REUSABLE | SPECIALIZED INSTRUMENTATION FOR OPEN AND LAPAROSCOPIC SURGERIES
22353 | 4229680032100 | RETRACTOR, WOUND, KOCHER LANG, STAINLESS STEEL, TIP SIZE: 25.0MM X 6.0MM, LENGTH = 21.5CM, REUSABLE | SPECIALIZED INSTRUMENTATION FOR OPEN AND LAPAROSCOPIC SURGERIES
22354 | 4229680032400 | RETRACTOR, WOUND, KOCHER LANG, STAINLESS STEEL, TIP SIZE: 40.0MM X 11.0MM, LENGTH = 21.5CM, REUSABLE | SPECIALIZED INSTRUMENTATION FOR OPEN AND LAPAROSCOPIC SURGERIES
22355 | 4229680235400 | RETRACTOR, WOUND, KOCHER, STAINLESS STEEL, TIP SIZE: 61.0MM X 20.0MM, LENGTH = 23.0CM, REUSABLE | SPECIALIZED INSTRUMENTATION FOR OPEN AND LAPAROSCOPIC SURGERIES
22356 | 4229680234300 | RETRACTOR, WOUND, KOCHER LANG, STAINLESS STEEL, TIP SIZE: 40.0MM X 13.0MM, LENGTH = 21.5CM, REUSABLE | SPECIALIZED INSTRUMENTATION FOR OPEN AND LAPAROSCOPIC SURGERIES
22357 | 4229680235300 | RETRACTOR, WOUND, KOCHER, STAINLESS STEEL, TIP SIZE: 40.0MM X 10.0MM, LENGTH = 22.0CM, REUSABLE | SPECIALIZED INSTRUMENTATION FOR OPEN AND LAPAROSCOPIC SURGERIES
22358 | 4229680234500 | RETRACTOR, WOUND, KOCHER LANG, STAINLESS STEEL, TIP SIZE: 80.0MM X 16.0MM, LENGTH = 21.5CM, REUSABLE | SPECIALIZED INSTRUMENTATION FOR OPEN AND LAPAROSCOPIC SURGERIES
22359 | 4229680234400 | RETRACTOR, WOUND, KOCHER LANG, STAINLESS STEEL, TIP SIZE: 80.0MM X 12.0MM, LENGTH = 21.5CM, REUSABLE | SPECIALIZED INSTRUMENTATION FOR OPEN AND LAPAROSCOPIC SURGERIES
22360 | 4229680172400 | RETRACTOR, WOUND, KOCHER, STAINLESS STEEL, TIP SIZE: 78.0MM X 65.0MM, LENGTH = 25.0CM, REUSABLE | SPECIALIZED INSTRUMENTATION FOR OPEN AND LAPAROSCOPIC SURGERIES
22361 | 4229680172500 | RETRACTOR, WOUND, KOCHER/SHARP/6 PRONGS, STAINLESS STEEL, LENGTH = 22.5CM, REUSABLE | SPECIALIZED INSTRUMENTATION FOR OPEN AND LAPAROSCOPIC SURGERIES
22362 | 4229680450200 | RETRACTOR, WOUND, KOCHER, STAINLESS STEEL, TIP SIZE: 61.0MM X 25.0MM, LENGTH = 23.0CM, REUSABLE | SPECIALIZED INSTRUMENTATION FOR OPEN AND LAPAROSCOPIC SURGERIES
22363 | 4229680449600 | RETRACTOR, WOUND, KOCHER LANG, STAINLESS STEEL, TIP SIZE: 60.0MM X 25.0MM, LENGTH = 21.5CM, REUSABLE | SPECIALIZED INSTRUMENTATION FOR OPEN AND LAPAROSCOPIC SURGERIES
22364 | 4229680450300 | RETRACTOR, WOUND, KOCHER/SHARP/4 PRONGS, STAINLESS STEEL, LENGTH = 22.5CM, REUSABLE | SPECIALIZED INSTRUMENTATION FOR OPEN AND LAPAROSCOPIC SURGERIES
22365 | 4229680286200 | RETRACTOR, WOUND, KOCHER/SHARP/1 PRONG, STAINLESS STEEL, LENGTH = 22.5CM, REUSABLE | SPECIALIZED INSTRUMENTATION FOR OPEN AND LAPAROSCOPIC SURGERIES
22366 | 4229680285400 | RETRACTOR, WOUND, KOCHER LANG, STAINLESS STEEL, TIP SIZE: 35.0MM X 15.0MM, LENGTH = 21.5CM, REUSABLE | SPECIALIZED INSTRUMENTATION FOR OPEN AND LAPAROSCOPIC SURGERIES
22367 | 4229680286100 | RETRACTOR, WOUND, KOCHER/BLUNT/6 PRONGS, STAINLESS STEEL, LENGTH = 22.5CM, REUSABLE | SPECIALIZED INSTRUMENTATION FOR OPEN AND LAPAROSCOPIC SURGERIES
22368 | 4229680285500 | RETRACTOR, WOUND, KOCHER LANG, STAINLESS STEEL, TIP SIZE: 70.0MM X 14.0MM, LENGTH = 21.5CM, REUSABLE | SPECIALIZED INSTRUMENTATION FOR OPEN AND LAPAROSCOPIC SURGERIES
22369 | 4229680285900 | RETRACTOR, WOUND, KOCHER, STAINLESS STEEL, TIP SIZE: 75.0MM X 40.0MM, LENGTH = 23.0CM, REUSABLE | SPECIALIZED INSTRUMENTATION FOR OPEN AND LAPAROSCOPIC SURGERIES
22370 | 4229680286300 | RETRACTOR, WOUND, KOCHER/SHARP/3 PRONGS, STAINLESS STEEL, LENGTH = 22.5CM, REUSABLE | SPECIALIZED INSTRUMENTATION FOR OPEN AND LAPAROSCOPIC SURGERIES
22371 | 4229680286000 | RETRACTOR, WOUND, KOCHER/BLUNT/2 PRONGS, STAINLESS STEEL, LENGTH = 22.5CM, REUSABLE | SPECIALIZED INSTRUMENTATION FOR OPEN AND LAPAROSCOPIC SURGERIES
22372 | 4229680390300 | RETRACTOR, WOUND, KOCHER/SEMISHARP/6 PRONGS, STAINLESS STEEL, LENGTH = 22.0CM, REUSABLE | SPECIALIZED INSTRUMENTATION FOR OPEN AND LAPAROSCOPIC SURGERIES
22373 | 4229680095600 | SNARE, OTOLOGY, EAR POLYPUS/KRAUSE, LENGTH = 18.5CM, REUSABLE | SPECIALIZED INSTRUMENTATION FOR OPEN AND LAPAROSCOPIC SURGERIES
22374 | 4229680324900 | SCARIFIER, KUHNT, CUTTING, CORNEAL, REUSABLE | SPECIALIZED INSTRUMENTATION FOR OPEN AND LAPAROSCOPIC SURGERIES
22375 | 4229680371000 | DISCS, FIXATION, PAIR, K-WIRES, REUSABLE | SPECIALIZED INSTRUMENTATION FOR OPEN AND LAPAROSCOPIC SURGERIES
22376 | 4229680131800 | LABEL, CODING, WITH TEXT, CONTAINERS, REUSABLE | SPECIALIZED INSTRUMENTATION FOR OPEN AND LAPAROSCOPIC SURGERIES
22377 | 4229680149300 | RASPATORY, SCRAPING, LAMBOTTE, TIP WIDTH= 15.0MM, LENGTH = 21.5CM, REUSABLE | SPECIALIZED INSTRUMENTATION FOR OPEN AND LAPAROSCOPIC SURGERIES
22378 | 4229680233400 | RASPATORY, SCRAPING, LAMBOTTE, BLADE SIZE: 5.0MM, LENGTH = 21.5CM, REUSABLE | SPECIALIZED INSTRUMENTATION FOR OPEN AND LAPAROSCOPIC SURGERIES
22379 | 4229680387500 | RASPATORY, SCRAPING, LAMBOTTE, BLADE SIZE: 10.0MM, LENGTH = 21.5CM, REUSABLE | SPECIALIZED INSTRUMENTATION FOR OPEN AND LAPAROSCOPIC SURGERIES
22380 | 4229680387600 | RASPATORY, SCRAPING, LAMBOTTE, BLADE SIZE: 20.0MM, LENGTH = 21.5CM, REUSABLE | SPECIALIZED INSTRUMENTATION FOR OPEN AND LAPAROSCOPIC SURGERIES
22381 | 4229680230300 | PUNCH, LAMINECTOMY, SLIM/UPWARD CUTTING, ANGLE: 40.0 DEGREES, JAW WIDTH= 1.0MM, LENGTH = 18.0CM, REUSABLE | SPECIALIZED INSTRUMENTATION FOR OPEN AND LAPAROSCOPIC SURGERIES
22382 | 4229680231100 | PUNCH, LAMINECTOMY, SLIM/UPWARD CUTTING, ANGLE: 40 DEGREE, JAW WIDTH= 3.0MM, LENGTH = 18.0CM, REUSABLE | SPECIALIZED INSTRUMENTATION FOR OPEN AND LAPAROSCOPIC SURGERIES
22383 | 4229680232100 | PUNCH, LAMINECTOMY, DOWNWARD CUTTING, ANGLE: 40 DEGREE, JAW WIDTH= 1.0MM, LENGTH = 18.0CM, REUSABLE | SPECIALIZED INSTRUMENTATION FOR OPEN AND LAPAROSCOPIC SURGERIES
22384 | 4229680231500 | PUNCH, LAMINECTOMY, UPWARD CUTTING, ANGLE: 40 DEGREE, JAW WIDTH= 5.0MM, LENGTH = 18.0CM, REUSABLE | SPECIALIZED INSTRUMENTATION FOR OPEN AND LAPAROSCOPIC SURGERIES
22385 | 4229680231900 | PUNCH, LAMINECTOMY, UPWARD CUTTING, ANGLE: 40 DEGREE, JAW WIDTH= 6.0MM, LENGTH = 20.0CM, REUSABLE | SPECIALIZED INSTRUMENTATION FOR OPEN AND LAPAROSCOPIC SURGERIES
22386 | 4229680231000 | PUNCH, LAMINECTOMY, UPWARD CUTTING, ANGLE: 40 DEGREE, JAW WIDTH= 3.0MM, LENGTH = 23.0CM, REUSABLE | SPECIALIZED INSTRUMENTATION FOR OPEN AND LAPAROSCOPIC SURGERIES
22387 | 4229680231700 | PUNCH, LAMINECTOMY, UPWARD CUTTING, ANGLE: 40 DEGREE, JAW WIDTH= 5.0MM, LENGTH = 23.0CM, REUSABLE | SPECIALIZED INSTRUMENTATION FOR OPEN AND LAPAROSCOPIC SURGERIES
22388 | 4229680232000 | PUNCH, LAMINECTOMY, UPWARD CUTTING, ANGLE: 40 DEGREE, JAW WIDTH= 6.0MM, LENGTH = 23.0CM, REUSABLE | SPECIALIZED INSTRUMENTATION FOR OPEN AND LAPAROSCOPIC SURGERIES
22389 | 4229680230700 | PUNCH, LAMINECTOMY, UPWARD CUTTING/SLIM, ANGLE: 40 DEGREE, JAW WIDTH= 2.0MM, LENGTH = 23.0CM, REUSABLE | SPECIALIZED INSTRUMENTATION FOR OPEN AND LAPAROSCOPIC SURGERIES
22390 | 4229680231300 | PUNCH, LAMINECTOMY, UPWARD CUTTING, ANGLE: 40 DEGREE, JAW WIDTH= 4.0MM, LENGTH = 20.0CM, REUSABLE | SPECIALIZED INSTRUMENTATION FOR OPEN AND LAPAROSCOPIC SURGERIES
22391 | 4229680231600 | PUNCH, LAMINECTOMY, UPWARD CUTTING, ANGLE: 40 DEGREE, JAW WIDTH= 5.0MM, LENGTH = 20.0CM, REUSABLE | SPECIALIZED INSTRUMENTATION FOR OPEN AND LAPAROSCOPIC SURGERIES
22392 | 4229680231800 | PUNCH, LAMINECTOMY, UPWARD CUTTING, ANGLE: 40 DEGREE, JAW WIDTH= 6.0MM, LENGTH = 18.0CM, REUSABLE | SPECIALIZED INSTRUMENTATION FOR OPEN AND LAPAROSCOPIC SURGERIES
22393 | 4229680231400 | PUNCH, LAMINECTOMY, UPWARD CUTTING/SLIM, ANGLE: 40 DEGREE, JAW WIDTH= 4.0MM, LENGTH = 18.0CM, REUSABLE | SPECIALIZED INSTRUMENTATION FOR OPEN AND LAPAROSCOPIC SURGERIES
22394 | 4229680230200 | PUNCH, LAMINECTOMY, UPWARD CUTTING, ANGLE: 40 DEGREE, JAW WIDTH= 1.0MM, LENGTH = 20.0CM, REUSABLE | SPECIALIZED INSTRUMENTATION FOR OPEN AND LAPAROSCOPIC SURGERIES
22395 | 4229680230500 | PUNCH, LAMINECTOMY, UPWARD CUTTING, ANGLE: 40 DEGREE, JAW WIDTH= 2.0MM, LENGTH = 20.0CM, REUSABLE | SPECIALIZED INSTRUMENTATION FOR OPEN AND LAPAROSCOPIC SURGERIES
22396 | 4229680230900 | PUNCH, LAMINECTOMY, UPWARD CUTTING, ANGLE: 40 DEGREE, JAW WIDTH= 3.0MM, LENGTH = 20.0CM, REUSABLE | SPECIALIZED INSTRUMENTATION FOR OPEN AND LAPAROSCOPIC SURGERIES
22397 | 4229680137800 | ELEVATOR, SURGICAL, LANGENBECK, STAINLESS STEEL, DIAMETER = 7.0MM, LENGTH = 19.5CM, REUSABLE | SPECIALIZED INSTRUMENTATION FOR OPEN AND LAPAROSCOPIC SURGERIES
22398 | 4229680370000 | ELEVATOR, SURGICAL, LANGENBECK, STAINLESS STEEL, DIAMETER = 10.0MM, LENGTH = 19.5CM, REUSABLE | SPECIALIZED INSTRUMENTATION FOR OPEN AND LAPAROSCOPIC SURGERIES
22399 | 4229680369900 | ELEVATOR, SURGICAL, LANGENBECK, STAINLESS STEEL, DIAMETER = 7.0MM, LENGTH = 17.0CM, REUSABLE | SPECIALIZED INSTRUMENTATION FOR OPEN AND LAPAROSCOPIC SURGERIES
22400 | 4229680233600 | RASPATORY, SCRAPING, LANGENBECK/ANGLED, BLADE SIZE: 12.0MM, REUSABLE | SPECIALIZED INSTRUMENTATION FOR OPEN AND LAPAROSCOPIC SURGERIES
22401 | 4229680151300 | RETRACTOR, WOUND, LANGENBECK, STAINLESS STEEL, TIP SIZE: 30.0MM X 11.0MM, LENGTH = 22.0CM, REUSABLE | SPECIALIZED INSTRUMENTATION FOR OPEN AND LAPAROSCOPIC SURGERIES
22402 | 4229680151600 | RETRACTOR, WOUND, LANGENBECK, TIP SIZE: 60.0MM X 20.0MM, STAINLESS STEEL, LENGTH = 21.0CM, REUSABLE | SPECIALIZED INSTRUMENTATION FOR OPEN AND LAPAROSCOPIC SURGERIES
22403 | 4229680151400 | RETRACTOR, WOUND, LANGENBECK, TIP SIZE: 30.0MM X 14.0MM, STAINLESS STEEL, LENGTH = 22.0CM, REUSABLE | SPECIALIZED INSTRUMENTATION FOR OPEN AND LAPAROSCOPIC SURGERIES
22404 | 4229680025600 | HOOKLET, WOUND, FIXATION/TRACTION, MINI LANGENBECK, TIP SIZE: 12.0MM X 6.0MM, LENGTH = 16.0CM, REUSABLE | SPECIALIZED INSTRUMENTATION FOR OPEN AND LAPAROSCOPIC SURGERIES
22405 | 4229680034300 | SET, WOUND RETRACTOR, PARKER LANGENBECK, STAINLESS STEEL, LENGTH = 21.5CM (PAIR), REUSABLE | SPECIALIZED INSTRUMENTATION FOR OPEN AND LAPAROSCOPIC SURGERIES
22406 | 4229680235500 | RETRACTOR, WOUND, LANGENBECK, STAINLESS STEEL, TIP SIZE: 30.0MM X 15.0MM, LENGTH = 22.0CM, REUSABLE | SPECIALIZED INSTRUMENTATION FOR OPEN AND LAPAROSCOPIC SURGERIES
22407 | 4229680234600 | RETRACTOR, WOUND, LANGENBECK GREEN, STAINLESS STEEL, TIP SIZE: 6.0MM X 16.0MM, LENGTH = 16.0CM, REUSABLE | SPECIALIZED INSTRUMENTATION FOR OPEN AND LAPAROSCOPIC SURGERIES
22408 | 4229680234700 | RETRACTOR, WOUND, LANGENBECK GREEN, STAINLESS STEEL, TIP SIZE: 6.0MM X 25.0MM, LENGTH = 16.0CM, REUSABLE | SPECIALIZED INSTRUMENTATION FOR OPEN AND LAPAROSCOPIC SURGERIES
22409 | 4229680447400 | HOOKLET, WOUND, FIXATION/TRACTION, MINI LANGENBECK, TIP SIZE: 21.0MM X 8.0MM, LENGTH = 16.0CM, REUSABLE | SPECIALIZED INSTRUMENTATION FOR OPEN AND LAPAROSCOPIC SURGERIES
22410 | 4229680447300 | HOOKLET, WOUND, FIXATION/TRACTION, MINI LANGENBECK, TIP SIZE: 18.0MM X 6.0MM, LENGTH = 16.0CM, REUSABLE | SPECIALIZED INSTRUMENTATION FOR OPEN AND LAPAROSCOPIC SURGERIES
22411 | 4229680286400 | RETRACTOR, WOUND, LANGENBECK, STAINLESS STEEL, TIP SIZE: 50.0MM X 11.0MM, LENGTH = 22.0CM, REUSABLE | SPECIALIZED INSTRUMENTATION FOR OPEN AND LAPAROSCOPIC SURGERIES
22412 | 4229680067000 | HOOKLET, WOUND, FIXATION/TRACTION, MINI LANGENBECK, TIP SIZE: 20.0MM X 6.0MM, LENGTH = 16.0CM, REUSABLE | SPECIALIZED INSTRUMENTATION FOR OPEN AND LAPAROSCOPIC SURGERIES
22413 | 4229180247200 | LAPAROSCOPIC, BABCOCK GRASPING FORCEPS, ROTATING, DISMANTLING, INSULATED, WITH CONNECTOR PIN FOR UNIPOLAR COAGULATION, WITH LUER-LOCK IRRIGATION CONNECTOR FOR CLEANING, DOUBLE ACTION JAWS, ATRAUMATIC, FENESTRATED, SIZE 3.5 MM, LENGTH 20 CM, REUSABLE | SPECIALIZED INSTRUMENTATION FOR OPEN AND LAPAROSCOPIC SURGERIES
22414 | 4229180247300 | LAPAROSCOPIC, FORCEPS, DISSECTING AND GRASPING,, ROTATING, DISMANTLING, INSULATED, WITH CONNECTOR PIN FOR UNIPOLAR COAGULATION, WITH LUER-LOCK IRRIGATION CONNECTOR FOR CLEANING, DOUBLE ACTION JAWS, RIGHT ANGLED, SIZE 3.5 MM, LENGTH 20 CM, REUSABLE | SPECIALIZED INSTRUMENTATION FOR OPEN AND LAPAROSCOPIC SURGERIES
22415 | 4229514324400 | FORCEPS BIPOLAR 5MM ADULT COMPLETE W/SPRING HANDLE AND NON-RETRACTING JAWS REUSABLE | SPECIALIZED INSTRUMENTATION FOR OPEN AND LAPAROSCOPIC SURGERIES
22416 | 4229551320300 | FORCEPS, CLAW 2 X 3 TEETH 10MM 360MM WITH DISENGAGEABLE METAL RATCHET WITH LARGER CONTACT AREA AT THE FINGER RING REUSABLE | SPECIALIZED INSTRUMENTATION FOR OPEN AND LAPAROSCOPIC SURGERIES
22417 | 4229490906800 | ONE STEP DILATOR, WITH CENTRAL CHANNEL FOR GUIDE WIRES, FOR USE WITH 8.5/9.5 FR. OPERATING SHEATHS, REUSABLE | SPECIALIZED INSTRUMENTATION FOR OPEN AND LAPAROSCOPIC SURGERIES
22418 | 4229490906900 | ONE STEP DILATOR, WITH CENTRAL CHANNEL FOR GUIDE WIRES, FOR USE WITH 11/12 FR. OPERATING SHEATHS, REUSABLE | SPECIALIZED INSTRUMENTATION FOR OPEN AND LAPAROSCOPIC SURGERIES
22419 | 4229180247400 | LAPAROSCOPIC, FORCEPS, DISSECTING AND GRASPING,, ROTATING, DISMANTLING, INSULATED, WITH CONNECTOR PIN FOR UNIPOLAR COAGULATION, WITH LUER-LOCK IRRIGATION CONNECTOR FOR CLEANING, SINGLE ACTION JAWS, “TIGER JAWS”, 2 X 4 TEETH, SIZE 3.5 MM, LENGTH 20 CM, REUSABLE | SPECIALIZED INSTRUMENTATION FOR OPEN AND LAPAROSCOPIC SURGERIES
22420 | 4229514323800 | FORCEPS, DISSECTING AND GRASPING, RIGHT-ANGLED 10MM 360MM WITH DISENGAGEABLE METAL RATCHET WITH LARGER CONTACT AREA AT THE FINGER RING REUSABLE | SPECIALIZED INSTRUMENTATION FOR OPEN AND LAPAROSCOPIC SURGERIES
22421 | 4229514323900 | FORCEPS, DISSECTING AND GRASPING, RIGHT-ANGLED 5MM 360MM WITH DISENGAGEABLE RATCHET WITH LARGER CONTACT AREA AT THE FINGER RING REUSABLE | SPECIALIZED INSTRUMENTATION FOR OPEN AND LAPAROSCOPIC SURGERIES
22422 | 4229514324000 | FORCEPS, DISSECTING AND GRASPING, ROTATING WITH CONNECTOR PIN FOR UNIPOLAR COAGULATION SIZE 5 MM LENGTH 36 CM ATRAUMATIC DOUBLE ACTION JAWS WITH DISENGAGEABLE RATCHET WITH LARGER CONTACT AREA AT THE FINGER RING REUSABLE | SPECIALIZED INSTRUMENTATION FOR OPEN AND LAPAROSCOPIC SURGERIES
22423 | 4229514324100 | FORCEPS, DISSECTING AND GRASPING, ROTATING WITH CONNECTOR PIN FOR UNIPOLAR COAGULATION SIZE 5 MM LENGTH 36 CM ATRAUMATIC FENESTRATED DOUBLE ACTION JAWS PLASTIC HANDLE WITH DISENGAGEABLE RATCHET WITH LARGER CONTACT AREA AT THE FINGER RING REUSABLE | SPECIALIZED INSTRUMENTATION FOR OPEN AND LAPAROSCOPIC SURGERIES
22424 | 4229514324200 | FORCEPS, DISSECTING AND GRASPING, ROTATING WITH CONNECTOR PIN FOR UNIPOLAR COAGULATION SIZE 5 MM LENGTH 36 CM ATRAUMATIC FENESTRATED SINGLE ACTION JAWS WITH DISENGAGEABLE RATCHET WITH LARGER CONTACT AREA AT THE FINGER RING REUSABLE | SPECIALIZED INSTRUMENTATION FOR OPEN AND LAPAROSCOPIC SURGERIES
22425 | 4229492900700 | GRASPING AND EXTRACTION FORCEPS USER-FRIENDLY HANDLE ROTATABLE / GRASP. AND EXTRAC. FORCEPS 5 MM / SHEATH TUBE INSULATED 5 MM / LABELLING REUSABLE | SPECIALIZED INSTRUMENTATION FOR OPEN AND LAPAROSCOPIC SURGERIES
22426 | 4229490822400 | GRASPING FORCEPS 10MM USER-FRIENDLY HANDLE ROTATABLE / FORCEPS JAW INSERT DIAMETER= 10MM, REUSABLE | SPECIALIZED INSTRUMENTATION FOR OPEN AND LAPAROSCOPIC SURGERIES
22427 | 4229490822500 | GRASPING FORCEPS WITH ESPECIALLY FINE ATRAUMATIC SERRATION ON FENESTRATED REUSABLE | SPECIALIZED INSTRUMENTATION FOR OPEN AND LAPAROSCOPIC SURGERIES
22428 | 4229180248900 | KELLY FORCEPS, DISSECTING AND GRASPING, ROTATING WITH CONNECTOR PIN FOR UNIPOLAR COAGULATION SIZE 5 MM LENGTH 36 CM DOUBLE ACTION JAWS CONSISTING OF: PLASTIC HANDLE WITHOUT RATCHET OUTER TUBE INSULATED FORCEPS INSERT REUSABLE | SPECIALIZED INSTRUMENTATION FOR OPEN AND LAPAROSCOPIC SURGERIES
22429 | 4229180249300 | FORCEPS, REDDICK-OLSEN DISSECTING AND GRASPING, ROTATING WITH CONNECTOR PIN FOR UNIPOLAR COAGULATION SIZE 5 MM LENGTH 36 CM HEAVY DOUBLE ACTION JAWS WITH DISENGAGEABLE RATCHET WITH LARGER CONTACT AREA AT THE FINGER RING REUSABLE | SPECIALIZED INSTRUMENTATION FOR OPEN AND LAPAROSCOPIC SURGERIES
22430 | 4229180249500 | LAPAROSCOPIC (ROBI) GRASPING FORCEPS CLERMONT-FERRAND MODEL ROTATING DISMANTLING WITH CONNECTOR PIN FOR BIPOLAR COAGULATION DOUBLE ACTION JAWS WITH ESPECIALLY FINE ATRAUMATIC SERRATION FENESTRATED JAWS SIZE 5 MM LENGTH 36 CM REUSABLE | SPECIALIZED INSTRUMENTATION FOR OPEN AND LAPAROSCOPIC SURGERIES
22431 | 4229180250700 | FORCEPS BABCOCK 10MM COMPLETE W/NON-RATCHET METAL HANDLE (OR EQUIVALENT) REUSABLE | SPECIALIZED INSTRUMENTATION FOR OPEN AND LAPAROSCOPIC SURGERIES
22432 | 4229180242000 | LAPAROSCOPIC, GRASPING FORCEPS, DOUBLE ACTION JAWS, FLEXIBLE, 3 FR., LENGTH 28 CM (OR EQUIVALENT), REUSABLE | SPECIALIZED INSTRUMENTATION FOR OPEN AND LAPAROSCOPIC SURGERIES
22433 | 4229490811100 | LAPAROSCOPIC, GRASPING FORCEPS, FOR FOREIGN BODIES, 5 FR., DOUBLE ACTION JAWS, FLEXIBLE, LENGTH 40 CM (OR EQUIVALENT), REUSABLE | SPECIALIZED INSTRUMENTATION FOR OPEN AND LAPAROSCOPIC SURGERIES
22434 | 4229180229200 | LAPAROSCOPIC, BIOPSY FORCEPS, 5 FR., DOUBLE ACTION JAWS, FLEXIBLE, LENGTH 40 CM (OR EQUIVALENT), REUSABLE | SPECIALIZED INSTRUMENTATION FOR OPEN AND LAPAROSCOPIC SURGERIES
22435 | 4229180247500 | LAPAROSCOPIC, GRASPING FORCEPS, ROTATING, DISMANTLING, INSULATED, WITH CONNECTOR PIN FOR UNIPOLAR COAGULATION, WITH LUER-LOCK IRRIGATION CONNECTOR FOR CLEANING, DOUBLE ACTION JAWS, ATRAUMATIC, FENESTRATED, SIZE 3.5 MM, LENGTH 20 CM, REUSABLE | SPECIALIZED INSTRUMENTATION FOR OPEN AND LAPAROSCOPIC SURGERIES
22436 | 4229180247600 | LAPAROSCOPIC, GRASPING FORCEPS, ROTATING, DISMANTLING, INSULATED, WITH CONNECTOR PIN FOR UNIPOLAR COAGULATION, WITH LUER-LOCK IRRIGATION CONNECTOR FOR CLEANING, DOUBLE ACTION JAWS, ATRAUMATIC, WAVY SERRATION, SIZE 3.5 MM, LENGTH 20 CM, REUSABLE | SPECIALIZED INSTRUMENTATION FOR OPEN AND LAPAROSCOPIC SURGERIES
22437 | 4229180247800 | LAPAROSCOPIC, KELLY FORCEPS, DISSECTING AND GRASPING,, ROTATING, DISMANTLING, INSULATED, WITH CONNECTOR PIN FOR UNIPOLAR COAGULATION, WITH LUER-LOCK IRRIGATION CONNECTOR FOR CLEANING, DOUBLE ACTION JAWS, SIZE 3.5 MM, LENGTH 20 CM, REUSABLE | SPECIALIZED INSTRUMENTATION FOR OPEN AND LAPAROSCOPIC SURGERIES
22438 | 4229180248200 | LAPAROSCOPIC, REDDICK-OLSEN FORCEPS, DISSECTING AND GRASPING,, ROTATING, DISMANTLING, INSULATED, WITH CONNECTOR PIN FOR UNIPOLAR COAGULATION, WITH LUER-LOCK IRRIGATION CONNECTOR FOR CLEANING, DOUBLE ACTION JAWS, ROBUST, SIZE 3.5 MM, LENGTH 20 CM, REUSABLE | SPECIALIZED INSTRUMENTATION FOR OPEN AND LAPAROSCOPIC SURGERIES
22439 | 4229180248300 | LAPAROSCOPIC, REDDICK-OLSEN FORCEPS, DISSECTING AND GRASPING,, ROTATING, DISMANTLING, WITHOUT CONNECTOR PIN FOR UNIPOLAR COAGULATION, WITH LUER-LOCK IRRIGATION CONNECTOR FOR CLEANING, DOUBLE ACTION JAWS, ROBUST, SIZE 3.5 MM, LENGTH 20 CM, REUSABLE | SPECIALIZED INSTRUMENTATION FOR OPEN AND LAPAROSCOPIC SURGERIES
22440 | 4229180248400 | LAPAROSCOPIC ROTHENBERG BOWEL GRASPER, ROTATING, DISMANTLING, INSULATED, WITH CONNECTOR PIN FOR UNIPOLAR COAGULATION, WITH LUER-LOCK IRRIGATION CONNECTOR FOR CLEANING, DOUBLE ACTION JAWS, SIZE 3.5 MM, LENGTH 20 CM, REUSABLE | SPECIALIZED INSTRUMENTATION FOR OPEN AND LAPAROSCOPIC SURGERIES
22441 | 4229310715600 | LAPAROSCOPIC, LIVER RETRACTOR 5MM, GOLDEN FINGER, 36CM, REUSABLE | SPECIALIZED INSTRUMENTATION FOR OPEN AND LAPAROSCOPIC SURGERIES
22442 | 4229490605200 | INSULATED METAL OUTER TUBE WITH LUER - LOCK CONNECTOR SIZE 5 MM LENGTH 36 CM, REUSABLE | SPECIALIZED INSTRUMENTATION FOR OPEN AND LAPAROSCOPIC SURGERIES
22443 | 4229681614100 | LAPAROSCOPIC OUTER SHEATH, INSULATED OUTER TUBE, WITH LUER-LOCK CONNECTOR, SIZE 3.5 MM, LENGTH 36 CM, REUSABLE | SPECIALIZED INSTRUMENTATION FOR OPEN AND LAPAROSCOPIC SURGERIES
22444 | 4412210100500 | NEEDLE HOLDER, ERGONOMIC, STRAIGHT HANDLE WITH DISENGAGEABLE RATCHET, RATCHET RELEASE ON RIGHT SIDE, LEFT CURVED JAWS 5 MM LENGTH 33 CM, REUSABLE | SPECIALIZED INSTRUMENTATION FOR OPEN AND LAPAROSCOPIC SURGERIES
22445 | 4229310719200 | FAN RETRACTOR DISMANTLING RETRACTABLE SIZE 10 MM LENGTH 36 CM OPENING ANGLE IN EXTENDED POSITION APPROX. 60 DEGREE, REUSABLE | SPECIALIZED INSTRUMENTATION FOR OPEN AND LAPAROSCOPIC SURGERIES
22446 | 4229490607800 | HOOK SCISSORS ROTATING WITH CONNECTOR PIN FOR UNIPOLAR COAGULATION SIZE 5 MM LENGTH 36 CM SINGLE ACTION JAWS, REUSABLE | SPECIALIZED INSTRUMENTATION FOR OPEN AND LAPAROSCOPIC SURGERIES
22447 | 4229180247900 | LAPAROSCOPIC, MICRO HOOK SCISSORS, ROTATING, DISMANTLING, INSULATED, WITH CONNECTOR PIN FOR UNIPOLAR COAGULATION, WITH LUER-LOCK IRRIGATION CONNECTOR FOR CLEANING, SINGLE ACTION JAWS, SIZE 3.5 MM, LENGTH 20 CM, REUSABLE | SPECIALIZED INSTRUMENTATION FOR OPEN AND LAPAROSCOPIC SURGERIES
22448 | 4229180248100 | LAPAROSCOPIC, PERCUTANEOUS PYLORIC SPREADER ROTATING DISMANTLING WITHOUT CONNECTOR PIN FOR UNIPOLAR COAGULATION WITH LUER-LOCK IRRIGATION CONNECTOR FOR CLEANING DOUBLE ACTION JAWS SIZE 3.5 MM LENGTH 20 CM, REUSABLE | SPECIALIZED INSTRUMENTATION FOR OPEN AND LAPAROSCOPIC SURGERIES
22449 | 4229180248600 | LAPAROSCOPIC, TAN PYLORIC SPREADER AND GRASPING FORCEPS ROTATING DISMANTLING INSULATED WITH CONNECTOR PIN FOR UNIPOLAR COAGULATION WITH LUER- LOCK IRRIGATION CONNECTOR FOR CLEANING DOUBLE ACTION JAWS IN- AND OUTSIDE SERRATED JAWS SIZE 3.5 MM LENGTH 20 CM, REUSABLE | SPECIALIZED INSTRUMENTATION FOR OPEN AND LAPAROSCOPIC SURGERIES
22450 | 4229491400800 | SUCTION VALVE LAPAROSCOPIC REUSABLE | SPECIALIZED INSTRUMENTATION FOR OPEN AND LAPAROSCOPIC SURGERIES
22451 | 4229680188400 | HOOKLET, LAPAROTOMY, FIXATION/TRACTION, SHARP/1 PRONG, LENGTH = 16.5CM, REUSABLE | SPECIALIZED INSTRUMENTATION FOR OPEN AND LAPAROSCOPIC SURGERIES
22452 | 4229680188600 | HOOKLET, LAPAROTOMY, FIXATION/TRACTION, SHARP/3 PRONGS, LENGTH = 16.5CM, REUSABLE | SPECIALIZED INSTRUMENTATION FOR OPEN AND LAPAROSCOPIC SURGERIES
22453 | 4229680103100 | KNIFE, KLEINSASSER LARYNGEAL, VERTICAL CUTTING/ROUND, STEEL CARBIDE, LENGTH = 24.5CM, REUSABLE | SPECIALIZED INSTRUMENTATION FOR OPEN AND LAPAROSCOPIC SURGERIES
22454 | 4229680120600 | MIRROR, LARYNGEAL, RHODIUM/WITHOUT HANDLE, DIAMETER = NO.0, REUSABLE | SPECIALIZED INSTRUMENTATION FOR OPEN AND LAPAROSCOPIC SURGERIES
22455 | 4229680120700 | MIRROR, LARYNGEAL, RHODIUM/WITHOUT HANDLE, DIAMETER = NO.1, REUSABLE | SPECIALIZED INSTRUMENTATION FOR OPEN AND LAPAROSCOPIC SURGERIES
22456 | 4229680120800 | MIRROR, LARYNGEAL, RHODIUM/WITHOUT HANDLE, DIAMETER = NO.2, REUSABLE | SPECIALIZED INSTRUMENTATION FOR OPEN AND LAPAROSCOPIC SURGERIES
22457 | 4229680121300 | MIRROR, LARYNGEAL, WITHOUT HANDLE, DIAMETER = 20.0MM, REUSABLE | SPECIALIZED INSTRUMENTATION FOR OPEN AND LAPAROSCOPIC SURGERIES
22458 | 4229680121400 | MIRROR, LARYNGEAL, WITHOUT HANDLE, DIAMETER = 22.0MM, REUSABLE | SPECIALIZED INSTRUMENTATION FOR OPEN AND LAPAROSCOPIC SURGERIES
22459 | 4229680121500 | MIRROR, LARYNGEAL, WITHOUT HANDLE, DIAMETER = 24.0MM, REUSABLE | SPECIALIZED INSTRUMENTATION FOR OPEN AND LAPAROSCOPIC SURGERIES
22460 | 4229680121600 | MIRROR, LARYNGEAL, WITHOUT HANDLE, DIAMETER = 28.0MM, REUSABLE | SPECIALIZED INSTRUMENTATION FOR OPEN AND LAPAROSCOPIC SURGERIES
22461 | 4229680120000 | MIRROR, LARYNGEAL, MICHEL, DIAMETER = 12.0MM, REUSABLE | SPECIALIZED INSTRUMENTATION FOR OPEN AND LAPAROSCOPIC SURGERIES
22462 | 4229680120100 | MIRROR, LARYNGEAL, MICHEL, DIAMETER = 14.0MM, REUSABLE | SPECIALIZED INSTRUMENTATION FOR OPEN AND LAPAROSCOPIC SURGERIES
22463 | 4229680120300 | MIRROR, LARYNGEAL, RHODIUM/WITH HANDLE, DIAMETER = NO.00, REUSABLE | SPECIALIZED INSTRUMENTATION FOR OPEN AND LAPAROSCOPIC SURGERIES
22464 | 4229680120500 | MIRROR, LARYNGEAL, RHODIUM/WITH HANDLE, DIAMETER = NO.2, REUSABLE | SPECIALIZED INSTRUMENTATION FOR OPEN AND LAPAROSCOPIC SURGERIES
22465 | 4229680120900 | MIRROR, LARYNGEAL, WITH HANDLE, DIAMETER = 16.0MM, REUSABLE | SPECIALIZED INSTRUMENTATION FOR OPEN AND LAPAROSCOPIC SURGERIES
22466 | 4229680121000 | MIRROR, LARYNGEAL, WITH HANDLE, DIAMETER = 18.0MM, REUSABLE | SPECIALIZED INSTRUMENTATION FOR OPEN AND LAPAROSCOPIC SURGERIES
22467 | 4229680121100 | MIRROR, LARYNGEAL, WITH HANDLE, DIAMETER = 20.0MM, REUSABLE | SPECIALIZED INSTRUMENTATION FOR OPEN AND LAPAROSCOPIC SURGERIES
22468 | 4229680103200 | MIRROR, LARYNGEAL, WITHOUT HANDLE, DIAMETER = 16.0MM, REUSABLE | SPECIALIZED INSTRUMENTATION FOR OPEN AND LAPAROSCOPIC SURGERIES
22469 | 4229680103300 | MIRROR, LARYNGEAL, WITHOUT HANDLE, DIAMETER = 18.0MM, REUSABLE | SPECIALIZED INSTRUMENTATION FOR OPEN AND LAPAROSCOPIC SURGERIES
22470 | 4229680116800 | UNIVERSAL HANDLE FOR LARYNGEAL/HUBER, STAINLESS STEEL, REUSABLE | SPECIALIZED INSTRUMENTATION FOR OPEN AND LAPAROSCOPIC SURGERIES
22471 | 4229680106600 | LARYNGOSCOPE, LARYNX EXAMINATION, #3, LENGTH = 18.0CM, REUSABLE | SPECIALIZED INSTRUMENTATION FOR OPEN AND LAPAROSCOPIC SURGERIES
22472 | 4229680106700 | LARYNGOSCOPE, LARYNX EXAMINATION, #5, LENGTH = 17.0CM, REUSABLE | SPECIALIZED INSTRUMENTATION FOR OPEN AND LAPAROSCOPIC SURGERIES
22473 | 4229680106900 | LARYNGOSCOPE, LARYNX EXAMINATION, #6, LENGTH = 18.0CM, REUSABLE | SPECIALIZED INSTRUMENTATION FOR OPEN AND LAPAROSCOPIC SURGERIES
22474 | 4229680106800 | LARYNGOSCOPE, LARYNX EXAMINATION, #5/SPREAD, LENGTH = 17.0CM, REUSABLE | SPECIALIZED INSTRUMENTATION FOR OPEN AND LAPAROSCOPIC SURGERIES
22475 | 4229680107000 | LARYNGOSCOPE, LARYNX EXAMINATION, #6/SPREAD, LENGTH = 18.0CM, REUSABLE | SPECIALIZED INSTRUMENTATION FOR OPEN AND LAPAROSCOPIC SURGERIES
22476 | 4229310716600 | VALVE, SILICONE LEAFLET, SIZE 6 MM, (OR EQUIVALENT), REUSABLE | SPECIALIZED INSTRUMENTATION FOR OPEN AND LAPAROSCOPIC SURGERIES
22477 | 4216160102700 | CLAMP, LEAFLET ACC. LANGE TUBE-SHAFT WITH RATCHET VALVE GATE PRO, (OR EQUIVALENT) DIAMETER= 5, 25CM, REUSABLE | SPECIALIZED INSTRUMENTATION FOR OPEN AND LAPAROSCOPIC SURGERIES
22478 | 4229680449500 | RETRACTOR, BLADDER, LEGUEU, STAINLESS STEEL, TIP SIZE: 90.0MM X 35.0MM, LENGTH = 27.0CM, REUSABLE | SPECIALIZED INSTRUMENTATION FOR OPEN AND LAPAROSCOPIC SURGERIES
22479 | 4229680107500 | RASPATORY, SCRAPING, LEMPERT, BLADE SIZE: 3.0MM, LENGTH = 17.0CM, REUSABLE | SPECIALIZED INSTRUMENTATION FOR OPEN AND LAPAROSCOPIC SURGERIES
22480 | 4229680333900 | HOOK, LENS MANIPULATION, SINSKEY/ROUND HANDLE, REUSABLE | SPECIALIZED INSTRUMENTATION FOR OPEN AND LAPAROSCOPIC SURGERIES
22481 | 4229680324800 | HOOK, KUGLIN IRIS, ANGLED, LENS MANIPULATOR, REUSABLE | SPECIALIZED INSTRUMENTATION FOR OPEN AND LAPAROSCOPIC SURGERIES
22482 | 4229680325600 | MANIPULATOR, LENS LOOP, LESTER/ANGLED SHAFT WITH GENTLY CURVED END PORTION/COLLAR-BUTTON TIP/ROUND KNURLED HANDLE, REUSABLE | SPECIALIZED INSTRUMENTATION FOR OPEN AND LAPAROSCOPIC SURGERIES
22483 | 4229680325400 | MANIPULATOR, LENS LOOP, BREMEN MODEL/ANGLED SHAFT WITH Y-SHAPED TIP/ROUND KNURLED HANDLE, REUSABLE | SPECIALIZED INSTRUMENTATION FOR OPEN AND LAPAROSCOPIC SURGERIES
22484 | 4229680207300 | HEAD, COUPLING, LEYLA RETRACTOR, STAINLESS STEEL, REUSABLE | SPECIALIZED INSTRUMENTATION FOR OPEN AND LAPAROSCOPIC SURGERIES
22485 | 4229680216700 | ROD, HOLDING, LEYLA RETRACTOR, STAINLESS STEEL, REUSABLE | SPECIALIZED INSTRUMENTATION FOR OPEN AND LAPAROSCOPIC SURGERIES
22486 | 4229501600000 | LIGHT CABLE 4.8MM, 300CM, FOR LAPAROSCOPIC, REUSABLE | SPECIALIZED INSTRUMENTATION FOR OPEN AND LAPAROSCOPIC SURGERIES
22487 | 4229501600200 | LIGHT CABLE 3.5MM, 300CM, FOR LAPAROSCOPIC, REUSABLE | SPECIALIZED INSTRUMENTATION FOR OPEN AND LAPAROSCOPIC SURGERIES
22488 | 4229680406500 | CANNULA, LIPOSUCTION, FAT REMOVAL, TRIPORT/FC/QUICK RELEASE FASTENER, DIAMETER = 3.0MM, LENGTH = 20.0CM, REUSABLE | SPECIALIZED INSTRUMENTATION FOR OPEN AND LAPAROSCOPIC SURGERIES
22489 | 4229680406600 | CANNULA, LIPOSUCTION, FAT REMOVAL, TRIPORT/FC/QUICK RELEASE FASTENER, DIAMETER = 3.0MM, LENGTH = 30.0CM, REUSABLE | SPECIALIZED INSTRUMENTATION FOR OPEN AND LAPAROSCOPIC SURGERIES
22490 | 4229680403700 | CANNULA, LIPOSUCTION, FAT REMOVAL, MONOPORT/FC/QUICK RELEASE FASTENER, DIAMETER = 3.0MM, LENGTH = 20.0CM, REUSABLE | SPECIALIZED INSTRUMENTATION FOR OPEN AND LAPAROSCOPIC SURGERIES
22491 | 4229680403800 | CANNULA, LIPOSUCTION, FAT REMOVAL, MONOPORT/FC/QUICK RELEASE FASTENER, DIAMETER = 3.0MM, LENGTH = 30.0CM, REUSABLE | SPECIALIZED INSTRUMENTATION FOR OPEN AND LAPAROSCOPIC SURGERIES
22492 | 4229680402900 | CANNULA, LIPOSUCTION, FAT REMOVAL, MERCEDES/FC/QUICK RELEASE FASTENER, DIAMETER = 3.0MM, LENGTH = 20.0CM, REUSABLE | SPECIALIZED INSTRUMENTATION FOR OPEN AND LAPAROSCOPIC SURGERIES
22493 | 4229680403000 | CANNULA, LIPOSUCTION, FAT REMOVAL, MERCEDES/FC/QUICK RELEASE FASTENER, DIAMETER = 3.0MM, LENGTH = 25.0CM, REUSABLE | SPECIALIZED INSTRUMENTATION FOR OPEN AND LAPAROSCOPIC SURGERIES
22494 | 4229680403100 | CANNULA, LIPOSUCTION, FAT REMOVAL, MERCEDES/FC/QUICK RELEASE FASTENER, DIAMETER = 4.0MM, LENGTH = 20.0CM, REUSABLE | SPECIALIZED INSTRUMENTATION FOR OPEN AND LAPAROSCOPIC SURGERIES
22495 | 4229680403200 | CANNULA, LIPOSUCTION, FAT REMOVAL, MERCEDES/FC/QUICK RELEASE FASTENER, DIAMETER = 4.0MM, LENGTH = 25.0CM, REUSABLE | SPECIALIZED INSTRUMENTATION FOR OPEN AND LAPAROSCOPIC SURGERIES
22496 | 4229680405600 | CANNULA, LIPOSUCTION, FAT REMOVAL, SPIRALE/FC/QUICK RELEASE FASTENER, DIAMETER = 3.0MM, LENGTH = 20.0CM, REUSABLE | SPECIALIZED INSTRUMENTATION FOR OPEN AND LAPAROSCOPIC SURGERIES
22497 | 4229680405700 | CANNULA, LIPOSUCTION, FAT REMOVAL, SPIRALE/FC/QUICK RELEASE FASTENER, DIAMETER = 3.0MM, LENGTH = 30.0CM, REUSABLE | SPECIALIZED INSTRUMENTATION FOR OPEN AND LAPAROSCOPIC SURGERIES
22498 | 4229680405800 | CANNULA, LIPOSUCTION, FAT REMOVAL, SPIRALE/FC/QUICK RELEASE FASTENER, DIAMETER = 4.0MM, LENGTH = 20.0CM, REUSABLE | SPECIALIZED INSTRUMENTATION FOR OPEN AND LAPAROSCOPIC SURGERIES
22499 | 4229680405900 | CANNULA, LIPOSUCTION, FAT REMOVAL, SPIRALE/FC/QUICK RELEASE FASTENER, DIAMETER = 4.0MM, LENGTH = 30.0CM, REUSABLE | SPECIALIZED INSTRUMENTATION FOR OPEN AND LAPAROSCOPIC SURGERIES
22500 | 4229680406000 | CANNULA, LIPOSUCTION, FAT REMOVAL, SPIRALE/FC/QUICK RELEASE FASTENER, DIAMETER = 4.0MM, LENGTH = 40.0CM, REUSABLE | SPECIALIZED INSTRUMENTATION FOR OPEN AND LAPAROSCOPIC SURGERIES
22501 | 4229680406100 | CANNULA, LIPOSUCTION, FAT REMOVAL, SPIRALE/FC/QUICK RELEASE FASTENER, DIAMETER = 5.0MM, LENGTH = 30.0CM, REUSABLE | SPECIALIZED INSTRUMENTATION FOR OPEN AND LAPAROSCOPIC SURGERIES
22502 | 4229680406200 | CANNULA, LIPOSUCTION, FAT REMOVAL, SPIRALE/FC/QUICK RELEASE FASTENER, DIAMETER = 5.0MM, LENGTH = 40.0CM, REUSABLE | SPECIALIZED INSTRUMENTATION FOR OPEN AND LAPAROSCOPIC SURGERIES
22503 | 4229680406300 | CANNULA, LIPOSUCTION, FAT REMOVAL, SPIRALE/FC/QUICK RELEASE FASTENER, DIAMETER = 6.0MM, LENGTH = 30.0CM, REUSABLE | SPECIALIZED INSTRUMENTATION FOR OPEN AND LAPAROSCOPIC SURGERIES
22504 | 4229680406400 | CANNULA, LIPOSUCTION, FAT REMOVAL, SPIRALE/FC/QUICK RELEASE FASTENER, DIAMETER = 6.0MM, LENGTH = 40.0CM, REUSABLE | SPECIALIZED INSTRUMENTATION FOR OPEN AND LAPAROSCOPIC SURGERIES
22505 | 4229680405000 | CANNULA, LIPOSUCTION, FAT REMOVAL, SHARK/FC/QUICK RELEASE FASTENER, DIAMETER = 3.0MM, LENGTH = 25.0CM, REUSABLE | SPECIALIZED INSTRUMENTATION FOR OPEN AND LAPAROSCOPIC SURGERIES
22506 | 4229680405100 | CANNULA, LIPOSUCTION, FAT REMOVAL, SHARK/FC/QUICK RELEASE FASTENER, DIAMETER = 3.0MM, LENGTH = 30.0CM, REUSABLE | SPECIALIZED INSTRUMENTATION FOR OPEN AND LAPAROSCOPIC SURGERIES
22507 | 4229680405200 | CANNULA, LIPOSUCTION, FAT REMOVAL, SHARK/FC/QUICK RELEASE FASTENER, DIAMETER = 4.0MM, LENGTH = 25.0CM, REUSABLE | SPECIALIZED INSTRUMENTATION FOR OPEN AND LAPAROSCOPIC SURGERIES
22508 | 4229680405300 | CANNULA, LIPOSUCTION, FAT REMOVAL, SHARK/FC/QUICK RELEASE FASTENER, DIAMETER = 4.0MM, LENGTH = 30.0CM, REUSABLE | SPECIALIZED INSTRUMENTATION FOR OPEN AND LAPAROSCOPIC SURGERIES
22509 | 4229680405400 | CANNULA, LIPOSUCTION, FAT REMOVAL, SHARK/FC/QUICK RELEASE FASTENER, DIAMETER = 5.0MM, LENGTH = 30.0CM, REUSABLE | SPECIALIZED INSTRUMENTATION FOR OPEN AND LAPAROSCOPIC SURGERIES
22510 | 4229680405500 | CANNULA, LIPOSUCTION, FAT REMOVAL, SHARK/FC/QUICK RELEASE FASTENER, DIAMETER = 6.0MM, LENGTH = 30.0CM, REUSABLE | SPECIALIZED INSTRUMENTATION FOR OPEN AND LAPAROSCOPIC SURGERIES
22511 | 4229680403900 | CANNULA, LIPOSUCTION, FAT REMOVAL, MONOPORT/FH/FIXED HANDLE/STRAIGHT, DIAMETER = 3.0MM, LENGTH = 15.0CM, REUSABLE | SPECIALIZED INSTRUMENTATION FOR OPEN AND LAPAROSCOPIC SURGERIES
22512 | 4229680404000 | CANNULA, LIPOSUCTION, FAT REMOVAL, MONOPORT/FH/FIXED HANDLE/STRAIGHT, DIAMETER = 3.0MM, LENGTH = 25.0CM, REUSABLE | SPECIALIZED INSTRUMENTATION FOR OPEN AND LAPAROSCOPIC SURGERIES
22513 | 4229680404100 | CANNULA, LIPOSUCTION, FAT REMOVAL, MONOPORT/FH/FIXED HANDLE/STRAIGHT, DIAMETER = 4.0MM, LENGTH = 15.0CM, REUSABLE | SPECIALIZED INSTRUMENTATION FOR OPEN AND LAPAROSCOPIC SURGERIES
22514 | 4229680404200 | CANNULA, LIPOSUCTION, FAT REMOVAL, MONOPORT/FH/FIXED HANDLE/STRAIGHT, DIAMETER = 4.0MM, LENGTH = 25.0CM, REUSABLE | SPECIALIZED INSTRUMENTATION FOR OPEN AND LAPAROSCOPIC SURGERIES
22515 | 4229680404300 | CANNULA, LIPOSUCTION, FAT REMOVAL, MONOPORT/FH/FIXED HANDLE/STRAIGHT, DIAMETER = 6.0MM, LENGTH = 15.0CM, REUSABLE | SPECIALIZED INSTRUMENTATION FOR OPEN AND LAPAROSCOPIC SURGERIES
22516 | 4229680404400 | CANNULA, LIPOSUCTION, FAT REMOVAL, MONOPORT/FH/FIXED HANDLE/STRAIGHT, DIAMETER = 6.0MM, LENGTH = 25.0CM, REUSABLE | SPECIALIZED INSTRUMENTATION FOR OPEN AND LAPAROSCOPIC SURGERIES
22517 | 4229680404500 | CANNULA, LIPOSUCTION, FAT REMOVAL, MONOPORT/FH/FIXED HANDLE/STRAIGHT, DIAMETER = 9.0MM, LENGTH = 30.0CM, REUSABLE | SPECIALIZED INSTRUMENTATION FOR OPEN AND LAPAROSCOPIC SURGERIES
22518 | 4229680403300 | CANNULA, LIPOSUCTION, FAT REMOVAL, MONOPORT/FH/FIXED HANDLE/CURVED, DIAMETER = 3.0MM, LENGTH = 15.0CM, REUSABLE | SPECIALIZED INSTRUMENTATION FOR OPEN AND LAPAROSCOPIC SURGERIES
22519 | 4229680403400 | CANNULA, LIPOSUCTION, FAT REMOVAL, MONOPORT/FH/FIXED HANDLE/CURVED, DIAMETER = 3.0MM, LENGTH = 25.0CM, REUSABLE | SPECIALIZED INSTRUMENTATION FOR OPEN AND LAPAROSCOPIC SURGERIES
22520 | 4229680403500 | CANNULA, LIPOSUCTION, FAT REMOVAL, MONOPORT/FH/FIXED HANDLE/CURVED, DIAMETER = 6.0MM, LENGTH = 15.0CM, REUSABLE | SPECIALIZED INSTRUMENTATION FOR OPEN AND LAPAROSCOPIC SURGERIES
22521 | 4229680403600 | CANNULA, LIPOSUCTION, FAT REMOVAL, MONOPORT/FH/FIXED HANDLE/CURVED, DIAMETER = 6.0MM, LENGTH = 25.0CM, REUSABLE | SPECIALIZED INSTRUMENTATION FOR OPEN AND LAPAROSCOPIC SURGERIES
22522 | 4229680406700 | CANNULA, LIPOSUCTION, FAT REMOVAL, TRIPORT/FH/FIXED HANDLE, DIAMETER = 4.0MM, LENGTH = 15.0CM, REUSABLE | SPECIALIZED INSTRUMENTATION FOR OPEN AND LAPAROSCOPIC SURGERIES
22523 | 4229680406800 | CANNULA, LIPOSUCTION, FAT REMOVAL, TRIPORT/FH/FIXED HANDLE, DIAMETER = 4.0MM, LENGTH = 25.0CM, REUSABLE | SPECIALIZED INSTRUMENTATION FOR OPEN AND LAPAROSCOPIC SURGERIES
22524 | 4229680406900 | CANNULA, LIPOSUCTION, FAT REMOVAL, TRIPORT/FH/FIXED HANDLE, DIAMETER = 6.0MM, LENGTH = 25.0CM, REUSABLE | SPECIALIZED INSTRUMENTATION FOR OPEN AND LAPAROSCOPIC SURGERIES
22525 | 4229680407000 | CANNULA, LIPOSUCTION, FAT REMOVAL, TRIPORT/FH/FIXED HANDLE, DIAMETER = 6.0MM, LENGTH = 30.0CM, REUSABLE | SPECIALIZED INSTRUMENTATION FOR OPEN AND LAPAROSCOPIC SURGERIES
22526 | 4229680074400 | FORCEPS, LISTER, SINUS/STRAIGHT, STAINLESS STEEL, LENGTH = 16.0CM, REUSABLE | SPECIALIZED INSTRUMENTATION FOR OPEN AND LAPAROSCOPIC SURGERIES
22527 | 4229680034000 | RETRACTOR, WOUND, LITTLE, STAINLESS STEEL, TIP SIZE: 13.0MM X 15.0MM, LENGTH = 20.5CM, REUSABLE | SPECIALIZED INSTRUMENTATION FOR OPEN AND LAPAROSCOPIC SURGERIES
22528 | 4229680084900 | ELEVATOR, SURGICAL, LOCKE/SMALL BLADE, STAINLESS STEEL, DIAMETER = 3.0MM X 15.0MM, LENGTH = 4.5INCH, REUSABLE | SPECIALIZED INSTRUMENTATION FOR OPEN AND LAPAROSCOPIC SURGERIES
22529 | 4229680085000 | ELEVATOR, SURGICAL, LOCKE/LARGE BLADE, STAINLESS STEEL, DIAMETER = 5.0MM X 20.0MM, LENGTH = 5.0INCH, REUSABLE | SPECIALIZED INSTRUMENTATION FOR OPEN AND LAPAROSCOPIC SURGERIES
22530 | 4229680038700 | SCISSORS, OPERATING, LOCKLIN/ANGLED/SERRATED, STAINLESS STEEL, LENGTH = 16.0CM, REUSABLE | SPECIALIZED INSTRUMENTATION FOR OPEN AND LAPAROSCOPIC SURGERIES
22531 | 4229680073800 | SCISSORS, SURGICAL, LOCKLIN/CURVED/SERRATED, STAINLESS STEEL, LENGTH = 16.0CM, REUSABLE | SPECIALIZED INSTRUMENTATION FOR OPEN AND LAPAROSCOPIC SURGERIES
22532 | 4229680145700 | FRAME, LOGISTIC, LABELING, COLOR: RED, CONTAINERS, REUSABLE | SPECIALIZED INSTRUMENTATION FOR OPEN AND LAPAROSCOPIC SURGERIES
22533 | 4229680068600 | FRAME, LOGISTIC, COLOR: YELLOW, CONTAINER, REUSABLE | SPECIALIZED INSTRUMENTATION FOR OPEN AND LAPAROSCOPIC SURGERIES
22534 | 4229680068500 | FRAME, LOGISTIC, COLOR: WHITE, CONTAINER, REUSABLE | SPECIALIZED INSTRUMENTATION FOR OPEN AND LAPAROSCOPIC SURGERIES
22535 | 4229680068300 | FRAME, LOGISTIC, COLOR: BLUE, CONTAINER, REUSABLE | SPECIALIZED INSTRUMENTATION FOR OPEN AND LAPAROSCOPIC SURGERIES
22536 | 4229680235700 | RETRACTOR, MULTIPURPOSE, LOVE, STAINLESS STEEL, TIP SIZE: STRAIGHT, REUSABLE | SPECIALIZED INSTRUMENTATION FOR OPEN AND LAPAROSCOPIC SURGERIES
22537 | 4229680235600 | RETRACTOR, MULTIPURPOSE, LOVE, STAINLESS STEEL, TIP SIZE: 4.0MM, LENGTH = 21.0CM, REUSABLE | SPECIALIZED INSTRUMENTATION FOR OPEN AND LAPAROSCOPIC SURGERIES
22538 | 4229680399300 | MALLET, HAMMERING, LUCAE, WEIGHT: 230.0GM, LENGTH = 19.5CM, DIAMETER = 19.0MM, REUSABLE | SPECIALIZED INSTRUMENTATION FOR OPEN AND LAPAROSCOPIC SURGERIES
22539 | 4229680209200 | SPECULUM, LUMBAR, DILATION, CASPAR, STAINLESS STEEL, SIZE: 4.0CM, DISCECTOMY, REUSABLE | SPECIALIZED INSTRUMENTATION FOR OPEN AND LAPAROSCOPIC SURGERIES
22540 | 4229680209100 | SPECULUM, LUMBAR, DILATION, CASPAR, STAINLESS STEEL, SIZE: 4.5CM, DISCECTOMY, REUSABLE | SPECIALIZED INSTRUMENTATION FOR OPEN AND LAPAROSCOPIC SURGERIES
22541 | 4229680209400 | SPECULUM, LUMBAR, DILATION, CASPAR, STAINLESS STEEL, SIZE: 5.0CM, DISCECTOMY, REUSABLE | SPECIALIZED INSTRUMENTATION FOR OPEN AND LAPAROSCOPIC SURGERIES
22542 | 4229680209300 | SPECULUM, LUMBAR, DILATION, CASPAR, STAINLESS STEEL, SIZE: 5.5CM, DISCECTOMY, REUSABLE | SPECIALIZED INSTRUMENTATION FOR OPEN AND LAPAROSCOPIC SURGERIES
22543 | 4229680209600 | SPECULUM, LUMBAR, DILATION, CASPAR, STAINLESS STEEL, SIZE: 6.0CM, DISCECTOMY, REUSABLE | SPECIALIZED INSTRUMENTATION FOR OPEN AND LAPAROSCOPIC SURGERIES
22544 | 4229680209500 | SPECULUM, LUMBAR, DILATION, CASPAR, STAINLESS STEEL, SIZE: 6.5CM, DISCECTOMY, REUSABLE | SPECIALIZED INSTRUMENTATION FOR OPEN AND LAPAROSCOPIC SURGERIES
22545 | 4229680035300 | RETRIEVER, MAGNETIC, MARCORE/MALLEABLE, LENGTH = 36.0CM, REUSABLE | SPECIALIZED INSTRUMENTATION FOR OPEN AND LAPAROSCOPIC SURGERIES
22546 | 4229680113000 | CANNULA SUCTION MALLEABLE DIAMETER = 1.5MM LENGTH = 16.0CM REUSABLE | SPECIALIZED INSTRUMENTATION FOR OPEN AND LAPAROSCOPIC SURGERIES
22547 | 4229680407800 | DERMATOME, CUTTING, SCHINK/COMPLETE, LENGTH = 30.0CM, REUSABLE | SPECIALIZED INSTRUMENTATION FOR OPEN AND LAPAROSCOPIC SURGERIES
22548 | 4229680026000 | LIGATURE, CATCHER, SUTURE HOLDING, MARCORE (OR EQUIVALENT), LENGTH = 36.0CM, REUSABLE | SPECIALIZED INSTRUMENTATION FOR OPEN AND LAPAROSCOPIC SURGERIES
22549 | 4229680041000 | TUBE, SUCTION, MARCORE/WITH CUTOFF, DIAMETER = 6.0MM, LENGTH = 39.0CM, REUSABLE | SPECIALIZED INSTRUMENTATION FOR OPEN AND LAPAROSCOPIC SURGERIES
22550 | 4229680002400 | SYSTEM, MARTIN ARM, WOUND SPREADER, '98, REUSABLE | SPECIALIZED INSTRUMENTATION FOR OPEN AND LAPAROSCOPIC SURGERIES
22551 | 4229680049400 | FIXATOR, MARTIN ARM, UNIVERSAL, REUSABLE | SPECIALIZED INSTRUMENTATION FOR OPEN AND LAPAROSCOPIC SURGERIES
22552 | 4229680031600 | RASPATORY, SCRAPING, MARTIN CUSHING, BLADE SIZE: 7.0MM, LENGTH = 19.5CM, REUSABLE | SPECIALIZED INSTRUMENTATION FOR OPEN AND LAPAROSCOPIC SURGERIES
22553 | 4229680281800 | RASPATORY, SCRAPING, MARTIN CUSHING, BLADE SIZE: 4.0MM, LENGTH = 17.5CM, REUSABLE | SPECIALIZED INSTRUMENTATION FOR OPEN AND LAPAROSCOPIC SURGERIES
22554 | 4229680281900 | RASPATORY, SCRAPING, MARTIN CUSHING, BLADE SIZE: 6.0MM, LENGTH = 17.5CM, REUSABLE | SPECIALIZED INSTRUMENTATION FOR OPEN AND LAPAROSCOPIC SURGERIES
22555 | 4229680172100 | RETRACTOR, WOUND, MARTIN, STAINLESS STEEL, TIP SIZE: 110.0MM X 27.0MM, LENGTH = 26.5CM, REUSABLE | SPECIALIZED INSTRUMENTATION FOR OPEN AND LAPAROSCOPIC SURGERIES
22556 | 4229680102500 | KNIFE, CARTILAGE, MASING/CURVED, STAINLESS STEEL, LENGTH = 13.0CM, REUSABLE | SPECIALIZED INSTRUMENTATION FOR OPEN AND LAPAROSCOPIC SURGERIES
22557 | 4229680159800 | SCISSORS, DISSECTING, MAYO-LEXER/CURVED, TUNGSTEN CARBIDE, LENGTH = 16.0CM, REUSABLE | SPECIALIZED INSTRUMENTATION FOR OPEN AND LAPAROSCOPIC SURGERIES
22558 | 4229680155000 | SCISSORS, DISSECTING, MAYO-HARRINGTON/CURVED, STAINLESS STEEL, LENGTH = 23.0CM, REUSABLE | SPECIALIZED INSTRUMENTATION FOR OPEN AND LAPAROSCOPIC SURGERIES
22559 | 4229680159700 | SCISSORS, DISSECTING, MAYO LEXER/FINE/CURVED, TUNGSTEN CARBIDE, LENGTH = 16.0CM, REUSABLE | SPECIALIZED INSTRUMENTATION FOR OPEN AND LAPAROSCOPIC SURGERIES
22560 | 4229680157500 | SCISSORS, DISSECTING, MAYO CURVED, TUNGSTEN CARBIDE, LENGTH = 20.5CM, REUSABLE | SPECIALIZED INSTRUMENTATION FOR OPEN AND LAPAROSCOPIC SURGERIES
22561 | 4229680158000 | SCISSORS, LIGATURE, MAYO CURVED/SERRATED, TUNGSTEN CARBIDE, LENGTH = 17.0CM, REUSABLE | SPECIALIZED INSTRUMENTATION FOR OPEN AND LAPAROSCOPIC SURGERIES
22562 | 4229680154800 | SCISSORS, DISSECTING, MAYO/CURVED, STAINLESS STEEL, LENGTH = 17.0CM, REUSABLE | SPECIALIZED INSTRUMENTATION FOR OPEN AND LAPAROSCOPIC SURGERIES
22563 | 4229680136700 | SCISSORS, DISSECTING, MAYO LEXER/CURVED, STAINLESS STEEL, LENGTH = 16.0CM, REUSABLE | SPECIALIZED INSTRUMENTATION FOR OPEN AND LAPAROSCOPIC SURGERIES
22564 | 4229680174800 | SCISSORS, OPERATING, MAYO/CURVED, TUNGSTEN CARBIDE, LENGTH = 23.0CM, REUSABLE | SPECIALIZED INSTRUMENTATION FOR OPEN AND LAPAROSCOPIC SURGERIES
22565 | 4229680450600 | SCISSORS, DISSECTING, MAYO/CURVED, STAINLESS STEEL, LENGTH = 14.5CM, REUSABLE | SPECIALIZED INSTRUMENTATION FOR OPEN AND LAPAROSCOPIC SURGERIES
22566 | 4229680042400 | SCISSORS, LIGATURE, CURVED/SERRATED, TUNGSTEN CARBIDE, LENGTH = 25.0CM, REUSABLE | SPECIALIZED INSTRUMENTATION FOR OPEN AND LAPAROSCOPIC SURGERIES
22567 | 4229680229100 | SCISSORS, OPERATING, BLUNT-BLUNT/CURVED, STAINLESS STEEL, LENGTH = 12.0CM, REUSABLE | SPECIALIZED INSTRUMENTATION FOR OPEN AND LAPAROSCOPIC SURGERIES
22568 | 4229680438600 | SCISSORS, DISSECTING, MAYO LEXER/FINE/CURVED, STAINLESS STEEL, LENGTH = 16.5CM, REUSABLE | SPECIALIZED INSTRUMENTATION FOR OPEN AND LAPAROSCOPIC SURGERIES
22569 | 4229680415000 | SCISSORS, DISSECTING, SUPERCUT/MAYO/CURVED, STAINLESS STEEL, LENGTH = 23.5CM, REUSABLE | SPECIALIZED INSTRUMENTATION FOR OPEN AND LAPAROSCOPIC SURGERIES
22570 | 4229680158100 | SCISSORS, SURGICAL, MAYO STRAIGHT/SERRATED, TUNGSTEN CARBIDE, LENGTH = 18.0CM, REUSABLE | SPECIALIZED INSTRUMENTATION FOR OPEN AND LAPAROSCOPIC SURGERIES
22571 | 4229680158200 | SCISSORS, LIGATURE, MAYO STRAIGHT/SERRATED, TUNGSTEN CARBIDE, LENGTH = 23.0CM, REUSABLE | SPECIALIZED INSTRUMENTATION FOR OPEN AND LAPAROSCOPIC SURGERIES
22572 | 4229680044400 | SCISSORS, DISSECTING, MAYO/STRAIGHT, TUNGSTEN CARBIDE, LENGTH = 17.0CM, REUSABLE | SPECIALIZED INSTRUMENTATION FOR OPEN AND LAPAROSCOPIC SURGERIES
22573 | 4229680244900 | SCISSORS, DISSECTING, LEXER/FINE/STRAIGHT, TUNGSTEN CARBIDE, LENGTH = 16.0CM, REUSABLE | SPECIALIZED INSTRUMENTATION FOR OPEN AND LAPAROSCOPIC SURGERIES
22574 | 4229680238500 | SCISSORS, DISSECTING, MAYO/STRAIGHT, STAINLESS STEEL, LENGTH = 14.5CM, REUSABLE | SPECIALIZED INSTRUMENTATION FOR OPEN AND LAPAROSCOPIC SURGERIES
22575 | 4229680210100 | SCISSORS, DISSECTING, MAYO LEXER/STRAIGHT, STAINLESS STEEL, LENGTH = 16.0CM, REUSABLE | SPECIALIZED INSTRUMENTATION FOR OPEN AND LAPAROSCOPIC SURGERIES
22576 | 4229680042000 | SCISSORS, DISSECTING, STRAIGHT, TUNGSTEN CARBIDE, LENGTH = 28.5CM, REUSABLE | SPECIALIZED INSTRUMENTATION FOR OPEN AND LAPAROSCOPIC SURGERIES
22577 | 4229680245100 | SCISSORS, OPERATING, MAYO/STRAIGHT, TUNGSTEN CARBIDE, LENGTH = 14.5CM, REUSABLE | SPECIALIZED INSTRUMENTATION FOR OPEN AND LAPAROSCOPIC SURGERIES
22578 | 4229680143700 | FORCEPS, GRASPING, HEMORRHOIDAL/MCGIVNEY, STAINLESS STEEL, LENGTH = 19.5CM, REUSABLE | SPECIALIZED INSTRUMENTATION FOR OPEN AND LAPAROSCOPIC SURGERIES
22579 | 4229680288900 | CLIP, MEASURING, COLOR: BLUE, DIAMETER = 1.0MM, SCREW LENGTH, REUSABLE | SPECIALIZED INSTRUMENTATION FOR OPEN AND LAPAROSCOPIC SURGERIES
22580 | 4229680289000 | CLIP, SCREW LENGTH MEASURING, COLOR: GREEN, DIAMETER = 1.5MM, REUSABLE | SPECIALIZED INSTRUMENTATION FOR OPEN AND LAPAROSCOPIC SURGERIES
22581 | 4229680289100 | CLIP, SCREW LENGTH MEASURING, COLOR: RED, DIAMETER = 2.0MM, REUSABLE | SPECIALIZED INSTRUMENTATION FOR OPEN AND LAPAROSCOPIC SURGERIES
22582 | 4229680289200 | CLIP, SCREW LENGTH MEASURING, COLOR: BLACK, DIAMETER = 2.3MM, REUSABLE | SPECIALIZED INSTRUMENTATION FOR OPEN AND LAPAROSCOPIC SURGERIES
22583 | 4229680424600 | MEDIASTINOSCOPE, EXAMINATION, REUSABLE | SPECIALIZED INSTRUMENTATION FOR OPEN AND LAPAROSCOPIC SURGERIES
22584 | 4229680220800 | CUTTER, MESH, LENGTH = 13.0CM, REUSABLE | SPECIALIZED INSTRUMENTATION FOR OPEN AND LAPAROSCOPIC SURGERIES
22585 | 4229680268100 | JAR, STORAGE, METAL, HEIGHT: 100.0MM, DIAMETER = 50.0MM, REUSABLE | SPECIALIZED INSTRUMENTATION FOR OPEN AND LAPAROSCOPIC SURGERIES
22586 | 4229680300700 | CONNECTOR, TUBE, LUER LOCK/MALE, REUSABLE | SPECIALIZED INSTRUMENTATION FOR OPEN AND LAPAROSCOPIC SURGERIES
22587 | 4229680281300 | RETRACTOR, PROGENY, METZ, STAINLESS STEEL, LENGTH = 19.5CM, REUSABLE | SPECIALIZED INSTRUMENTATION FOR OPEN AND LAPAROSCOPIC SURGERIES
22588 | 4229680157600 | SCISSORS, DISSECTING, METZENBAUM CURVED, TUNGSTEN CARBIDE, LENGTH = 23.0CM, REUSABLE | SPECIALIZED INSTRUMENTATION FOR OPEN AND LAPAROSCOPIC SURGERIES
22589 | 4229680157400 | SCISSORS, DISSECTING, METZENBAUM CURVED, TUNGSTEN CARBIDE, LENGTH = 17.5CM, REUSABLE | SPECIALIZED INSTRUMENTATION FOR OPEN AND LAPAROSCOPIC SURGERIES
22590 | 4229680136300 | SCISSORS, DISSECTING, METZENBAUM CURVED, STAINLESS STEEL, LENGTH = 20.5CM, REUSABLE | SPECIALIZED INSTRUMENTATION FOR OPEN AND LAPAROSCOPIC SURGERIES
22591 | 4229680157700 | SCISSORS, DISSECTING, METZENBAUM CURVED, TUNGSTEN CARBIDE, LENGTH = 26CM, REUSABLE | SPECIALIZED INSTRUMENTATION FOR OPEN AND LAPAROSCOPIC SURGERIES
22592 | 4229680157900 | SCISSORS, DISSECTING, METZENBAUM CURVED, TUNGSTEN CARBIDE, LENGTH = 30.0CM, REUSABLE | SPECIALIZED INSTRUMENTATION FOR OPEN AND LAPAROSCOPIC SURGERIES
22593 | 4229680135700 | SCISSORS, DISSECTING, METZENBAUM FINE/CURVED, STAINLESS STEEL, LENGTH = 14.5CM, REUSABLE | SPECIALIZED INSTRUMENTATION FOR OPEN AND LAPAROSCOPIC SURGERIES
22594 | 4229680136500 | SCISSORS, DISSECTING, METZENBAUM CURVED, STAINLESS STEEL, LENGTH = 26.0CM, REUSABLE | SPECIALIZED INSTRUMENTATION FOR OPEN AND LAPAROSCOPIC SURGERIES
22595 | 4229680136600 | SCISSORS, DISSECTING, METZENBAUM CURVED, STAINLESS STEEL, LENGTH = 28.5CM, REUSABLE | SPECIALIZED INSTRUMENTATION FOR OPEN AND LAPAROSCOPIC SURGERIES
22596 | 4229680136400 | SCISSORS, DISSECTING, METZENBAUM CURVED, STAINLESS STEEL, LENGTH = 23.0CM, REUSABLE | SPECIALIZED INSTRUMENTATION FOR OPEN AND LAPAROSCOPIC SURGERIES
22597 | 4229680193000 | SCISSORS, LIGATURE, METZENBAUM CURVED/ SERRATED, TUNGSTEN CARBIDE, LENGTH = 14.5CM, REUSABLE | SPECIALIZED INSTRUMENTATION FOR OPEN AND LAPAROSCOPIC SURGERIES
22598 | 4229680017400 | SCISSORS, DISSECTING, FINE/CURVED, STAINLESS STEEL, LENGTH = 23.0CM, REUSABLE | SPECIALIZED INSTRUMENTATION FOR OPEN AND LAPAROSCOPIC SURGERIES
22599 | 4229680017900 | SCISSORS, DISSECTING, CURVED, STAINLESS STEEL, LENGTH = 31.0CM, REUSABLE | SPECIALIZED INSTRUMENTATION FOR OPEN AND LAPAROSCOPIC SURGERIES
22600 | 4229680400500 | SCISSORS, DISSECTING, METZEBAUM CURVED, TUNGSTEN CARBIDE, LENGTH = 11.5CM, REUSABLE | SPECIALIZED INSTRUMENTATION FOR OPEN AND LAPAROSCOPIC SURGERIES
22601 | 4229680418400 | SCISSORS, LIGATURE, METZENBAUM CURVED/SERRATED, TUNGSTEN CARBIDE, LENGTH = 20.5CM, REUSABLE | SPECIALIZED INSTRUMENTATION FOR OPEN AND LAPAROSCOPIC SURGERIES
22602 | 4229680416500 | SCISSORS, DISSECTING, METZENBAUM/CURVED, STAINLESS STEEL, LENGTH = 18.0CM, REUSABLE | SPECIALIZED INSTRUMENTATION FOR OPEN AND LAPAROSCOPIC SURGERIES
22603 | 4229680156900 | SCISSORS, DISSECTING, METZENBAUM FINE/CURVED, TUNGSTEN CARBIDE, LENGTH = 14.5CM, REUSABLE | SPECIALIZED INSTRUMENTATION FOR OPEN AND LAPAROSCOPIC SURGERIES
22604 | 4229680157000 | SCISSORS, DISSECTING, METZENBAUM FINE/CURVED, TUNGSTEN CARBIDE, LENGTH = 18.0CM, REUSABLE | SPECIALIZED INSTRUMENTATION FOR OPEN AND LAPAROSCOPIC SURGERIES
22605 | 4229680157100 | SCISSORS, DISSECTING, METZENBAUM FINE/CURVED, TUNGSTEN CARBIDE, LENGTH = 20.5CM, REUSABLE | SPECIALIZED INSTRUMENTATION FOR OPEN AND LAPAROSCOPIC SURGERIES
22606 | 4229680157200 | SCISSORS, DISSECTING, METZENBAUM FINE/CURVED, TUNGSTEN CARBIDE, LENGTH = 28.5CM, REUSABLE | SPECIALIZED INSTRUMENTATION FOR OPEN AND LAPAROSCOPIC SURGERIES
22607 | 4229680135800 | SCISSORS, DISSECTING, METZENBAUM FINE/CURVED, STAINLESS STEEL, LENGTH = 18.0CM, REUSABLE | SPECIALIZED INSTRUMENTATION FOR OPEN AND LAPAROSCOPIC SURGERIES
22608 | 4229680135900 | SCISSORS, DISSECTING, METZENBAUM FINE/CURVED, STAINLESS STEEL, LENGTH = 20.5CM, REUSABLE | SPECIALIZED INSTRUMENTATION FOR OPEN AND LAPAROSCOPIC SURGERIES
22609 | 4229680041700 | SCISSORS, DISSECTING, METZENBAUM FINE/CURVED, TUNGSTEN CARBIDE, LENGTH = 23.0CM, REUSABLE | SPECIALIZED INSTRUMENTATION FOR OPEN AND LAPAROSCOPIC SURGERIES
22610 | 4229680017500 | SCISSORS, DISSECTING, METZENBUM FINE/STRAIGHT, STAINLESS STEEL, LENGTH = 23.0CM, REUSABLE | SPECIALIZED INSTRUMENTATION FOR OPEN AND LAPAROSCOPIC SURGERIES
22611 | 4229680244400 | SCISSORS, DISSECTING, METZENBUM FINE/STRAIGHT, TUNGSTEN CARBIDE, LENGTH = 14.5CM, REUSABLE | SPECIALIZED INSTRUMENTATION FOR OPEN AND LAPAROSCOPIC SURGERIES
22612 | 4229680174100 | SCISSORS, DISSECTING, METZENBUM FINE/CURVED, TUNGSTEN CARBIDE, LENGTH = 26.0CM, REUSABLE | SPECIALIZED INSTRUMENTATION FOR OPEN AND LAPAROSCOPIC SURGERIES
22613 | 4229680478100 | SCISSORS, DISSECTING, METZENBAUM FINE/STRAIGHT, STAINLESS STEEL, LENGTH = 14.0CM, REUSABLE | SPECIALIZED INSTRUMENTATION FOR OPEN AND LAPAROSCOPIC SURGERIES
22614 | 4229680093000 | SCISSORS, DISSECTING, METZENBAUM FINE/CURVED, STAINLESS STEEL, LENGTH = 11.0CM, REUSABLE | SPECIALIZED INSTRUMENTATION FOR OPEN AND LAPAROSCOPIC SURGERIES
22615 | 4229680085300 | SCISSORS, DISSECTING, METZENBAUM FINE/BLUNT-BLUNTS/STRAIGHT, STAINLESS STEEL, LENGTH = 18.0CM, REUSABLE | SPECIALIZED INSTRUMENTATION FOR OPEN AND LAPAROSCOPIC SURGERIES
22616 | 4229680415200 | SCISSORS, DISSECTING, SUPERCUT/METZENBAUM/FINE/CURVED, STAINLESS STEEL, LENGTH = 14.5CM, REUSABLE | SPECIALIZED INSTRUMENTATION FOR OPEN AND LAPAROSCOPIC SURGERIES
22617 | 4229680450500 | SCISSORS, DISSECTING, SUPERCUT/METZENBAUM FINE/CURVED, STAINLESS STEEL, LENGTH = 18.0CM, REUSABLE | SPECIALIZED INSTRUMENTATION FOR OPEN AND LAPAROSCOPIC SURGERIES
22618 | 4229680425300 | SCISSORS, DISSECTING, METZENBAUM/SUPERCUT/CURVED, STAINLESS STEEL, LENGTH = 26.0CM, REUSABLE | SPECIALIZED INSTRUMENTATION FOR OPEN AND LAPAROSCOPIC SURGERIES
22619 | 4229680438400 | SCISSORS, DISSECTING, SUPERCUT/METZENBAUM/CURVED, STAINLESS STEEL, LENGTH = 18.0CM, REUSABLE | SPECIALIZED INSTRUMENTATION FOR OPEN AND LAPAROSCOPIC SURGERIES
22620 | 4229680438500 | SCISSORS, DISSECTING, SUPERCUT/METZENBAUM/CURVED, TUNGSTEN CARBIDE, LENGTH = 23.0CM, REUSABLE | SPECIALIZED INSTRUMENTATION FOR OPEN AND LAPAROSCOPIC SURGERIES
22621 | 4229680438300 | SCISSORS, DISSECTING, SUPERCUT/METZENBAUM/FINE/CURVED, TUNGSTEN CARBIDE, LENGTH = 23.0CM, REUSABLE | SPECIALIZED INSTRUMENTATION FOR OPEN AND LAPAROSCOPIC SURGERIES
22622 | 4229161423800 | SCISSORS METZENBAUM THORACOSCOPIC (10 MM) CURVED LEFT SUPER CUT BLADES 3.5 CM BLADE LENGTH BLACK PLATINUM RING HANDLE 7-3/4 / 19.5 CM WORKING LENGTH 11-1/2 / 29 CM (OR EQUIVALENT) REUSABLE | SPECIALIZED INSTRUMENTATION FOR OPEN AND LAPAROSCOPIC SURGERIES
22623 | 4229680238300 | SCISSORS, DISSECTING, METZENBUM/BLUNT-BLUNT/STRAIGHT, STAINLESS STEEL, LENGTH = 18.0CM, REUSABLE | SPECIALIZED INSTRUMENTATION FOR OPEN AND LAPAROSCOPIC SURGERIES
22624 | 4229680293800 | SCISSORS, DISSECTING, METZENBUM STRAIGHT, TUNGSTEN CARBIDE, LENGTH = 11.5CM, REUSABLE | SPECIALIZED INSTRUMENTATION FOR OPEN AND LAPAROSCOPIC SURGERIES
22625 | 4229680183300 | APPROXIMATOR, BLOOD CLAMPING/NERVE APPROXIMATION, DEEP AREAS, REUSABLE | SPECIALIZED INSTRUMENTATION FOR OPEN AND LAPAROSCOPIC SURGERIES
22626 | 4229680028800 | SCISSORS, MICRO VEIN, BIEMER/STRAIGHT, STAINLESS STEEL, LENGTH = 12.0CM, REUSABLE | SPECIALIZED INSTRUMENTATION FOR OPEN AND LAPAROSCOPIC SURGERIES
22627 | 4229680013500 | SCISSORS, MICRO, CORONARY/ANGLED 45 DEGREE, RIGHT HANDLE STAINLESS STEEL, LENGTH = 18.0CM, TIP WIDTH= 10.0MM, REUSABLE | SPECIALIZED INSTRUMENTATION FOR OPEN AND LAPAROSCOPIC SURGERIES
22628 | 4229680013400 | SCISSORS, MICRO, CORONARY/ANGLED 125 DEGREE, STAINLESS STEEL, LENGTH = 18.0CM, TIP WIDTH= 10.0MM, REUSABLE | SPECIALIZED INSTRUMENTATION FOR OPEN AND LAPAROSCOPIC SURGERIES
22629 | 4229680013600 | SCISSORS, MICRO, CORONARY/ANGLED 45 DEGREE/ROUND HANDLE, STAINLESS STEEL, LENGTH = 18.0CM, TIP WIDTH= 10.0MM, REUSABLE | SPECIALIZED INSTRUMENTATION FOR OPEN AND LAPAROSCOPIC SURGERIES
22630 | 4229680435200 | SCISSORS, MICRO, CORONARY/ANGLED 125 DEGREE, STAINLESS STEEL, LENGTH = 18.0CM, TIP WIDTH= 7.0MM, REUSABLE | SPECIALIZED INSTRUMENTATION FOR OPEN AND LAPAROSCOPIC SURGERIES
22631 | 4229680435300 | SCISSORS, MICRO, CORONARY/ANGLED 60 DEGREE/ROUND HANDLE, STAINLESS STEEL, LENGTH = 18.0CM, TIP WIDTH= 10.0MM, REUSABLE | SPECIALIZED INSTRUMENTATION FOR OPEN AND LAPAROSCOPIC SURGERIES
22632 | 4229680026500 | CURETTE, MICRO, YASARGIL/SHARP, STAINLESS STEEL, LENGTH = 18.5CM, TUMOR DISSECTIONS AND/OR ACOUSTIC NEUROMAS, REUSABLE | SPECIALIZED INSTRUMENTATION FOR OPEN AND LAPAROSCOPIC SURGERIES
22633 | 4229680045300 | FORCEPS, MICRO, ATRAUMATIC/STRAIGHT, TITANIUM, LENGTH = 21.0CM, TIP WIDTH= 1.2MM, REUSABLE | SPECIALIZED INSTRUMENTATION FOR OPEN AND LAPAROSCOPIC SURGERIES
22634 | 4229680007300 | FORCEPS, MICRO, ATRAUMATIC/STRAIGHT, STAINLESS STEEL, LENGTH = 21.0CM, TIP WIDTH= 1.2MM, REUSABLE | SPECIALIZED INSTRUMENTATION FOR OPEN AND LAPAROSCOPIC SURGERIES
22635 | 4229680440200 | FORCEPS MICRO ATRAUMATIC/STRAIGHT TITANIUM LENGTH = 18.0CM TIP WIDTH= 0.3MM REUSABLE | SPECIALIZED INSTRUMENTATION FOR OPEN AND LAPAROSCOPIC SURGERIES
22636 | 4229680027500 | FORCEPS, MICRO, TRIANGLE TIP, STAINLESS STEEL, LENGTH = 11.0CM, REUSABLE | SPECIALIZED INSTRUMENTATION FOR OPEN AND LAPAROSCOPIC SURGERIES
22637 | 4229680027200 | FORCEPS, MICRO, STRAIGHT, STAINLESS STEEL, LENGTH = 15.0CM, TIP SIZE: 6.0MM X 0.7MM, REUSABLE | SPECIALIZED INSTRUMENTATION FOR OPEN AND LAPAROSCOPIC SURGERIES
22638 | 4229680027300 | FORCEPS, MICRO, STRAIGHT, STAINLESS STEEL, LENGTH = 18.0CM, TIP SIZE: 6.0MM X 0.7MM, REUSABLE | SPECIALIZED INSTRUMENTATION FOR OPEN AND LAPAROSCOPIC SURGERIES
22639 | 4229680046300 | FORCEPS, MICRO, STRAIGHT, TITANIUM, LENGTH = 18.0CM, TIP SIZE: 6.0MM X 0.4MM, REUSABLE | SPECIALIZED INSTRUMENTATION FOR OPEN AND LAPAROSCOPIC SURGERIES
22640 | 4229680046200 | FORCEPS, MICRO, CURVED, TITANIUM, LENGTH = 18.0CM, TIP SIZE: 6.0MM X 0.4MM, REUSABLE | SPECIALIZED INSTRUMENTATION FOR OPEN AND LAPAROSCOPIC SURGERIES
22641 | 4229680189500 | FORCEPS, MICRO, STRAIGHT, STAINLESS STEEL, LENGTH = 13.5CM, TIP WIDTH= 0.3MM, REUSABLE | SPECIALIZED INSTRUMENTATION FOR OPEN AND LAPAROSCOPIC SURGERIES
22642 | 4229680027100 | FORCEPS, MICRO, PIERSE TIP/STRAIGHT, STAINLESS STEEL, LENGTH = 13.5CM, REUSABLE | SPECIALIZED INSTRUMENTATION FOR OPEN AND LAPAROSCOPIC SURGERIES
22643 | 4229680189600 | FORCEPS, MICRO, STRAIGHT, STAINLESS STEEL, LENGTH = 15.0CM, TIP SIZE: 6.0MM X 0.4MM, REUSABLE | SPECIALIZED INSTRUMENTATION FOR OPEN AND LAPAROSCOPIC SURGERIES
22644 | 4229680027000 | FORCEPS, MICRO, CURVED, STAINLESS STEEL, LENGTH = 15.0CM, TIP SIZE: 6.0MM X 0.4MM, REUSABLE | SPECIALIZED INSTRUMENTATION FOR OPEN AND LAPAROSCOPIC SURGERIES
22645 | 4229680189700 | FORCEPS, MICRO, STRAIGHT, STAINLESS STEEL, LENGTH = 15.0CM, TIP SIZE: 6.0MM X 0.3MM, REUSABLE | SPECIALIZED INSTRUMENTATION FOR OPEN AND LAPAROSCOPIC SURGERIES
22646 | 4229680224800 | FORCEPS, MICRO, STRAIGHT, STAINLESS STEEL, LENGTH = 11.0CM, TIP WIDTH= 0.3MM, REUSABLE | SPECIALIZED INSTRUMENTATION FOR OPEN AND LAPAROSCOPIC SURGERIES
22647 | 4229680224700 | FORCEPS, MICRO, CURVED, STAINLESS STEEL, LENGTH = 18.0CM, TIP SIZE: 6.0MM X 0.7MM, REUSABLE | SPECIALIZED INSTRUMENTATION FOR OPEN AND LAPAROSCOPIC SURGERIES
22648 | 4229680223500 | FORCEPS, MICRO, ACCESSORIES/TEW, STAINLESS STEEL, BIOPSY, REUSABLE | SPECIALIZED INSTRUMENTATION FOR OPEN AND LAPAROSCOPIC SURGERIES
22649 | 4229680223400 | FORCEPS, MICRO, ALLIGATOR/ACCESSORIES/TEW, STAINLESS STEEL, REUSABLE | SPECIALIZED INSTRUMENTATION FOR OPEN AND LAPAROSCOPIC SURGERIES
22650 | 4229680098900 | FORCEPS, MICRO, UPWARDS/CURVED, STAINLESS STEEL, LENGTH = 23.0CM, TIP WIDTH= 8.0MM, REUSABLE | SPECIALIZED INSTRUMENTATION FOR OPEN AND LAPAROSCOPIC SURGERIES
22651 | 4229680098600 | FORCEPS, MICRO, RIGHT OPEN/UPWARDS CURVED, STAINLESS STEEL, LENGTH = 23.0CM, REUSABLE | SPECIALIZED INSTRUMENTATION FOR OPEN AND LAPAROSCOPIC SURGERIES
22652 | 4229680098400 | FORCEPS, MICRO, LEFT OPEN/UPWARDS CURVED, STAINLESS STEEL, LENGTH = 23.0CM, REUSABLE | SPECIALIZED INSTRUMENTATION FOR OPEN AND LAPAROSCOPIC SURGERIES
22653 | 4229680098200 | FORCEPS, MICRO CUP, STRAIGHT, STAINLESS STEEL, LENGTH = 23.0CM, DIAMETER = 2.0MM, REUSABLE | SPECIALIZED INSTRUMENTATION FOR OPEN AND LAPAROSCOPIC SURGERIES
22654 | 4229680098300 | FORCEPS, MICRO CUP, UPWARD, STAINLESS STEEL, LENGTH = 23.0CM, DIAMETER = 2.0MM, REUSABLE | SPECIALIZED INSTRUMENTATION FOR OPEN AND LAPAROSCOPIC SURGERIES
22655 | 4229680098100 | FORCEPS, MICRO CUP, RIGHT/CURVED, STAINLESS STEEL, LENGTH = 23.0CM, DIAMETER = 2.0MM, REUSABLE | SPECIALIZED INSTRUMENTATION FOR OPEN AND LAPAROSCOPIC SURGERIES
22656 | 4229680098000 | FORCEPS, MICRO CUP, LEFT/CURVED, STAINLESS STEEL, LENGTH = 23.0CM, DIAMETER = 2.0MM, REUSABLE | SPECIALIZED INSTRUMENTATION FOR OPEN AND LAPAROSCOPIC SURGERIES
22657 | 4229680104100 | FORCEPS, MICRO CUP, STRAIGHT, STAINLESS STEEL, LENGTH = 8 CM, TIP SIZE: 4.0MM X 0.9MM, REUSABLE | SPECIALIZED INSTRUMENTATION FOR OPEN AND LAPAROSCOPIC SURGERIES
22658 | 4229680027600 | HOOKLET, NEUROSURGERY, FIXATION/TRACTION, MICRO/SHARP, LENGTH = 23.0CM, REUSABLE | SPECIALIZED INSTRUMENTATION FOR OPEN AND LAPAROSCOPIC SURGERIES
22659 | 4229680170200 | NEEDLE HOLDER, MICRO/CURVED/WITH LOCK, LENGTH = 18.0CM, REUSABLE | SPECIALIZED INSTRUMENTATION FOR OPEN AND LAPAROSCOPIC SURGERIES
22660 | 4229680246600 | CONTAINER, MICRO, ORTHOPEDIC FIXATION, 1.0MM, REUSABLE | SPECIALIZED INSTRUMENTATION FOR OPEN AND LAPAROSCOPIC SURGERIES
22661 | 4229680246700 | KIT, MICRO, ORTHOPEDIC FIXATION, STANDARD TRAUMA/1.5MM, REUSABLE | SPECIALIZED INSTRUMENTATION FOR OPEN AND LAPAROSCOPIC SURGERIES
22662 | 4229680272400 | CUTTER, PLATE, MICRO, 12CM, REUSABLE | SPECIALIZED INSTRUMENTATION FOR OPEN AND LAPAROSCOPIC SURGERIES
22663 | 4229680028600 | SCISSORS, MICRO, SHARP-SHARP/CURVED, STAINLESS STEEL, LENGTH = 18.0CM, REUSABLE | SPECIALIZED INSTRUMENTATION FOR OPEN AND LAPAROSCOPIC SURGERIES
22664 | 4229680028500 | SCISSORS, MICRO, SHARP-SHARP/CURVED, STAINLESS STEEL, LENGTH = 15.0CM, REUSABLE | SPECIALIZED INSTRUMENTATION FOR OPEN AND LAPAROSCOPIC SURGERIES
22665 | 4229680028700 | SCISSORS, MICRO, SHARP-SHARP/STRAIGHT, STAINLESS STEEL, LENGTH = 18.0CM, REUSABLE | SPECIALIZED INSTRUMENTATION FOR OPEN AND LAPAROSCOPIC SURGERIES
22666 | 4229680189900 | SCISSORS, MICRO, SHARP-SHARP/STRAIGHT, STAINLESS STEEL, LENGTH = 15.0CM, REUSABLE | SPECIALIZED INSTRUMENTATION FOR OPEN AND LAPAROSCOPIC SURGERIES
22667 | 4229680225200 | SCISSORS, MICRO, CURVED/WITH LOCK, STAINLESS STEEL, LENGTH = 18.0CM, REUSABLE | SPECIALIZED INSTRUMENTATION FOR OPEN AND LAPAROSCOPIC SURGERIES
22668 | 4229680028400 | SCISSORS, MICRO, BLUNT-BLUNT/CURVED, STAINLESS STEEL, LENGTH = 18.0CM, REUSABLE | SPECIALIZED INSTRUMENTATION FOR OPEN AND LAPAROSCOPIC SURGERIES
22669 | 4229680044600 | SCISSORS MICRO SHARP/BLUNT/STRAIGHT TUNGSTEN CARBIDE LENGTH = 14.5CM REUSABLE | SPECIALIZED INSTRUMENTATION FOR OPEN AND LAPAROSCOPIC SURGERIES
22670 | 4229680109600 | SCISSORS, MICRO, SHARP-SHARP/LEFT/CURVED, STAINLESS STEEL, LENGTH = 23.0CM, TIP WIDTH= 4.0MM, REUSABLE | SPECIALIZED INSTRUMENTATION FOR OPEN AND LAPAROSCOPIC SURGERIES
22671 | 4229680109700 | SCISSORS, MICRO, SHARP-SHARP/RIGHT/CURVED, STAINLESS STEEL, LENGTH = 23.0CM, TIP WIDTH= 4.0MM, REUSABLE | SPECIALIZED INSTRUMENTATION FOR OPEN AND LAPAROSCOPIC SURGERIES
22672 | 4229680109800 | SCISSORS, MICRO, SHARP-SHARP/STRAIGHT, STAINLESS STEEL, LENGTH = 23.0CM, TIP WIDTH= 4.0MM, REUSABLE | SPECIALIZED INSTRUMENTATION FOR OPEN AND LAPAROSCOPIC SURGERIES
22673 | 4229680109900 | SCISSORS, MICRO, SHARP-SHARP/UPWARDS, STAINLESS STEEL, LENGTH = 23.0CM, TIP WIDTH= 4.0MM, REUSABLE | SPECIALIZED INSTRUMENTATION FOR OPEN AND LAPAROSCOPIC SURGERIES
22674 | 4229680448000 | HOOKLET, WOUND, FIXATION/TRACTION, MICRO/GRAEFE/SHARP, LENGTH = 15.0CM, REUSABLE | SPECIALIZED INSTRUMENTATION FOR OPEN AND LAPAROSCOPIC SURGERIES
22675 | 4229680412000 | HOOK, MICRO, WOUND SPREADING, SHARP/1-PRONG/NO.1, LENGTH = 16.0CM, REUSABLE | SPECIALIZED INSTRUMENTATION FOR OPEN AND LAPAROSCOPIC SURGERIES
22676 | 4229680193500 | SCISSORS, MICRO, STELLA-S/CURVED/SERRATED, TUNGSTEN CARBIDE, LENGTH = 18.0CM, REUSABLE | SPECIALIZED INSTRUMENTATION FOR OPEN AND LAPAROSCOPIC SURGERIES
22677 | 4229310716300 | RETRACTOR, MICS, WITH DOUBLE-HINGE 35X35MM/50X35MM, VALVE GATE (OR EQUIVALENT), REUSABLE | SPECIALIZED INSTRUMENTATION FOR OPEN AND LAPAROSCOPIC SURGERIES
22678 | 4229310716400 | RETRACTOR, MICS, WITH DOUBLE-HINGE 50X40MM/70X40MM, VALVE GATE (OR EQUIVALENT), REUSABLE | SPECIALIZED INSTRUMENTATION FOR OPEN AND LAPAROSCOPIC SURGERIES
22679 | 4229310716500 | RETRACTOR, VALVE, MICS, TRIPOD FOR ATRIAL-HOOKS 29-1379/29-1380, VALVE GATE (OR EQUIVALENT), REUSABLE | SPECIALIZED INSTRUMENTATION FOR OPEN AND LAPAROSCOPIC SURGERIES
22680 | 4229310716100 | RETRACTOR LIFTING MIDCAB THORALIFT - FRAME RIGHT OPEN, REUSABLE | SPECIALIZED INSTRUMENTATION FOR OPEN AND LAPAROSCOPIC SURGERIES
22681 | 4229680034100 | RETRACTOR, WOUND, MIDDELDORPF, STAINLESS STEEL, TIP SIZE: 15.0MM X 17.0MM, LENGTH = 22.0CM, REUSABLE | SPECIALIZED INSTRUMENTATION FOR OPEN AND LAPAROSCOPIC SURGERIES
22682 | 4229680286500 | RETRACTOR, WOUND, MIDDLEDORPF, STAINLESS STEEL, TIP SIZE: 22.0MM X 22.0MM, LENGTH = 23.0CM, REUSABLE | SPECIALIZED INSTRUMENTATION FOR OPEN AND LAPAROSCOPIC SURGERIES
22683 | 4229680286600 | RETRACTOR, WOUND, MIDDLEDORPF, STAINLESS STEEL, TIP SIZE: 26.0MM X 31.0MM, LENGTH = 24.0CM, REUSABLE | SPECIALIZED INSTRUMENTATION FOR OPEN AND LAPAROSCOPIC SURGERIES
22684 | 4229680290300 | FORCEPS, SEPTUM, MIDDLETON/CLOSED, STAINLESS STEEL, LENGTH = 20.0CM, REUSABLE | SPECIALIZED INSTRUMENTATION FOR OPEN AND LAPAROSCOPIC SURGERIES
22685 | 4229680111000 | FORCEPS, SEPTUM, MIDDLETON/OPEN, STAINLESS STEEL, LENGTH = 20.5CM, REUSABLE | SPECIALIZED INSTRUMENTATION FOR OPEN AND LAPAROSCOPIC SURGERIES
22686 | 4229680210200 | DISSECTOR, SEPARATION, MIKAEEL/BAYONET/RIGHT, STAINLESS STEEL, LENGTH = 23.0CM, REUSABLE | SPECIALIZED INSTRUMENTATION FOR OPEN AND LAPAROSCOPIC SURGERIES
22687 | 4229680210300 | DISSECTOR, SEPARATION, MIKAEEL/BAYONET/LEFT, STAINLESS STEEL, LENGTH = 23.0CM, REUSABLE | SPECIALIZED INSTRUMENTATION FOR OPEN AND LAPAROSCOPIC SURGERIES
22688 | 4229680151700 | RETRACTOR, WOUND, MIKULICZ, TIP SIZE: 125.0MM X 50.0MM, STAINLESS STEEL, LENGTH = 25.0CM, REUSABLE | SPECIALIZED INSTRUMENTATION FOR OPEN AND LAPAROSCOPIC SURGERIES
22689 | 4229680151800 | RETRACTOR, WOUND, MIKULICZ, TIP SIZE: 160.0MM X 50.0MM, STAINLESS STEEL, LENGTH = 25.0CM, REUSABLE | SPECIALIZED INSTRUMENTATION FOR OPEN AND LAPAROSCOPIC SURGERIES
22690 | 4229680450400 | RETRACTOR, WOUND, MIKULICZ, STAINLESS STEEL, TIP SIZE: 90.0MM X 35.0MM, LENGTH = 25.0CM, REUSABLE | SPECIALIZED INSTRUMENTATION FOR OPEN AND LAPAROSCOPIC SURGERIES
22691 | 4229680069200 | FORCEPS, HOLDING, MILLER/FOR ARTIC PAPER, STAINLESS STEEL, REUSABLE | SPECIALIZED INSTRUMENTATION FOR OPEN AND LAPAROSCOPIC SURGERIES
22692 | 4229680225900 | SCISSORS, MICRO, MILLESI/CURVED, STAINLESS STEEL, LENGTH = 16.0CM, REUSABLE | SPECIALIZED INSTRUMENTATION FOR OPEN AND LAPAROSCOPIC SURGERIES
22693 | 4229680226000 | SCISSORS, MICRO, MILLESI/STRAIGHT, STAINLESS STEEL, LENGTH = 16.0CM, REUSABLE | SPECIALIZED INSTRUMENTATION FOR OPEN AND LAPAROSCOPIC SURGERIES
22694 | 4229680030400 | DISSECTOR, NERVE, NEUROSURGERY, MILLIGAN/DOUBLE ENDED, LENGTH = 21.5CM, REUSABLE | SPECIALIZED INSTRUMENTATION FOR OPEN AND LAPAROSCOPIC SURGERIES
22695 | 4229680447800 | FORCEPS, CARRYING, LIGATURE/MILLIN, STAINLESS STEEL, LENGTH = 24.0CM, REUSABLE | SPECIALIZED INSTRUMENTATION FOR OPEN AND LAPAROSCOPIC SURGERIES
22696 | 4229680001800 | FORCEPS, AORTIC, CORE/TRANSTHORACIC, STAINLESS STEEL, LENGTH = 15.0CM, REUSABLE | SPECIALIZED INSTRUMENTATION FOR OPEN AND LAPAROSCOPIC SURGERIES
22697 | 4229161424100 | BLADE, CURVED ARMS, TUBULAR, WITH STRONG SPREADING BAR (MINIMAL INVASIVE RETRACTOR) 60MM, (OR EQUIVALENT), REUSABLE | SPECIALIZED INSTRUMENTATION FOR OPEN AND LAPAROSCOPIC SURGERIES
22698 | 4229680276300 | MIRROR, MOUTH, PLANE, DIAMETER = 22.0MM, REUSABLE | SPECIALIZED INSTRUMENTATION FOR OPEN AND LAPAROSCOPIC SURGERIES
22699 | 4229680276200 | MIRROR, MOUTH, CONCAVE/ENLARGING EFFECT, DIAMETER = 22.0MM, REUSABLE | SPECIALIZED INSTRUMENTATION FOR OPEN AND LAPAROSCOPIC SURGERIES
22700 | 4229680276400 | MIRROR, MOUTH, PLANE, DIAMETER = 24.0MM, REUSABLE | SPECIALIZED INSTRUMENTATION FOR OPEN AND LAPAROSCOPIC SURGERIES
22701 | 4229680276500 | MIRROR, MOUTH, RHODIUM/PLANE, DIAMETER = 4/22.0MM, REUSABLE | SPECIALIZED INSTRUMENTATION FOR OPEN AND LAPAROSCOPIC SURGERIES
22702 | 4229680069900 | MIRROR, MOUTH, RHODIUM/PLANE, DIAMETER = 5/24.0MM, REUSABLE | SPECIALIZED INSTRUMENTATION FOR OPEN AND LAPAROSCOPIC SURGERIES
22703 | 4229680259900 | HANDLE, MIRROR, METRIC THREAD, DIAMETER = 8.0MM, LENGTH = 14.0CM, REUSABLE | SPECIALIZED INSTRUMENTATION FOR OPEN AND LAPAROSCOPIC SURGERIES
22704 | 4229680119600 | HANDLE, LARYNGEAL MIRROR, LENGTH = 12.5CM, REUSABLE | SPECIALIZED INSTRUMENTATION FOR OPEN AND LAPAROSCOPIC SURGERIES
22705 | 4219220804100 | FLEXIBLE ARM, PROVIDES MAXIMUM SURGICAL EXPOSURE IN VASCULAR AND MITRAL VALVE PROCEDURE WITH BLADES 20MM, 35MM, 40 MM, REUSABLE | SPECIALIZED INSTRUMENTATION FOR OPEN AND LAPAROSCOPIC SURGERIES
22706 | 4229680133800 | FORCEPS, DISSECTING, BABY-MIXTER/CURVED, STAINLESS STEEL, LENGTH = 18.5CM, REUSABLE | SPECIALIZED INSTRUMENTATION FOR OPEN AND LAPAROSCOPIC SURGERIES
22707 | 4229680140400 | FORCEPS, HEMOSTATIC, MIXTER-BABY/SLIM/CURVED, STAINLESS STEEL, LENGTH = 13.5CM, REUSABLE | SPECIALIZED INSTRUMENTATION FOR OPEN AND LAPAROSCOPIC SURGERIES
22708 | 4229680140200 | FORCEPS, DISSECTING, MIXTER/ANGLED/LONGITUDINAL, STAINLESS STEEL, LENGTH = 22.5CM, REUSABLE | SPECIALIZED INSTRUMENTATION FOR OPEN AND LAPAROSCOPIC SURGERIES
22709 | 4229680140300 | FORCEPS, DISSECTING, MIXTER/ANGLED/LONGITUDINAL, STAINLESS STEEL, LENGTH = 26.0CM, REUSABLE | SPECIALIZED INSTRUMENTATION FOR OPEN AND LAPAROSCOPIC SURGERIES
22710 | 4229680134200 | FORCEPS, DISSECTING, MIXTER/ANGLED, STAINLESS STEEL, LENGTH = 17.5CM, REUSABLE | SPECIALIZED INSTRUMENTATION FOR OPEN AND LAPAROSCOPIC SURGERIES
22711 | 4229680186800 | FORCEPS, DISSECTING, MIXTER-BABY/STRAIGHT/CURVED, STAINLESS STEEL, LENGTH = 13.0CM, REUSABLE | SPECIALIZED INSTRUMENTATION FOR OPEN AND LAPAROSCOPIC SURGERIES
22712 | 4229680134300 | FORCEPS, DISSECTING, MIXTER-BABY/CURVED, STAINLESS STEEL, LENGTH = 13.0CM, REUSABLE | SPECIALIZED INSTRUMENTATION FOR OPEN AND LAPAROSCOPIC SURGERIES
22713 | 4229680016800 | FORCEPS, DISSECTING, OVERHOLT-MIXTER, STAINLESS STEEL, LENGTH = 22.0CM, REUSABLE | SPECIALIZED INSTRUMENTATION FOR OPEN AND LAPAROSCOPIC SURGERIES
22714 | 4229680445300 | FORCEPS, DISSECTING, MIXTER/STRAIGHT/CURVED, STAINLESS STEEL, LENGTH = 23.0CM, REUSABLE | SPECIALIZED INSTRUMENTATION FOR OPEN AND LAPAROSCOPIC SURGERIES
22715 | 4229680293000 | CONTAINER, MODULE, STORAGE, WITH BLUE SIDE RAIL, REUSABLE | SPECIALIZED INSTRUMENTATION FOR OPEN AND LAPAROSCOPIC SURGERIES
22716 | 4229680218400 | LID, MODULE CONTAINER, STORAGE, REUSABLE | SPECIALIZED INSTRUMENTATION FOR OPEN AND LAPAROSCOPIC SURGERIES
22717 | 4229680242100 | MODULE, STORAGE, WITH GREEN SIDE RAIL AND LID, REUSABLE | SPECIALIZED INSTRUMENTATION FOR OPEN AND LAPAROSCOPIC SURGERIES
22718 | 4229680241400 | SPREADER, RETRACTOR, MOLLISON/SHARP, STAINLESS STEEL, LENGTH = 15.5CM, TEETH: 4X3, REUSABLE | SPECIALIZED INSTRUMENTATION FOR OPEN AND LAPAROSCOPIC SURGERIES
22719 | 4229680136800 | FORCEPS, MONOPOLAR, ISOLATED/WITHOUT CONNECTER, STAINLESS STEEL, LENGTH = 21.0CM, REUSABLE | SPECIALIZED INSTRUMENTATION FOR OPEN AND LAPAROSCOPIC SURGERIES
22720 | 4229680136900 | FORCEPS, MONOPOLAR, ISOLATED/WITHOUT CONNECTER, STAINLESS STEEL, LENGTH = 25.0CM, REUSABLE | SPECIALIZED INSTRUMENTATION FOR OPEN AND LAPAROSCOPIC SURGERIES
22721 | 4229680290400 | FORCEPS, MORSELIZER, SEPTUM, RHINOPLASTY, RUBIN, LENGTH = 18.5CM, REUSABLE | SPECIALIZED INSTRUMENTATION FOR OPEN AND LAPAROSCOPIC SURGERIES
22722 | 4229680140500 | FORCEPS, HEMOSTATIC, MOSQUITO/CURVED, STAINLESS STEEL, LENGTH = 12.5CM, TEETH: 1X1, REUSABLE | SPECIALIZED INSTRUMENTATION FOR OPEN AND LAPAROSCOPIC SURGERIES
22723 | 4229680143300 | FORCEPS, HEMOSTATIC, MOSQUITO/CURVED, STAINLESS STEEL, LENGTH = 12.0CM, REUSABLE | SPECIALIZED INSTRUMENTATION FOR OPEN AND LAPAROSCOPIC SURGERIES
22724 | 4229680143600 | FORCEPS, HEMOSTATIC, MOSQUITO/STRAIGHT, STAINLESS STEEL, LENGTH = 18.5CM, REUSABLE | SPECIALIZED INSTRUMENTATION FOR OPEN AND LAPAROSCOPIC SURGERIES
22725 | 4229680140700 | FORCEPS, HEMOSTATIC, MOSQUITO/STRAIGHT, STAINLESS STEEL, LENGTH = 18.5CM, TEETH: 1X1, REUSABLE | SPECIALIZED INSTRUMENTATION FOR OPEN AND LAPAROSCOPIC SURGERIES
22726 | 4229680143400 | FORCEPS, HEMOSTATIC, MOSQUITO/CURVED, STAINLESS STEEL, LENGTH = 18.0CM, REUSABLE | SPECIALIZED INSTRUMENTATION FOR OPEN AND LAPAROSCOPIC SURGERIES
22727 | 4229680138300 | FORCEPS, HEMOSTATIC, MICRO-MOSQUITO/CURVED, STAINLESS STEEL, LENGTH = 12.0CM, REUSABLE | SPECIALIZED INSTRUMENTATION FOR OPEN AND LAPAROSCOPIC SURGERIES
22728 | 4229680143500 | FORCEPS, HEMOSTATIC, MOSQUITO/STRAIGHT, STAINLESS STEEL, LENGTH = 12.5CM, REUSABLE | SPECIALIZED INSTRUMENTATION FOR OPEN AND LAPAROSCOPIC SURGERIES
22729 | 4229680186500 | FORCEPS, HEMOSTATIC, MICRO-MOSQUITO/STRAIGHT, STAINLESS STEEL, LENGTH = 12.0CM, REUSABLE | SPECIALIZED INSTRUMENTATION FOR OPEN AND LAPAROSCOPIC SURGERIES
22730 | 4229680022100 | FORCEPS, HEMOSTATIC, MOSQUITO/CURVED, STAINLESS STEEL, LENGTH = 18.0CM, TEETH: 1X1, REUSABLE | SPECIALIZED INSTRUMENTATION FOR OPEN AND LAPAROSCOPIC SURGERIES
22731 | 4229680023400 | FORCEPS, HEMOSTATIC, MOSQUITO/CURVED, STAINLESS STEEL, LENGTH = 20.5CM, REUSABLE | SPECIALIZED INSTRUMENTATION FOR OPEN AND LAPAROSCOPIC SURGERIES
22732 | 4229680006600 | FORCEPS, HEMOSTATIC, ATRAUMATIC/MOSQUITO/STRAIGHT, STAINLESS STEEL, LENGTH = 12.5CM, REUSABLE | SPECIALIZED INSTRUMENTATION FOR OPEN AND LAPAROSCOPIC SURGERIES
22733 | 4229680020400 | FORCEPS, HEMOSTATIC, MICRO-MOSQUITO/CURVED, STAINLESS STEEL, LENGTH = 10.0CM, REUSABLE | SPECIALIZED INSTRUMENTATION FOR OPEN AND LAPAROSCOPIC SURGERIES
22734 | 4229680214400 | FORCEPS, HEMOSTATIC, MOSQUITO/STRAIGHT, STAINLESS STEEL, LENGTH = 21.0CM, TEETH: 1X1, REUSABLE | SPECIALIZED INSTRUMENTATION FOR OPEN AND LAPAROSCOPIC SURGERIES
22735 | 4229680140600 | FORCEPS, HEMOSTATIC, MOSQUITO/STRAIGHT, STAINLESS STEEL, LENGTH = 12.5CM, TEETH: 1X1, REUSABLE | SPECIALIZED INSTRUMENTATION FOR OPEN AND LAPAROSCOPIC SURGERIES
22736 | 4229680168600 | FORCEPS, HEMOSTATIC, MOSQUITO/CURVED, STAINLESS STEEL, LENGTH = 14.0CM, REUSABLE | SPECIALIZED INSTRUMENTATION FOR OPEN AND LAPAROSCOPIC SURGERIES
22737 | 4229680167800 | FORCEPS, HEMOSTATIC, MOSQUITO/STRAIGHT, STAINLESS STEEL, LENGTH = 14.5CM, TEETH: 1X1, REUSABLE | SPECIALIZED INSTRUMENTATION FOR OPEN AND LAPAROSCOPIC SURGERIES
22738 | 4229680167200 | FORCEPS, MICRO, MOSQUITO/CURVED, STAINLESS STEEL, LENGTH = 10.0CM, TEETH: 1X1, REUSABLE | SPECIALIZED INSTRUMENTATION FOR OPEN AND LAPAROSCOPIC SURGERIES
22739 | 4229680167700 | FORCEPS, HEMOSTATIC, MOSQUITO/CURVED, STAINLESS STEEL, LENGTH = 14.5CM, TEETH: 1X1, REUSABLE | SPECIALIZED INSTRUMENTATION FOR OPEN AND LAPAROSCOPIC SURGERIES
22740 | 4229680444500 | FORCEPS, HEMOSTATIC, ATRAUMATIC/MOSQUITO/STRAIGHT, STAINLESS STEEL, LENGTH = 15.0CM, REUSABLE | SPECIALIZED INSTRUMENTATION FOR OPEN AND LAPAROSCOPIC SURGERIES
22741 | 4229680445700 | FORCEPS, MICRO HEMOSTATIC, MOSQUITO/STRAIGHT, STAINLESS STEEL, LENGTH = 10.0CM, TEETH: 1X1, REUSABLE | SPECIALIZED INSTRUMENTATION FOR OPEN AND LAPAROSCOPIC SURGERIES
22742 | 4229680445800 | FORCEPS, MICRO HEMOSTATIC, MOSQUITO/STRAIGHT, STAINLESS STEEL, LENGTH = 12.0CM, TEETH: 1X1, REUSABLE | SPECIALIZED INSTRUMENTATION FOR OPEN AND LAPAROSCOPIC SURGERIES
22743 | 4229680436300 | FORCEPS, HEMOSTATIC, MOSQUITO/STRAIGHT, STAINLESS STEEL, LENGTH = 21.0CM, REUSABLE | SPECIALIZED INSTRUMENTATION FOR OPEN AND LAPAROSCOPIC SURGERIES
22744 | 4229680409500 | FORCEPS, HEMOSTATIC, MICRO/MOSQUITO/CURVED, STAINLESS STEEL, LENGTH = 12.0CM, TEETH: 1X1, REUSABLE | SPECIALIZED INSTRUMENTATION FOR OPEN AND LAPAROSCOPIC SURGERIES
22745 | 4229680098800 | FORCEPS MICRO MOSQUITO/CURVED STAINLESS STEEL LENGTH = 23.0CM TIP WIDTH= 8.0MM REUSABLE | SPECIALIZED INSTRUMENTATION FOR OPEN AND LAPAROSCOPIC SURGERIES
22746 | 4229680329300 | FORCEPS, HEMOSTATIC, MOSQUITO/STRAIGHT, STAINLESS STEEL, LENGTH = 16.0CM, REUSABLE | SPECIALIZED INSTRUMENTATION FOR OPEN AND LAPAROSCOPIC SURGERIES
22747 | 4229680319300 | FORCEPS, MOSQUITO, HARTMANN/STRAIGHT, STAINLESS STEEL, LENGTH = 9.5CM, REUSABLE | SPECIALIZED INSTRUMENTATION FOR OPEN AND LAPAROSCOPIC SURGERIES
22748 | 4229680275900 | GAG, MOUTH, PREVENT MOUTH CLOSING, MOLT, SIZE: ADULTS, LENGTH = 13.0CM, REUSABLE | SPECIALIZED INSTRUMENTATION FOR OPEN AND LAPAROSCOPIC SURGERIES
22749 | 4229680275800 | GAG, MOUTH, PREVENT MOUTH CLOSING, KILNER-DOUGHTY/COMPLETE, REUSABLE | SPECIALIZED INSTRUMENTATION FOR OPEN AND LAPAROSCOPIC SURGERIES
22750 | 4229680069500 | GAG, MOUTH, PREVENT MOUTH CLOSING, MOLT, SIZE: CHILDREN, LENGTH = 11.0CM, REUSABLE | SPECIALIZED INSTRUMENTATION FOR OPEN AND LAPAROSCOPIC SURGERIES
22751 | 4229680121800 | GAG, MOUTH, PREVENT MOUTH CLOSING, JENNINGS, LENGTH = 14.5CM, REUSABLE | SPECIALIZED INSTRUMENTATION FOR OPEN AND LAPAROSCOPIC SURGERIES
22752 | 4229680104800 | GAG, MOUTH, PREVENT MOUTH CLOSING, DAVIS BOYLE/COMPLETE, REUSABLE | SPECIALIZED INSTRUMENTATION FOR OPEN AND LAPAROSCOPIC SURGERIES
22753 | 4229680105100 | GAG, MOUTH, PREVENT MOUTH CLOSING, MCIVOR/COMPLETE, REUSABLE | SPECIALIZED INSTRUMENTATION FOR OPEN AND LAPAROSCOPIC SURGERIES
22754 | 4229680105000 | GAG, MOUTH, PREVENT MOUTH CLOSING, JENNINGS, LENGTH = 16.5CM, REUSABLE | SPECIALIZED INSTRUMENTATION FOR OPEN AND LAPAROSCOPIC SURGERIES
22755 | 4229680104900 | GAG, MOUTH, PREVENT MOUTH CLOSING, JENNINGS, LENGTH = 10.5CM, REUSABLE | SPECIALIZED INSTRUMENTATION FOR OPEN AND LAPAROSCOPIC SURGERIES
22756 | 4229680410000 | FRAME, MOUTH GAG, REUSABLE | SPECIALIZED INSTRUMENTATION FOR OPEN AND LAPAROSCOPIC SURGERIES
22757 | 4229680069600 | HANDLE, MOUTH, RETRACTION/EXAMINATION, WITH SIMP THREA, REUSABLE | SPECIALIZED INSTRUMENTATION FOR OPEN AND LAPAROSCOPIC SURGERIES
22758 | 4229680069800 | PROP, MOUTH, KEEPING MOUTH OPEN, MCKESSON/EXTRA LARGE, SIZE: ADULT, REUSABLE | SPECIALIZED INSTRUMENTATION FOR OPEN AND LAPAROSCOPIC SURGERIES
22759 | 4229680069700 | PROP, MOUTH, KEEPING MOUTH OPEN, MCKESSON/LARGE, SIZE: ADULT, REUSABLE | SPECIALIZED INSTRUMENTATION FOR OPEN AND LAPAROSCOPIC SURGERIES
22760 | 4229680102700 | KNIFE, MUCK PERIOSTEAL, STAINLESS STEEL, LENGTH = 12.8CM, REUSABLE | SPECIALIZED INSTRUMENTATION FOR OPEN AND LAPAROSCOPIC SURGERIES
22761 | 4229680173700 | SCREW, MYOMA, FIBROIDS EXTRACTION, DOYEN/SPIRAL, DIAMETER = 15.0MM, LENGTH = 17.0CM, REUSABLE | SPECIALIZED INSTRUMENTATION FOR OPEN AND LAPAROSCOPIC SURGERIES
22762 | 4229680173800 | SCREW, MYOMA, FIBROIDS EXTRACTION, DOYEN/SPIRAL, DIAMETER = 20.0MM, LENGTH = 15.0CM, REUSABLE | SPECIALIZED INSTRUMENTATION FOR OPEN AND LAPAROSCOPIC SURGERIES
22763 | 4229680190200 | FORCEPS, EXTRACTING, RADOLF, STAINLESS STEEL, LENGTH = 13.5CM, NAIL EXTRACTION, REUSABLE | SPECIALIZED INSTRUMENTATION FOR OPEN AND LAPAROSCOPIC SURGERIES
22764 | 4229680085700 | NIPPER, NAIL, STRAIGHT JAWS/DOUBLE SPRING, STAINLESS STEEL, LENGTH = 6.0INCH, REUSABLE | SPECIALIZED INSTRUMENTATION FOR OPEN AND LAPAROSCOPIC SURGERIES
22765 | 4229680085400 | NIPPER, NAIL, CONCAVE JAWS/BARREL SPRING, STAINLESS STEEL, LENGTH = 5-1/2INCH, REUSABLE | SPECIALIZED INSTRUMENTATION FOR OPEN AND LAPAROSCOPIC SURGERIES
22766 | 4229680081900 | NIPPER, NAIL, DUAL ACTION/SHARP/CONCAVE JAWS/BARREL SPRING, STAINLESS STEEL, LENGTH = 6.0INCH, REUSABLE | SPECIALIZED INSTRUMENTATION FOR OPEN AND LAPAROSCOPIC SURGERIES
22767 | 4229680085900 | FORCEPS NAIL PULLING PLATYPUS/NARROW STAINLESS STEEL LENGTH = 14.0CM TIP WIDTH= 4.0MM REUSABLE | SPECIALIZED INSTRUMENTATION FOR OPEN AND LAPAROSCOPIC SURGERIES
22768 | 4229680085800 | FORCEPS, NAIL PULLING, PLATYPUS/BROAD, STAINLESS STEEL, LENGTH = 9.0.0CM, TIP WIDTH= 6.0MM, REUSABLE | SPECIALIZED INSTRUMENTATION FOR OPEN AND LAPAROSCOPIC SURGERIES
22769 | 4229680086000 | FORCEPS, NAIL SPLITTING, ANVIL JAWS/DOUBLE SPRING, STAINLESS STEEL, LENGTH = 12.7CM, REUSABLE | SPECIALIZED INSTRUMENTATION FOR OPEN AND LAPAROSCOPIC SURGERIES
22770 | 4229680260500 | ELEVATOR, NASAL, FIXATION/TRACTION, COTTLE/SHARP/NO.2, TIP SIZE: 4.0MM, LENGTH = 14.5CM, REUSABLE | SPECIALIZED INSTRUMENTATION FOR OPEN AND LAPAROSCOPIC SURGERIES
22771 | 4229680260600 | ELEVATOR, NASAL, FIXATION/TRACTION, COTTLE/SHARP/NO.3, TIP SIZE: 4.2MM, LENGTH = 14.5CM, REUSABLE | SPECIALIZED INSTRUMENTATION FOR OPEN AND LAPAROSCOPIC SURGERIES
22772 | 4229680029600 | FORCEPS, NASAL CUTTING, WEIL-BLAKES, STAINLESS STEEL, JAW WIDTH= 5.5CM, REUSABLE | SPECIALIZED INSTRUMENTATION FOR OPEN AND LAPAROSCOPIC SURGERIES
22773 | 4229680227100 | FORCEPS, NASAL CUTTING, WEIL-BLAKES, STAINLESS STEEL, JAW WIDTH= 6.0MM, REUSABLE | SPECIALIZED INSTRUMENTATION FOR OPEN AND LAPAROSCOPIC SURGERIES
22774 | 4229680276900 | FORCEPS NASAL CUTTING WEIL STAINLESS STEEL LENGTH = 19.0CM REUSABLE | SPECIALIZED INSTRUMENTATION FOR OPEN AND LAPAROSCOPIC SURGERIES
22775 | 4229680276800 | FORCEPS, NASAL CUTTING, WEIL-BLAKES, STAINLESS STEEL, JAW WIDTH= 3.4, REUSABLE | SPECIALIZED INSTRUMENTATION FOR OPEN AND LAPAROSCOPIC SURGERIES
22776 | 4229680105400 | FORCEPS, NASAL CUTTING, WEIL-BLAKESLEY, STAINLESS STEEL, JAW WIDTH= 4.5MM, REUSABLE | SPECIALIZED INSTRUMENTATION FOR OPEN AND LAPAROSCOPIC SURGERIES
22777 | 4229680105500 | FORCEPS, NASAL CUTTING, HARTMANN, STAINLESS STEEL, LENGTH = 19.0CM, JAW WIDTH= 7.0MM, REUSABLE | SPECIALIZED INSTRUMENTATION FOR OPEN AND LAPAROSCOPIC SURGERIES
22778 | 4229680410300 | HANDLE, TC INSERTS, LENGTH = 14.0CM, NASAL RASPS, REUSABLE | SPECIALIZED INSTRUMENTATION FOR OPEN AND LAPAROSCOPIC SURGERIES
22779 | 4229680105600 | SNARE, NASAL, POLYPS REMOVAL, KRAUSE, LENGTH = 26.0CM, REUSABLE | SPECIALIZED INSTRUMENTATION FOR OPEN AND LAPAROSCOPIC SURGERIES
22780 | 4229680193100 | RASPATORY, NASAL, SCRAPING, TC-GOLD/FOMON/NO.9/10, LENGTH = 20.5CM, REUSABLE | SPECIALIZED INSTRUMENTATION FOR OPEN AND LAPAROSCOPIC SURGERIES
22781 | 4229680277100 | RASPATORY, NASAL, SCRAPING, COTTLE, BLADE SIZE: 30.0MM X 8.0MM, LENGTH = 21.0CM, REUSABLE | SPECIALIZED INSTRUMENTATION FOR OPEN AND LAPAROSCOPIC SURGERIES
22782 | 4229680277200 | RASPATORY, NASAL, SCRAPING, FOMON/DOUBLE-ENDED, LENGTH = 20.5CM, REUSABLE | SPECIALIZED INSTRUMENTATION FOR OPEN AND LAPAROSCOPIC SURGERIES
22783 | 4229680294200 | RASPATORY, NASAL, SCRAPING, TC-GOLD/FOMON/NO.5/6, LENGTH = 20.5CM, REUSABLE | SPECIALIZED INSTRUMENTATION FOR OPEN AND LAPAROSCOPIC SURGERIES
22784 | 4229680411400 | KEY, HANDLE, NASAL RASPS, REUSABLE | SPECIALIZED INSTRUMENTATION FOR OPEN AND LAPAROSCOPIC SURGERIES
22785 | 4229680277400 | SAW, NASAL, CUTTING BONE, BAYON/LEFT, LENGTH = 19.0CM, REUSABLE | SPECIALIZED INSTRUMENTATION FOR OPEN AND LAPAROSCOPIC SURGERIES
22786 | 4229680277600 | SAW, NASAL, CUTTING BONE, STRAIGHT, LENGTH = 19.0CM, REUSABLE | SPECIALIZED INSTRUMENTATION FOR OPEN AND LAPAROSCOPIC SURGERIES
22787 | 4229680277500 | SAW, NASAL, CUTTING BONE, BAYON/RIGHT, LENGTH = 19.0CM, REUSABLE | SPECIALIZED INSTRUMENTATION FOR OPEN AND LAPAROSCOPIC SURGERIES
22788 | 4229680412500 | SAW, NASAL, CUTTING BONE, ANGLED LEFT, LENGTH = 17.0CM, REUSABLE | SPECIALIZED INSTRUMENTATION FOR OPEN AND LAPAROSCOPIC SURGERIES
22789 | 4229680412600 | SAW, NASAL, CUTTING BONE, ANGLED RIGHT, LENGTH = 17.0CM, REUSABLE | SPECIALIZED INSTRUMENTATION FOR OPEN AND LAPAROSCOPIC SURGERIES
22790 | 4229680227200 | SPECULUM, NASAL, DILATION, COTTLE, STAINLESS STEEL, SIZE: 85.0MM, REUSABLE | SPECIALIZED INSTRUMENTATION FOR OPEN AND LAPAROSCOPIC SURGERIES
22791 | 4229680278000 | SPECULUM, NASAL, DILATION, KILLIAN, STAINLESS STEEL, SIZE: 50.0MM, REUSABLE | SPECIALIZED INSTRUMENTATION FOR OPEN AND LAPAROSCOPIC SURGERIES
22792 | 4229680277900 | SPECULUM, NASAL, DILATION, KILLIAN, STAINLESS STEEL, SIZE: 35.0MM, REUSABLE | SPECIALIZED INSTRUMENTATION FOR OPEN AND LAPAROSCOPIC SURGERIES
22793 | 4229680278100 | SPECULUM, NASAL, DILATION, KILLIAN, STAINLESS STEEL, SIZE: 75.0MM, REUSABLE | SPECIALIZED INSTRUMENTATION FOR OPEN AND LAPAROSCOPIC SURGERIES
22794 | 4229680278200 | SPECULUM, NASAL, DILATION, KILLIAN, STAINLESS STEEL, SIZE: 85.0MM, REUSABLE | SPECIALIZED INSTRUMENTATION FOR OPEN AND LAPAROSCOPIC SURGERIES
22795 | 4229680070100 | SPECULUM, NASAL, DILATION, HARTMANN HALLE, STAINLESS STEEL, SIZE: 3, REUSABLE | SPECIALIZED INSTRUMENTATION FOR OPEN AND LAPAROSCOPIC SURGERIES
22796 | 4229680122700 | SPECULUM NASAL DILATION HARTMANN HALLE STAINLESS STEEL SIZE: 2 REUSABLE | SPECIALIZED INSTRUMENTATION FOR OPEN AND LAPAROSCOPIC SURGERIES
22797 | 4229680121900 | SPECULUM, NASAL, DILATION, TIECK HALLE, STAINLESS STEEL, SIZE: 16.0MM, LENGTH = 13.0CM, REUSABLE | SPECIALIZED INSTRUMENTATION FOR OPEN AND LAPAROSCOPIC SURGERIES
22798 | 4229680122600 | SPECULUM NASAL DILATION HARTMANN HALLE STAINLESS STEEL SIZE: 0 REUSABLE | SPECIALIZED INSTRUMENTATION FOR OPEN AND LAPAROSCOPIC SURGERIES
22799 | 4229680122300 | SPECULUM, NASAL, DILATION, GOLDSMITH, STAINLESS STEEL, SIZE: 1, LENGTH = 6.5CM, REUSABLE | SPECIALIZED INSTRUMENTATION FOR OPEN AND LAPAROSCOPIC SURGERIES
22800 | 4229680122400 | SPECULUM, NASAL, DILATION, GOLDSMITH, STAINLESS STEEL, SIZE: 2, LENGTH = 6.5CM, REUSABLE | SPECIALIZED INSTRUMENTATION FOR OPEN AND LAPAROSCOPIC SURGERIES
22801 | 4229680122500 | SPECULUM, NASAL, DILATION, GOLDSMITH, STAINLESS STEEL, SIZE: 3, LENGTH = 6.5CM, REUSABLE | SPECIALIZED INSTRUMENTATION FOR OPEN AND LAPAROSCOPIC SURGERIES
22802 | 4229680122000 | SPECULUM, NASAL, DILATION, COTTLE, STAINLESS STEEL, SIZE: 1/35.0MM, REUSABLE | SPECIALIZED INSTRUMENTATION FOR OPEN AND LAPAROSCOPIC SURGERIES
22803 | 4229680122100 | SPECULUM, NASAL, DILATION, COTTLE, STAINLESS STEEL, SIZE: 2/50.0MM, REUSABLE | SPECIALIZED INSTRUMENTATION FOR OPEN AND LAPAROSCOPIC SURGERIES
22804 | 4229680122200 | SPECULUM, NASAL, DILATION, COTTLE, STAINLESS STEEL, SIZE: 3/75.0MM, REUSABLE | SPECIALIZED INSTRUMENTATION FOR OPEN AND LAPAROSCOPIC SURGERIES
22805 | 4229680412800 | SPECULUM, NASAL, DILATION, VIENNA, STAINLESS STEEL, SIZE: 30.0MM, LENGTH = 13.5CM, REUSABLE | SPECIALIZED INSTRUMENTATION FOR OPEN AND LAPAROSCOPIC SURGERIES
22806 | 4229680278300 | FORCEPS, NASAL TAMPON, TROELTSCH, STAINLESS STEEL, LENGTH = 15.5CM, REUSABLE | SPECIALIZED INSTRUMENTATION FOR OPEN AND LAPAROSCOPIC SURGERIES
22807 | 4229680122800 | FORCEPS, NASAL TAMPON, HARTMANN, STAINLESS STEEL, LENGTH = 18.5CM, REUSABLE | SPECIALIZED INSTRUMENTATION FOR OPEN AND LAPAROSCOPIC SURGERIES
22808 | 4229680412300 | FORCEPS, NASAL CUTTING, KNIGHT, STAINLESS STEEL, LENGTH = 17.0CM, REUSABLE | SPECIALIZED INSTRUMENTATION FOR OPEN AND LAPAROSCOPIC SURGERIES
22809 | 4229680099000 | FORCEPS, NASAL TAMPON, WESTMACOTT, STAINLESS STEEL, LENGTH = 20.0CM, REUSABLE | SPECIALIZED INSTRUMENTATION FOR OPEN AND LAPAROSCOPIC SURGERIES
22810 | 4229680146200 | CASE, NEEDLE, ROUND / PERFORATED, REUSABLE | SPECIALIZED INSTRUMENTATION FOR OPEN AND LAPAROSCOPIC SURGERIES
22811 | 4229680029700 | CASE, NEEDLE, PERFORATED, SIZE: 150.0MM X 95.0MM X 13.0MM, REUSABLE | SPECIALIZED INSTRUMENTATION FOR OPEN AND LAPAROSCOPIC SURGERIES
22812 | 4229680142600 | GUIDE, NEEDLE, ANGLED/KNIFE SHAPE, STAINLESS STEEL, SIZE: 10.0 CATHETER, REUSABLE | SPECIALIZED INSTRUMENTATION FOR OPEN AND LAPAROSCOPIC SURGERIES
22813 | 4229680142700 | GUIDE, NEEDLE, ANGLED/KNIFE SHAPE, STAINLESS STEEL, SIZE: 12.0 CATHETER, REUSABLE | SPECIALIZED INSTRUMENTATION FOR OPEN AND LAPAROSCOPIC SURGERIES
22814 | 4229680142800 | GUIDE, NEEDLE, ANGLED/KNIFE SHAPE, STAINLESS STEEL, SIZE: 8.0 CATHETER, REUSABLE | SPECIALIZED INSTRUMENTATION FOR OPEN AND LAPAROSCOPIC SURGERIES
22815 | 4229680142900 | GUIDE, NEEDLE, ANGLED/LANCET SHAPE, STAINLESS STEEL, SIZE: 12.0 CATHETER, REUSABLE | SPECIALIZED INSTRUMENTATION FOR OPEN AND LAPAROSCOPIC SURGERIES
22816 | 4229680143000 | GUIDE, NEEDLE, ANGLED/LANCET SHAPE, STAINLESS STEEL, SIZE: 14.0 CATHETER, REUSABLE | SPECIALIZED INSTRUMENTATION FOR OPEN AND LAPAROSCOPIC SURGERIES
22817 | 4229680143100 | GUIDE, NEEDLE, ANGLED/LANCET SHAPE, STAINLESS STEEL, SIZE: 16.0 CATHETER, REUSABLE | SPECIALIZED INSTRUMENTATION FOR OPEN AND LAPAROSCOPIC SURGERIES
22818 | 4229680022900 | GUIDE, NEEDLE, ANGLED/KNIFE SHAPE, STAINLESS STEEL, SIZE: 14.0 CATHETER, REUSABLE | SPECIALIZED INSTRUMENTATION FOR OPEN AND LAPAROSCOPIC SURGERIES
22819 | 4229680023000 | GUIDE, NEEDLE, ANGLED/KNIFE SHAPE, STAINLESS STEEL, SIZE: 16.0 CATHETER, REUSABLE | SPECIALIZED INSTRUMENTATION FOR OPEN AND LAPAROSCOPIC SURGERIES
22820 | 4229680215500 | GUIDE, NEEDLE, CURVED/KNIFE SHAPE, STAINLESS STEEL, SIZE: 12.0 CATHETER, REUSABLE | SPECIALIZED INSTRUMENTATION FOR OPEN AND LAPAROSCOPIC SURGERIES
22821 | 4229680215600 | GUIDE, NEEDLE, CURVED/KNIFE SHAPE, STAINLESS STEEL, SIZE: 14.0 CATHETER, REUSABLE | SPECIALIZED INSTRUMENTATION FOR OPEN AND LAPAROSCOPIC SURGERIES
22822 | 4229680215400 | GUIDE, NEEDLE, CURVED/KNIFE SHAPE, STAINLESS STEEL, SIZE: 10.0 CATHETER, REUSABLE | SPECIALIZED INSTRUMENTATION FOR OPEN AND LAPAROSCOPIC SURGERIES
22823 | 4229680215700 | GUIDE, NEEDLE, CURVED/KNIFE SHAPE, STAINLESS STEEL, SIZE: 8.0 CATHETER, REUSABLE | SPECIALIZED INSTRUMENTATION FOR OPEN AND LAPAROSCOPIC SURGERIES
22824 | 4229680399000 | GUIDE, NEEDLE, ANGLED/TRIANGULAR, STAINLESS STEEL, SIZE: 10.0 CATHETER, REUSABLE | SPECIALIZED INSTRUMENTATION FOR OPEN AND LAPAROSCOPIC SURGERIES
22825 | 4229680372500 | GUIDE, NEEDLE, CURVED/KNIFE SHAPE, STAINLESS STEEL, SIZE: 16.0 CATHETER, REUSABLE | SPECIALIZED INSTRUMENTATION FOR OPEN AND LAPAROSCOPIC SURGERIES
22826 | 4229680106300 | NEEDLE HOLDER, ADSON/FENESTRATED, STAINLESS STEEL, LENGTH = 18.5CM, REUSABLE | SPECIALIZED INSTRUMENTATION FOR OPEN AND LAPAROSCOPIC SURGERIES
22827 | 4229680311300 | NEEDLE HOLDER, CASTROVIEJO/CURVED/WITHOUT LOCK/FLAT SERRATED HANDLE, STAINLESS STEEL, TOTAL LENGTH = 14CM, REUSABLE | SPECIALIZED INSTRUMENTATION FOR OPEN AND LAPAROSCOPIC SURGERIES
22828 | 4229680311400 | NEEDLE HOLDER, CASTROVIEJO/DELICATE/CURVED, LENGTH = 14CM, STAINLESS STEEL, REUSABLE | SPECIALIZED INSTRUMENTATION FOR OPEN AND LAPAROSCOPIC SURGERIES
22829 | 4229680311800 | NEEDLE HOLDER, CASTROVIEJO/STRAIGHT/WITH LOCK, LENGTH = 14CM, STAINLESS STEEL, REUSABLE | SPECIALIZED INSTRUMENTATION FOR OPEN AND LAPAROSCOPIC SURGERIES
22830 | 4229680146300 | NEEDLE HOLDER, CRILE-WOOD/GROOVED, STAINLESS STEEL, LENGTH = 15.0CM, REUSABLE | SPECIALIZED INSTRUMENTATION FOR OPEN AND LAPAROSCOPIC SURGERIES
22831 | 4229680439900 | NEEDLE HOLDER, CRILE-WOOD, TUNGSTEN CARBIDE, LENGTH = 20.5CM, REUSABLE | SPECIALIZED INSTRUMENTATION FOR OPEN AND LAPAROSCOPIC SURGERIES
22832 | 4229680158400 | NEEDLE HOLDER, DEBAKEY, TUNGSTEN CARBIDE, LENGTH = 18.0CM, REUSABLE | SPECIALIZED INSTRUMENTATION FOR OPEN AND LAPAROSCOPIC SURGERIES
22833 | 4229680158600 | NEEDLE HOLDER, DEBAKEY, TUNGSTEN CARBIDE, LENGTH = 26.5CM, REUSABLE | SPECIALIZED INSTRUMENTATION FOR OPEN AND LAPAROSCOPIC SURGERIES
22834 | 4229680158700 | NEEDLE HOLDER, DEBAKEY, TUNGSTEN CARBIDE, LENGTH = 31.0CM, REUSABLE | SPECIALIZED INSTRUMENTATION FOR OPEN AND LAPAROSCOPIC SURGERIES
22835 | 4229680158500 | NEEDLE HOLDER, DEBAKEY, TUNGSTEN CARBIDE, LENGTH = 23.0CM, REUSABLE | SPECIALIZED INSTRUMENTATION FOR OPEN AND LAPAROSCOPIC SURGERIES
22836 | 4229680043100 | NEEDLE HOLDER, DEBAKEY, TUNGSTEN CARBIDE, LENGTH = 20.5CM, REUSABLE | SPECIALIZED INSTRUMENTATION FOR OPEN AND LAPAROSCOPIC SURGERIES
22837 | 4229680451600 | NEEDLE HOLDER, DERF, TUNGSTEN CARBIDE, LENGTH = 12.0CM, REUSABLE | SPECIALIZED INSTRUMENTATION FOR OPEN AND LAPAROSCOPIC SURGERIES
22838 | 4229680106400 | NEEDLE HOLDER, DERF/LONGITUDINAL SERRATION, STAINLESS STEEL, LENGTH = 13.0CM, REUSABLE | SPECIALIZED INSTRUMENTATION FOR OPEN AND LAPAROSCOPIC SURGERIES
22839 | 4229454602800 | NEEDLE HOLDER, DIADUST MICRO 23.0CM, (OR EQUIVALENT), REUSABLE | SPECIALIZED INSTRUMENTATION FOR OPEN AND LAPAROSCOPIC SURGERIES
22840 | 4229454602900 | NEEDLE HOLDER, DIADUST MICRO 25.0CM, (OR EQUIVALENT), REUSABLE | SPECIALIZED INSTRUMENTATION FOR OPEN AND LAPAROSCOPIC SURGERIES
22841 | 4229680294300 | NEEDLE HOLDER, FOSTER-GILLIES, TUNGSTEN CARBIDE, LENGTH = 11.0CM, REUSABLE | SPECIALIZED INSTRUMENTATION FOR OPEN AND LAPAROSCOPIC SURGERIES
22842 | 4229680448300 | NEEDLE HOLDER, HEANY/CURVED, STAINLESS STEEL, LENGTH = 20.5CM, REUSABLE | SPECIALIZED INSTRUMENTATION FOR OPEN AND LAPAROSCOPIC SURGERIES
22843 | 4229680158800 | NEEDLE HOLDER, HEGAR-VASCULAR, TUNGSTEN CARBIDE, LENGTH = 20.5CM, REUSABLE | SPECIALIZED INSTRUMENTATION FOR OPEN AND LAPAROSCOPIC SURGERIES
22844 | 4229680244700 | NEEDLE HOLDER, MICROVASCULAR, TUNGSTEN CARBIDE, LENGTH = 17.5CM, REUSABLE | SPECIALIZED INSTRUMENTATION FOR OPEN AND LAPAROSCOPIC SURGERIES
22845 | 4229680114600 | NEEDLE HOLDER, HEGAR-BAUMGARTNER, TUNGSTEN CARBIDE, LENGTH = 13.0CM, REUSABLE | SPECIALIZED INSTRUMENTATION FOR OPEN AND LAPAROSCOPIC SURGERIES
22846 | 4229680146400 | NEEDLE HOLDER, JAMISON/SLIM, STAINLESS STEEL, LENGTH = 23.0CM, REUSABLE | SPECIALIZED INSTRUMENTATION FOR OPEN AND LAPAROSCOPIC SURGERIES
22847 | 4229680294600 | NEEDLE HOLDER, LANGENBECK, TUNGSTEN CARBIDE, LENGTH = 18.5CM, REUSABLE | SPECIALIZED INSTRUMENTATION FOR OPEN AND LAPAROSCOPIC SURGERIES
22848 | 4229680042700 | NEEDLE HOLDER, MARTINI/SMOOTH, TUNGSTEN CARBIDE, LENGTH = 17.5CM, REUSABLE | SPECIALIZED INSTRUMENTATION FOR OPEN AND LAPAROSCOPIC SURGERIES
22849 | 4229680294500 | NEEDLE HOLDER MARTINI/SMOOTH, TUNGSTEN CARBIDE, LENGTH = 14.0CM, REUSABLE | SPECIALIZED INSTRUMENTATION FOR OPEN AND LAPAROSCOPIC SURGERIES
22850 | 4229680146500 | NEEDLE HOLDER, MASSON/HEAVY, STAINLESS STEEL, LENGTH = 26.5CM, REUSABLE | SPECIALIZED INSTRUMENTATION FOR OPEN AND LAPAROSCOPIC SURGERIES
22851 | 4229680278400 | NEEDLE HOLDER, MATHIEU/SLIM, STAINLESS STEEL, LENGTH = 17.0CM, REUSABLE | SPECIALIZED INSTRUMENTATION FOR OPEN AND LAPAROSCOPIC SURGERIES
22852 | 4229680294700 | NEEDLE HOLDER, MATHIEU, TUNGSTEN CARBIDE, LENGTH = 20.0CM, REUSABLE | SPECIALIZED INSTRUMENTATION FOR OPEN AND LAPAROSCOPIC SURGERIES
22853 | 4229680159100 | NEEDLE HOLDER, MAYO-HEGAR, TUNGSTEN CARBIDE, LENGTH = 20.0CM, REUSABLE | SPECIALIZED INSTRUMENTATION FOR OPEN AND LAPAROSCOPIC SURGERIES
22854 | 4229680147000 | NEEDLE HOLDER, MAYO-HEGAR, TUNGSTEN CARBIDE, LENGTH = 30.5CM, REUSABLE | SPECIALIZED INSTRUMENTATION FOR OPEN AND LAPAROSCOPIC SURGERIES
22855 | 4229680159000 | NEEDLE HOLDER, MAYO-HEGAR, TUNGSTEN CARBIDE, LENGTH = 18.5.0CM, REUSABLE | SPECIALIZED INSTRUMENTATION FOR OPEN AND LAPAROSCOPIC SURGERIES
22856 | 4229680146700 | NEEDLE HOLDER, MAYO-HEGAR, STAINLESS STEEL, LENGTH = 20.5CM, REUSABLE | SPECIALIZED INSTRUMENTATION FOR OPEN AND LAPAROSCOPIC SURGERIES
22857 | 4229680146900 | NEEDLE HOLDER, MAYO-HEGAR, STAINLESS STEEL, LENGTH = 26.5CM, REUSABLE | SPECIALIZED INSTRUMENTATION FOR OPEN AND LAPAROSCOPIC SURGERIES
22858 | 4229680159200 | NEEDLE HOLDER, MAYO-HEGAR, TUNGSTEN CARBIDE, LENGTH = 24.0.0CM, REUSABLE | SPECIALIZED INSTRUMENTATION FOR OPEN AND LAPAROSCOPIC SURGERIES
22859 | 4229680146800 | NEEDLE HOLDER, MAYO-HEGAR, STAINLESS STEEL, LENGTH = 24.0CM, REUSABLE | SPECIALIZED INSTRUMENTATION FOR OPEN AND LAPAROSCOPIC SURGERIES
22860 | 4229680146600 | NEEDLE HOLDER, MAYO-HEGAR, STAINLESS STEEL, LENGTH = 18.5CM, REUSABLE | SPECIALIZED INSTRUMENTATION FOR OPEN AND LAPAROSCOPIC SURGERIES
22861 | 4229680147100 | NEEDLE HOLDER, MAYO-HEGAR/SLIM, STAINLESS STEEL, LENGTH = 19.0CM, REUSABLE | SPECIALIZED INSTRUMENTATION FOR OPEN AND LAPAROSCOPIC SURGERIES
22862 | 4229680029800 | NEEDLE HOLDER, MAYO-HEGAR, STAINLESS STEEL, LENGTH = 14.5CM, REUSABLE | SPECIALIZED INSTRUMENTATION FOR OPEN AND LAPAROSCOPIC SURGERIES
22863 | 4229680029900 | NEEDLE HOLDER, MAYO-HEGAR, STAINLESS STEEL, LENGTH = 16.0CM, REUSABLE | SPECIALIZED INSTRUMENTATION FOR OPEN AND LAPAROSCOPIC SURGERIES
22864 | 4229680030000 | NEEDLE HOLDER, MAYO-HEGAR/SLIM, STAINLESS STEEL, LENGTH = 20.5CM, REUSABLE | SPECIALIZED INSTRUMENTATION FOR OPEN AND LAPAROSCOPIC SURGERIES
22865 | 4229680070200 | NEEDLE HOLDER, MAYO-HEGAR/SLIM, STAINLESS STEEL, LENGTH = 16.0CM, REUSABLE | SPECIALIZED INSTRUMENTATION FOR OPEN AND LAPAROSCOPIC SURGERIES
22866 | 4229680424100 | NEEDLE HOLDER, MAYO-HEGAR, STAINLESS STEEL, LENGTH = 30.0CM, REUSABLE | SPECIALIZED INSTRUMENTATION FOR OPEN AND LAPAROSCOPIC SURGERIES
22867 | 4229680114700 | NEEDLE HOLDER, JABOMA/WITH LOCK, TUNGSTEN CARBIDE, LENGTH = 18.0CM, REUSABLE | SPECIALIZED INSTRUMENTATION FOR OPEN AND LAPAROSCOPIC SURGERIES
22868 | 4229680042500 | NEEDLE HOLDER, TC/MICRO/STRAIGHT/WITH LOCK, LENGTH = 18.0CM, REUSABLE | SPECIALIZED INSTRUMENTATION FOR OPEN AND LAPAROSCOPIC SURGERIES
22869 | 4229680027800 | NEEDLE HOLDER, MICRO/WITH ROUND HANDLE, STAINLESS STEEL, REUSABLE | SPECIALIZED INSTRUMENTATION FOR OPEN AND LAPAROSCOPIC SURGERIES
22870 | 4229680028000 | NEEDLE HOLDER, MICRO/STRAIGHT/WITHOUT LOCK, STAINLESS STEEL, LENGTH = 15.0CM, REUSABLE | SPECIALIZED INSTRUMENTATION FOR OPEN AND LAPAROSCOPIC SURGERIES
22871 | 4229680027900 | NEEDLE HOLDER, MICRO/CURVED/WITHOUT LOCK, STAINLESS STEEL, LENGTH = 15.0CM, REUSABLE | SPECIALIZED INSTRUMENTATION FOR OPEN AND LAPAROSCOPIC SURGERIES
22872 | 4229680028100 | NEEDLE HOLDER, MICRO/STRAIGHT/WITHOUT LOCK, STAINLESS STEEL, LENGTH = 18.0CM, REUSABLE | SPECIALIZED INSTRUMENTATION FOR OPEN AND LAPAROSCOPIC SURGERIES
22873 | 4229680046500 | NEEDLE HOLDER, TI/MICRO/STRAIGHT/WITH LOCK, LENGTH = 21.0CM, REUSABLE | SPECIALIZED INSTRUMENTATION FOR OPEN AND LAPAROSCOPIC SURGERIES
22874 | 4229680046400 | NEEDLE HOLDER, TI/MICRO/STRAIGHT/WITH LOCK, LENGTH = 18.0CM, REUSABLE | SPECIALIZED INSTRUMENTATION FOR OPEN AND LAPAROSCOPIC SURGERIES
22875 | 4229680029000 | NEEDLE HOLDER, MICRO/HEAVY DUTY, TIP DIAMETER = 10.0MM, LENGTH = 23.0CM, REUSABLE | SPECIALIZED INSTRUMENTATION FOR OPEN AND LAPAROSCOPIC SURGERIES
22876 | 4229680027700 | NEEDLE HOLDER, MICRO/STRAIGHT/WITH LOCK, LENGTH = 15.0CM, REUSABLE | SPECIALIZED INSTRUMENTATION FOR OPEN AND LAPAROSCOPIC SURGERIES
22877 | 4229680189800 | NEEDLE HOLDER, MICRO/CURVED/WITH LOCK, STAINLESS STEEL, LENGTH = 15.0CM, REUSABLE | SPECIALIZED INSTRUMENTATION FOR OPEN AND LAPAROSCOPIC SURGERIES
22878 | 4229680028200 | NEEDLE HOLDER, MICRO/STRAIGHT/WITH LOCK, STAINLESS STEEL, LENGTH = 21.0CM, REUSABLE | SPECIALIZED INSTRUMENTATION FOR OPEN AND LAPAROSCOPIC SURGERIES
22879 | 4229680244600 | NEEDLE HOLDER, MICRO/STRAIGHT/WITH LOCK, TUNGSTEN CARBIDE, LENGTH = 22.0CM, REUSABLE | SPECIALIZED INSTRUMENTATION FOR OPEN AND LAPAROSCOPIC SURGERIES
22880 | 4229680225100 | NEEDLE HOLDER, MICRO/STRAIGHT/WITH LOCK, LENGTH = 11.5CM, REUSABLE | SPECIALIZED INSTRUMENTATION FOR OPEN AND LAPAROSCOPIC SURGERIES
22881 | 4229680170100 | NEEDLE HOLDER, MICRO/STRAIGHT, STAINLESS STEEL, LENGTH = 18.0CM, REUSABLE | SPECIALIZED INSTRUMENTATION FOR OPEN AND LAPAROSCOPIC SURGERIES
22882 | 4229680294100 | NEEDLE HOLDER, MICRO/SMOOTH, TUNGSTEN CARBIDE, LENGTH = 14.5CM, REUSABLE | SPECIALIZED INSTRUMENTATION FOR OPEN AND LAPAROSCOPIC SURGERIES
22883 | 4229680268900 | NEEDLE HOLDER, MICRO/CURVED/WITHOUT LOCK, STAINLESS STEEL, LENGTH = 18.0CM, REUSABLE | SPECIALIZED INSTRUMENTATION FOR OPEN AND LAPAROSCOPIC SURGERIES
22884 | 4229680437200 | NEEDLE HOLDER, MICRO/STRAIGHT/WITH LOCK, TIP DIAMETER = 1.2MM, LENGTH = 18.0CM, REUSABLE | SPECIALIZED INSTRUMENTATION FOR OPEN AND LAPAROSCOPIC SURGERIES
22885 | 4229680437400 | NEEDLE HOLDER, MICRO/CURVED/WITH LOCK, STAINLESS STEEL, LENGTH = 21.0CM, REUSABLE | SPECIALIZED INSTRUMENTATION FOR OPEN AND LAPAROSCOPIC SURGERIES
22886 | 4229680440400 | NEEDLE HOLDER, TI/MICRO/STRAIGHT/WITH LOCK, LENGTH = 15.0CM, REUSABLE | SPECIALIZED INSTRUMENTATION FOR OPEN AND LAPAROSCOPIC SURGERIES
22887 | 4229680042600 | NEEDLE HOLDER, TC/MICRO/STRAIGHT/WITH LOCK, LENGTH = 14.5CM, REUSABLE | SPECIALIZED INSTRUMENTATION FOR OPEN AND LAPAROSCOPIC SURGERIES
22888 | 4229680322900 | NEEDLE HOLDER, KALT/CURVED, STAINLESS STEEL, TOTAL LENGTH = 13.6CM, REUSABLE | SPECIALIZED INSTRUMENTATION FOR OPEN AND LAPAROSCOPIC SURGERIES
22889 | 4229680043500 | NEEDLE HOLDER, RYDER-VASCULAR, TUNGSTEN CARBIDE, LENGTH = 15.5CM, REUSABLE | SPECIALIZED INSTRUMENTATION FOR OPEN AND LAPAROSCOPIC SURGERIES
22890 | 4229680043600 | NEEDLE HOLDER, RYDER-VASCULAR, TUNGSTEN CARBIDE, LENGTH = 17.5CM, REUSABLE | SPECIALIZED INSTRUMENTATION FOR OPEN AND LAPAROSCOPIC SURGERIES
22891 | 4229680043700 | NEEDLE HOLDER, RYDER-VASCULAR, TUNGSTEN CARBIDE, LENGTH = 20.0CM, REUSABLE | SPECIALIZED INSTRUMENTATION FOR OPEN AND LAPAROSCOPIC SURGERIES
22892 | 4229680440100 | NEEDLE HOLDER, RYDER-VASCULAR, TUNGSTEN CARBIDE, LENGTH = 12.0CM, REUSABLE | SPECIALIZED INSTRUMENTATION FOR OPEN AND LAPAROSCOPIC SURGERIES
22893 | 4229180246200 | NEEDLE HOLDER TC, RYDER TUBE-SHAFT 1.2MM TIP WITH RATCHET VALVE GATE PRO (OR EQUIVALENT), DIAMETER 5 25CM, REUSABLE | SPECIALIZED INSTRUMENTATION FOR OPEN AND LAPAROSCOPIC SURGERIES
22894 | 4229180246300 | RYDER NEEDLE HOLDER, NEEDLE, STAINLESS STEEL, 1.9MM 9-10, 23-25 CM FOR VALVE SUTURING, HOLDING THE FINE SUTURE NEEDLE, REUSABLE | SPECIALIZED INSTRUMENTATION FOR OPEN AND LAPAROSCOPIC SURGERIES
22895 | 4229680043800 | NEEDLE HOLDER, SAROT/SWEDISH-TYPE, TUNGSTEN CARBIDE, LENGTH = 15.0CM, REUSABLE | SPECIALIZED INSTRUMENTATION FOR OPEN AND LAPAROSCOPIC SURGERIES
22896 | 4229680043900 | NEEDLE HOLDER, SAROT/SWEDISH-TYPE, TUNGSTEN CARBIDE, LENGTH = 17.0CM, REUSABLE | SPECIALIZED INSTRUMENTATION FOR OPEN AND LAPAROSCOPIC SURGERIES
22897 | 4229680174300 | NEEDLE HOLDER, BOZEMANN/S-SHAPE, TUNGSTEN CARBIDE, LENGTH = 24.0CM, REUSABLE | SPECIALIZED INSTRUMENTATION FOR OPEN AND LAPAROSCOPIC SURGERIES
22898 | 4229680174400 | NEEDLE HOLDER, BOZEMANN/S-SHAPE, TUNGSTEN CARBIDE, LENGTH = 30.0CM, REUSABLE | SPECIALIZED INSTRUMENTATION FOR OPEN AND LAPAROSCOPIC SURGERIES
22899 | 4229680174200 | NEEDLE HOLDER, BOZEMANN/S-SHAPE, TUNGSTEN CARBIDE, LENGTH = 20.5CM, REUSABLE | SPECIALIZED INSTRUMENTATION FOR OPEN AND LAPAROSCOPIC SURGERIES
22900 | 4229680451700 | NEEDLE HOLDER, STRATTE/CURVED TO RIGHT, TUNGSTEN CARBIDE, LENGTH = 23.0CM, REUSABLE | SPECIALIZED INSTRUMENTATION FOR OPEN AND LAPAROSCOPIC SURGERIES
22901 | 4229290310600 | NEEDLE HOLDER THORACOSCOPIC (10MM) (FOR 2-0 AND SMALLER NEEDLES) GOLD RING HANDLE STRAIGHT CARBON-INLAY JAWS 8-1/4 / 21 CM WORKING LENGTH 13-1/2/ 34 CM (OR EQUIVALENT) REUSABLE | SPECIALIZED INSTRUMENTATION FOR OPEN AND LAPAROSCOPIC SURGERIES
22902 | 4229290310800 | NEEDLE HOLDER THORACOSCOPIC (7 MM) (FOR 4-0 AND SMALLER NEEDLES) GOLD RING HANDLE STRAIGHT CARBON-INLAY JAWS 8-1/2 / 21.5 CM WORKING LENGTH 13-1/2 / 34 CM (OR EQUIVALENT) REUSABLE | SPECIALIZED INSTRUMENTATION FOR OPEN AND LAPAROSCOPIC SURGERIES
22903 | 4229680244800 | NEEDLE HOLDER, TOENNIS, TUNGSTEN CARBIDE, LENGTH = 18.0CM, REUSABLE | SPECIALIZED INSTRUMENTATION FOR OPEN AND LAPAROSCOPIC SURGERIES
22904 | 4229180249800 | LAPAROSCOPIC (KOH) ULTRA MICRO NEEDLE HOLDER JAWS CURVED TO LEFT WITH TUNGSTEN CARBIDE INSERT STRAIGHT HANDLE WITH DISENGAGEABLE RATCHET SIZE 3.5 MM LENGTH 20 CM, REUSABLE | SPECIALIZED INSTRUMENTATION FOR OPEN AND LAPAROSCOPIC SURGERIES
22905 | 4229180249900 | LAPAROSCOPIC (KOH) ULTRA MICRO NEEDLE HOLDER JAWS CURVED TO RIGHT WITH TUNGSTEN CARBIDE INSERT STRAIGHT HANDLE WITH DISENGAGEABLE RATCHET SIZE 3.5 MM LENGTH 20 CM, REUSABLE | SPECIALIZED INSTRUMENTATION FOR OPEN AND LAPAROSCOPIC SURGERIES
22906 | 4229490822800 | NEEDLE HOLDER, TC, COLVIN TUBE-SHAFT WITH RATCHET VALVE GATE PRO (OR EQUIVALENT), DIAMETER 5 25CM, REUSABLE | SPECIALIZED INSTRUMENTATION FOR OPEN AND LAPAROSCOPIC SURGERIES
22907 | 4229680070300 | NEEDLE HOLDER, OLSEN-HEGARR/STRAIGHT, STAINLESS STEEL, LENGTH = 14.0CM, REUSABLE | SPECIALIZED INSTRUMENTATION FOR OPEN AND LAPAROSCOPIC SURGERIES
22908 | 4229680044000 | NEEDLE HOLDER, WANGENSTEEN, TUNGSTEN CARBIDE, LENGTH = 27.0CM, REUSABLE | SPECIALIZED INSTRUMENTATION FOR OPEN AND LAPAROSCOPIC SURGERIES
22909 | 4229680030100 | NEEDLE HOLDER, WANGENSTEEN, STAINLESS STEEL, LENGTH = 26.5CM, REUSABLE | SPECIALIZED INSTRUMENTATION FOR OPEN AND LAPAROSCOPIC SURGERIES
22910 | 4229680193400 | NEEDLE HOLDER, WEBSTER/SMOOTH, TUNGSTEN CARBIDE, LENGTH = 13.0CM, REUSABLE | SPECIALIZED INSTRUMENTATION FOR OPEN AND LAPAROSCOPIC SURGERIES
22911 | 4229680089200 | NEEDLE HOLDER, WEBSTER/SERRATED JAW, STAINLESS STEEL, LENGTH = 12.7CM, REUSABLE | SPECIALIZED INSTRUMENTATION FOR OPEN AND LAPAROSCOPIC SURGERIES
22912 | 4229680089400 | NEEDLE HOLDER, WEBSTER/SMOOTH JAWS, STAINLESS STEEL, LENGTH = 12.7CM, REUSABLE | SPECIALIZED INSTRUMENTATION FOR OPEN AND LAPAROSCOPIC SURGERIES
22913 | 4229680145600 | NEEDLE, LIGATURE, DESCHAMPS/BLUNT, LENGTH = 21.0CM, REUSABLE | SPECIALIZED INSTRUMENTATION FOR OPEN AND LAPAROSCOPIC SURGERIES
22914 | 4229680145500 | NEEDLE, LIGATURE, DESCHAMPS/BLUNT, LENGTH = 20.0CM, REUSABLE | SPECIALIZED INSTRUMENTATION FOR OPEN AND LAPAROSCOPIC SURGERIES
22915 | 4229680145400 | NEEDLE, LIGATURE, CURVED/MALLEABLE, LENGTH = 20.0CM, REUSABLE | SPECIALIZED INSTRUMENTATION FOR OPEN AND LAPAROSCOPIC SURGERIES
22916 | 4229680447900 | NEEDLE, LIGATURE, KRONECKER/RIGHT, LENGTH = 12.0CM, REUSABLE | SPECIALIZED INSTRUMENTATION FOR OPEN AND LAPAROSCOPIC SURGERIES
22917 | 4229680411600 | NEEDLE, LIGATURE, KRONECKER/LEFT, LENGTH = 12.0CM, REUSABLE | SPECIALIZED INSTRUMENTATION FOR OPEN AND LAPAROSCOPIC SURGERIES
22918 | 4229680106200 | NEEDLE, OTOLOGY, BARBARA/STRONGLY CURVED, LENGTH = 16.0CM, REUSABLE | SPECIALIZED INSTRUMENTATION FOR OPEN AND LAPAROSCOPIC SURGERIES
22919 | 4229680294400 | NEEDLE HOLDER, GILLIES-MINI, TUNGSTEN CARBIDE, LENGTH = 15.0CM, REUSABLE | SPECIALIZED INSTRUMENTATION FOR OPEN AND LAPAROSCOPIC SURGERIES
22920 | 4229680409900 | FORCEPS, TISSUE, NELSON, STAINLESS STEEL, LENGTH = 23.0CM, TEETH: 8X6, REUSABLE | SPECIALIZED INSTRUMENTATION FOR OPEN AND LAPAROSCOPIC SURGERIES
22921 | 4229499200600 | OPERATING SHEATH, FOR MIP XS, 8. 5/9.5 FR., WORKING LENGTH 15 CM (OR EQUIVALENT), FOR USE WITH NEPHROSCOPE, REUSABLE | SPECIALIZED INSTRUMENTATION FOR OPEN AND LAPAROSCOPIC SURGERIES
22922 | 4229499200700 | OPERATING SHEATH, FOR THE SUPINE POSITION, 8.5/9.5 FR., WORKING LENGTH 18 CM (OR EQUIVALENT), FOR USE WITH NEPHROSCOPE, REUSABLE | SPECIALIZED INSTRUMENTATION FOR OPEN AND LAPAROSCOPIC SURGERIES
22923 | 4229490201300 | APPLICATOR FOR SEALING, INCLUDING SHEATH AND PUSHER, FOR USE WITH OPERATING SHEATHS, PEDIATRIC PERCUTANEOUS NEPHROSCOPE, REUSABLE | SPECIALIZED INSTRUMENTATION FOR OPEN AND LAPAROSCOPIC SURGERIES
22924 | 4229490201400 | APPLICATOR, FOR SUPINE POSITION, WITH ROD FOR SEALING WITH SHEATH, FOR USE WITH OPERATING SHEATHS, PEDIATRIC PERCUTANEOUS NEPHROSCOPE, REUSABLE | SPECIALIZED INSTRUMENTATION FOR OPEN AND LAPAROSCOPIC SURGERIES
22925 | 4229499200800 | OPERATING SHEATH, FOR MIP S, 11/12 FR. WORKING LENGTH 15 CM (OR EQUIVALENT), FOR CONTINUOUS IRRIGATION AND SUCTION, FOR USE WITH NEPHROSCOPE, REUSABLE | SPECIALIZED INSTRUMENTATION FOR OPEN AND LAPAROSCOPIC SURGERIES
22926 | 4229499200900 | OPERATING SHEATH, FOR THE SUPINE POSITION, 11/12 FR., WORKING LENGTH 18 CM (OR EQUIVALENT), FOR CONTINUOUS IRRIGATION AND SUCTION, FOR USE WITH NEPHROSCOPE, REUSABLE | SPECIALIZED INSTRUMENTATION FOR OPEN AND LAPAROSCOPIC SURGERIES
22927 | 4229680030300 | HOOK, NERVE, NEUROSURGERY, KRAYENBUEHL/NO.2, LENGTH = 19.0CM, REUSABLE | SPECIALIZED INSTRUMENTATION FOR OPEN AND LAPAROSCOPIC SURGERIES
22928 | 4229680030200 | HOOK, NERVE, NERVE MANIPULATION, KRAYENBUEHL/NO.1, LENGTH = 19.0CM, REUSABLE | SPECIALIZED INSTRUMENTATION FOR OPEN AND LAPAROSCOPIC SURGERIES
22929 | 4229680278500 | HOOK, NERVE, NEUROSURGERY, SMITHWICK/CURVED, LENGTH = 16.5CM, REUSABLE | SPECIALIZED INSTRUMENTATION FOR OPEN AND LAPAROSCOPIC SURGERIES
22930 | 4229680227500 | HOOK, NERVE, EXPLORING, CRILE, ANGLE: 90 DEGREE, LENGTH = 20.0CM, REUSABLE | SPECIALIZED INSTRUMENTATION FOR OPEN AND LAPAROSCOPIC SURGERIES
22931 | 4229680410800 | HOOK NEUROSURGERY CRILE/90 DEGREE LENGTH = 20.0CM REUSABLE | SPECIALIZED INSTRUMENTATION FOR OPEN AND LAPAROSCOPIC SURGERIES
22932 | 4229680041500 | HOOK, SUTURE, NEUROSURGERY, DIAMETER = 2.5MM, LENGTH = 26.0CM, REUSABLE | SPECIALIZED INSTRUMENTATION FOR OPEN AND LAPAROSCOPIC SURGERIES
22933 | 4229680439400 | HOOK, SUTURE, NEUROSURGERY, DIAMETER = 1.5MM, LENGTH = 26.0CM, REUSABLE | SPECIALIZED INSTRUMENTATION FOR OPEN AND LAPAROSCOPIC SURGERIES
22934 | 4229680328900 | HOOK, NUCLEUS DIVIDING, CHOPPING/MANIPULATING THE NUCLEUS, MIYOSHI/90 DEGREES ANGLED HOOK TIP WITH STRAIGHT END/ROUND KNURLED HANDLE, REUSABLE | SPECIALIZED INSTRUMENTATION FOR OPEN AND LAPAROSCOPIC SURGERIES
22935 | 4229680329900 | FORCEPS, NUCLEUS SPREADING, GENTLY CURVED CROSS ACTION SHAFTS/ROUGHENED PADDLE SHAPED JAWS/FLAT HANDLE/WITH HOLES, STAINLESS STEEL, REUSABLE | SPECIALIZED INSTRUMENTATION FOR OPEN AND LAPAROSCOPIC SURGERIES
22936 | 4229680170600 | FORCEPS, OBSTETRICAL, NAEGELE, STAINLESS STEEL, LENGTH = 36.5CM, REUSABLE | SPECIALIZED INSTRUMENTATION FOR OPEN AND LAPAROSCOPIC SURGERIES
22937 | 4229680170500 | FORCEPS, OBSTETRICAL, KIELLAND, STAINLESS STEEL, LENGTH = 41.0CM, REUSABLE | SPECIALIZED INSTRUMENTATION FOR OPEN AND LAPAROSCOPIC SURGERIES
22938 | 4229680282100 | RASPATORY, SCRAPING, OBWEGESER/ROUND, BLADE SIZE: 11.0MM, LENGTH = 18.0CM, REUSABLE | SPECIALIZED INSTRUMENTATION FOR OPEN AND LAPAROSCOPIC SURGERIES
22939 | 4229680282600 | RASPATORY, SCRAPING, OBWEGESER, BLADE SIZE: 6.0MM, LENGTH = 21.0CM, REUSABLE | SPECIALIZED INSTRUMENTATION FOR OPEN AND LAPAROSCOPIC SURGERIES
22940 | 4229680282500 | RASPATORY, SCRAPING, OBWEGESER, BLADE SIZE: 6.0MM, LENGTH = 18.0CM, REUSABLE | SPECIALIZED INSTRUMENTATION FOR OPEN AND LAPAROSCOPIC SURGERIES
22941 | 4229680282700 | RASPATORY, SCRAPING, OBWEGESER, BLADE SIZE: 7.0MM, LENGTH = 18.0CM, REUSABLE | SPECIALIZED INSTRUMENTATION FOR OPEN AND LAPAROSCOPIC SURGERIES
22942 | 4229680282800 | RASPATORY, SCRAPING, OBWEGESER, BLADE SIZE: 9.0MM, LENGTH = 18.0CM, REUSABLE | SPECIALIZED INSTRUMENTATION FOR OPEN AND LAPAROSCOPIC SURGERIES
22943 | 4229680387000 | RASPATORY, RAMUS, SCRAPING, OBWEGESER, BLADE SIZE: 5.0MM, LENGTH = 21.0CM, REUSABLE | SPECIALIZED INSTRUMENTATION FOR OPEN AND LAPAROSCOPIC SURGERIES
22944 | 4229680387100 | RASPATORY, RAMUS, SCRAPING, OBWEGESER, BLADE SIZE: 7.0MM, LENGTH = 21.0CM, REUSABLE | SPECIALIZED INSTRUMENTATION FOR OPEN AND LAPAROSCOPIC SURGERIES
22945 | 4229680263500 | AWL, MANDIBULA, HOLE ENLARGEMENT, OBWEGESER, LENGTH = 15.0CM, REUSABLE | SPECIALIZED INSTRUMENTATION FOR OPEN AND LAPAROSCOPIC SURGERIES
22946 | 4229680263600 | AWL, MANDIBULA, HOLE ENLARGEMENT, OBWEGESER, LENGTH = 17.5CM, REUSABLE | SPECIALIZED INSTRUMENTATION FOR OPEN AND LAPAROSCOPIC SURGERIES
22947 | 4229680303300 | AWL, ZYGOMATIC, HOLE ENLARGEMENT, OBWEGESER, LENGTH = 24.0CM, REUSABLE | SPECIALIZED INSTRUMENTATION FOR OPEN AND LAPAROSCOPIC SURGERIES
22948 | 4229680256200 | ELEVATOR, SURGICAL, RASPATORY/OBWEGESER, STAINLESS STEEL, DIAMETER = 6.0MM, LENGTH = 21.0CM, REUSABLE | SPECIALIZED INSTRUMENTATION FOR OPEN AND LAPAROSCOPIC SURGERIES
22949 | 4229680256300 | ELEVATOR, SURGICAL, OBWEGESER/DOUBLE, STAINLESS STEEL, LENGTH = 20.5CM, REUSABLE | SPECIALIZED INSTRUMENTATION FOR OPEN AND LAPAROSCOPIC SURGERIES
22950 | 4229680234800 | RETRACTOR, SOFT TISSUE, OBWEGESER/DOWNWARD, STAINLESS STEEL, TIP SIZE: 55.0MM X 12.0MM, LENGTH = 23.5CM, REUSABLE | SPECIALIZED INSTRUMENTATION FOR OPEN AND LAPAROSCOPIC SURGERIES
22951 | 4229680234900 | RETRACTOR, SOFT TISSUE, OBWEGESER/DOWNWARD, STAINLESS STEEL, TIP SIZE: 80.0MM X 16.0MM, LENGTH = 23.5CM, REUSABLE | SPECIALIZED INSTRUMENTATION FOR OPEN AND LAPAROSCOPIC SURGERIES
22952 | 4229680281600 | RETRACTOR, RAMUS, OBWEGESER, STAINLESS STEEL, LENGTH = 22.0CM, REUSABLE | SPECIALIZED INSTRUMENTATION FOR OPEN AND LAPAROSCOPIC SURGERIES
22953 | 4229680254800 | RETRACTOR, CHIN, OBWEGESER, STAINLESS STEEL, LENGTH = 16.5CM, REUSABLE | SPECIALIZED INSTRUMENTATION FOR OPEN AND LAPAROSCOPIC SURGERIES
22954 | 4229680281500 | RETRACTOR, RAMUS, OBWEGESER, STAINLESS STEEL, TIP SIZE: 75.0MM X 11.0M-15.0MM, LENGTH = 24.0CM, REUSABLE | SPECIALIZED INSTRUMENTATION FOR OPEN AND LAPAROSCOPIC SURGERIES
22955 | 4229680292000 | RETRACTOR, NASAL SPINE, OBWEGESER, STAINLESS STEEL, LENGTH = 24.0CM, REUSABLE | SPECIALIZED INSTRUMENTATION FOR OPEN AND LAPAROSCOPIC SURGERIES
22956 | 4229680286700 | RETRACTOR, SOFT TISSUE, OBWEGESER/UPWARD, STAINLESS STEEL, TIP SIZE: 35.0MM X 10.0MM, LENGTH = 23.0CM, REUSABLE | SPECIALIZED INSTRUMENTATION FOR OPEN AND LAPAROSCOPIC SURGERIES
22957 | 4229680286800 | RETRACTOR, SOFT TISSUE, OBWEGESER/UPWARD, STAINLESS STEEL, TIP SIZE: 42.0MM X 10.0MM, LENGTH = 23.0CM, REUSABLE | SPECIALIZED INSTRUMENTATION FOR OPEN AND LAPAROSCOPIC SURGERIES
22958 | 4229680286900 | RETRACTOR, SOFT TISSUE, OBWEGESER/UPWARD, STAINLESS STEEL, TIP SIZE: 55.0MM X 13.0MM, LENGTH = 23.5CM, REUSABLE | SPECIALIZED INSTRUMENTATION FOR OPEN AND LAPAROSCOPIC SURGERIES
22959 | 4229680387200 | RETRACTOR, RAMUS, OBWEGESER, STAINLESS STEEL, TIP SIZE: 75.0MM X 12.0MM-22.0MM, LENGTH = 24.0CM, REUSABLE | SPECIALIZED INSTRUMENTATION FOR OPEN AND LAPAROSCOPIC SURGERIES
22960 | 4229680339900 | RETRACTOR, ALVEOLAR, OBWEGESER, STAINLESS STEEL, LENGTH = 24.0CM, REUSABLE | SPECIALIZED INSTRUMENTATION FOR OPEN AND LAPAROSCOPIC SURGERIES
22961 | 4229680349300 | RETRACTOR, CHANNEL, OBWEGESER, STAINLESS STEEL, TIP SIZE: 9.0MM, LENGTH = 16.5CM, REUSABLE | SPECIALIZED INSTRUMENTATION FOR OPEN AND LAPAROSCOPIC SURGERIES
22962 | 4229680293200 | STRIPPER, OBWEGESER, LEFT/BLADE 10.0MM, STAINLESS STEEL, LENGTH = 18.0CM, REUSABLE | SPECIALIZED INSTRUMENTATION FOR OPEN AND LAPAROSCOPIC SURGERIES
22963 | 4229680293300 | STRIPPER, OBWEGESER, RIGHT/BLADE 10.0MM, STAINLESS STEEL, LENGTH = 18.0CM, REUSABLE | SPECIALIZED INSTRUMENTATION FOR OPEN AND LAPAROSCOPIC SURGERIES
22964 | 4229680281700 | STRIPPER, OBWEGESER, LEFT/RAMUS/BLADE 7.5MM, STAINLESS STEEL, LENGTH = 17.5CM, REUSABLE | SPECIALIZED INSTRUMENTATION FOR OPEN AND LAPAROSCOPIC SURGERIES
22965 | 4229680416100 | FORCEPS, SKIN, OGURA/GRAEFE, STAINLESS STEEL, LENGTH = 11.0CM, TIP WIDTH= 4.0MM, REUSABLE | SPECIALIZED INSTRUMENTATION FOR OPEN AND LAPAROSCOPIC SURGERIES
22966 | 4229680240400 | SPATULA, BRAIN, OBTAIN EXPOSURE TO THE SURGICAL FIELD, OLIVECRONA/CONCAVE, WIDTH= 7.0MM-9.0MM, REUSABLE | SPECIALIZED INSTRUMENTATION FOR OPEN AND LAPAROSCOPIC SURGERIES
22967 | 4229680240300 | SPATULA, BRAIN, OBTAIN EXPOSURE TO THE SURGICAL FIELD, OLIVECRONA/CONCAVE, WIDTH= 11.0MM-13.0MM, REUSABLE | SPECIALIZED INSTRUMENTATION FOR OPEN AND LAPAROSCOPIC SURGERIES
22968 | 4229680019500 | DISSECTOR, SEPARATION, OLIVECRONA/DURA/DOUBLE, STAINLESS STEEL, LENGTH = 24.0CM, REUSABLE | SPECIALIZED INSTRUMENTATION FOR OPEN AND LAPAROSCOPIC SURGERIES
22969 | 4229680019400 | DISSECTOR, SEPARATION, OLIVECRONA/DURA/DOUBLE, STAINLESS STEEL, LENGTH = 20.0CM, REUSABLE | SPECIALIZED INSTRUMENTATION FOR OPEN AND LAPAROSCOPIC SURGERIES
22970 | 4229680212200 | DISSECTOR, SEPARATION, DURA/OLIVECRONA/DOUBLE, STAINLESS STEEL, LENGTH = 18.0CM, REUSABLE | SPECIALIZED INSTRUMENTATION FOR OPEN AND LAPAROSCOPIC SURGERIES
22971 | 4229680086300 | SCISSORS, SURGICAL, OLIVER SUTURE APPLYING/SHARP-SHARP/STRAIGHT, STAINLESS STEEL WITH TUNGSTEN CARBIDE TIPS, LENGTH = 11.5CM, REUSABLE | SPECIALIZED INSTRUMENTATION FOR OPEN AND LAPAROSCOPIC SURGERIES
22972 | 4229680150300 | RETRACTOR, WOUND, OLLIER/BLUNT, STAINLESS STEEL, TIP SIZE: 37.0MM X 30.0MM, LENGTH = 24.5CM, REUSABLE | SPECIALIZED INSTRUMENTATION FOR OPEN AND LAPAROSCOPIC SURGERIES
22973 | 4229680259300 | FRAME, CRANIOMAXILLOFACIAL, MOUTH GAG, REUSABLE | SPECIALIZED INSTRUMENTATION FOR OPEN AND LAPAROSCOPIC SURGERIES
22974 | 4229680386900 | RETRACTOR, RAMUS, OBWEGESER/SMALL/RIGHT, STAINLESS STEEL, LENGTH = 16.5CM, REUSABLE | SPECIALIZED INSTRUMENTATION FOR OPEN AND LAPAROSCOPIC SURGERIES
22975 | 4229680386800 | RETRACTOR RAMUS OBWEGESER/SMALL/LEFT STAINLESS STEEL LENGTH = 16.5CM REUSABLE | SPECIALIZED INSTRUMENTATION FOR OPEN AND LAPAROSCOPIC SURGERIES
22976 | 4229313900400 | RETRACTOR, OMNI (OR EQUIVALENT), SWIVEL RETRACTOR, MALLEABLE SLOTTED, SIZE: 3.8CM X 15.2CM, REUSABLE | SPECIALIZED INSTRUMENTATION FOR OPEN AND LAPAROSCOPIC SURGERIES
22977 | 4229313902700 | RETRACTOR, OMNI (OR EQUIVALENT), SWIVEL RETRACTOR, HARRINGTON SWEETHEART, SIZE: 6.4CM X 17.8CM, REUSABLE | SPECIALIZED INSTRUMENTATION FOR OPEN AND LAPAROSCOPIC SURGERIES
22978 | 4229313900700 | RETRACTOR, OMNI (OR EQUIVALENT), GROIN SWIVEL, 3.8CM X 8.9CM, REUSABLE | SPECIALIZED INSTRUMENTATION FOR OPEN AND LAPAROSCOPIC SURGERIES
22979 | 4229313900500 | RETRACTOR, OMNI (OR EQUIVALENT), DEAVER SWIVEL, 7CM X 11.4CM, REUSABLE | SPECIALIZED INSTRUMENTATION FOR OPEN AND LAPAROSCOPIC SURGERIES
22980 | 4229310801200 | RETRACTOR, OMNI (OR EQUIVALENT), STERNAL, 7.6CM X 7.6CM, REUSABLE | SPECIALIZED INSTRUMENTATION FOR OPEN AND LAPAROSCOPIC SURGERIES
22981 | 4229313300400 | RETRACTOR, OMNI (OR EQUIVALENT), FIELD POST, REUSABLE | SPECIALIZED INSTRUMENTATION FOR OPEN AND LAPAROSCOPIC SURGERIES
22982 | 4229313902800 | RETRACTOR, OMNI (OR EQUIVALENT), SWIVEL RETRACTOR, BLADDER MALLEABLE, SIZE: 7.6CM X 15.2CM, REUSABLE | SPECIALIZED INSTRUMENTATION FOR OPEN AND LAPAROSCOPIC SURGERIES
22983 | 4229313901700 | RETRACTOR, OMNI (OR EQUIVALENT), SWIVEL RETRACTOR, MALLEABLE SLOTTED, SIZE: 5CM X 16.5CM, REUSABLE | SPECIALIZED INSTRUMENTATION FOR OPEN AND LAPAROSCOPIC SURGERIES
22984 | 4229313901100 | RETRACTOR, OMNI (OR EQUIVALENT), SWIVEL RETRACTOR, MAYO, SIZE: 7CM X 5CM, REUSABLE | SPECIALIZED INSTRUMENTATION FOR OPEN AND LAPAROSCOPIC SURGERIES
22985 | 4229313901500 | RETRACTOR, OMNI (OR EQUIVALENT), SWIVEL RETRACTOR, RENAL VEIN, SIZE: 2.5CM X 15.2CM, REUSABLE | SPECIALIZED INSTRUMENTATION FOR OPEN AND LAPAROSCOPIC SURGERIES
22986 | 4229313901800 | RETRACTOR, OMNI (OR EQUIVALENT), SWIVEL RETRACTOR, MALLEABLE SLOTTED, SIZE: 7.6CM X 16.5CM, REUSABLE | SPECIALIZED INSTRUMENTATION FOR OPEN AND LAPAROSCOPIC SURGERIES
22987 | 4229313900600 | RETRACTOR, OMNI (OR EQUIVALENT), SWIVEL RETRACTOR, FENCE, SIZE: 10.2CM X 15.2CM, REUSABLE | SPECIALIZED INSTRUMENTATION FOR OPEN AND LAPAROSCOPIC SURGERIES
22988 | 4229313900800 | RETRACTOR, OMNI (OR EQUIVALENT), SWIVEL RETRACTOR, HARRINGTON SWEETHEART, SIZE: 5CM X 12.7CM, REUSABLE | SPECIALIZED INSTRUMENTATION FOR OPEN AND LAPAROSCOPIC SURGERIES
22989 | 4229313901200 | RETRACTOR, OMNI (OR EQUIVALENT), SWIVEL RETRACTOR, MAYO, SIZE: 8.9CM X 5CM, REUSABLE | SPECIALIZED INSTRUMENTATION FOR OPEN AND LAPAROSCOPIC SURGERIES
22990 | 4229313900100 | RETRACTOR, OMNI (OR EQUIVALENT), SWIVEL RETRACTOR, SPLANCHNIC, SIZE: 5CM X 11.4CM, REUSABLE | SPECIALIZED INSTRUMENTATION FOR OPEN AND LAPAROSCOPIC SURGERIES
22991 | 4229310711300 | RETRACTOR, OMNI (OR EQUIVALENT), SWIVEL RETRACTOR, SPLANCHNIC, SIZE: 5CM X 15.2CM, REUSABLE | SPECIALIZED INSTRUMENTATION FOR OPEN AND LAPAROSCOPIC SURGERIES
22992 | 4229680109200 | SCISSORS, OPERATING, DELICATE/SHARP-SHARP/CURVED, STAINLESS STEEL, LENGTH = 14.5CM, REUSABLE | SPECIALIZED INSTRUMENTATION FOR OPEN AND LAPAROSCOPIC SURGERIES
22993 | 4229680147600 | SCISSORS, OPERATING, SHARP/BLUNT/STRAIGHT, STAINLESS STEEL, LENGTH = 14.5CM, REUSABLE | SPECIALIZED INSTRUMENTATION FOR OPEN AND LAPAROSCOPIC SURGERIES
22994 | 4229680147700 | SCISSORS, OPERATING, SHARP/BLUNT/STRAIGHT, STAINLESS STEEL, LENGTH = 16.5CM, REUSABLE | SPECIALIZED INSTRUMENTATION FOR OPEN AND LAPAROSCOPIC SURGERIES
22995 | 4229680147500 | SCISSORS, OPERATING, SHARP/BLUNT/CURVED, STAINLESS STEEL, LENGTH = 16.5CM, REUSABLE | SPECIALIZED INSTRUMENTATION FOR OPEN AND LAPAROSCOPIC SURGERIES
22996 | 4229680147400 | SCISSORS, OPERATING, SHARP/BLUNT/CURVED, STAINLESS STEEL, LENGTH = 14.5CM, REUSABLE | SPECIALIZED INSTRUMENTATION FOR OPEN AND LAPAROSCOPIC SURGERIES
22997 | 4229680170800 | SCISSORS, OPERATING, SHARP/BLUNT/CURVED, STAINLESS STEEL, LENGTH = 20.5CM, REUSABLE | SPECIALIZED INSTRUMENTATION FOR OPEN AND LAPAROSCOPIC SURGERIES
22998 | 4229680170700 | SCISSORS, OPERATING, SHARP/BLUNT/CURVED, STAINLESS STEEL, LENGTH = 18.5CM, REUSABLE | SPECIALIZED INSTRUMENTATION FOR OPEN AND LAPAROSCOPIC SURGERIES
22999 | 4229680448500 | SCISSORS, OPERATING, SHARP/BLUNT/CURVED, STAINLESS STEEL, LENGTH = 12.0CM, REUSABLE | SPECIALIZED INSTRUMENTATION FOR OPEN AND LAPAROSCOPIC SURGERIES
23000 | 4229680109100 | SCISSORS, SURGICAL, DELICATE/SHARP/BLUNT/CURVED, STAINLESS STEEL, LENGTH = 12.0CM, REUSABLE | SPECIALIZED INSTRUMENTATION FOR OPEN AND LAPAROSCOPIC SURGERIES
23001 | 4229680413100 | SCISSORS, OPERATING, SHARP/BLUNT/STRAIGHT, STAINLESS STEEL, LENGTH = 13.0CM, REUSABLE | SPECIALIZED INSTRUMENTATION FOR OPEN AND LAPAROSCOPIC SURGERIES
23002 | 4229680413200 | SCISSORS, OPERATING, SHARP-SHARP/STRAIGHT, STAINLESS STEEL, LENGTH = 12.0CM, REUSABLE | SPECIALIZED INSTRUMENTATION FOR OPEN AND LAPAROSCOPIC SURGERIES
23003 | 4229680303700 | AIR INJECTION CANNULA, 27GA, REUSABLE | SPECIALIZED INSTRUMENTATION FOR OPEN AND LAPAROSCOPIC SURGERIES
23004 | 4229680325100 | LACRIMAL CANNULA, STRAIGHT, REUSABLE | SPECIALIZED INSTRUMENTATION FOR OPEN AND LAPAROSCOPIC SURGERIES
23005 | 4229680325000 | LACRIMAL CANNULA, CURVED, REUSABLE | SPECIALIZED INSTRUMENTATION FOR OPEN AND LAPAROSCOPIC SURGERIES
23006 | 4229680316600 | SET, FIXATION RING, FLIERINGA, INCLUDES: 6 SIZES, REUSABLE | SPECIALIZED INSTRUMENTATION FOR OPEN AND LAPAROSCOPIC SURGERIES
23007 | 4229680316700 | FORCEPS, IOL FOLDING, IMPLANT ACRYLIC LENS, CROSS-ACTION/ANGLED SHAFTS/PARALLEL JAWS WITH CURVED CLOSING TIPS/FLAT HANDLE WITH HOLES, REUSABLE | SPECIALIZED INSTRUMENTATION FOR OPEN AND LAPAROSCOPIC SURGERIES
23008 | 4229680419000 | SPREADER, OPHTHALMIC, SHARP/2X3TEETH, LENGTH = 5.0CM, REUSABLE | SPECIALIZED INSTRUMENTATION FOR OPEN AND LAPAROSCOPIC SURGERIES
23009 | 4229680117000 | SPREADER, OPHTHALMIC, SHARP/3X4TEETH, LENGTH = 7.0CM, REUSABLE | SPECIALIZED INSTRUMENTATION FOR OPEN AND LAPAROSCOPIC SURGERIES
23010 | 4229680127700 | FORCEPS, TISSUE, ATRAUMATIC/ORGAN SEIZING, STAINLESS STEEL, LENGTH = 25.0CM, REUSABLE | SPECIALIZED INSTRUMENTATION FOR OPEN AND LAPAROSCOPIC SURGERIES
23011 | 4229680263000 | RETRACTOR, LIP, ORINGER/NO.2, STAINLESS STEEL, LENGTH = 10.5CM, REUSABLE | SPECIALIZED INSTRUMENTATION FOR OPEN AND LAPAROSCOPIC SURGERIES
23012 | 4229680147800 | OSTEOTOME, BONE CUTTING, LEXER/SILICONE COATED HANDLE, BLADE WIDTH= 15.0MM, LENGTH = 22.0CM, REUSABLE | SPECIALIZED INSTRUMENTATION FOR OPEN AND LAPAROSCOPIC SURGERIES
23013 | 4229680229700 | OSTEOTOME, BONE CUTTING, LEXER/SILICONE COATED HANDLE, BLADE WIDTH= 10.0MM, LENGTH = 22.0CM, REUSABLE | SPECIALIZED INSTRUMENTATION FOR OPEN AND LAPAROSCOPIC SURGERIES
23014 | 4229680229800 | OSTEOTOME, BONE CUTTING, LEXER/SILICONE COATED HANDLE, BLADE WIDTH= 30.0MM, LENGTH = 22.0CM, REUSABLE | SPECIALIZED INSTRUMENTATION FOR OPEN AND LAPAROSCOPIC SURGERIES
23015 | 4229680229400 | OSTEOTOME, BONE CUTTING, LAMBOTTE, BLADE WIDTH= 4.0MM, LENGTH = 24.0CM, REUSABLE | SPECIALIZED INSTRUMENTATION FOR OPEN AND LAPAROSCOPIC SURGERIES
23016 | 4229680229500 | OSTEOTOME, BONE CUTTING, LAMBOTTE, BLADE WIDTH= 8.0MM, LENGTH = 24.0CM, REUSABLE | SPECIALIZED INSTRUMENTATION FOR OPEN AND LAPAROSCOPIC SURGERIES
23017 | 4229680229300 | OSTEOTOME, BONE CUTTING, LAMBOTTE, BLADE WIDTH= 25.0MM, LENGTH = 24.0CM, REUSABLE | SPECIALIZED INSTRUMENTATION FOR OPEN AND LAPAROSCOPIC SURGERIES
23018 | 4229680229600 | OSTEOTOME, BONE CUTTING, LAMBOTTE/CURVED, BLADE WIDTH= 30.0MM, LENGTH = 24.0CM, REUSABLE | SPECIALIZED INSTRUMENTATION FOR OPEN AND LAPAROSCOPIC SURGERIES
23019 | 4229680279400 | OSTEOTOME, BONE CUTTING, LAMBOTTE/CURVED, BLADE WIDTH= 15.0MM, LENGTH = 24.0CM, REUSABLE | SPECIALIZED INSTRUMENTATION FOR OPEN AND LAPAROSCOPIC SURGERIES
23020 | 4229680280000 | OSTEOTOME, BONE CUTTING, OBWEGESER/CURVED, BLADE WIDTH= 11.0MM, LENGTH = 23.0CM, REUSABLE | SPECIALIZED INSTRUMENTATION FOR OPEN AND LAPAROSCOPIC SURGERIES
23021 | 4229680279600 | OSTEOTOME, BONE CUTTING, LEXER/SILICONE COATED HANDLE, BLADE WIDTH= 7.0MM, LENGTH = 22.0CM, REUSABLE | SPECIALIZED INSTRUMENTATION FOR OPEN AND LAPAROSCOPIC SURGERIES
23022 | 4229680279500 | OSTEOTOME, BONE CUTTING, LEXER/SILICONE COATED HANDLE, BLADE WIDTH= 20.0MM, LENGTH = 22.0CM, REUSABLE | SPECIALIZED INSTRUMENTATION FOR OPEN AND LAPAROSCOPIC SURGERIES
23023 | 4229680279000 | OSTEOTOME, BONE CUTTING, COTTLE/GRADUATED, BLADE WIDTH= 4.0MM, LENGTH = 18.5CM, REUSABLE | SPECIALIZED INSTRUMENTATION FOR OPEN AND LAPAROSCOPIC SURGERIES
23024 | 4229680279100 | OSTEOTOME, BONE CUTTING, COTTLE/GRADUATED, BLADE WIDTH= 7.0MM, LENGTH = 18.5CM, REUSABLE | SPECIALIZED INSTRUMENTATION FOR OPEN AND LAPAROSCOPIC SURGERIES
23025 | 4229680253200 | OSTEOTOME, BSSO, SPLITTING, ACC ARNETT, BLADE SIZE: 7.0MM, REUSABLE | SPECIALIZED INSTRUMENTATION FOR OPEN AND LAPAROSCOPIC SURGERIES
23026 | 4229680253300 | OSTEOTOME, BSSO, SPLITTING, ACC ARNETT, BLADE SIZE: 14.0MM, REUSABLE | SPECIALIZED INSTRUMENTATION FOR OPEN AND LAPAROSCOPIC SURGERIES
23027 | 4229680253100 | OSTEOTOME, BSSO, SPLITTING, ACC ARNETT, BLADE SIZE: 6.0MM, REUSABLE | SPECIALIZED INSTRUMENTATION FOR OPEN AND LAPAROSCOPIC SURGERIES
23028 | 4229680251000 | BLADE, OSTEOTOME, OBWEGESER, DIAMETER = 12.0MM, LENGTH = 22.5CM, REUSABLE | SPECIALIZED INSTRUMENTATION FOR OPEN AND LAPAROSCOPIC SURGERIES
23029 | 4229680279300 | OSTEOTOME, BONE CUTTING, LAMBOTTE, BLADE WIDTH= 13.0MM, LENGTH = 24.0CM, REUSABLE | SPECIALIZED INSTRUMENTATION FOR OPEN AND LAPAROSCOPIC SURGERIES
23030 | 4229680384300 | OSTEOTOME, BONE CUTTING, BAUER/STRAIGHT, BLADE WIDTH= 8.0MM, LENGTH = 20.5CM, REUSABLE | SPECIALIZED INSTRUMENTATION FOR OPEN AND LAPAROSCOPIC SURGERIES
23031 | 4229680384500 | OSTEOTOME, BONE CUTTING, EPKER/STRAIGHT, BLADE WIDTH= 4.0MM, LENGTH = 18.0CM, REUSABLE | SPECIALIZED INSTRUMENTATION FOR OPEN AND LAPAROSCOPIC SURGERIES
23032 | 4229680384800 | OSTEOTOME, BONE CUTTING, EPKER/STRAIGHT, BLADE WIDTH= 6.0MM, LENGTH = 18.0CM, REUSABLE | SPECIALIZED INSTRUMENTATION FOR OPEN AND LAPAROSCOPIC SURGERIES
23033 | 4229680385000 | OSTEOTOME, BONE CUTTING, EPKER/STRAIGHT, BLADE WIDTH= 8.0MM, LENGTH = 18.0CM, REUSABLE | SPECIALIZED INSTRUMENTATION FOR OPEN AND LAPAROSCOPIC SURGERIES
23034 | 4229680384400 | OSTEOTOME, BONE CUTTING, EPKER/CURVED, BLADE WIDTH= 4.0MM, LENGTH = 18.0CM, REUSABLE | SPECIALIZED INSTRUMENTATION FOR OPEN AND LAPAROSCOPIC SURGERIES
23035 | 4229680384600 | OSTEOTOME, BONE CUTTING, EPKER/CURVED, BLADE WIDTH= 6.0MM, LENGTH = 18.0CM, REUSABLE | SPECIALIZED INSTRUMENTATION FOR OPEN AND LAPAROSCOPIC SURGERIES
23036 | 4229680384700 | OSTEOTOME, BONE CUTTING, EPKER/STRAIGHT/CURVED, BLADE WIDTH= 6.0MM, LENGTH = 18.0CM, REUSABLE | SPECIALIZED INSTRUMENTATION FOR OPEN AND LAPAROSCOPIC SURGERIES
23037 | 4229680384900 | OSTEOTOME, BONE CUTTING, EPKER/STRAIGHT/CURVED, BLADE WIDTH= 8.0MM, LENGTH = 18.0CM, REUSABLE | SPECIALIZED INSTRUMENTATION FOR OPEN AND LAPAROSCOPIC SURGERIES
23038 | 4229680385300 | OSTEOTOME, BONE CUTTING, LEXER/SILICONE COATED HANDLE, BLADE WIDTH= 25.0MM, LENGTH = 22.0CM, REUSABLE | SPECIALIZED INSTRUMENTATION FOR OPEN AND LAPAROSCOPIC SURGERIES
23039 | 4229680385200 | OSTEOTOME, BONE CUTTING, LAMBOTTE, BLADE WIDTH= 50.0MM, LENGTH = 24.0CM, REUSABLE | SPECIALIZED INSTRUMENTATION FOR OPEN AND LAPAROSCOPIC SURGERIES
23040 | 4229680107100 | OSTEOTOME, BONE CUTTING, COTTLE/GRADUATED, BLADE WIDTH= 9.0MM, LENGTH = 18.5CM, REUSABLE | SPECIALIZED INSTRUMENTATION FOR OPEN AND LAPAROSCOPIC SURGERIES
23041 | 4229680107200 | OSTEOTOME, BONE CUTTING, WALTER, BLADE WIDTH= 7.0MM, LENGTH = 19.0CM, REUSABLE | SPECIALIZED INSTRUMENTATION FOR OPEN AND LAPAROSCOPIC SURGERIES
23042 | 4229680119300 | CATHETER, EUSTACHIAN, EAR DRAINAGE, HARTMANN/NO.2, LENGTH = 15.0CM, REUSABLE | SPECIALIZED INSTRUMENTATION FOR OPEN AND LAPAROSCOPIC SURGERIES
23043 | 4229680119400 | CATHETER, EUSTACHIAN, EAR DRAINAGE, HARTMANN/NO.3, LENGTH = 15.0CM, REUSABLE | SPECIALIZED INSTRUMENTATION FOR OPEN AND LAPAROSCOPIC SURGERIES
23044 | 4229680119200 | CATHETER, EUSTACHIAN, EAR DRAINAGE, HARTMANN/NO.1, LENGTH = 15.0CM, REUSABLE | SPECIALIZED INSTRUMENTATION FOR OPEN AND LAPAROSCOPIC SURGERIES
23045 | 4229680094300 | CURETTE, DEBULKING, REMOVAL, EAR/BUCK/CURVED/SHARP/NO.000, STAINLESS STEEL, REMOVING CERUMEN (WAX AND OTHER FOREIGN OBJECTS) FROM THE EAR CANAL, REUSABLE | SPECIALIZED INSTRUMENTATION FOR OPEN AND LAPAROSCOPIC SURGERIES
23046 | 4229680094400 | CURETTE, DEBULKING, REMOVAL, EAR/BUCK/CURVED/SHARP/NO.1, STAINLESS STEEL, REMOVING CERUMEN (WAX AND OTHER FOREIGN OBJECTS) FROM THE EAR CANAL, REUSABLE | SPECIALIZED INSTRUMENTATION FOR OPEN AND LAPAROSCOPIC SURGERIES
23047 | 4229680094000 | CURETTE, DEBULKING, REMOVAL, EAR/BUCK/CURVED/BLUNT/NO.000, STAINLESS STEEL, REMOVING CERUMEN (WAX AND OTHER FOREIGN OBJECTS) FROM THE EAR CANAL, REUSABLE | SPECIALIZED INSTRUMENTATION FOR OPEN AND LAPAROSCOPIC SURGERIES
23048 | 4229680094500 | CURETTE, DEBULKING, REMOVAL, EAR/BUCK/STRAIGHT/BLUNT/NO.1, STAINLESS STEEL, REMOVING CERUMEN (WAX AND OTHER FOREIGN OBJECTS) FROM THE EAR CANAL, REUSABLE | SPECIALIZED INSTRUMENTATION FOR OPEN AND LAPAROSCOPIC SURGERIES
23049 | 4229680093800 | CURETTE, DEBULKING, REMOVAL, EAR/BUCK/CURVED/BLUNT/NO.0, STAINLESS STEEL, REMOVING CERUMEN (WAX AND OTHER FOREIGN OBJECTS) FROM THE EAR CANAL, REUSABLE | SPECIALIZED INSTRUMENTATION FOR OPEN AND LAPAROSCOPIC SURGERIES
23050 | 4229680094200 | CURETTE, DEBULKING, REMOVAL, EAR/BUCK/CURVED/SHARP/NO.00, STAINLESS STEEL, REMOVING CERUMEN (WAX AND OTHER FOREIGN OBJECTS) FROM THE EAR CANAL, REUSABLE | SPECIALIZED INSTRUMENTATION FOR OPEN AND LAPAROSCOPIC SURGERIES
23051 | 4229680094100 | CURETTE, DEBULKING, REMOVAL, EAR/BUCK/CURVED/SHARP/NO.0, STAINLESS STEEL, REMOVING CERUMEN (WAX AND OTHER FOREIGN OBJECTS) FROM THE EAR CANAL, REUSABLE | SPECIALIZED INSTRUMENTATION FOR OPEN AND LAPAROSCOPIC SURGERIES
23052 | 4229680093900 | CURETTE, DEBULKING, REMOVAL, EAR/BUCK/CURVED/BLUNT/NO.00, STAINLESS STEEL, REMOVING CERUMEN (WAX AND OTHER FOREIGN OBJECTS) FROM THE EAR CANAL, REUSABLE | SPECIALIZED INSTRUMENTATION FOR OPEN AND LAPAROSCOPIC SURGERIES
23053 | 4229680092700 | CURETTE, EAR, REMOVAL, HOOKLET/LARGE/BLUNT, STAINLESS STEEL, LENGTH = 13.0CM, MEDICAL EAR CLEANER EAR WAX, REUSABLE | SPECIALIZED INSTRUMENTATION FOR OPEN AND LAPAROSCOPIC SURGERIES
23054 | 4215280808500 | CURETTE FOX SIZE 3MM, REUSABLE | SPECIALIZED INSTRUMENTATION FOR OPEN AND LAPAROSCOPIC SURGERIES
23055 | 4215280808700 | CURETTE FOX SIZE 5MM, REUSABLE | SPECIALIZED INSTRUMENTATION FOR OPEN AND LAPAROSCOPIC SURGERIES
23056 | 4229680093400 | DISSECTOR, SEPARATION, FISCH/RIGHT/ANGULATED, STAINLESS STEEL, LENGTH = 15.5CM, REUSABLE | SPECIALIZED INSTRUMENTATION FOR OPEN AND LAPAROSCOPIC SURGERIES
23057 | 4229680093200 | DISSECTOR, SEPARATION, FISCH/LEFT/ANGULATED, STAINLESS STEEL, LENGTH = 15.5CM, REUSABLE | SPECIALIZED INSTRUMENTATION FOR OPEN AND LAPAROSCOPIC SURGERIES
23058 | 4229680093500 | DISSECTOR, SEPARATION, FISCH/RIGHT/CURVED, STAINLESS STEEL, LENGTH = 15.0CM, REUSABLE | SPECIALIZED INSTRUMENTATION FOR OPEN AND LAPAROSCOPIC SURGERIES
23059 | 4229680093300 | DISSECTOR, SEPARATION, FISCH/LEFT/CURVED, STAINLESS STEEL, LENGTH = 15.0CM, REUSABLE | SPECIALIZED INSTRUMENTATION FOR OPEN AND LAPAROSCOPIC SURGERIES
23060 | 4229680106100 | NEEDLE, OTOLOGY, BARBARA/STRAIGHT, LENGTH = 16.0CM, REUSABLE | SPECIALIZED INSTRUMENTATION FOR OPEN AND LAPAROSCOPIC SURGERIES
23061 | 4229680106000 | NEEDLE, OTOLOGY, BARBARA/SLIGHTLY CURVED, LENGTH = 16.0CM, REUSABLE | SPECIALIZED INSTRUMENTATION FOR OPEN AND LAPAROSCOPIC SURGERIES
23062 | 4229680105900 | NEEDLE, OTOLOGY, BARBARA/CURVED/BLUNT, LENGTH = 16.0CM, REUSABLE | SPECIALIZED INSTRUMENTATION FOR OPEN AND LAPAROSCOPIC SURGERIES
23063 | 4229680123900 | PERFORATOR, TYMPANUM, OTOLOGY, LUCAE/VERTICAL, LENGTH = 18.0CM, REUSABLE | SPECIALIZED INSTRUMENTATION FOR OPEN AND LAPAROSCOPIC SURGERIES
23064 | 4229680123800 | PERFORATOR, TYMPANUM, OTOLOGY, LUCAE/HORIZONTAL, LENGTH = 17.5CM, REUSABLE | SPECIALIZED INSTRUMENTATION FOR OPEN AND LAPAROSCOPIC SURGERIES
23065 | 4229680116600 | PERFORATOR, TYMPANUM, OTOLOGY, STRAIGHT, LENGTH = 17.5CM, REUSABLE | SPECIALIZED INSTRUMENTATION FOR OPEN AND LAPAROSCOPIC SURGERIES
23066 | 4229680116700 | PERFORATOR, TYMPANUM, OTOLOGY, VERTICAL, LENGTH = 15.5CM, REUSABLE | SPECIALIZED INSTRUMENTATION FOR OPEN AND LAPAROSCOPIC SURGERIES
23067 | 4229680116500 | PERFORATOR, TYMPANUM, OTOLOGY, HORIZONTAL, LENGTH = 16.0CM, REUSABLE | SPECIALIZED INSTRUMENTATION FOR OPEN AND LAPAROSCOPIC SURGERIES
23068 | 4229680134400 | FORCEPS, DISSECTING, OVERHOLT/NO.1, STAINLESS STEEL, LENGTH = 20.5CM, REUSABLE | SPECIALIZED INSTRUMENTATION FOR OPEN AND LAPAROSCOPIC SURGERIES
23069 | 4229680134600 | FORCEPS, DISSECTING, OVERHOLT/NO.2, STAINLESS STEEL, LENGTH = 20.0CM, REUSABLE | SPECIALIZED INSTRUMENTATION FOR OPEN AND LAPAROSCOPIC SURGERIES
23070 | 4229680134700 | FORCEPS, DISSECTING, OVERHOLT/NO.3, STAINLESS STEEL, LENGTH = 21.5CM, REUSABLE | SPECIALIZED INSTRUMENTATION FOR OPEN AND LAPAROSCOPIC SURGERIES
23071 | 4229680135000 | FORCEPS, DISSECTING, OVERHOLT/NO.4, STAINLESS STEEL, LENGTH = 28.0CM, REUSABLE | SPECIALIZED INSTRUMENTATION FOR OPEN AND LAPAROSCOPIC SURGERIES
23072 | 4229680140800 | FORCEPS, HEMOSTATIC, OVERHOLT/FINE/CURVED, STAINLESS STEEL, LENGTH = 29.5CM, REUSABLE | SPECIALIZED INSTRUMENTATION FOR OPEN AND LAPAROSCOPIC SURGERIES
23073 | 4229680134900 | FORCEPS, DISSECTING, OVERHOLT/NO.4, STAINLESS STEEL, LENGTH = 22.0CM, REUSABLE | SPECIALIZED INSTRUMENTATION FOR OPEN AND LAPAROSCOPIC SURGERIES
23074 | 4229680134800 | FORCEPS, DISSECTING, OVERHOLT/NO.3, STAINLESS STEEL, LENGTH = 27.5CM, REUSABLE | SPECIALIZED INSTRUMENTATION FOR OPEN AND LAPAROSCOPIC SURGERIES
23075 | 4229680134500 | FORCEPS, DISSECTING, OVERHOLT/NO.1, STAINLESS STEEL, LENGTH = 27.0CM, REUSABLE | SPECIALIZED INSTRUMENTATION FOR OPEN AND LAPAROSCOPIC SURGERIES
23076 | 4229680017200 | FORCEPS, DISSECTING, OVERHOLT/NO.7, STAINLESS STEEL, LENGTH = 22.0CM, REUSABLE | SPECIALIZED INSTRUMENTATION FOR OPEN AND LAPAROSCOPIC SURGERIES
23077 | 4229680017000 | FORCEPS, DISSECTING, OVERHOLT/NO.2, STAINLESS STEEL, LENGTH = 26.5CM, REUSABLE | SPECIALIZED INSTRUMENTATION FOR OPEN AND LAPAROSCOPIC SURGERIES
23078 | 4229680017100 | FORCEPS, DISSECTING, OVERHOLT/NO.6, STAINLESS STEEL, LENGTH = 28.0CM, REUSABLE | SPECIALIZED INSTRUMENTATION FOR OPEN AND LAPAROSCOPIC SURGERIES
23079 | 4229680016400 | FORCEPS, DISSECTING, OVERHOLT/S, STAINLESS STEEL, LENGTH = 20.5CM, REUSABLE | SPECIALIZED INSTRUMENTATION FOR OPEN AND LAPAROSCOPIC SURGERIES
23080 | 4229680016700 | FORCEPS, DISSECTING, OVERHOLT/S, STAINLESS STEEL, LENGTH = 24.5CM, REUSABLE | SPECIALIZED INSTRUMENTATION FOR OPEN AND LAPAROSCOPIC SURGERIES
23081 | 4229680022200 | FORCEPS, DISSECTING, OVERHOLT-MINI, STAINLESS STEEL, LENGTH = 20.0CM, REUSABLE | SPECIALIZED INSTRUMENTATION FOR OPEN AND LAPAROSCOPIC SURGERIES
23082 | 4229680016500 | FORCEPS, DISSECTING, OVERHOLT/S, STAINLESS STEEL, LENGTH = 21.0CM, REUSABLE | SPECIALIZED INSTRUMENTATION FOR OPEN AND LAPAROSCOPIC SURGERIES
23083 | 4229680016600 | FORCEPS, DISSECTING, OVERHOLT/S, STAINLESS STEEL, LENGTH = 21.5CM, REUSABLE | SPECIALIZED INSTRUMENTATION FOR OPEN AND LAPAROSCOPIC SURGERIES
23084 | 4229680022300 | FORCEPS, HEMOSTATIC, OVERHOLT-MINI/S-SHAPE, STAINLESS STEEL, LENGTH = 15.0CM, REUSABLE | SPECIALIZED INSTRUMENTATION FOR OPEN AND LAPAROSCOPIC SURGERIES
23085 | 4229680016900 | FORCEPS, DISSECTING, OVERHOLT/CURVED, STAINLESS STEEL, LENGTH = 13.5CM, REUSABLE | SPECIALIZED INSTRUMENTATION FOR OPEN AND LAPAROSCOPIC SURGERIES
23086 | 4229680016300 | FORCEPS, DISSECTING, OVERHOLT/S, STAINLESS STEEL, LENGTH = 18.5CM, REUSABLE | SPECIALIZED INSTRUMENTATION FOR OPEN AND LAPAROSCOPIC SURGERIES
23087 | 4229680170900 | FORCEPS, SURGICAL, OVUM/WINTER/CURVED/NO.1, STAINLESS STEEL, LENGTH = 28.0CM, REUSABLE | SPECIALIZED INSTRUMENTATION FOR OPEN AND LAPAROSCOPIC SURGERIES
23088 | 4229680171000 | FORCEPS, SURGICAL, OVUM/WINTER/CURVED/NO.2, STAINLESS STEEL, LENGTH = 28.0CM, REUSABLE | SPECIALIZED INSTRUMENTATION FOR OPEN AND LAPAROSCOPIC SURGERIES
23089 | 4229680413300 | RASPATORY, PALATAL, SCRAPING, CURVED LEFT, BLADE SIZE: 4.0MM, LENGTH = 14.0CM, REUSABLE | SPECIALIZED INSTRUMENTATION FOR OPEN AND LAPAROSCOPIC SURGERIES
23090 | 4229680413400 | RASPATORY, PALATAL, SCRAPING, CURVED RIGHT, BLADE SIZE: 4.0MM, LENGTH = 14.0CM, REUSABLE | SPECIALIZED INSTRUMENTATION FOR OPEN AND LAPAROSCOPIC SURGERIES
23091 | 4229680229900 | SPECULUM, PITUITARY, DILATION, PAPAVERO CASPAR, STAINLESS STEEL, SIZE: 80.0MM X 13.0MM, REUSABLE | SPECIALIZED INSTRUMENTATION FOR OPEN AND LAPAROSCOPIC SURGERIES
23092 | 4229680230000 | SPECULUM, PITUITARY, DILATION, PAPAV CASPAR, STAINLESS STEEL, SIZE: 90.0MM X 13.0MM, REUSABLE | SPECIALIZED INSTRUMENTATION FOR OPEN AND LAPAROSCOPIC SURGERIES
23093 | 4229680148100 | FORCEPS, PARAMETRIUM, NO.2, STAINLESS STEEL, LENGTH = 25.0CM, REUSABLE | SPECIALIZED INSTRUMENTATION FOR OPEN AND LAPAROSCOPIC SURGERIES
23094 | 4229680148200 | FORCEPS, PARAMETRIUM, NO.3, STAINLESS STEEL, LENGTH = 24.5CM, REUSABLE | SPECIALIZED INSTRUMENTATION FOR OPEN AND LAPAROSCOPIC SURGERIES
23095 | 4229680171100 | FORCEPS, DISSECTION, PARAMETRIUM/NO.1, STAINLESS STEEL, LENGTH = 25.5CM, REUSABLE | SPECIALIZED INSTRUMENTATION FOR OPEN AND LAPAROSCOPIC SURGERIES
23096 | 4229680174700 | SCISSORS, PARAMETRIUM, STRAIGHT/CURVED, TUNGSTEN CARBIDE, LENGTH = 22.0CM, REUSABLE | SPECIALIZED INSTRUMENTATION FOR OPEN AND LAPAROSCOPIC SURGERIES
23097 | 4229680174600 | SCISSORS, PARAMETRIUM, CURVED, TUNGSTEN CARBIDE, LENGTH = 23.0CM, REUSABLE | SPECIALIZED INSTRUMENTATION FOR OPEN AND LAPAROSCOPIC SURGERIES
23098 | 4229680034200 | SET, WOUND RETRACTOR, PARKER/SMALL, STAINLESS STEEL, LENGTH = 14.0CM (PAIR), REUSABLE | SPECIALIZED INSTRUMENTATION FOR OPEN AND LAPAROSCOPIC SURGERIES
23099 | 4229680398700 | GOUGE, PARTSCH, CUTTING/SCOOPING, TIP WIDTH= 2.0MM, LENGTH = 13.5CM, REUSABLE | SPECIALIZED INSTRUMENTATION FOR OPEN AND LAPAROSCOPIC SURGERIES
23100 | 4229680398800 | GOUGE, PARTSCH, CUTTING/SCOOPING, TIP WIDTH= 3.0MM, LENGTH = 13.5CM, REUSABLE | SPECIALIZED INSTRUMENTATION FOR OPEN AND LAPAROSCOPIC SURGERIES
23101 | 4229680398900 | GOUGE, PARTSCH, CUTTING/SCOOPING, TIP WIDTH= 5.0MM, LENGTH = 13.5CM, REUSABLE | SPECIALIZED INSTRUMENTATION FOR OPEN AND LAPAROSCOPIC SURGERIES
23102 | 4229680411700 | MALLET, HAMMERING, PARTSCH, WEIGHT: 175.0GM, LENGTH = 19.0CM, REUSABLE | SPECIALIZED INSTRUMENTATION FOR OPEN AND LAPAROSCOPIC SURGERIES
23103 | 4229680141000 | FORCEPS, HEMOSTATIC, PEAN/DELICATE/STRAIGHT, STAINLESS STEEL, LENGTH = 14.5CM, REUSABLE | SPECIALIZED INSTRUMENTATION FOR OPEN AND LAPAROSCOPIC SURGERIES
23104 | 4229680143800 | FORCEPS, HEMOSTATIC, PEAN/CURVED, STAINLESS STEEL, LENGTH = 20.5CM, REUSABLE | SPECIALIZED INSTRUMENTATION FOR OPEN AND LAPAROSCOPIC SURGERIES
23105 | 4229680126400 | FORCEPS, HEMOSTATIC, ATRAUMATIC/PEAN/STRAIGHT, STAINLESS STEEL, LENGTH = 18.5CM, REUSABLE | SPECIALIZED INSTRUMENTATION FOR OPEN AND LAPAROSCOPIC SURGERIES
23106 | 4229680126500 | FORCEPS, HEMOSTATIC, ATRAUMATIC/PEAN/STRAIGHT, STAINLESS STEEL, LENGTH = 20.5CM, REUSABLE | SPECIALIZED INSTRUMENTATION FOR OPEN AND LAPAROSCOPIC SURGERIES
23107 | 4229680186900 | FORCEPS, HEMOSTATIC, PEAN/DELICATE/CURVED, STAINLESS STEEL, LENGTH = 14.0CM, REUSABLE | SPECIALIZED INSTRUMENTATION FOR OPEN AND LAPAROSCOPIC SURGERIES
23108 | 4229680023900 | FORCEPS, HEMOSTATIC, PEAN/CURVED, STAINLESS STEEL, LENGTH = 14.0CM, REUSABLE | SPECIALIZED INSTRUMENTATION FOR OPEN AND LAPAROSCOPIC SURGERIES
23109 | 4229680024100 | FORCEPS, HEMOSTATIC, PEAN/STRAIGHT, STAINLESS STEEL, LENGTH = 16.5CM, REUSABLE | SPECIALIZED INSTRUMENTATION FOR OPEN AND LAPAROSCOPIC SURGERIES
23110 | 4229680024000 | FORCEPS, HEMOSTATIC, PEAN/CURVED, STAINLESS STEEL, LENGTH = 16.5CM, REUSABLE | SPECIALIZED INSTRUMENTATION FOR OPEN AND LAPAROSCOPIC SURGERIES
23111 | 4229680216000 | FORCEPS, HEMOSTATIC, PEAN/STRAIGHT, STAINLESS STEEL, LENGTH = 26.0CM, REUSABLE | SPECIALIZED INSTRUMENTATION FOR OPEN AND LAPAROSCOPIC SURGERIES
23112 | 4229680214500 | FORCEPS, HEMOSTATIC, PEAN/DELICATE/STRAIGHT, STAINLESS STEEL, LENGTH = 17.0CM, REUSABLE | SPECIALIZED INSTRUMENTATION FOR OPEN AND LAPAROSCOPIC SURGERIES
23113 | 4229680143900 | FORCEPS, HEMOSTATIC, PEAN/STRAIGHT, STAINLESS STEEL, LENGTH = 14.5CM, REUSABLE | SPECIALIZED INSTRUMENTATION FOR OPEN AND LAPAROSCOPIC SURGERIES
23114 | 4229680168900 | FORCEPS, HEMOSTATIC, PEAN/STRAIGHT, STAINLESS STEEL, LENGTH = 24.0CM, REUSABLE | SPECIALIZED INSTRUMENTATION FOR OPEN AND LAPAROSCOPIC SURGERIES
23115 | 4229680446300 | FORCEPS, HEMOSTATIC, PEAN-NIPPON/STRAIGHT, STAINLESS STEEL, LENGTH = 18.5CM, REUSABLE | SPECIALIZED INSTRUMENTATION FOR OPEN AND LAPAROSCOPIC SURGERIES
23116 | 4229680259100 | FORCEPS, HEMOSTATIC, PEAN/STRAIGHT/SHORT JAWS, STAINLESS STEEL, LENGTH = 14.5CM, REUSABLE | SPECIALIZED INSTRUMENTATION FOR OPEN AND LAPAROSCOPIC SURGERIES
23117 | 4229680023800 | FORCEPS, HEMOSTATIC, PEAN/CURVED, STAINLESS STEEL, LENGTH = 22.0CM, REUSABLE | SPECIALIZED INSTRUMENTATION FOR OPEN AND LAPAROSCOPIC SURGERIES
23118 | 4229680410200 | FORCEPS, HEMOSTATIC, PEAN/CURVED, STAINLESS STEEL, LENGTH = 24.0CM, REUSABLE | SPECIALIZED INSTRUMENTATION FOR OPEN AND LAPAROSCOPIC SURGERIES
23119 | 4229680100600 | FORCEPS, HEMOSTATIC, PEAN/STRAIGHT, STAINLESS STEEL, LENGTH = 18.5CM, REUSABLE | SPECIALIZED INSTRUMENTATION FOR OPEN AND LAPAROSCOPIC SURGERIES
23120 | 4229680140900 | FORCEPS, HEMOSTATIC, PEAN/DELICATE/CURVED, STAINLESS STEEL, LENGTH = 16.5CM, REUSABLE | SPECIALIZED INSTRUMENTATION FOR OPEN AND LAPAROSCOPIC SURGERIES
23121 | 4229680417300 | SCISSORS, DISSECTING, STITCH/PECK-JOSEPH/BLUNT-BLUNT/CURVED, STAINLESS STEEL, LENGTH = 14.0CM, REUSABLE | SPECIALIZED INSTRUMENTATION FOR OPEN AND LAPAROSCOPIC SURGERIES
23122 | 4229310715900 | RETRACTOR, PEDIATRIC STERNUM DOUBLE BLADE, STAINLESS STEEL, REUSABLE | SPECIALIZED INSTRUMENTATION FOR OPEN AND LAPAROSCOPIC SURGERIES
23123 | 4229310716000 | RETRACTOR, PEDIATRIC STERNUM SINGLE BLADE, STAINLESS STEEL, REUSABLE | SPECIALIZED INSTRUMENTATION FOR OPEN AND LAPAROSCOPIC SURGERIES
23124 | 4229680439300 | TUBE, SUCTION, PEDIATRIC/90 DEGREE, DIAMETER = 5.0MM, LENGTH = 16.0CM, REUSABLE | SPECIALIZED INSTRUMENTATION FOR OPEN AND LAPAROSCOPIC SURGERIES
23125 | 4229680300600 | DILATOR, TRACHEAL, TROUSSEAU, LENGTH = 12CM, REUSABLE | SPECIALIZED INSTRUMENTATION FOR OPEN AND LAPAROSCOPIC SURGERIES
23126 | 4229680304600 | CLAMP, MUSCLE, ANTERIOR PELVIC TILT, STAINLESS STEEL, REUSABLE | SPECIALIZED INSTRUMENTATION FOR OPEN AND LAPAROSCOPIC SURGERIES
23127 | 4229680148300 | RETRACTOR, PELVIS, TIP SIZE: 180.0MM X 60.0MM, STAINLESS STEEL, LENGTH = 23.5CM, REUSABLE | SPECIALIZED INSTRUMENTATION FOR OPEN AND LAPAROSCOPIC SURGERIES
23128 | 4229680171200 | PELVIMETER, PELVIS MEASUREMENT, INCHES AND CM, LENGTH = 35.0CM, REUSABLE | SPECIALIZED INSTRUMENTATION FOR OPEN AND LAPAROSCOPIC SURGERIES
23129 | 4229680019200 | DISSECTOR, SEPARATION, PENFIELD/DURA, STAINLESS STEEL, SIZE: 5, LENGTH = 18.5CM, REUSABLE | SPECIALIZED INSTRUMENTATION FOR OPEN AND LAPAROSCOPIC SURGERIES
23130 | 4229680211400 | DISSECTOR, SEPARATION, DURA/PENFIELD, STAINLESS STEEL, SIZE: 1, LENGTH = 17.5CM, REUSABLE | SPECIALIZED INSTRUMENTATION FOR OPEN AND LAPAROSCOPIC SURGERIES
23131 | 4229680211500 | DISSECTOR, SEPARATION, DURA/PENFIELD, STAINLESS STEEL, SIZE: 2, LENGTH = 19.5CM, REUSABLE | SPECIALIZED INSTRUMENTATION FOR OPEN AND LAPAROSCOPIC SURGERIES
23132 | 4229680211600 | DISSECTOR, SEPARATION, DURA/PENFIELD, STAINLESS STEEL, SIZE: 3, LENGTH = 19.5CM, REUSABLE | SPECIALIZED INSTRUMENTATION FOR OPEN AND LAPAROSCOPIC SURGERIES
23133 | 4229680211700 | DISSECTOR, SEPARATION, DURA/PENFIELD, STAINLESS STEEL, SIZE: 4, LENGTH = 20.5CM, REUSABLE | SPECIALIZED INSTRUMENTATION FOR OPEN AND LAPAROSCOPIC SURGERIES
23134 | 4229680151900 | RETRACTOR, BONE, PERCY, STAINLESS STEEL, AMPUTATION, REUSABLE | SPECIALIZED INSTRUMENTATION FOR OPEN AND LAPAROSCOPIC SURGERIES
23135 | 4229680171300 | SCISSORS, SURGICAL, PERINEUM BRAUN-STADLER, STAINLESS STEEL, LENGTH = 14.5CM, REUSABLE | SPECIALIZED INSTRUMENTATION FOR OPEN AND LAPAROSCOPIC SURGERIES
23136 | 4229680171400 | SCISSORS, SURGICAL, PERINEUM/BRAUN-STADLER, STAINLESS STEEL, LENGTH = 22.0CM, REUSABLE | SPECIALIZED INSTRUMENTATION FOR OPEN AND LAPAROSCOPIC SURGERIES
23137 | 4229680171500 | FORCEPS, PERITONEAL, FAURE/STRAIGHT/CURVED, STAINLESS STEEL, LENGTH = 21.0CM, REUSABLE | SPECIALIZED INSTRUMENTATION FOR OPEN AND LAPAROSCOPIC SURGERIES
23138 | 4229680448800 | FORCEPS, PERITONEAL, FAURES/SLIGHTLY CURVED, STAINLESS STEEL, LENGTH = 21.0CM, REUSABLE | SPECIALIZED INSTRUMENTATION FOR OPEN AND LAPAROSCOPIC SURGERIES
23139 | 4229680148500 | FORCEPS, PERITONEAL, MIKULICZ/HEAVY, STAINLESS STEEL, LENGTH = 20.5CM, REUSABLE | SPECIALIZED INSTRUMENTATION FOR OPEN AND LAPAROSCOPIC SURGERIES
23140 | 4229680030900 | FORCEPS, SURGICAL, PERITONEAL/MIKULICZ, STAINLESS STEEL, LENGTH = 20.0CM, REUSABLE | SPECIALIZED INSTRUMENTATION FOR OPEN AND LAPAROSCOPIC SURGERIES
23141 | 4229680030800 | FORCEPS, SURGICAL, PERITONEAL/MIKULICZ, STAINLESS STEEL, LENGTH = 18.5CM, REUSABLE | SPECIALIZED INSTRUMENTATION FOR OPEN AND LAPAROSCOPIC SURGERIES
23142 | 4229680448700 | FORCEPS, PERITONEAL, BABY-MIKULICZ, STAINLESS STEEL, LENGTH = 14.5CM, REUSABLE | SPECIALIZED INSTRUMENTATION FOR OPEN AND LAPAROSCOPIC SURGERIES
23143 | 4229680148600 | EXTRACTOR, PHLEBO, TISSUE REMOVAL, VARADY, LENGTH = 18.0CM, REUSABLE | SPECIALIZED INSTRUMENTATION FOR OPEN AND LAPAROSCOPIC SURGERIES
23144 | 4229680049700 | EXTRACTOR, PHLEB, EXTRACTION, VARADY, LENGTH = 20CM, REUSABLE | SPECIALIZED INSTRUMENTATION FOR OPEN AND LAPAROSCOPIC SURGERIES
23145 | 4229680029100 | EXTRACTOR, PHLEB, EXTRACTION, VARADY/MINI, LENGTH = 17.0CM, REUSABLE | SPECIALIZED INSTRUMENTATION FOR OPEN AND LAPAROSCOPIC SURGERIES
23146 | 4229680148700 | PHLEBODISSECTOR, TISSUE REMOVAL, VARADY, LENGTH = 18.0CM, REUSABLE | SPECIALIZED INSTRUMENTATION FOR OPEN AND LAPAROSCOPIC SURGERIES
23147 | 4229680409400 | MARKER, FACELIFT, PITANGUY, LENGTH = 16.0CM, TIP WIDTH= 5.0MM, REUSABLE | SPECIALIZED INSTRUMENTATION FOR OPEN AND LAPAROSCOPIC SURGERIES
23148 | 4229680208000 | CURETTE, SURGICAL, SAMPLE COLLECTION, TEW/SHARP/ANGLED 90 DEGREE UPWARD/NO.13, STAINLESS STEEL, LENGTH = 23.0CM, PITUITARY SURGERY/MICROSURGERY OR ENDOSCOPICALLY ASSISTED SURGERY, REUSABLE | SPECIALIZED INSTRUMENTATION FOR OPEN AND LAPAROSCOPIC SURGERIES
23149 | 4229680208100 | CURETTE, SURGICAL, SAMPLE COLLECTION, TEW/SHARP/ANGLED 45 DEGREE UPWARD/NO.14, STAINLESS STEEL, LENGTH = 23.0CM, PITUITARY SURGERY/MICROSURGERY OR ENDOSCOPICALLY ASSISTED SURGERY, REUSABLE | SPECIALIZED INSTRUMENTATION FOR OPEN AND LAPAROSCOPIC SURGERIES
23150 | 4229680208200 | CURETTE, SURGICAL, SAMPLE COLLECTION, TEW/SHARP/ANGLED 45 DEGREE DOWNWARD/NO.15, STAINLESS STEEL, LENGTH = 23.0CM, PITUITARY SURGERY/MICROSURGERY OR ENDOSCOPICALLY ASSISTED SURGERY, REUSABLE | SPECIALIZED INSTRUMENTATION FOR OPEN AND LAPAROSCOPIC SURGERIES
23151 | 4229680208300 | CURETTE, SURGICAL, SAMPLE COLLECTION, TEW/SHARP/ANGLED 90 DEGREE UPWARD/NO.16, STAINLESS STEEL, LENGTH = 23.0CM, PITUITARY SURGERY/MICROSURGERY OR ENDOSCOPICALLY ASSISTED SURGERY, REUSABLE | SPECIALIZED INSTRUMENTATION FOR OPEN AND LAPAROSCOPIC SURGERIES
23152 | 4229680208400 | CURETTE, SURGICAL, SAMPLE COLLECTION, TEW/SHARP/ANGLED 45 DEGREE UPWARD/NO.17, STAINLESS STEEL, LENGTH = 23.0CM, PITUITARY SURGERY/MICROSURGERY OR ENDOSCOPICALLY ASSISTED SURGERY, REUSABLE | SPECIALIZED INSTRUMENTATION FOR OPEN AND LAPAROSCOPIC SURGERIES
23153 | 4229680208500 | CURETTE, SURGICAL, SAMPLE COLLECTION, TEW/SHARP/ANGLED 45 DEGREE DOWNWARD/NO.18, STAINLESS STEEL, LENGTH = 23.0CM, PITUITARY SURGERY/MICROSURGERY OR ENDOSCOPICALLY ASSISTED SURGERY, REUSABLE | SPECIALIZED INSTRUMENTATION FOR OPEN AND LAPAROSCOPIC SURGERIES
23154 | 4229680208600 | CURETTE, SURGICAL, SAMPLE COLLECTION, TEW/BLUNT/ANGLED 90 DEGREE UPWARD/NO.19, STAINLESS STEEL, LENGTH = 23.0CM, PITUITARY SURGERY/MICROSURGERY OR ENDOSCOPICALLY ASSISTED SURGERY, REUSABLE | SPECIALIZED INSTRUMENTATION FOR OPEN AND LAPAROSCOPIC SURGERIES
23155 | 4229680208700 | CURETTE, SURGICAL, SAMPLE COLLECTION, TEW/BLUNT/ANGLED 45 DEGREE UPWARD/NO.20, STAINLESS STEEL, LENGTH = 23.0CM, PITUITARY SURGERY/MICROSURGERY OR ENDOSCOPICALLY ASSISTED SURGERY, REUSABLE | SPECIALIZED INSTRUMENTATION FOR OPEN AND LAPAROSCOPIC SURGERIES
23156 | 4229680208800 | CURETTE, SURGICAL, SAMPLE COLLECTION, TEW/BLUNT/ANGLED 45 DEGREE DOWNWARD/NO.21, STAINLESS STEEL, LENGTH = 23.0CM, PITUITARY SURGERY/MICROSURGERY OR ENDOSCOPICALLY ASSISTED SURGERY, REUSABLE | SPECIALIZED INSTRUMENTATION FOR OPEN AND LAPAROSCOPIC SURGERIES
23157 | 4229680453700 | FORCEPS, PLASTER BREAKING, WOLFF, STAINLESS STEEL, LENGTH = 26.5CM, REUSABLE | SPECIALIZED INSTRUMENTATION FOR OPEN AND LAPAROSCOPIC SURGERIES
23158 | 4229680453600 | FORCEPS, PLASTER BREAKING, WOLFF, STAINLESS STEEL, LENGTH = 17.5CM, REUSABLE | SPECIALIZED INSTRUMENTATION FOR OPEN AND LAPAROSCOPIC SURGERIES
23159 | 4229680453800 | KNIFE, PLASTER REMOVAL, LENGTH = 18.0CM, REUSABLE | SPECIALIZED INSTRUMENTATION FOR OPEN AND LAPAROSCOPIC SURGERIES
23160 | 4229680454000 | SHEARS, PLASTER REMOVAL, BRUNS/SMOOTH, LENGTH = 24.0CM, REUSABLE | SPECIALIZED INSTRUMENTATION FOR OPEN AND LAPAROSCOPIC SURGERIES
23161 | 4229680454100 | SHEARS, PLASTER REMOVAL, STILLE, LENGTH = 27.0CM, REUSABLE | SPECIALIZED INSTRUMENTATION FOR OPEN AND LAPAROSCOPIC SURGERIES
23162 | 4229680453900 | SHEARS, PLASTER REMOVAL, BERGMANN/ANGLED, LENGTH = 23.0CM, REUSABLE | SPECIALIZED INSTRUMENTATION FOR OPEN AND LAPAROSCOPIC SURGERIES
23163 | 4229680146000 | MALLET, PLASTIC HANDLE, WEIGHT: 460.0GRAMS, LENGTH = 24.0CM, REUSABLE | SPECIALIZED INSTRUMENTATION FOR OPEN AND LAPAROSCOPIC SURGERIES
23164 | 4229680026300 | MALLET, HAMMERING, PLASTIC INSERTS, WEIGHT: 345.0GM, LENGTH = 24.0CM, REUSABLE | SPECIALIZED INSTRUMENTATION FOR OPEN AND LAPAROSCOPIC SURGERIES
23165 | 4229680263400 | MALLET, HAMMERING, MEAD, PLASTIC INSERTS, WEIGHT: 330.0GM, REUSABLE | SPECIALIZED INSTRUMENTATION FOR OPEN AND LAPAROSCOPIC SURGERIES
23166 | 4229680280500 | FORCEPS, SURGICAL, PLATE BENDING/ACCESSORIES/ARNETT/SHORT, STAINLESS STEEL, REUSABLE | SPECIALIZED INSTRUMENTATION FOR OPEN AND LAPAROSCOPIC SURGERIES
23167 | 4229680280700 | CUTTER, PLATE, LENGTH = 13.0CM, REUSABLE | SPECIALIZED INSTRUMENTATION FOR OPEN AND LAPAROSCOPIC SURGERIES
23168 | 4229680281000 | FORCEPS, SURGICAL, PLATE HOLDING/CURVED, STAINLESS STEEL, REUSABLE | SPECIALIZED INSTRUMENTATION FOR OPEN AND LAPAROSCOPIC SURGERIES
23169 | 4229680226900 | FORCEPS, SURGICAL, MINI-PLATE HOLDING, STAINLESS STEEL, REUSABLE | SPECIALIZED INSTRUMENTATION FOR OPEN AND LAPAROSCOPIC SURGERIES
23170 | 4229680280900 | FORCEPS, SURGICAL, PLATE HOLDING/CURVED, STAINLESS STEEL, LENGTH = 16CM, REUSABLE | SPECIALIZED INSTRUMENTATION FOR OPEN AND LAPAROSCOPIC SURGERIES
23171 | 4229680280800 | FORCEPS, SURGICAL, PLATE HOLDING, STAINLESS STEEL, JAW DIAMETER = 15.0MM, REUSABLE | SPECIALIZED INSTRUMENTATION FOR OPEN AND LAPAROSCOPIC SURGERIES
23172 | 4229680243400 | TUBE, SUCTION, PLESTER, DIAMETER = 1.5MM, LENGTH = 19.5CM, REUSABLE | SPECIALIZED INSTRUMENTATION FOR OPEN AND LAPAROSCOPIC SURGERIES
23173 | 4229680113600 | TUBE, SUCTION, PLESTER, DIAMETER = 2.0MM, LENGTH = 19.5CM, REUSABLE | SPECIALIZED INSTRUMENTATION FOR OPEN AND LAPAROSCOPIC SURGERIES
23174 | 4229680113700 | TUBE, SUCTION, PLESTER, DIAMETER = 2.5MM, LENGTH = 19.5CM, REUSABLE | SPECIALIZED INSTRUMENTATION FOR OPEN AND LAPAROSCOPIC SURGERIES
23175 | 4229680113800 | TUBE, SUCTION, PLESTER, DIAMETER = 3.0MM, LENGTH = 19.5CM, REUSABLE | SPECIALIZED INSTRUMENTATION FOR OPEN AND LAPAROSCOPIC SURGERIES
23176 | 4229680041300 | TUBE, SUCTION, POOLE/ANGLED, DIAMETER = 8.0MM, LENGTH = 25.0CM, REUSABLE | SPECIALIZED INSTRUMENTATION FOR OPEN AND LAPAROSCOPIC SURGERIES
23177 | 4229680174000 | TUBE, SUCTION, POOLE/STRAIGHT, DIAMETER = 10.0MM, LENGTH = 24.0CM, REUSABLE | SPECIALIZED INSTRUMENTATION FOR OPEN AND LAPAROSCOPIC SURGERIES
23178 | 4229680428700 | TUBE, SUCTION, POOLE/STRAIGHT/WITH FINGER CUT-OFF, DIAMETER = 30.0FR, LENGTH = 10 1/4INCH, REUSABLE | SPECIALIZED INSTRUMENTATION FOR OPEN AND LAPAROSCOPIC SURGERIES
23179 | 4229680417600 | TUBE, SUCTION, POPPEN/ANGLED, DIAMETER = 2.6MM, LENGTH = 18.0CM, REUSABLE | SPECIALIZED INSTRUMENTATION FOR OPEN AND LAPAROSCOPIC SURGERIES
23180 | 4229680038100 | SCISSORS, VASCULAR, DIETRICH-POTTS/ANGLED 60 DEGREE, STAINLESS STEEL, LENGTH = 18.0CM, TIP WIDTH= 10.0MM, REUSABLE | SPECIALIZED INSTRUMENTATION FOR OPEN AND LAPAROSCOPIC SURGERIES
23181 | 4229680037800 | SCISSORS, VASCULAR, DIETRICH-POTTS/ANGLED 125 DEGREE, STAINLESS STEEL, LENGTH = 18.0CM, TIP WIDTH= 10.0MM, REUSABLE | SPECIALIZED INSTRUMENTATION FOR OPEN AND LAPAROSCOPIC SURGERIES
23182 | 4229680038000 | SCISSORS, VASCULAR, DIETRICH-POTTS/ANGLED 45 DEGREE, STAINLESS STEEL, LENGTH = 18.0CM, TIP WIDTH= 10.0MM, REUSABLE | SPECIALIZED INSTRUMENTATION FOR OPEN AND LAPAROSCOPIC SURGERIES
23183 | 4229680038200 | SCISSORS, VASCULAR, DIETRICH-POTTS/ANGLED 90 DEGREE, STAINLESS STEEL, LENGTH = 18.0CM, TIP WIDTH= 10.0MM, REUSABLE | SPECIALIZED INSTRUMENTATION FOR OPEN AND LAPAROSCOPIC SURGERIES
23184 | 4229680037900 | SCISSORS, VASCULAR, DIETRICH-POTTS/ANGLED 25 DEGREE, STAINLESS STEEL, LENGTH = 18.0CM, TIP WIDTH= 10.0MM, REUSABLE | SPECIALIZED INSTRUMENTATION FOR OPEN AND LAPAROSCOPIC SURGERIES
23185 | 4229680014000 | SCISSORS, VASCULAR, DIETRICH/ANGLED 125 DEGREE/WITH GUIDE, STAINLESS STEEL, LENGTH = 17.5CM, REUSABLE | SPECIALIZED INSTRUMENTATION FOR OPEN AND LAPAROSCOPIC SURGERIES
23186 | 4229680450700 | SCISSORS, SURGICAL, POTTS/ANGLED UPWARD, STAINLESS STEEL, LENGTH = 19.5CM, REUSABLE | SPECIALIZED INSTRUMENTATION FOR OPEN AND LAPAROSCOPIC SURGERIES
23187 | 4229680039200 | SCISSORS VASCULAR SCHERE/DIETRICH-POTTS/ANGLED 45 DEGREE STAINLESS STEEL LENGTH = 18.0CM TIP WIDTH= 10.0MM REUSABLE | SPECIALIZED INSTRUMENTATION FOR OPEN AND LAPAROSCOPIC SURGERIES
23188 | 4229680438900 | SCISSORS, SURGICAL, SUPERCUT/DIETRICH-POTTS/ANGLED 125 DEGREE, STAINLESS STEEL, LENGTH = 18.0CM, TIP WIDTH= 10.0MM, REUSABLE | SPECIALIZED INSTRUMENTATION FOR OPEN AND LAPAROSCOPIC SURGERIES
23189 | 4229680439000 | SCISSORS, MICRO, SUPERCUT/DIETRICH-POTTS/ANGLED 45 DEGREE, STAINLESS STEEL, LENGTH = 18.0CM, TIP WIDTH= 7.0MM, REUSABLE | SPECIALIZED INSTRUMENTATION FOR OPEN AND LAPAROSCOPIC SURGERIES
23190 | 4229680141200 | FORCEPS, TISSUE, POTTS-SMITH, STAINLESS STEEL, LENGTH = 21.0CM, REUSABLE | SPECIALIZED INSTRUMENTATION FOR OPEN AND LAPAROSCOPIC SURGERIES
23191 | 4229680141100 | FORCEPS, TISSUE, POTTS-SMITH, STAINLESS STEEL, LENGTH = 18.0CM, REUSABLE | SPECIALIZED INSTRUMENTATION FOR OPEN AND LAPAROSCOPIC SURGERIES
23192 | 4229680022400 | FORCEPS, TISSUE, POTTS-SMITH, STAINLESS STEEL, LENGTH = 25.0CM, REUSABLE | SPECIALIZED INSTRUMENTATION FOR OPEN AND LAPAROSCOPIC SURGERIES
23193 | 4229680018900 | FORCEPS, DRESSING, POTTS-SMITH, STAINLESS STEEL, LENGTH = 18.0CM, REUSABLE | SPECIALIZED INSTRUMENTATION FOR OPEN AND LAPAROSCOPIC SURGERIES
23194 | 4229680042200 | FORCEPS, DRESSING, POTTS-SMITH, TUNGSTEN CARBIDE, LENGTH = 25.0CM, REUSABLE | SPECIALIZED INSTRUMENTATION FOR OPEN AND LAPAROSCOPIC SURGERIES
23195 | 4229680042100 | FORCEPS, DRESSING, POTTS-SMITH, TUNGSTEN CARBIDE, LENGTH = 18.5CM, REUSABLE | SPECIALIZED INSTRUMENTATION FOR OPEN AND LAPAROSCOPIC SURGERIES
23196 | 4229680167100 | FORCEPS, DRESSING, POTTS-SMITH, STAINLESS STEEL, LENGTH = 21.0CM, REUSABLE | SPECIALIZED INSTRUMENTATION FOR OPEN AND LAPAROSCOPIC SURGERIES
23197 | 4229680451300 | FORCEPS, DRESSING, POTTS-SMITH, TUNGSTEN CARBIDE, LENGTH = 16.0CM, REUSABLE | SPECIALIZED INSTRUMENTATION FOR OPEN AND LAPAROSCOPIC SURGERIES
23198 | 4229680114300 | FORCEPS, DRESSING, POTTS-SMITH, TUNGSTEN CARBIDE, LENGTH = 20.0CM, REUSABLE | SPECIALIZED INSTRUMENTATION FOR OPEN AND LAPAROSCOPIC SURGERIES
23199 | 4229680439700 | FORCEPS, DRESSING, POTTS-SMITH, TUNGSTEN CARBIDE, LENGTH = 23.0CM, REUSABLE | SPECIALIZED INSTRUMENTATION FOR OPEN AND LAPAROSCOPIC SURGERIES
23200 | 4229680072700 | ELEVATOR, PERIOSTEAL, PRICHARD, STAINLESS STEEL, LENGTH = 17.0CM, REUSABLE | SPECIALIZED INSTRUMENTATION FOR OPEN AND LAPAROSCOPIC SURGERIES
23201 | 4229680155500 | SPHINCTEROSCOPE, INSPECTION, PROCTOSCOPE, SIZE: 27.0MM X 50.0MM, REUSABLE | SPECIALIZED INSTRUMENTATION FOR OPEN AND LAPAROSCOPIC SURGERIES
23202 | 4229680449400 | RETRACTOR, PROSTATE, YOUNG/SLIM, STAINLESS STEEL, LENGTH = 22.0CM, REUSABLE | SPECIALIZED INSTRUMENTATION FOR OPEN AND LAPAROSCOPIC SURGERIES
23203 | 4229680449300 | RETRACTOR, PROSTATE, YOUNG/FORKED, STAINLESS STEEL, LENGTH = 23.0CM, REUSABLE | SPECIALIZED INSTRUMENTATION FOR OPEN AND LAPAROSCOPIC SURGERIES
23204 | 4229680449200 | RETRACTOR, PROSTATE, YOUNG/BULB, STAINLESS STEEL, LENGTH = 22.0CM, REUSABLE | SPECIALIZED INSTRUMENTATION FOR OPEN AND LAPAROSCOPIC SURGERIES
23205 | 4229501300500 | PROTECTION TUBE, FOR STERILIZATION AND STORAGE OF ELECTRODES, LOOPS, CURETTES AND KNIVES, REUSABLE | SPECIALIZED INSTRUMENTATION FOR OPEN AND LAPAROSCOPIC SURGERIES
23206 | 4229680215900 | FORCEPS, HEMOSTATIC, PROVIDENCE-HOSPITAL/STRAIGHT, STAINLESS STEEL, LENGTH = 14.0CM, REUSABLE | SPECIALIZED INSTRUMENTATION FOR OPEN AND LAPAROSCOPIC SURGERIES
23207 | 4229680330800 | DILATOR PUNCTAL DOUBLE ENDED REUSABLE | SPECIALIZED INSTRUMENTATION FOR OPEN AND LAPAROSCOPIC SURGERIES
23208 | 4229680212500 | ELEVATOR, SURGICAL, QUERVAIN, STAINLESS STEEL, DIAMETER = 6.0MM, LENGTH = 19.5CM, REUSABLE | SPECIALIZED INSTRUMENTATION FOR OPEN AND LAPAROSCOPIC SURGERIES
23209 | 4229680295000 | SCISSORS, DISSECTING, RAGNELL/CURVED, TUNGSTEN CARBIDE, LENGTH = 12.5CM, REUSABLE | SPECIALIZED INSTRUMENTATION FOR OPEN AND LAPAROSCOPIC SURGERIES
23210 | 4229680086900 | SCISSORS, DISSECTING, RAGNELL UNDERMINING/FLAT TIP/BLUNT-BLUNT/CURVED, STAINLESS STEEL, LENGTH = 12.5CM, REUSABLE | SPECIALIZED INSTRUMENTATION FOR OPEN AND LAPAROSCOPIC SURGERIES
23211 | 4229680086800 | SCISSORS, DISSECTING, RAGNELL UNDERMINING/FLAT TIP/BLUNT-BLUNT/STRAIGHT, STAINLESS STEEL, LENGTH = 12.5CM, REUSABLE | SPECIALIZED INSTRUMENTATION FOR OPEN AND LAPAROSCOPIC SURGERIES
23212 | 4229680447700 | FORCEPS, KIDNEY STONE, RANDALL/NO.3, STAINLESS STEEL, LENGTH = 19.0CM, REUSABLE | SPECIALIZED INSTRUMENTATION FOR OPEN AND LAPAROSCOPIC SURGERIES
23213 | 4229680447500 | FORCEPS, KIDNEY STONE, RANDALL/NO.1, STAINLESS STEEL, LENGTH = 23.0CM, REUSABLE | SPECIALIZED INSTRUMENTATION FOR OPEN AND LAPAROSCOPIC SURGERIES
23214 | 4229680447600 | FORCEPS, KIDNEY STONE, RANDALL/NO.2, STAINLESS STEEL, LENGTH = 21.0CM, REUSABLE | SPECIALIZED INSTRUMENTATION FOR OPEN AND LAPAROSCOPIC SURGERIES
23215 | 4229680445900 | FORCEPS, KIDNEY STONE, RANDALL/NO.6, STAINLESS STEEL, LENGTH = 19.0CM, REUSABLE | SPECIALIZED INSTRUMENTATION FOR OPEN AND LAPAROSCOPIC SURGERIES
23216 | 4229680195200 | FORCEPS, CLIP APPLYING, RANEY CLIPS, STAINLESS STEEL, LENGTH = AS PER MANUFACTURER, REUSABLE | SPECIALIZED INSTRUMENTATION FOR OPEN AND LAPAROSCOPIC SURGERIES
23217 | 4229680191300 | RASPATORY, SCRAPING, STRAIGHT/ROUND, BLADE SIZE: 6.0MM, LENGTH = 12.5CM, REUSABLE | SPECIALIZED INSTRUMENTATION FOR OPEN AND LAPAROSCOPIC SURGERIES
23218 | 4229680233300 | RASPATORY, SCRAPING, CURVED/ROUND/SILICONE COATED HANDLE, LENGTH = 20.0CM, REUSABLE | SPECIALIZED INSTRUMENTATION FOR OPEN AND LAPAROSCOPIC SURGERIES
23219 | 4229680233200 | RASPATORY, SCRAPING, CURVED, BLADE SIZE: 8.0MM, LENGTH = 17.0CM, REUSABLE | SPECIALIZED INSTRUMENTATION FOR OPEN AND LAPAROSCOPIC SURGERIES
23220 | 4229680233500 | RASPATORY, SCRAPING, LANDOLT, BLADE SIZE: 4.5MM, REUSABLE | SPECIALIZED INSTRUMENTATION FOR OPEN AND LAPAROSCOPIC SURGERIES
23221 | 4229680282900 | RASPATORY, SCRAPING, STRAIGHT/ROUND/SILICONE COATED HANDLE, LENGTH = 20.0CM, REUSABLE | SPECIALIZED INSTRUMENTATION FOR OPEN AND LAPAROSCOPIC SURGERIES
23222 | 4229680255300 | RASPATORY, SCRAPING, CLEFT/PALATE/JABOMA, LENGTH = 17.0CM, REUSABLE | SPECIALIZED INSTRUMENTATION FOR OPEN AND LAPAROSCOPIC SURGERIES
23223 | 4229680283000 | RASPATORY, SCRAPING, STRAIGHT/SILICONE COATED HANDLE, BLADE SIZE: 20.0MM, LENGTH = 19.0CM, REUSABLE | SPECIALIZED INSTRUMENTATION FOR OPEN AND LAPAROSCOPIC SURGERIES
23224 | 4229680282000 | RASPATORY, SCRAPING, HOEN, BLADE SIZE: 7.0MM, LENGTH = 16.0CM, REUSABLE | SPECIALIZED INSTRUMENTATION FOR OPEN AND LAPAROSCOPIC SURGERIES
23225 | 4229680073900 | RASPATORY, SCRAPING, SELDIN, REUSABLE | SPECIALIZED INSTRUMENTATION FOR OPEN AND LAPAROSCOPIC SURGERIES
23226 | 4229680410100 | RASPATORY, GLABELLUM, SCRAPING, AUFRICHT/PUSH, LENGTH = 21.0CM, REUSABLE | SPECIALIZED INSTRUMENTATION FOR OPEN AND LAPAROSCOPIC SURGERIES
23227 | 4229680171800 | SCISSORS, SURGICAL, RECTAL/HEAVY/CURVED, TUNGSTEN CARBIDE, LENGTH = 32.5CM, REUSABLE | SPECIALIZED INSTRUMENTATION FOR OPEN AND LAPAROSCOPIC SURGERIES
23228 | 4229680133600 | SPECULUM, RECTAL, DILATION, SIMS, STAINLESS STEEL, SIZE: 70.0MM X 15.0MM, FENESTRATED, REUSABLE | SPECIALIZED INSTRUMENTATION FOR OPEN AND LAPAROSCOPIC SURGERIES
23229 | 4229680220200 | MALLET, HAMMERING, RELAPSE FREE, WEIGHT: 620.0GM, LENGTH = 26.5CM, REUSABLE | SPECIALIZED INSTRUMENTATION FOR OPEN AND LAPAROSCOPIC SURGERIES
23230 | 4229680191700 | FORCEPS, REPOSITION, SMALL, STAINLESS STEEL, LENGTH = 9.0CM, REUSABLE | SPECIALIZED INSTRUMENTATION FOR OPEN AND LAPAROSCOPIC SURGERIES
23231 | 4229680191600 | FORCEPS, REPOSITION, LONG RATCHET, STAINLESS STEEL, LENGTH = 15.0CM, REUSABLE | SPECIALIZED INSTRUMENTATION FOR OPEN AND LAPAROSCOPIC SURGERIES
23232 | 4229680389800 | FORCEPS, REPOSITION, WITH THREAD LOCK, STAINLESS STEEL, LENGTH = 24.0CM, REUSABLE | SPECIALIZED INSTRUMENTATION FOR OPEN AND LAPAROSCOPIC SURGERIES
23233 | 4229680371700 | FORCEPS, REPOSITION, STANDARD, STAINLESS STEEL, LENGTH = 20.5CM, REUSABLE | SPECIALIZED INSTRUMENTATION FOR OPEN AND LAPAROSCOPIC SURGERIES
23234 | 4229680389700 | FORCEPS, REPOSITION, WITH THREAD LOCK, STAINLESS STEEL, LENGTH = 17.5CM, REUSABLE | SPECIALIZED INSTRUMENTATION FOR OPEN AND LAPAROSCOPIC SURGERIES
23235 | 4214271901000 | COLD KNIFE, STRAIGHT, COMPATIBLE WITH 1.2MM TELESCOPE, RESECTOSCOPE, NOT TO BE USED WITH HIGH FREQUENCY MACHINE, REUSABLE | SPECIALIZED INSTRUMENTATION FOR OPEN AND LAPAROSCOPIC SURGERIES
23236 | 4214271901100 | COLD KNIFE, ROUND, COMPATIBLE WITH 1.2 MM TELESCOPE, RESECTOSCOPE, NOT TO BE USED WITH HIGH FREQUENCY MACHINE, REUSABLE | SPECIALIZED INSTRUMENTATION FOR OPEN AND LAPAROSCOPIC SURGERIES
23237 | 4214271901300 | COLD KNIFE, HOOK-SHAPED, COMPATIBLE WITH 1.2MM TELESCOPE, RESECTOSCOPE, NOT TO BE USED WITH HIGH FREQUENCY MACHINE, REUSABLE | SPECIALIZED INSTRUMENTATION FOR OPEN AND LAPAROSCOPIC SURGERIES
23238 | 4229497812000 | OBTURATOR, FOR RESECTOSCOPE USED WITH SHEATHS 24/26 FR., REUSABLE | SPECIALIZED INSTRUMENTATION FOR OPEN AND LAPAROSCOPIC SURGERIES
23239 | 4214271301800 | RESECTOSCOPE SHEATH, 26 FR., OBLIQUE BEAK, WITH INNER INSULATION INCLUDING ALL RELATED ACCESSORIES, REUSABLE | SPECIALIZED INSTRUMENTATION FOR OPEN AND LAPAROSCOPIC SURGERIES
23240 | 4229498102300 | CUTTING LOOP, SMALL BIPOLAR RESECTOSCOPE, 24/26 FR., REUSABLE | SPECIALIZED INSTRUMENTATION FOR OPEN AND LAPAROSCOPIC SURGERIES
23241 | 4229680450800 | SCISSORS, DISSECTING, REYNOLDS/CURVED, STAINLESS STEEL, LENGTH = 15.5CM, REUSABLE | SPECIALIZED INSTRUMENTATION FOR OPEN AND LAPAROSCOPIC SURGERIES
23242 | 4229680238600 | SCISSORS, DISSECTING, REYNOLDS/STRAIGHT, STAINLESS STEEL, LENGTH = 15.5CM, REUSABLE | SPECIALIZED INSTRUMENTATION FOR OPEN AND LAPAROSCOPIC SURGERIES
23243 | 4229680438700 | SCISSORS, DISSECTING, SUPERCUT/REYNOLDS/CURVED, STAINLESS STEEL, LENGTH = 15.5CM, REUSABLE | SPECIALIZED INSTRUMENTATION FOR OPEN AND LAPAROSCOPIC SURGERIES
23244 | 4229680438800 | SCISSORS, DISSECTING, SUPERCUT/REYNOLDS/CURVED, STAINLESS STEEL, LENGTH = 18.0CM, REUSABLE | SPECIALIZED INSTRUMENTATION FOR OPEN AND LAPAROSCOPIC SURGERIES
23245 | 4229680096700 | ELEVATOR, PERIOSTEAL, COTTLE, STAINLESS STEEL, DIAMETER = 4.5MM, LENGTH = 22.0CM, REUSABLE | SPECIALIZED INSTRUMENTATION FOR OPEN AND LAPAROSCOPIC SURGERIES
23246 | 4229680267800 | CURETTE, MAXILLARY SINUS, SAMPLE COLLECTION, ARNETT, STAINLESS STEEL, LENGTH = 16.5CM, ORTHOGNATHIC SYSTEM, REUSABLE | SPECIALIZED INSTRUMENTATION FOR OPEN AND LAPAROSCOPIC SURGERIES
23247 | 4229680417900 | INSERT, RHINOLOGY, #1, TUNGSTEN CARBIDE, REUSABLE | SPECIALIZED INSTRUMENTATION FOR OPEN AND LAPAROSCOPIC SURGERIES
23248 | 4229680418000 | INSERT, RHINOLOGY, #3, TUNGSTEN CARBIDE, REUSABLE | SPECIALIZED INSTRUMENTATION FOR OPEN AND LAPAROSCOPIC SURGERIES
23249 | 4229680418100 | INSERT, RHINOLOGY, #5, TUNGSTEN CARBIDE, REUSABLE | SPECIALIZED INSTRUMENTATION FOR OPEN AND LAPAROSCOPIC SURGERIES
23250 | 4229680418200 | INSERT, RHINOLOGY, #7, TUNGSTEN CARBIDE, REUSABLE | SPECIALIZED INSTRUMENTATION FOR OPEN AND LAPAROSCOPIC SURGERIES
23251 | 4229680418300 | INSERT, RHINOLOGY, #9, TUNGSTEN CARBIDE, REUSABLE | SPECIALIZED INSTRUMENTATION FOR OPEN AND LAPAROSCOPIC SURGERIES
23252 | 4229680287900 | KNIFE, RHINOPLASTIC, JOSEPH/STR, STAINLESS STEEL, LENGTH = 15.5CM, REUSABLE | SPECIALIZED INSTRUMENTATION FOR OPEN AND LAPAROSCOPIC SURGERIES
23253 | 4229680414700 | KNIFE, RHINOPLASTIC, JOSEPH/NO.1, STAINLESS STEEL, REUSABLE | SPECIALIZED INSTRUMENTATION FOR OPEN AND LAPAROSCOPIC SURGERIES
23254 | 4229680414800 | KNIFE, RHINOPLASTIC, JOSEPH/NO.2, STAINLESS STEEL, REUSABLE | SPECIALIZED INSTRUMENTATION FOR OPEN AND LAPAROSCOPIC SURGERIES
23255 | 4229680414600 | KNIFE, RHINOPLASTIC, COTTLE/STR, STAINLESS STEEL, LENGTH = 14.0CM, REUSABLE | SPECIALIZED INSTRUMENTATION FOR OPEN AND LAPAROSCOPIC SURGERIES
23256 | 4229680108100 | KNIFE, RHINOPLASTIC, CONVERSE/CURVED, STAINLESS STEEL, LENGTH = 16.0CM, REUSABLE | SPECIALIZED INSTRUMENTATION FOR OPEN AND LAPAROSCOPIC SURGERIES
23257 | 4229680293500 | KNIFE, SWIVEL, BALLENGER/BAYON, STAINLESS STEEL, LENGTH = 5.0MM, REUSABLE | SPECIALIZED INSTRUMENTATION FOR OPEN AND LAPAROSCOPIC SURGERIES
23258 | 4229680417700 | KNIFE, SWIVEL, BALLENGER/STR, STAINLESS STEEL, LENGTH = 3.0MM, REUSABLE | SPECIALIZED INSTRUMENTATION FOR OPEN AND LAPAROSCOPIC SURGERIES
23259 | 4229680417800 | KNIFE, SWIVEL, BALLENGER/STR, STAINLESS STEEL, LENGTH = 4.0MM, REUSABLE | SPECIALIZED INSTRUMENTATION FOR OPEN AND LAPAROSCOPIC SURGERIES
23260 | 4229680114200 | KNIFE, SWIVEL, BALLENGER/BAYON, STAINLESS STEEL, LENGTH = 4.0MM, REUSABLE | SPECIALIZED INSTRUMENTATION FOR OPEN AND LAPAROSCOPIC SURGERIES
23261 | 4229680152500 | CONTRACTOR, RIB, APPROXIMATION, BAILEY, LENGTH = 20.0CM, REUSABLE | SPECIALIZED INSTRUMENTATION FOR OPEN AND LAPAROSCOPIC SURGERIES
23262 | 4229680399800 | CONTRACTOR, RIB, APPROXIMATION, BAILEY, LENGTH = 15.5CM, REUSABLE | SPECIALIZED INSTRUMENTATION FOR OPEN AND LAPAROSCOPIC SURGERIES
23263 | 4229680152600 | CONTRACTOR, RIB, CONTRACTION, BAILEY-GIBBON, LENGTH = 20.0CM, REUSABLE | SPECIALIZED INSTRUMENTATION FOR OPEN AND LAPAROSCOPIC SURGERIES
23264 | 4229680152900 | SHEAR, RIB, CUTTING, BRUNNER/RIGHT HAND, LENGTH = 32.0CM, REUSABLE | SPECIALIZED INSTRUMENTATION FOR OPEN AND LAPAROSCOPIC SURGERIES
23265 | 4229680153000 | SHEARS, RIB, CUTTING, GIERTZ-STILLE, LENGTH = 24.5CM, REUSABLE | SPECIALIZED INSTRUMENTATION FOR OPEN AND LAPAROSCOPIC SURGERIES
23266 | 4229680035400 | SHEARS, RIB, CUTTING, CURVED, LENGTH = 23.0CM, REUSABLE | SPECIALIZED INSTRUMENTATION FOR OPEN AND LAPAROSCOPIC SURGERIES
23267 | 4229680288200 | SHEARS, RIB, CUTTING, SAUERBRUCH, LENGTH = 26.0CM, REUSABLE | SPECIALIZED INSTRUMENTATION FOR OPEN AND LAPAROSCOPIC SURGERIES
23268 | 4229680420600 | RETRACTOR, RIB, BURFOR-FINOCHIETTO/WITH 4 BLADES, STAINLESS STEEL, SIZE: CHILD/28.0MM X 32.0MM, REUSABLE | SPECIALIZED INSTRUMENTATION FOR OPEN AND LAPAROSCOPIC SURGERIES
23269 | 4229680422100 | RETRACTOR, RIB, FAVALORO-MORSE STERNAL, MAXIMUM SPREAD: 20.3CM, ARM LENGTH = 18.0CM, BLADE LENGTH 1 9/15, REUSABLE | SPECIALIZED INSTRUMENTATION FOR OPEN AND LAPAROSCOPIC SURGERIES
23270 | 4229310716800 | RETRACTOR, RIB FINOCHIETTO-BURFORD WITH 2 PAIRS OF BLADES, (OR EQUIVALENT), REUSABLE | SPECIALIZED INSTRUMENTATION FOR OPEN AND LAPAROSCOPIC SURGERIES
23271 | 4229680124400 | SPREADER, RIB, BURFORD, ALUMINUM, LENGTH = 280.0MM, REUSABLE | SPECIALIZED INSTRUMENTATION FOR OPEN AND LAPAROSCOPIC SURGERIES
23272 | 4229680000400 | SPREADER, RIB, BURFORD, ALUMINUM, LENGTH = 260.0MM, REUSABLE | SPECIALIZED INSTRUMENTATION FOR OPEN AND LAPAROSCOPIC SURGERIES
23273 | 4229680000500 | SPREADER, RIB, COOLEY, ALUMINUM, LENGTH = 150.0MM, REUSABLE | SPECIALIZED INSTRUMENTATION FOR OPEN AND LAPAROSCOPIC SURGERIES
23274 | 4229680035600 | SPREADER, RIB, FINOCHIETTO-BABY, STAINLESS STEEL, SIZE: 15.0MM X 20.0MM X 75.0MM, REUSABLE | SPECIALIZED INSTRUMENTATION FOR OPEN AND LAPAROSCOPIC SURGERIES
23275 | 4229680035500 | SPREADER, RIB, DEBAKEY/LARGE/COMPLETE, STAINLESS STEEL, REUSABLE | SPECIALIZED INSTRUMENTATION FOR OPEN AND LAPAROSCOPIC SURGERIES
23276 | 4229680035700 | SPREADER, RIB, FINOCHIETTO, ALUMINUM, SIZE: 40.0MM X 45.0MM X 150.0MM, REUSABLE | SPECIALIZED INSTRUMENTATION FOR OPEN AND LAPAROSCOPIC SURGERIES
23277 | 4229680035900 | SPREADER, RIB, HAIGHT, STAINLESS STEEL, SIZE: 30.0MM X 30.0MM X 120.0MM, REUSABLE | SPECIALIZED INSTRUMENTATION FOR OPEN AND LAPAROSCOPIC SURGERIES
23278 | 4229680036100 | SPREADER, RIB, COOLEY, LENGTH = 195.0MM, REUSABLE | SPECIALIZED INSTRUMENTATION FOR OPEN AND LAPAROSCOPIC SURGERIES
23279 | 4229680036000 | SPREADER, RIB, TUFFIER, STAINLESS STEEL, SIZE: 45.0MM X 45.0MM X 170.0MM, REUSABLE | SPECIALIZED INSTRUMENTATION FOR OPEN AND LAPAROSCOPIC SURGERIES
23280 | 4229680000600 | SPREADER, RIB, COOLEY, STAINLESS STEEL, LENGTH = 95.0MM, REUSABLE | SPECIALIZED INSTRUMENTATION FOR OPEN AND LAPAROSCOPIC SURGERIES
23281 | 4229680035800 | SPREADER, RIB, FINOCHIETTO, STAINLESS STEEL, SIZE: 45.0MM X 65.0MM X 165.0MM, REUSABLE | SPECIALIZED INSTRUMENTATION FOR OPEN AND LAPAROSCOPIC SURGERIES
23282 | 4229680288300 | SPREADER, RIB, FINOCHIETTO, STAINLESS STEEL, SIZE: 80.0MM X 65.0MM X 190.0MM, REUSABLE | SPECIALIZED INSTRUMENTATION FOR OPEN AND LAPAROSCOPIC SURGERIES
23283 | 4229680397300 | SPREADER, RIB, CASTANEDA, ALUMINUM, LENGTH = 105.0MM, REUSABLE | SPECIALIZED INSTRUMENTATION FOR OPEN AND LAPAROSCOPIC SURGERIES
23284 | 4229680437900 | RETRACTOR, RIB SPREADER, DEBAKEY/LARGE/COMPLETE, STAINLESS STEEL, TIP SIZE: 240.0MM X 190.0MM, REUSABLE | SPECIALIZED INSTRUMENTATION FOR OPEN AND LAPAROSCOPIC SURGERIES
23285 | 4229680432400 | SPREADER, RIB, FINOCHIETTO, ALUMINIM, LENGTH = 135.0MM, REUSABLE | SPECIALIZED INSTRUMENTATION FOR OPEN AND LAPAROSCOPIC SURGERIES
23286 | 4229680172200 | RETRACTOR, WOUND, RICHARDSON, STAINLESS STEEL, TIP SIZE: 62.0MM X 50.0MM, LENGTH = 26.0CM, REUSABLE | SPECIALIZED INSTRUMENTATION FOR OPEN AND LAPAROSCOPIC SURGERIES
23287 | 4229310002600 | RETRACTOR, WOUND, RICHARDSON, DOUBLE ENDED SMALL, REUSABLE | SPECIALIZED INSTRUMENTATION FOR OPEN AND LAPAROSCOPIC SURGERIES
23288 | 4229310002700 | RETRACTOR, WOUND, RICHARDSON, DOUBLE ENDED LARGE, REUSABLE | SPECIALIZED INSTRUMENTATION FOR OPEN AND LAPAROSCOPIC SURGERIES
23289 | 4229680034400 | RETRACTOR, WOUND, RICHARDSON, STAINLESS STEEL, TIP SIZE: 25.0MM X 21.0MM, LENGTH = 23.5CM, REUSABLE | SPECIALIZED INSTRUMENTATION FOR OPEN AND LAPAROSCOPIC SURGERIES
23290 | 4229680034500 | RETRACTOR, WOUND, RICHARDSON, STAINLESS STEEL, TIP SIZE: 30.0MM X 29.0MM, LENGTH = 24.0CM, REUSABLE | SPECIALIZED INSTRUMENTATION FOR OPEN AND LAPAROSCOPIC SURGERIES
23291 | 4229680034600 | RETRACTOR, WOUND, RICHARDSON, STAINLESS STEEL, TIP SIZE: 38.0MM X 40.0MM, LENGTH = 24.0CM, REUSABLE | SPECIALIZED INSTRUMENTATION FOR OPEN AND LAPAROSCOPIC SURGERIES
23292 | 4229680034700 | RETRACTOR, WOUND, RICHARDSON, STAINLESS STEEL, TIP SIZE: 48.0MM X 22.0MM, LENGTH = 24.0CM, REUSABLE | SPECIALIZED INSTRUMENTATION FOR OPEN AND LAPAROSCOPIC SURGERIES
23293 | 4229680036300 | FORCEPS, RING, STRAIGHT, STAINLESS STEEL, LENGTH = 18.0CM, TIP SIZE: 1.0X0.5MM, REUSABLE | SPECIALIZED INSTRUMENTATION FOR OPEN AND LAPAROSCOPIC SURGERIES
23294 | 4229680036400 | FORCEPS, RING, STRAIGHT, TITANIUM, LENGTH = 18.0CM, TIP SIZE: 2.0MM X 1.0MM, REUSABLE | SPECIALIZED INSTRUMENTATION FOR OPEN AND LAPAROSCOPIC SURGERIES
23295 | 4229680046600 | FORCEPS, RING, STRAIGHT/PLATEAU, TITANIUM, LENGTH = 18.0CM, TIP SIZE: 1.0MM X 0.5MM, REUSABLE | SPECIALIZED INSTRUMENTATION FOR OPEN AND LAPAROSCOPIC SURGERIES
23296 | 4229680046700 | FORCEPS, RING, STRAIGHT/PLATEAU, TITANIUM, LENGTH = 21.0CM, TIP SIZE: 2.0MM X 1.0MM, REUSABLE | SPECIALIZED INSTRUMENTATION FOR OPEN AND LAPAROSCOPIC SURGERIES
23297 | 4229680443900 | FORCEPS, SUTURING, MICRO/TYING/WITH PLATEAU, STAINLESS STEEL, LENGTH = 12.0CM, TIP WIDTH= 0.3MM, REUSABLE | SPECIALIZED INSTRUMENTATION FOR OPEN AND LAPAROSCOPIC SURGERIES
23298 | 4229680108700 | RING, RUBBER, CHEST SUPPORT, REUSABLE | SPECIALIZED INSTRUMENTATION FOR OPEN AND LAPAROSCOPIC SURGERIES
23299 | 4229680153400 | STRIPPER, RING, ROUND, STAINLESS STEEL, DIAMETER = 2.0MM, LENGTH = 50.0CM, REUSABLE | SPECIALIZED INSTRUMENTATION FOR OPEN AND LAPAROSCOPIC SURGERIES
23300 | 4229680153500 | STRIPPER, RING, ROUND, STAINLESS STEEL, DIAMETER = 3.0MM, LENGTH = 50.0CM, REUSABLE | SPECIALIZED INSTRUMENTATION FOR OPEN AND LAPAROSCOPIC SURGERIES
23301 | 4229680153600 | STRIPPER, RING, ROUND, STAINLESS STEEL, DIAMETER = 4.0MM, LENGTH = 50.0CM, REUSABLE | SPECIALIZED INSTRUMENTATION FOR OPEN AND LAPAROSCOPIC SURGERIES
23302 | 4229680153700 | STRIPPER, RING, ROUND, STAINLESS STEEL, DIAMETER = 6.0MM, LENGTH = 50.0CM, REUSABLE | SPECIALIZED INSTRUMENTATION FOR OPEN AND LAPAROSCOPIC SURGERIES
23303 | 4229680153800 | STRIPPER, RING, ROUND, STAINLESS STEEL, DIAMETER = 7.0MM, LENGTH = 50.0CM, REUSABLE | SPECIALIZED INSTRUMENTATION FOR OPEN AND LAPAROSCOPIC SURGERIES
23304 | 4229680153900 | STRIPPER, RING, ROUND, STAINLESS STEEL, DIAMETER = 8.0MM, LENGTH = 50.0CM, REUSABLE | SPECIALIZED INSTRUMENTATION FOR OPEN AND LAPAROSCOPIC SURGERIES
23305 | 4229680153100 | STRIPPER, RING, ROUND, STAINLESS STEEL, DIAMETER = 10.0MM, LENGTH = 50.0CM, REUSABLE | SPECIALIZED INSTRUMENTATION FOR OPEN AND LAPAROSCOPIC SURGERIES
23306 | 4229680153200 | STRIPPER, RING, ROUND, STAINLESS STEEL, DIAMETER = 12.0MM, LENGTH = 50.0CM, REUSABLE | SPECIALIZED INSTRUMENTATION FOR OPEN AND LAPAROSCOPIC SURGERIES
23307 | 4229680153300 | STRIPPER, RING, ROUND, STAINLESS STEEL, DIAMETER = 14.0MM, LENGTH = 50.0CM, REUSABLE | SPECIALIZED INSTRUMENTATION FOR OPEN AND LAPAROSCOPIC SURGERIES
23308 | 4229680018000 | DISSECTOR, SEPARATION, ROBB/DOUBLE, STAINLESS STEEL, SIZE: 1, LENGTH = 24.0CM, REUSABLE | SPECIALIZED INSTRUMENTATION FOR OPEN AND LAPAROSCOPIC SURGERIES
23309 | 4229680018100 | DISSECTOR, SEPARATION, ROBB/DOUBLE, STAINLESS STEEL, SIZE: 2, LENGTH = 24.0CM, REUSABLE | SPECIALIZED INSTRUMENTATION FOR OPEN AND LAPAROSCOPIC SURGERIES
23310 | 4229680018200 | DISSECTOR, SEPARATION, ROBB/DOUBLE, STAINLESS STEEL, SIZE: 3, LENGTH = 24.0CM, REUSABLE | SPECIALIZED INSTRUMENTATION FOR OPEN AND LAPAROSCOPIC SURGERIES
23311 | 4229680018300 | DISSECTOR, SEPARATION, ROBB/DOUBLE, STAINLESS STEEL, SIZE: 4, LENGTH = 24.0CM, REUSABLE | SPECIALIZED INSTRUMENTATION FOR OPEN AND LAPAROSCOPIC SURGERIES
23312 | 4229680108600 | KNIFE, ROSEN, ROUND CUT, STAINLESS STEEL, LENGTH = 15.0CM, TIP DIAMETER = 2.6MM, REUSABLE | SPECIALIZED INSTRUMENTATION FOR OPEN AND LAPAROSCOPIC SURGERIES
23313 | 4229680108400 | KNIFE, ROSEN, ROUND CUT, STAINLESS STEEL, LENGTH = 15.0CM, TIP DIAMETER = 1.6MM, REUSABLE | SPECIALIZED INSTRUMENTATION FOR OPEN AND LAPAROSCOPIC SURGERIES
23314 | 4229680108300 | KNIFE, ROSEN, ROUND CUT, STAINLESS STEEL, LENGTH = 15.0CM, TIP DIAMETER = 1.4MM, REUSABLE | SPECIALIZED INSTRUMENTATION FOR OPEN AND LAPAROSCOPIC SURGERIES
23315 | 4229680108200 | KNIFE, ROSEN, ROUND CUT, STAINLESS STEEL, LENGTH = 15.0CM, TIP DIAMETER = 1.0MM, REUSABLE | SPECIALIZED INSTRUMENTATION FOR OPEN AND LAPAROSCOPIC SURGERIES
23316 | 4229680108500 | KNIFE, ROSEN, ROUND CUT, STAINLESS STEEL, LENGTH = 15.0CM, TIP DIAMETER = 2.0MM, REUSABLE | SPECIALIZED INSTRUMENTATION FOR OPEN AND LAPAROSCOPIC SURGERIES
23317 | 4229680150800 | RETRACTOR, WOUND, DOUBLE/ROUX, STAINLESS STEEL, TIP SIZE: 1, LENGTH = 14.5CM, REUSABLE | SPECIALIZED INSTRUMENTATION FOR OPEN AND LAPAROSCOPIC SURGERIES
23318 | 4229680150900 | RETRACTOR, WOUND, DOUBLE/ROUX, STAINLESS STEEL, TIP SIZE: 2, LENGTH = 16.0CM, REUSABLE | SPECIALIZED INSTRUMENTATION FOR OPEN AND LAPAROSCOPIC SURGERIES
23319 | 4229680151000 | RETRACTOR, WOUND, DOUBLE/ROUX, STAINLESS STEEL, TIP SIZE: 3, LENGTH = 17.0CM, REUSABLE | SPECIALIZED INSTRUMENTATION FOR OPEN AND LAPAROSCOPIC SURGERIES
23320 | 4229680033100 | RETRACTOR, WOUND, DOUBLE/BABY ROUX, STAINLESS STEEL, LENGTH = 12.5CM, REUSABLE | SPECIALIZED INSTRUMENTATION FOR OPEN AND LAPAROSCOPIC SURGERIES
23321 | 4229680110000 | SCISSORS, OPERATING, SANVENERO/SHARP-SHARP/CURVED, STAINLESS STEEL, LENGTH = 14.0CM, REUSABLE | SPECIALIZED INSTRUMENTATION FOR OPEN AND LAPAROSCOPIC SURGERIES
23322 | 4229680110100 | SCISSORS, OPERATING, SANVENERO/SHARP-SHARP/STRAIGHT, STAINLESS STEEL, LENGTH = 14.0CM, REUSABLE | SPECIALIZED INSTRUMENTATION FOR OPEN AND LAPAROSCOPIC SURGERIES
23323 | 4229680429400 | CLAMP, CARDIOTHORACIC, SATINSKY/LARGE, STRAIGHT, STAINLESS STEEL, LENGTH = 25.5CM, REUSABLE | SPECIALIZED INSTRUMENTATION FOR OPEN AND LAPAROSCOPIC SURGERIES
23324 | 4229680128300 | CLAMP, TANGENTIAL, SATINSKY/ATRAUMATIC, STAINLESS STEEL, LENGTH = 22.0CM, REUSABLE | SPECIALIZED INSTRUMENTATION FOR OPEN AND LAPAROSCOPIC SURGERIES
23325 | 4229680128000 | CLAMP, TANGENTIAL, SATINSKY/ATRAUMATIC, STAINLESS STEEL, LENGTH = 26.5CM, REUSABLE | SPECIALIZED INSTRUMENTATION FOR OPEN AND LAPAROSCOPIC SURGERIES
23326 | 4229680128100 | CLAMP, TANGENTIAL, SATINSKY/ATRAUMATIC, STAINLESS STEEL, LENGTH = 27.5CM, REUSABLE | SPECIALIZED INSTRUMENTATION FOR OPEN AND LAPAROSCOPIC SURGERIES
23327 | 4229680444700 | CLAMP, TANGENTIAL, UROLOGICAL/ATRAUMATIC/NO.1, STAINLESS STEEL, LENGTH = 25.0CM, REUSABLE | SPECIALIZED INSTRUMENTATION FOR OPEN AND LAPAROSCOPIC SURGERIES
23328 | 4229680051100 | SCISSORS, VASCULAR, SATINSKY/S-SHAPE, STAINLESS STEEL, LENGTH = 25.5CM, REUSABLE | SPECIALIZED INSTRUMENTATION FOR OPEN AND LAPAROSCOPIC SURGERIES
23329 | 4229680034800 | RETRACTOR, WOUND, SAUERBRUCH, STAINLESS STEEL, TIP SIZE: 60.0MM X 23.0MM, LENGTH = 22.5CM, REUSABLE | SPECIALIZED INSTRUMENTATION FOR OPEN AND LAPAROSCOPIC SURGERIES
23330 | 4229680034900 | RETRACTOR, WOUND, SAUERBRUCH, STAINLESS STEEL, TIP SIZE: 72.0MM X 20.0MM, LENGTH = 22.5CM, REUSABLE | SPECIALIZED INSTRUMENTATION FOR OPEN AND LAPAROSCOPIC SURGERIES
23331 | 4229680399700 | RETRACTOR, WOUND, SAUERBRUCH, STAINLESS STEEL, TIP SIZE: 45.0MM X 15.0MM, LENGTH = 22.5CM, REUSABLE | SPECIALIZED INSTRUMENTATION FOR OPEN AND LAPAROSCOPIC SURGERIES
23332 | 4229680154300 | HANDLE, SCALPEL, NO.4, STAINLESS STEEL, LENGTH = 13.5CM, REUSABLE | SPECIALIZED INSTRUMENTATION FOR OPEN AND LAPAROSCOPIC SURGERIES
23333 | 4229680154100 | HANDLE, SCALPEL, NO.3, STAINLESS STEEL, LENGTH = 12.0CM, REUSABLE | SPECIALIZED INSTRUMENTATION FOR OPEN AND LAPAROSCOPIC SURGERIES
23334 | 4229680154400 | HANDLE, SCALPEL, LONG/NO.4L, STAINLESS STEEL, LENGTH = 21.0CM, REUSABLE | SPECIALIZED INSTRUMENTATION FOR OPEN AND LAPAROSCOPIC SURGERIES
23335 | 4229680154200 | HANDLE, SCALPEL, LONG/NO.3L, STAINLESS STEEL, LENGTH = 21.5CM, REUSABLE | SPECIALIZED INSTRUMENTATION FOR OPEN AND LAPAROSCOPIC SURGERIES
23336 | 4229680154500 | HANDLE, SCALPEL, SOLID/NO.7, LENGTH = 16.0CM, REUSABLE | SPECIALIZED INSTRUMENTATION FOR OPEN AND LAPAROSCOPIC SURGERIES
23337 | 4229680154000 | HANDLE, SCALPEL, MICROBLADE, LENGTH = 13.5CM, REUSABLE | SPECIALIZED INSTRUMENTATION FOR OPEN AND LAPAROSCOPIC SURGERIES
23338 | 4229680192000 | HANDLE, SCALPEL, SOLID/SHORT/NO.7K, REUSABLE | SPECIALIZED INSTRUMENTATION FOR OPEN AND LAPAROSCOPIC SURGERIES
23339 | 4229680037200 | HANDLE, SCALPEL, CORE/MICROBLADE, LENGTH = 34.0CM, REUSABLE | SPECIALIZED INSTRUMENTATION FOR OPEN AND LAPAROSCOPIC SURGERIES
23340 | 4229680037100 | HANDLE, SCALPEL, CASPAR/ROUND, LENGTH = 18.0CM, REUSABLE | SPECIALIZED INSTRUMENTATION FOR OPEN AND LAPAROSCOPIC SURGERIES
23341 | 4229680391000 | HANDLE, SCALPEL, ROUND/STRAIGHT/NO.3, LENGTH = 14.0CM, REUSABLE | SPECIALIZED INSTRUMENTATION FOR OPEN AND LAPAROSCOPIC SURGERIES
23342 | 4229680073200 | HANDLE, SCALPEL, ROUND/ANGULATED/NO.3, LENGTH = 14.0CM, REUSABLE | SPECIALIZED INSTRUMENTATION FOR OPEN AND LAPAROSCOPIC SURGERIES
23343 | 4229680073300 | HANDLE, SCALPEL, NO.3, LENGTH = 16.0CM, REUSABLE | SPECIALIZED INSTRUMENTATION FOR OPEN AND LAPAROSCOPIC SURGERIES
23344 | 4229680454600 | HANDLE, SCALPEL, NO.3XL, LENGTH = 26.0CM, REUSABLE | SPECIALIZED INSTRUMENTATION FOR OPEN AND LAPAROSCOPIC SURGERIES
23345 | 4229680454500 | HANDLE, SCALPEL, NO.3L/ANGULATED, LENGTH = 21.5CM, REUSABLE | SPECIALIZED INSTRUMENTATION FOR OPEN AND LAPAROSCOPIC SURGERIES
23346 | 4229680415100 | HANDLE, SCALPEL, LONG/FINE NO.5, LENGTH = 22.5CM, REUSABLE | SPECIALIZED INSTRUMENTATION FOR OPEN AND LAPAROSCOPIC SURGERIES
23347 | 4229680460600 | BLADE HOLDER, BEAVER/ MICRO SURGICAL BLADE, 15 CM LENGTH TO MAKE INCISION OVER THE CORONARY ARTERY, STAINLESS STEEL, REUSABLE | SPECIALIZED INSTRUMENTATION FOR OPEN AND LAPAROSCOPIC SURGERIES
23348 | 4229680437000 | REMOVER, SCALPEL BLADE, KLING EX, REUSABLE | SPECIALIZED INSTRUMENTATION FOR OPEN AND LAPAROSCOPIC SURGERIES
23349 | 4229680281200 | RETRACTOR, PROGENY, SCHUCHARDT, STAINLESS STEEL, LENGTH = 18.0CM, REUSABLE | SPECIALIZED INSTRUMENTATION FOR OPEN AND LAPAROSCOPIC SURGERIES
23350 | 4229680164700 | FORCEPS, BIOPSY, SCHUMACHER, STAINLESS STEEL, LENGTH = 24.0CM, REUSABLE | SPECIALIZED INSTRUMENTATION FOR OPEN AND LAPAROSCOPIC SURGERIES
23351 | 4229680238100 | SCISSORS, OPERATING, DEAVER/SHARP/BLUNT/STRAIGHT, STAINLESS STEEL, LENGTH = 14.5CM, REUSABLE | SPECIALIZED INSTRUMENTATION FOR OPEN AND LAPAROSCOPIC SURGERIES
23352 | 4229680238000 | SCISSORS, OPERATING, DEAVER/SHARP/BLUNT/CURVED, STAINLESS STEEL, LENGTH = 14.5CM, REUSABLE | SPECIALIZED INSTRUMENTATION FOR OPEN AND LAPAROSCOPIC SURGERIES
23353 | 4229680041800 | SCISSORS, DISSECTING, LAHEY/CURVED, TUNGSTEN CARBIDE, LENGTH = 14.5CM, REUSABLE | SPECIALIZED INSTRUMENTATION FOR OPEN AND LAPAROSCOPIC SURGERIES
23354 | 4229680226700 | SCISSORS, MICRO, YASARGIL/BAYONET/STRAIGHT, STAINLESS STEEL, LENGTH = 22.5CM, REUSABLE | SPECIALIZED INSTRUMENTATION FOR OPEN AND LAPAROSCOPIC SURGERIES
23355 | 4229680229200 | SCISSORS, OPERATING, SHARP-SHARP/CURVED, STAINLESS STEEL, LENGTH = 12.0CM, REUSABLE | SPECIALIZED INSTRUMENTATION FOR OPEN AND LAPAROSCOPIC SURGERIES
23356 | 4229680051000 | SCISSORS, VASCULAR, FINE/SHARP-SHARP/STRAIGHT, STAINLESS STEEL, LENGTH = 20.0CM, REUSABLE | SPECIALIZED INSTRUMENTATION FOR OPEN AND LAPAROSCOPIC SURGERIES
23357 | 4229680051300 | SCISSORS, VASCULAR, ANGLED 60 DEGREE, STAINLESS STEEL, LENGTH = 16.0CM, REUSABLE | SPECIALIZED INSTRUMENTATION FOR OPEN AND LAPAROSCOPIC SURGERIES
23358 | 4229680217400 | HOOK, BLADE, WOUND SPREADING, SCOVILLE/BLUNT, DEPTH: 50.0MM, REUSABLE | SPECIALIZED INSTRUMENTATION FOR OPEN AND LAPAROSCOPIC SURGERIES
23359 | 4229680217200 | HOOK, BLADE, WOUND SPREADING, SCOVILLE/4 PRONGS, SIZE: 44.0MM X 38.0MM, REUSABLE | SPECIALIZED INSTRUMENTATION FOR OPEN AND LAPAROSCOPIC SURGERIES
23360 | 4229680217300 | HOOK, BLADE, WOUND SPREADING, SCOVILLE/4 PRONGS, SIZE: 67.0MM X 44.0MM, REUSABLE | SPECIALIZED INSTRUMENTATION FOR OPEN AND LAPAROSCOPIC SURGERIES
23361 | 4229680218300 | RETRACTOR, LAMINECTOMY, FRAME ONLY/WITH JOINT/SCOVILLE HAVERFIELD, REUSABLE | SPECIALIZED INSTRUMENTATION FOR OPEN AND LAPAROSCOPIC SURGERIES
23362 | 4229680292600 | HANDLE, SCREWDRIVER, STANDARD/MICRO SYSTEM 1.5MM, REUSABLE | SPECIALIZED INSTRUMENTATION FOR OPEN AND LAPAROSCOPIC SURGERIES
23363 | 4229680149400 | RASPATORY, SCRAPING, SEDILLOT/CURVED, LENGTH = 23.0CM, REUSABLE | SPECIALIZED INSTRUMENTATION FOR OPEN AND LAPAROSCOPIC SURGERIES
23364 | 4229680233800 | RASPATORY, SCRAPING, SEDILLOT, BLADE SIZE: 18.0MM, LENGTH = 18.5CM, REUSABLE | SPECIALIZED INSTRUMENTATION FOR OPEN AND LAPAROSCOPIC SURGERIES
23365 | 4229680255500 | RETRACTOR, CORONOID, ARNETT, STAINLESS STEEL, 1X1, REUSABLE | SPECIALIZED INSTRUMENTATION FOR OPEN AND LAPAROSCOPIC SURGERIES
23366 | 4229680350600 | RETRACTOR, CORONOID, HARGIS/WITH CHAIN, STAINLESS STEEL, LENGTH = 19.0CM, REUSABLE | SPECIALIZED INSTRUMENTATION FOR OPEN AND LAPAROSCOPIC SURGERIES
23367 | 4229680112500 | SPREADER, RETRACTORS, PLESTER/BLUNT, STAINLESS STEEL, LENGTH = 13.0CM, TEETH: 2X1, REUSABLE | SPECIALIZED INSTRUMENTATION FOR OPEN AND LAPAROSCOPIC SURGERIES
23368 | 4229680149500 | RASPATORY, SCRAPING, SEMB/NO.2, BLADE WIDTH= 12.0MM, LENGTH = 22.0CM, REUSABLE | SPECIALIZED INSTRUMENTATION FOR OPEN AND LAPAROSCOPIC SURGERIES
23369 | 4229680149600 | RASPATORY, SCRAPING, SEMB/NO.4, BLADE WIDTH= 13.0MM, LENGTH = 22.0CM, REUSABLE | SPECIALIZED INSTRUMENTATION FOR OPEN AND LAPAROSCOPIC SURGERIES
23370 | 4229680149700 | RASPATORY, SCRAPING, SEMB/NO.5, BLADE WIDTH= 15.0MM, LENGTH = 23.0CM, REUSABLE | SPECIALIZED INSTRUMENTATION FOR OPEN AND LAPAROSCOPIC SURGERIES
23371 | 4229680031800 | RASPATORY, SCRAPING, SEMB/NO.3, BLADE SIZE: 13.0MM, LENGTH = 19.0CM, REUSABLE | SPECIALIZED INSTRUMENTATION FOR OPEN AND LAPAROSCOPIC SURGERIES
23372 | 4229680233900 | RASPATORY, SCRAPING, SEMB/NO.1, BLADE SIZE: 12.0MM, LENGTH = 19.0CM, REUSABLE | SPECIALIZED INSTRUMENTATION FOR OPEN AND LAPAROSCOPIC SURGERIES
23373 | 4229680515700 | RETRACTOR, WOUND, FIXATION/TRACTION, SENN MUELLER/SHARP, LENGTH = 16.0CM, REUSABLE | SPECIALIZED INSTRUMENTATION FOR OPEN AND LAPAROSCOPIC SURGERIES
23374 | 4229680025700 | RETRACTOR, WOUND, FIXATION/TRACTION, SENN MUELLER/BLUNT, LENGTH = 16.0CM, REUSABLE | SPECIALIZED INSTRUMENTATION FOR OPEN AND LAPAROSCOPIC SURGERIES
23375 | 4229680371800 | FORCEPS, SURGICAL, SEQUESTRUM/STRAIGHT, STAINLESS STEEL, LENGTH = 20.0CM, REUSABLE | SPECIALIZED INSTRUMENTATION FOR OPEN AND LAPAROSCOPIC SURGERIES
23376 | 4229680290600 | FORCEPS, SEPTUM STRAIGHTENING, STRAIGHT, STAINLESS STEEL, LENGTH = 23.0CM, REUSABLE | SPECIALIZED INSTRUMENTATION FOR OPEN AND LAPAROSCOPIC SURGERIES
23377 | 4229680416000 | FORCEPS, SEPTUM STRAIGHTENING, ASCH, STAINLESS STEEL, LENGTH = 22.5CM, REUSABLE | SPECIALIZED INSTRUMENTATION FOR OPEN AND LAPAROSCOPIC SURGERIES
23378 | 4229680111200 | FORCEPS, SEPTUM STRAIGHTENING, LEFT, STAINLESS STEEL, LENGTH = 23.0CM, REUSABLE | SPECIALIZED INSTRUMENTATION FOR OPEN AND LAPAROSCOPIC SURGERIES
23379 | 4229680111300 | FORCEPS, SEPTUM STRAIGHTENING, RIGHT, STAINLESS STEEL, LENGTH = 23.0CM, REUSABLE | SPECIALIZED INSTRUMENTATION FOR OPEN AND LAPAROSCOPIC SURGERIES
23380 | 4229680290500 | SCISSORS, SURGICAL, SEPTUM/CAPLAN/SERRATED, STAINLESS STEEL, LENGTH = 20.0CM, REUSABLE | SPECIALIZED INSTRUMENTATION FOR OPEN AND LAPAROSCOPIC SURGERIES
23381 | 4229680239100 | KNIFE, SICKLE, CUTTING, MIKAEEL/#10/BAY, LENGTH = 23.0CM, REUSABLE | SPECIALIZED INSTRUMENTATION FOR OPEN AND LAPAROSCOPIC SURGERIES
23382 | 4229680102900 | KNIFE, SURGICAL, SICKLE SHAPED/CURVED, STAINLESS STEEL, LENGTH = 24.5CM, REUSABLE | SPECIALIZED INSTRUMENTATION FOR OPEN AND LAPAROSCOPIC SURGERIES
23383 | 4229680111500 | KNIFE, SURGICAL, SICKLE/WULLSTEIN/STR, STAINLESS STEEL, LENGTH = 15.5CM, REUSABLE | SPECIALIZED INSTRUMENTATION FOR OPEN AND LAPAROSCOPIC SURGERIES
23384 | 4214271901200 | COLD KNIFE, SICKLE-SHAPED, COMPATIBLE WITH 1.2MM TELESCOPE, RESECTOSCOPE, NOT TO BE USED WITH HIGH FREQUENCY MACHINE, REUSABLE | SPECIALIZED INSTRUMENTATION FOR OPEN AND LAPAROSCOPIC SURGERIES
23385 | 4214271901700 | COLD KNIFE, SICKLE-SHAPED COMPATIBLE WITH 1.9 UP TO 2.1 MM TELESCOPE, FOR PEDIATRIC URETHROTOME, NOT TO BE USED WITH HIGH FREQUENCY MACHINE, REUSABLE | SPECIALIZED INSTRUMENTATION FOR OPEN AND LAPAROSCOPIC SURGERIES
23386 | 4214271902600 | COLD KNIFE, SICKLE-SHAPED, ADULT URETHROTOME, NOT TO BE USED WITH HIGH FREQUENCY MACHINE, REUSABLE | SPECIALIZED INSTRUMENTATION FOR OPEN AND LAPAROSCOPIC SURGERIES
23387 | 4229680192500 | MAT, PIN, INSTRUMENT PROTECTION, NUB/FLEXIBLE/AUTOCLAVABLE, SILICONE, SIZE: 234.0MM X 244.0MM, WASHER DISINFECTOR, REUSABLE | SPECIALIZED INSTRUMENTATION FOR OPEN AND LAPAROSCOPIC SURGERIES
23388 | 4229680111600 | MESH, SUPPORT, SIZE: 48.0CM X 25.0CM, TRAY DIN, REUSABLE | SPECIALIZED INSTRUMENTATION FOR OPEN AND LAPAROSCOPIC SURGERIES
23389 | 4229680239300 | MESH, SUPPORT, SILICONE, SIZE: 23.0CM X 25.0CM, 1/2 TRAY, REUSABLE | SPECIALIZED INSTRUMENTATION FOR OPEN AND LAPAROSCOPIC SURGERIES
23390 | 4229680167400 | HOOK, FISTULA, SIMON/2-PRONGS, LENGTH = 21.5CM, REUSABLE | SPECIALIZED INSTRUMENTATION FOR OPEN AND LAPAROSCOPIC SURGERIES
23391 | 4229680180000 | DILATOR, UTERINE, HEGAR, LENGTH = 18.5CM, TIP DIAMETER = 6.0MM, REUSABLE | SPECIALIZED INSTRUMENTATION FOR OPEN AND LAPAROSCOPIC SURGERIES
23392 | 4229680180400 | DILATOR, UTERINE, HEGAR, LENGTH = 18.5CM, TIP DIAMETER = 8.0MM, REUSABLE | SPECIALIZED INSTRUMENTATION FOR OPEN AND LAPAROSCOPIC SURGERIES
23393 | 4229680177600 | DILATOR, UTERINE, HEGAR, LENGTH = 18.5CM, TIP DIAMETER = 10.0MM, REUSABLE | SPECIALIZED INSTRUMENTATION FOR OPEN AND LAPAROSCOPIC SURGERIES
23394 | 4229680178000 | DILATOR, UTERINE, HEGAR, LENGTH = 18.5CM, TIP DIAMETER = 12.0MM, REUSABLE | SPECIALIZED INSTRUMENTATION FOR OPEN AND LAPAROSCOPIC SURGERIES
23395 | 4229680178400 | DILATOR, UTERINE, HEGAR, LENGTH = 18.5CM, TIP DIAMETER = 14.0MM, REUSABLE | SPECIALIZED INSTRUMENTATION FOR OPEN AND LAPAROSCOPIC SURGERIES
23396 | 4229680177500 | DILATOR, UTERINE, HEGAR, LENGTH = 18.5CM, TIP DIAMETER = 1.0MM, REUSABLE | SPECIALIZED INSTRUMENTATION FOR OPEN AND LAPAROSCOPIC SURGERIES
23397 | 4229680179300 | DILATOR, UTERINE, HEGAR, LENGTH = 18.5CM, TIP DIAMETER = 2.0MM, REUSABLE | SPECIALIZED INSTRUMENTATION FOR OPEN AND LAPAROSCOPIC SURGERIES
23398 | 4229680179400 | DILATOR, UTERINE, HEGAR, LENGTH = 18.5CM, TIP DIAMETER = 3.0MM, REUSABLE | SPECIALIZED INSTRUMENTATION FOR OPEN AND LAPAROSCOPIC SURGERIES
23399 | 4229680179600 | DILATOR, UTERINE, HEGAR, LENGTH = 18.5CM, TIP DIAMETER = 4.0MM, REUSABLE | SPECIALIZED INSTRUMENTATION FOR OPEN AND LAPAROSCOPIC SURGERIES
23400 | 4229680179800 | DILATOR, UTERINE, HEGAR, LENGTH = 18.5CM, TIP DIAMETER = 5.0MM, REUSABLE | SPECIALIZED INSTRUMENTATION FOR OPEN AND LAPAROSCOPIC SURGERIES
23401 | 4229680180200 | DILATOR, UTERINE, HEGAR, LENGTH = 18.5CM, TIP DIAMETER = 7.0MM, REUSABLE | SPECIALIZED INSTRUMENTATION FOR OPEN AND LAPAROSCOPIC SURGERIES
23402 | 4229680179500 | DILATOR, UTERINE, HEGAR, LENGTH = 18.5CM, TIP DIAMETER = 3.5MM, REUSABLE | SPECIALIZED INSTRUMENTATION FOR OPEN AND LAPAROSCOPIC SURGERIES
23403 | 4229680179700 | DILATOR, UTERINE, HEGAR, LENGTH = 18.5CM, TIP DIAMETER = 4.5MM, REUSABLE | SPECIALIZED INSTRUMENTATION FOR OPEN AND LAPAROSCOPIC SURGERIES
23404 | 4229680179900 | DILATOR, UTERINE, HEGAR, LENGTH = 18.5CM, TIP DIAMETER = 5.5MM, REUSABLE | SPECIALIZED INSTRUMENTATION FOR OPEN AND LAPAROSCOPIC SURGERIES
23405 | 4229680180100 | DILATOR, UTERINE, HEGAR, LENGTH = 18.5CM, TIP DIAMETER = 6.5MM, REUSABLE | SPECIALIZED INSTRUMENTATION FOR OPEN AND LAPAROSCOPIC SURGERIES
23406 | 4229680180300 | DILATOR, UTERINE, HEGAR, LENGTH = 18.5CM, TIP DIAMETER = 7.5MM, REUSABLE | SPECIALIZED INSTRUMENTATION FOR OPEN AND LAPAROSCOPIC SURGERIES
23407 | 4229680180500 | DILATOR, UTERINE, HEGAR, LENGTH = 18.5CM, TIP DIAMETER = 8.5MM, REUSABLE | SPECIALIZED INSTRUMENTATION FOR OPEN AND LAPAROSCOPIC SURGERIES
23408 | 4229680180600 | DILATOR, UTERINE, HEGAR, LENGTH = 18.5CM, TIP DIAMETER = 9.0MM, REUSABLE | SPECIALIZED INSTRUMENTATION FOR OPEN AND LAPAROSCOPIC SURGERIES
23409 | 4229680180700 | DILATOR, UTERINE, HEGAR, LENGTH = 18.5CM, TIP DIAMETER = 9.5MM, REUSABLE | SPECIALIZED INSTRUMENTATION FOR OPEN AND LAPAROSCOPIC SURGERIES
23410 | 4229680177700 | DILATOR, UTERINE, HEGAR, LENGTH = 18.5CM, TIP DIAMETER = 10.5MM, REUSABLE | SPECIALIZED INSTRUMENTATION FOR OPEN AND LAPAROSCOPIC SURGERIES
23411 | 4229680177800 | DILATOR, UTERINE, HEGAR, LENGTH = 18.5CM, TIP DIAMETER = 11.0MM, REUSABLE | SPECIALIZED INSTRUMENTATION FOR OPEN AND LAPAROSCOPIC SURGERIES
23412 | 4229680177900 | DILATOR, UTERINE, HEGAR, LENGTH = 18.5CM, TIP DIAMETER = 11.5MM, REUSABLE | SPECIALIZED INSTRUMENTATION FOR OPEN AND LAPAROSCOPIC SURGERIES
23413 | 4229680178100 | DILATOR, UTERINE, HEGAR, LENGTH = 18.5CM, TIP DIAMETER = 12.5MM, REUSABLE | SPECIALIZED INSTRUMENTATION FOR OPEN AND LAPAROSCOPIC SURGERIES
23414 | 4229680178200 | DILATOR, UTERINE, HEGAR, LENGTH = 18.5CM, TIP DIAMETER = 13.0MM, REUSABLE | SPECIALIZED INSTRUMENTATION FOR OPEN AND LAPAROSCOPIC SURGERIES
23415 | 4229680178300 | DILATOR, UTERINE, HEGAR, LENGTH = 18.5CM, TIP DIAMETER = 13.5MM, REUSABLE | SPECIALIZED INSTRUMENTATION FOR OPEN AND LAPAROSCOPIC SURGERIES
23416 | 4229680178500 | DILATOR, UTERINE, HEGAR, LENGTH = 18.5CM, TIP DIAMETER = 14.5MM, REUSABLE | SPECIALIZED INSTRUMENTATION FOR OPEN AND LAPAROSCOPIC SURGERIES
23417 | 4229680178600 | DILATOR, UTERINE, HEGAR, LENGTH = 18.5CM, TIP DIAMETER = 15.0MM, REUSABLE | SPECIALIZED INSTRUMENTATION FOR OPEN AND LAPAROSCOPIC SURGERIES
23418 | 4229680178700 | DILATOR, UTERINE, HEGAR, LENGTH = 18.5CM, TIP DIAMETER = 15.5MM, REUSABLE | SPECIALIZED INSTRUMENTATION FOR OPEN AND LAPAROSCOPIC SURGERIES
23419 | 4229680178800 | DILATOR, UTERINE, HEGAR, LENGTH = 18.5CM, TIP DIAMETER = 16.0MM, REUSABLE | SPECIALIZED INSTRUMENTATION FOR OPEN AND LAPAROSCOPIC SURGERIES
23420 | 4229680178900 | DILATOR, UTERINE, HEGAR, LENGTH = 18.5CM, TIP DIAMETER = 16.5MM, REUSABLE | SPECIALIZED INSTRUMENTATION FOR OPEN AND LAPAROSCOPIC SURGERIES
23421 | 4229680179000 | DILATOR, UTERINE, HEGAR, LENGTH = 18.5CM, TIP DIAMETER = 17.0MM, REUSABLE | SPECIALIZED INSTRUMENTATION FOR OPEN AND LAPAROSCOPIC SURGERIES
23422 | 4229680179100 | DILATOR, UTERINE, HEGAR, LENGTH = 18.5CM, TIP DIAMETER = 17.5MM, REUSABLE | SPECIALIZED INSTRUMENTATION FOR OPEN AND LAPAROSCOPIC SURGERIES
23423 | 4229680179200 | DILATOR, UTERINE, HEGAR, LENGTH = 18.5CM, TIP DIAMETER = 18.0MM, REUSABLE | SPECIALIZED INSTRUMENTATION FOR OPEN AND LAPAROSCOPIC SURGERIES
23424 | 4229680150500 | RETRACTOR, WOUND, DELICATE/SHARP/1 PRONG, STAINLESS STEEL, LENGTH = 16.5CM, REUSABLE | SPECIALIZED INSTRUMENTATION FOR OPEN AND LAPAROSCOPIC SURGERIES
23425 | 4229680291400 | HOOK, SKIN RETRACTION, TESSIER/SHARP, LENGTH = 19.0CM, REUSABLE | SPECIALIZED INSTRUMENTATION FOR OPEN AND LAPAROSCOPIC SURGERIES
23426 | 4229680260400 | HOOKLET, WOUND, FIXATION/TRACTION, BLUNT/1 PRONG, LENGTH = 16.5CM, REUSABLE | SPECIALIZED INSTRUMENTATION FOR OPEN AND LAPAROSCOPIC SURGERIES
23427 | 4229680291700 | HOOKLET, SKIN, FIXATION/TRACTION, JOSEPH/2 PRONGS, TIP SIZE: 5.0MM, LENGTH = 16.0CM, REUSABLE | SPECIALIZED INSTRUMENTATION FOR OPEN AND LAPAROSCOPIC SURGERIES
23428 | 4229680393100 | HOOKLET, SKIN, FIXATION/TRACTION, SHARP/2 PRONGS, LENGTH = 15.0CM, REUSABLE | SPECIALIZED INSTRUMENTATION FOR OPEN AND LAPAROSCOPIC SURGERIES
23429 | 4229680393200 | HOOKLET, SKIN, FIXATION/TRACTION, JOSEPH/2 PRONGS, TIP SIZE: 7.0MM, LENGTH = 16.0CM, REUSABLE | SPECIALIZED INSTRUMENTATION FOR OPEN AND LAPAROSCOPIC SURGERIES
23430 | 4229680390200 | RETRACTOR, WOUND, SHARP/1 PRONG, STAINLESS STEEL, LENGTH = 21.5CM, REUSABLE | SPECIALIZED INSTRUMENTATION FOR OPEN AND LAPAROSCOPIC SURGERIES
23431 | 4229680410900 | HOOKLET, SKIN, FIXATION/TRACTION, BARSKY, LENGTH = 15.0CM, REUSABLE | SPECIALIZED INSTRUMENTATION FOR OPEN AND LAPAROSCOPIC SURGERIES
23432 | 4229680083300 | HOOK, SKIN RETRACTION, FRAZIER/SHARP, LENGTH = 5.0INCH, REUSABLE | SPECIALIZED INSTRUMENTATION FOR OPEN AND LAPAROSCOPIC SURGERIES
23433 | 4229680083200 | HOOK, SKIN RETRACTION, FRAZIER/BLUNT, LENGTH = 5.0INCH, REUSABLE | SPECIALIZED INSTRUMENTATION FOR OPEN AND LAPAROSCOPIC SURGERIES
23434 | 4229680087200 | HOOK, ROLLET, SKIN RETRACTION, 2 SHARP PRONGS, LENGTH = 5.0INCH, REUSABLE | SPECIALIZED INSTRUMENTATION FOR OPEN AND LAPAROSCOPIC SURGERIES
23435 | 4229680239400 | HOOK, SKIN, FIXATION/TRACTION, GILLIES/NO.1, LENGTH = 18.0CM, REUSABLE | SPECIALIZED INSTRUMENTATION FOR OPEN AND LAPAROSCOPIC SURGERIES
23436 | 4229680039300 | HOOK, SKIN, FIXATION/TRACTION, GILLIES/NO.2, LENGTH = 18.0CM, REUSABLE | SPECIALIZED INSTRUMENTATION FOR OPEN AND LAPAROSCOPIC SURGERIES
23437 | 4229680074600 | HOOK, SKIN, FIXATION/TRACTION, KILNER/GRACILE, LENGTH = 14.5CM, REUSABLE | SPECIALIZED INSTRUMENTATION FOR OPEN AND LAPAROSCOPIC SURGERIES
23438 | 4229680216900 | HOOK, SKULL BASE SURGERY, MIKAEEL/#1/45 DEGREE/BAYONET, LENGTH = 23.0CM, REUSABLE | SPECIALIZED INSTRUMENTATION FOR OPEN AND LAPAROSCOPIC SURGERIES
23439 | 4229680217000 | HOOK, SKULL BASE SURGERY, MIKAEEL/#11/45 DEGREE/BAYONET, LENGTH = 23.0CM, REUSABLE | SPECIALIZED INSTRUMENTATION FOR OPEN AND LAPAROSCOPIC SURGERIES
23440 | 4229680900800 | CLAMP, ATRAUMATIC SLIDER-SHAFT 32CM, 50MM, 1X2 DEBAKEY-SERRATIONS VALVE GATE (OR EQUIVALENT), REUSABLE | SPECIALIZED INSTRUMENTATION FOR OPEN AND LAPAROSCOPIC SURGERIES
23441 | 4229490822000 | CLAMP, ATRAUMATIC SLIDER-SHAFT 34CM, 75MM, 1X2 DEBAKEY-SERRATIONS VALVE GATE (OR EQUIVALENT), REUSABLE | SPECIALIZED INSTRUMENTATION FOR OPEN AND LAPAROSCOPIC SURGERIES
23442 | 4229490822100 | CLAMP, ATRAUMATIC SLIDER-SHAFT 36CM, 100MM, 1X2 DEBAKEY-SERRATIONS VALVE GATE, (OR EQUIVALENT), REUSABLE | SPECIALIZED INSTRUMENTATION FOR OPEN AND LAPAROSCOPIC SURGERIES
23443 | 4229490822200 | CLAMP, ATRAUMATIC SLIDER-SHAFT 36CM, 100MM, 2X3 DEBAKEY-SERRATIONS VALVE GATE, (OR EQUIVALENT), REUSABLE | SPECIALIZED INSTRUMENTATION FOR OPEN AND LAPAROSCOPIC SURGERIES
23444 | 4229680239700 | HOLDER, SPATULA, FLAT SPATULAS, REUSABLE | SPECIALIZED INSTRUMENTATION FOR OPEN AND LAPAROSCOPIC SURGERIES
23445 | 4229680291900 | PUNCH, SPHENOIDAL, HAJEK/UPWARD CUTTING, JAW WIDTH= 4.0MM X 4.0MM, REUSABLE | SPECIALIZED INSTRUMENTATION FOR OPEN AND LAPAROSCOPIC SURGERIES
23446 | 4229680291800 | PUNCH, SPHENOIDAL, HAJEK/DOWNWARD CUTTING, JAW WIDTH= 4.0MM X 4.0MM, REUSABLE | SPECIALIZED INSTRUMENTATION FOR OPEN AND LAPAROSCOPIC SURGERIES
23447 | 4229680112200 | PUNCH, SPHENOIDAL, UPWARDS, JAW WIDTH= 3.5MM X 3.5MM, REUSABLE | SPECIALIZED INSTRUMENTATION FOR OPEN AND LAPAROSCOPIC SURGERIES
23448 | 4229680112100 | PUNCH, SPHENOIDAL, DOWNWARDS, JAW WIDTH= 3.5MM X 3.5MM, REUSABLE | SPECIALIZED INSTRUMENTATION FOR OPEN AND LAPAROSCOPIC SURGERIES
23449 | 4229680112300 | PUNCH, SPHENOIDAL, UPWARDS, JAW WIDTH= 5.0MM X 5.0MM, LENGTH = 18.0CM, REUSABLE | SPECIALIZED INSTRUMENTATION FOR OPEN AND LAPAROSCOPIC SURGERIES
23450 | 4229680112400 | FORCEPS, SPLINTER, PIETZ ANGLED, STAINLESS STEEL, LENGTH = 12.5CM, REUSABLE | SPECIALIZED INSTRUMENTATION FOR OPEN AND LAPAROSCOPIC SURGERIES
23451 | 4229680155600 | FORCEPS, SPLINTER, FEILCHENFELD, STAINLESS STEEL, LENGTH = 9.0CM, REUSABLE | SPECIALIZED INSTRUMENTATION FOR OPEN AND LAPAROSCOPIC SURGERIES
23452 | 4229680450900 | FORCEPS, SPLINTER, SERRATED/STRAIGHT, STAINLESS STEEL, LENGTH = 12.5CM, REUSABLE | SPECIALIZED INSTRUMENTATION FOR OPEN AND LAPAROSCOPIC SURGERIES
23453 | 4229680292100 | FORCEPS, SPLINTER, SMOOTH/STRAIGHT, STAINLESS STEEL, LENGTH = 12.5CM, REUSABLE | SPECIALIZED INSTRUMENTATION FOR OPEN AND LAPAROSCOPIC SURGERIES
23454 | 4229680192600 | FORCEPS, SPLINTER, STIEGLITZ/CURVED, STAINLESS STEEL, LENGTH = 13.5CM, REUSABLE | SPECIALIZED INSTRUMENTATION FOR OPEN AND LAPAROSCOPIC SURGERIES
23455 | 4229680138900 | FORCEPS, SPONGE HOLDING, COTTON SWAP/FOERSTER/SERRATED/STRAIGHT, STAINLESS STEEL, LENGTH = 25.0CM, REUSABLE | SPECIALIZED INSTRUMENTATION FOR OPEN AND LAPAROSCOPIC SURGERIES
23456 | 4229680162900 | FORCEPS, TUNNELING, CURVED, STAINLESS STEEL, LENGTH = 39.5CM, REUSABLE | SPECIALIZED INSTRUMENTATION FOR OPEN AND LAPAROSCOPIC SURGERIES
23457 | 4229680021100 | FORCEPS, SPONGE HOLDING, FOERSTER/SERRATED/STRAIGHT, STAINLESS STEEL, LENGTH = 20.5CM, REUSABLE | SPECIALIZED INSTRUMENTATION FOR OPEN AND LAPAROSCOPIC SURGERIES
23458 | 4229680213700 | FORCEPS, SURGICAL, FOERSTER/SERRATED/CURVED, STAINLESS STEEL, LENGTH = 20.5CM, REUSABLE | SPECIALIZED INSTRUMENTATION FOR OPEN AND LAPAROSCOPIC SURGERIES
23459 | 4229680240800 | FORCEPS, SPONGE HOLDING, RAMPLEY/STRAIGHT, STAINLESS STEEL, LENGTH = 24.5CM, REUSABLE | SPECIALIZED INSTRUMENTATION FOR OPEN AND LAPAROSCOPIC SURGERIES
23460 | 4229680213800 | FORCEPS, SPONGE HOLDING, FOERSTER/SERRATED/CURVED, STAINLESS STEEL, LENGTH = 24.5 CM, REUSABLE | SPECIALIZED INSTRUMENTATION FOR OPEN AND LAPAROSCOPIC SURGERIES
23461 | 4229680167600 | FORCEPS, SPONGE HOLDING, FOERSTER/SERRATED/CURVED, STAINLESS STEEL, LENGTH = 18.0CM, REUSABLE | SPECIALIZED INSTRUMENTATION FOR OPEN AND LAPAROSCOPIC SURGERIES
23462 | 4229680451000 | FORCEPS, SPONGE HOLDING, RAMPLEY/STRAIGHT, STAINLESS STEEL, LENGTH = 18.0CM, REUSABLE | SPECIALIZED INSTRUMENTATION FOR OPEN AND LAPAROSCOPIC SURGERIES
23463 | 4229680258700 | FORCEPS, SPONGE HOLDING, FORESTER/SERRATED/STRAIGHT, STAINLESS STEEL, LENGTH = 18.0CM, REUSABLE | SPECIALIZED INSTRUMENTATION FOR OPEN AND LAPAROSCOPIC SURGERIES
23464 | 4229680136000 | SCISSORS, DISSECTING, FINE/S-SHAPE, STAINLESS STEEL, LENGTH = 23.0CM, REUSABLE | SPECIALIZED INSTRUMENTATION FOR OPEN AND LAPAROSCOPIC SURGERIES
23465 | 4229680436100 | SCISSORS, DISSECTING, FINE/S-SHAPE, STAINLESS STEEL, LENGTH = 18.0CM, REUSABLE | SPECIALIZED INSTRUMENTATION FOR OPEN AND LAPAROSCOPIC SURGERIES
23466 | 4229680400300 | SPREADER, STERNAL, FOR PREMATURE BABIES, TITANIUM, REUSABLE | SPECIALIZED INSTRUMENTATION FOR OPEN AND LAPAROSCOPIC SURGERIES
23467 | 4229680448600 | CLAMP, PENIS, STOCKMANN, STAINLESS STEEL, LENGTH = 8.0CM, REUSABLE | SPECIALIZED INSTRUMENTATION FOR OPEN AND LAPAROSCOPIC SURGERIES
23468 | 4229680156200 | SCISSORS, OPERATING, STRABISMUS/BLUNT-BLUNT/CURVED, STAINLESS STEEL, LENGTH = 11.5CM, REUSABLE | SPECIALIZED INSTRUMENTATION FOR OPEN AND LAPAROSCOPIC SURGERIES
23469 | 4229680144000 | HANDLE, STRIPPERS, ROUND, LENGTH = 11.5CM, REUSABLE | SPECIALIZED INSTRUMENTATION FOR OPEN AND LAPAROSCOPIC SURGERIES
23470 | 4229680118100 | FORCEPS, EAR POLYPUS, STRUEMPEL, STAINLESS STEEL, LENGTH = 8.0CM, REUSABLE | SPECIALIZED INSTRUMENTATION FOR OPEN AND LAPAROSCOPIC SURGERIES
23471 | 4229680123200 | HANDLE, SUCTION, WITH CUT OFF, REUSABLE | SPECIALIZED INSTRUMENTATION FOR OPEN AND LAPAROSCOPIC SURGERIES
23472 | 4229490822600 | HANDLE WITH TWO-WAY STOPCOCK FOR SUCTION AND IRRIGATION AUTOCLAVABLE FOR USE WITH SUCTION AND IRRIGATION TUBES SIZE 3 3.5 AND 5 MM REUSABLE | SPECIALIZED INSTRUMENTATION FOR OPEN AND LAPAROSCOPIC SURGERIES
23473 | 4229680243500 | VALVE, SUCTION, CERULLO, REUSABLE | SPECIALIZED INSTRUMENTATION FOR OPEN AND LAPAROSCOPIC SURGERIES
23474 | 4229680148800 | PROBE, SURGICAL, TISSUE MANIPULATION, STAINLESS STEEL, BUTTON END, DIAMETER = 1.5MM, LENGTH = 14.5CM, REUSABLE | SPECIALIZED INSTRUMENTATION FOR OPEN AND LAPAROSCOPIC SURGERIES
23475 | 4229680148900 | PROBE, SURGICAL, TISSUE MANIPULATION, STAINLESS STEEL, BUTTON END, DIAMETER = 1.5MM, LENGTH = 20.0CM, REUSABLE | SPECIALIZED INSTRUMENTATION FOR OPEN AND LAPAROSCOPIC SURGERIES
23476 | 4229680138100 | PROBE, SURGICAL, INSERTION THROUGH A FISTULA, STAINLESS STEEL, STRAIGHT, LENGTH = 16.5CM, REUSABLE | SPECIALIZED INSTRUMENTATION FOR OPEN AND LAPAROSCOPIC SURGERIES
23477 | 4229680138000 | PROBE, SURGICAL, INSERTION THROUGH A FISTULA, STAINLESS STEEL, STLIGHT CURVATURE, LENGTH = 16.5CM, REUSABLE | SPECIALIZED INSTRUMENTATION FOR OPEN AND LAPAROSCOPIC SURGERIES
23478 | 4229680137900 | PROBE, SURGICAL, INSERTION THROUGH A FISTULA, STAINLESS STEEL, 90 DEGREES CURVATURE, LENGTH = 16.5CM, REUSABLE | SPECIALIZED INSTRUMENTATION FOR OPEN AND LAPAROSCOPIC SURGERIES
23479 | 4229680138200 | PROBE, SURGICAL, INSERTION THROUGH A FISTULA, STAINLESS STEEL, STRONG CURVATURE, LENGTH = 16.5CM, REUSABLE | SPECIALIZED INSTRUMENTATION FOR OPEN AND LAPAROSCOPIC SURGERIES
23480 | 4229680149000 | PROBE SURGICAL TISSUE MANIPULATION STAINLESS STEEL BUTTON END DIAMETER = 2.0MM LENGTH = 20.0CM REUSABLE | SPECIALIZED INSTRUMENTATION FOR OPEN AND LAPAROSCOPIC SURGERIES
23481 | 4229680185800 | PROBE, SURGICAL, TISSUE MANIPULATION, STAINLESS STEEL, TENDON DRAWING/BUNNELL/MALLEABLE, LENGTH = 23.0CM, REUSABLE | SPECIALIZED INSTRUMENTATION FOR OPEN AND LAPAROSCOPIC SURGERIES
23482 | 4229680190100 | PROBE, SURGICAL, TISSUE MANIPULATION, STAINLESS STEEL, MYRTLE LEAF, DIAMETER = 2.0MM, LENGTH = 14.5CM, REUSABLE | SPECIALIZED INSTRUMENTATION FOR OPEN AND LAPAROSCOPIC SURGERIES
23483 | 4229680031200 | PROBE, SURGICAL, TISSUE MANIPULATION, STAINLESS STEEL, BUTTON END, DIAMETER = 2.0MM, LENGTH = 18.0CM, REUSABLE | SPECIALIZED INSTRUMENTATION FOR OPEN AND LAPAROSCOPIC SURGERIES
23484 | 4229680031000 | PROBE, SURGICAL, TISSUE MANIPULATION, STAINLESS STEEL, WITH EYE, DIAMETER = 2.0MM, LENGTH = 14.5CM, REUSABLE | SPECIALIZED INSTRUMENTATION FOR OPEN AND LAPAROSCOPIC SURGERIES
23485 | 4229680031100 | PROBE, SURGICAL, TISSUE MANIPULATION, STAINLESS STEEL, WITH EYE, DIAMETER = 2.0MM, LENGTH = 16.0CM, REUSABLE | SPECIALIZED INSTRUMENTATION FOR OPEN AND LAPAROSCOPIC SURGERIES
23486 | 4229680011700 | PROBE, SURGICAL, TISSUE MANIPULATION, STAINLESS STEEL, BUTTON/JACOBSON/ANGLED DOWNWARDS, LENGTH = 18.5CM, REUSABLE | SPECIALIZED INSTRUMENTATION FOR OPEN AND LAPAROSCOPIC SURGERIES
23487 | 4229680031300 | PROBE, SURGICAL, TISSUE MANIPULATION, STAINLESS STEEL, DOUBLE/BUTTON END/JACOBSON, LENGTH = 18.5CM, REUSABLE | SPECIALIZED INSTRUMENTATION FOR OPEN AND LAPAROSCOPIC SURGERIES
23488 | 4229680181000 | PROBE, SURGICAL, TISSUE MANIPULATION, STAINLESS STEEL, MALLEABLE/SIMS, LENGTH = 33.0CM, UTERINE, REUSABLE | SPECIALIZED INSTRUMENTATION FOR OPEN AND LAPAROSCOPIC SURGERIES
23489 | 4229680171700 | PROBE, SURGICAL, TISSUE MANIPULATION, STAINLESS STEEL, BUTTON END, DIAMETER = 2.0MM, LENGTH = 30.0CM, REUSABLE | SPECIALIZED INSTRUMENTATION FOR OPEN AND LAPAROSCOPIC SURGERIES
23490 | 4229680171600 | PROBE, SURGICAL, TISSUE MANIPULATION, STAINLESS STEEL, BUTTON END, DIAMETER = 1.5MM, LENGTH = 25.0CM, REUSABLE | SPECIALIZED INSTRUMENTATION FOR OPEN AND LAPAROSCOPIC SURGERIES
23491 | 4229680181100 | PROBE, SURGICAL, TISSUE MANIPULATION, STAINLESS STEEL, RIGID/SIMS, LENGTH = 33.0CM, UTERINE, REUSABLE | SPECIALIZED INSTRUMENTATION FOR OPEN AND LAPAROSCOPIC SURGERIES
23492 | 4229680449100 | PROBE, SURGICAL, TISSUE MANIPULATION, STAINLESS STEEL, DOUBLE ENDED/MALLEABLE, DIAMETER = 3.5MM, LENGTH = 40.0CM, REUSABLE | SPECIALIZED INSTRUMENTATION FOR OPEN AND LAPAROSCOPIC SURGERIES
23493 | 4229680448900 | PROBE, SURGICAL, TISSUE MANIPULATION, STAINLESS STEEL, BUTTON END, DIAMETER = 1.0MM, LENGTH = 14.5CM, REUSABLE | SPECIALIZED INSTRUMENTATION FOR OPEN AND LAPAROSCOPIC SURGERIES
23494 | 4229680449000 | PROBE, SURGICAL, TISSUE MANIPULATION, STAINLESS STEEL, BUTTON END, DIAMETER = 1.0MM, LENGTH = 18.0CM, REUSABLE | SPECIALIZED INSTRUMENTATION FOR OPEN AND LAPAROSCOPIC SURGERIES
23495 | 4229680281100 | PROBE, SURGICAL, TISSUE MANIPULATION, STAINLESS STEEL, BUTTON END, DIAMETER = 2.0MM, LENGTH = 16.0CM, REUSABLE | SPECIALIZED INSTRUMENTATION FOR OPEN AND LAPAROSCOPIC SURGERIES
23496 | 4229680072100 | PROBE, SURGICAL, TISSUE MANIPULATION, STAINLESS STEEL, PERIODONTAL/ROUND HANDLE, DIAMETER = 0.5MM, LENGTH = 16.0CM, PERIODONTAL, REUSABLE | SPECIALIZED INSTRUMENTATION FOR OPEN AND LAPAROSCOPIC SURGERIES
23497 | 4229680063700 | PROBE, SURGICAL, TISSUE MANIPULATION, STAINLESS STEEL, GOLDMAN FOX, DIAMETER = 0.9MM, LENGTH = 17.5CM, PERIODONTAL, REUSABLE | SPECIALIZED INSTRUMENTATION FOR OPEN AND LAPAROSCOPIC SURGERIES
23498 | 4229680191000 | PROBE, SURGICAL, TISSUE MANIPULATION, STAINLESS STEEL, BUTTON END, DIAMETER = 1.5MM, LENGTH = 16.0CM, REUSABLE | SPECIALIZED INSTRUMENTATION FOR OPEN AND LAPAROSCOPIC SURGERIES
23499 | 4229680119700 | PROBE, SURGICAL, TISSUE MANIPULATION, STAINLESS STEEL, WAGENER EAR HOOK, DIAMETER = 3, LENGTH = 14.0CM, REUSABLE | SPECIALIZED INSTRUMENTATION FOR OPEN AND LAPAROSCOPIC SURGERIES
23500 | 4229680123000 | PROBE, SURGICAL, TISSUE MANIPULATION, STAINLESS STEEL, BUTTON END, DIAMETER = 1.0MM, LENGTH = 16.0CM, REUSABLE | SPECIALIZED INSTRUMENTATION FOR OPEN AND LAPAROSCOPIC SURGERIES
23501 | 4229680119800 | PROBE, SURGICAL, TISSUE MANIPULATION, STAINLESS STEEL, WAGENER EAR HOOK, DIAMETER = 4, LENGTH = 14.0CM, REUSABLE | SPECIALIZED INSTRUMENTATION FOR OPEN AND LAPAROSCOPIC SURGERIES
23502 | 4229680413700 | PROBE, SURGICAL, TISSUE MANIPULATION, STAINLESS STEEL, BUTTON END, DIAMETER = 1.0MM, LENGTH = 11.5CM, REUSABLE | SPECIALIZED INSTRUMENTATION FOR OPEN AND LAPAROSCOPIC SURGERIES
23503 | 4229680413600 | PROBE, SURGICAL, TISSUE MANIPULATION, STAINLESS STEEL, WITH EYE, DIAMETER = 2.0MM, LENGTH = 13.0CM, REUSABLE | SPECIALIZED INSTRUMENTATION FOR OPEN AND LAPAROSCOPIC SURGERIES
23504 | 4229680092800 | PROBE, SURGICAL, TISSUE MANIPULATION, STAINLESS STEEL, DILATORY PROBE/RITTER HALLE, DIAMETER = 4.0MM, LENGTH = 14.5CM, REUSABLE | SPECIALIZED INSTRUMENTATION FOR OPEN AND LAPAROSCOPIC SURGERIES
23505 | 4229680099600 | PROBE, SURGICAL, TISSUE MANIPULATION, STAINLESS STEEL, KOCHER/WITH HOLE, LENGTH = 15.5CM, GOITRE, REUSABLE | SPECIALIZED INSTRUMENTATION FOR OPEN AND LAPAROSCOPIC SURGERIES
23506 | 4229680454300 | PROBE, SURGICAL, TISSUE MANIPULATION, STAINLESS STEEL, BUTTON END, DIAMETER = 1.5MM, LENGTH = 18.0CM, REUSABLE | SPECIALIZED INSTRUMENTATION FOR OPEN AND LAPAROSCOPIC SURGERIES
23507 | 4229680453500 | PROBE, SURGICAL, TISSUE MANIPULATION, STAINLESS STEEL, MYRTLE LEAF, DIAMETER = 2.0MM, LENGTH = 20.0CM, REUSABLE | SPECIALIZED INSTRUMENTATION FOR OPEN AND LAPAROSCOPIC SURGERIES
23508 | 4229680072000 | PROBE, PERIODONTAL, IGLHAUT, REUSABLE | SPECIALIZED INSTRUMENTATION FOR OPEN AND LAPAROSCOPIC SURGERIES
23509 | 4229260301800 | PROBE, DOUBLE ENDED SIZE 12.5CM, REUSABLE | SPECIALIZED INSTRUMENTATION FOR OPEN AND LAPAROSCOPIC SURGERIES
23510 | 4229680191900 | RULER, MEASURING, MM/INCH, LENGTH = 15.0CM, REUSABLE | SPECIALIZED INSTRUMENTATION FOR OPEN AND LAPAROSCOPIC SURGERIES
23511 | 4229680037000 | RULER, MEASUREMENT, MM/INCH, LENGTH = 30.0CM, REUSABLE | SPECIALIZED INSTRUMENTATION FOR OPEN AND LAPAROSCOPIC SURGERIES
23512 | 4229680414900 | RULER, MEASUREMENT, MM/INCH, LENGTH = 20.0CM, REUSABLE | SPECIALIZED INSTRUMENTATION FOR OPEN AND LAPAROSCOPIC SURGERIES
23513 | 4229680156600 | HOOK, SUTURE, CLOSURE, DIAMETER = 3.0MM, LENGTH = 26.0CM, REUSABLE | SPECIALIZED INSTRUMENTATION FOR OPEN AND LAPAROSCOPIC SURGERIES
23514 | 4229680337000 | FORCEPS, SUTURING, TYING/TÜBINGEN MODEL/STRAIGHT/WITH TYING PLATFORM/FLAT SERRATED HANDLE, STAINLESS STEEL, LENGTH = 10.3CM, REUSABLE | SPECIALIZED INSTRUMENTATION FOR OPEN AND LAPAROSCOPIC SURGERIES
23515 | 4229680336700 | FORCEPS, SUTURING, TYING/ANGLED 7.5MM/WITH PLATFORM/FLAT SERRATED HANDLE, CHROMIUM/STAINLESS STEEL, LENGTH = 9.6CM, REUSABLE | SPECIALIZED INSTRUMENTATION FOR OPEN AND LAPAROSCOPIC SURGERIES
23516 | 4229680312000 | FORCEPS, SUTURING, CASTROVIEJO/NEW MODEL/STRAIGHT/WITH TYING PLATFORM/WIDE HANDLE, STAINLESS STEEL, LENGTH = 10.8CM, TIP WIDTH= 0.3MM, REUSABLE | SPECIALIZED INSTRUMENTATION FOR OPEN AND LAPAROSCOPIC SURGERIES
23517 | 4229680307900 | FORCEPS, SUTURING, BONN/LONG, STAINLESS STEEL, TIP WIDTH= 0.12MM, REUSABLE | SPECIALIZED INSTRUMENTATION FOR OPEN AND LAPAROSCOPIC SURGERIES
23518 | 4229680192200 | SCISSORS, DISSECTING, SYSTRUNK/CURVED, STAINLESS STEEL, LENGTH = 13.0CM, REUSABLE | SPECIALIZED INSTRUMENTATION FOR OPEN AND LAPAROSCOPIC SURGERIES
23519 | 4229680105200 | KNIFE, TABB MUCOUS, STAINLESS STEEL, LENGTH = 15.5CM, REUSABLE | SPECIALIZED INSTRUMENTATION FOR OPEN AND LAPAROSCOPIC SURGERIES
23520 | 4229680421300 | CLAMP, TANGENTIAL, OCCLUSION/DEBAKEY, STAINLESS STEEL, LENGTH = 19.7CM, REUSABLE | SPECIALIZED INSTRUMENTATION FOR OPEN AND LAPAROSCOPIC SURGERIES
23521 | 4229680439600 | SCISSORS, DISSECTING, TCC-BLACKLINE/FINE/CURVED, STAINLESS STEEL, LENGTH = 17.0CM, REUSABLE | SPECIALIZED INSTRUMENTATION FOR OPEN AND LAPAROSCOPIC SURGERIES
23522 | 4229680419300 | TELESCOPE, EXAMINATION, ANGLE: 30.0 DEGREE, DIAMETER = 4.0MM, REUSABLE | SPECIALIZED INSTRUMENTATION FOR OPEN AND LAPAROSCOPIC SURGERIES
23523 | 4111171500200 | TELESCOPE, FORWARD-OBLIQUE 30 DEGREE, ENLARGED VIEW, DIAMETER= 5MM, LENGTH= 29CM, AUTOCLAVABLE, FIBEROPTIC LIGHT TRANSMISSION INCORPORATED, REUSABLE | SPECIALIZED INSTRUMENTATION FOR OPEN AND LAPAROSCOPIC SURGERIES
23524 | 4111171501600 | TELESCOPE BRIDGE FOR FIXED POSITION BETWEEN HOPKINS TELESCOPE (OR EQUIVALENT), REUSABLE | SPECIALIZED INSTRUMENTATION FOR OPEN AND LAPAROSCOPIC SURGERIES
23525 | 4111171501700 | TELESCOPE BRIDGE FOR FIXED POSITION BETWEEN BRONCHOSCOPE AND TELESCOPE, REUSABLE | SPECIALIZED INSTRUMENTATION FOR OPEN AND LAPAROSCOPIC SURGERIES
23526 | 4229493602200 | TELESCOPE BRIDGE, FOR 22 FR CYSTOSCOPE WITH 2 LOCKABLE CHANNELS, REUSABLE | SPECIALIZED INSTRUMENTATION FOR OPEN AND LAPAROSCOPIC SURGERIES
23527 | 4229493600200 | TELESCOPE BRIDGE, WITH 1 LOCKABLE CHANNEL COMPATIBLE WITH 1.9/2.1 MM TELESCOPE, REUSABLE | SPECIALIZED INSTRUMENTATION FOR OPEN AND LAPAROSCOPIC SURGERIES
23528 | 4229680160200 | FORCEPS, TENACULUM, CZERNY, STAINLESS STEEL, LENGTH = 21.0CM, TEETH: 4X3, REUSABLE | SPECIALIZED INSTRUMENTATION FOR OPEN AND LAPAROSCOPIC SURGERIES
23529 | 4229680160100 | FORCEPS, TENACULUM, BRAUN, STAINLESS STEEL, LENGTH = 16.0CM, TEETH: 4X3, REUSABLE | SPECIALIZED INSTRUMENTATION FOR OPEN AND LAPAROSCOPIC SURGERIES
23530 | 4229680175100 | FORCEPS, SURGICAL, TENACULUM/SCHROEDER, STAINLESS STEEL, LENGTH = 25.5CM, TEETH: 1X0, REUSABLE | SPECIALIZED INSTRUMENTATION FOR OPEN AND LAPAROSCOPIC SURGERIES
23531 | 4229680175400 | FORCEPS, SURGICAL, TENACULUM/STRAIGHT, STAINLESS STEEL, LENGTH = 25.5CM, TEETH: 2X1, REUSABLE | SPECIALIZED INSTRUMENTATION FOR OPEN AND LAPAROSCOPIC SURGERIES
23532 | 4229680175300 | FORCEPS, SURGICAL, TENACULUM/STRAIGHT, STAINLESS STEEL, LENGTH = 26.5CM, TEETH: 4X3, REUSABLE | SPECIALIZED INSTRUMENTATION FOR OPEN AND LAPAROSCOPIC SURGERIES
23533 | 4229680175000 | FORCEPS, GYNECOLOGICAL, TENACULUM/MUSEUX, STAINLESS STEEL, LENGTH = 24.0CM, TIP WIDTH= 7.0MM, TEETH: 2X1, REUSABLE | SPECIALIZED INSTRUMENTATION FOR OPEN AND LAPAROSCOPIC SURGERIES
23534 | 4229680163900 | FORCEPS, TENACULUM, ADAIR, STAINLESS STEEL, LENGTH = 18.5CM, REUSABLE | SPECIALIZED INSTRUMENTATION FOR OPEN AND LAPAROSCOPIC SURGERIES
23535 | 4229680175200 | FORCEPS, GYNECOLOGICAL, TENACULUM/TEALE/CURVED, STAINLESS STEEL, LENGTH = 23.0CM, TEETH: 4X4, REUSABLE | SPECIALIZED INSTRUMENTATION FOR OPEN AND LAPAROSCOPIC SURGERIES
23536 | 4229680194200 | STRIPPER, TENDON, FLEXIBLE, STAINLESS STEEL, INNER DIAMETER = 4.0MM, LENGTH = 23.0CM, REUSABLE | SPECIALIZED INSTRUMENTATION FOR OPEN AND LAPAROSCOPIC SURGERIES
23537 | 4229680194300 | STRIPPER, TENDON, FLEXIBLE, STAINLESS STEEL, INNER DIAMETER = 4.5MM, LENGTH = 23.0CM, REUSABLE | SPECIALIZED INSTRUMENTATION FOR OPEN AND LAPAROSCOPIC SURGERIES
23538 | 4229680194400 | STRIPPER, TENDON, FLEXIBLE, STAINLESS STEEL, INNER DIAMETER = 5.5MM, LENGTH = 23.0CM, REUSABLE | SPECIALIZED INSTRUMENTATION FOR OPEN AND LAPAROSCOPIC SURGERIES
23539 | 4229680451900 | SCISSORS, OPERATING, TENOTOMY/SHARP-SHARP/CURVED, STAINLESS STEEL, LENGTH = 11.0CM, REUSABLE | SPECIALIZED INSTRUMENTATION FOR OPEN AND LAPAROSCOPIC SURGERIES
23540 | 4229680334700 | SCISSORS, CUTTING, STEVEN TENOTOMY HOOKS/STRAIGHT/BLUNT TIP, TIP LENGTH = 6.0MM, REUSABLE | SPECIALIZED INSTRUMENTATION FOR OPEN AND LAPAROSCOPIC SURGERIES
23541 | 4229680335700 | FORCEPS IMPLANTATION THOMAS KOHNEN/ANGLED/SILICONE TUBE COATED/FLAT STANDARD FORCEPS HANDLE/WITH HOLES STAINLESS STEEL LENGTH = 110.0MM REUSABLE | SPECIALIZED INSTRUMENTATION FOR OPEN AND LAPAROSCOPIC SURGERIES
23542 | 4229313901000 | RETRACTOR, THOMPSON KELLY 64MM X 76MM (2 1/2 INCH X 3 INCH), (OR EQUIVALENT), REUSABLE | SPECIALIZED INSTRUMENTATION FOR OPEN AND LAPAROSCOPIC SURGERIES
23543 | 4229310002800 | THOMPSON RETRACTOR, ST. MARK'S 64MM X 178MM (2 1/2 INCH X 7 INCH), (OR EQUIVALENT), REUSABLE | SPECIALIZED INSTRUMENTATION FOR OPEN AND LAPAROSCOPIC SURGERIES
23544 | 4229161423600 | SCISSORS THORACOSCOPIC CHITWOOD DISSECTING (5 MM) CURVED LEFT BLUNT SUPER CUT BLADES 3 CM BLADE LENGTH BLACK PLATINUM RING HANDLE 7-1/4 / 18.5 CM WORKING LENGTH 11-1/2 / 29 CM RE-USABLE, REUSABLE | SPECIALIZED INSTRUMENTATION FOR OPEN AND LAPAROSCOPIC SURGERIES
23545 | 4229180246600 | CLAMP THORACOSCOPIC DEBAKEY (10MM) HARKEN #1 RING HANDLE WIDE DEBAKEY JAWS WITHOUT RATCHET 9.5 CM JAW LENGTH 9-7/8 / 24.8 CM WORKING LENGTH 14 / 35.5 CM (OR EQUIVALENT) REUSABLE | SPECIALIZED INSTRUMENTATION FOR OPEN AND LAPAROSCOPIC SURGERIES
23546 | 4229180246700 | CLAMP THORACOSCOPIC DEBAKEY CLAMP (10MM) HARKEN # 2 RING HANDLE WIDE DEBAKEY JAWS WITHOUT RATCHET 9.5 CM JAW LENGTH 9-7/8/ 24.8 CM WORKING LENGTH 14/ 35.5 CM (OR EQUIVALENT) REUSABLE | SPECIALIZED INSTRUMENTATION FOR OPEN AND LAPAROSCOPIC SURGERIES
23547 | 4229180246800 | CLAMP THORACOSCOPIC DEBAKEY COOLEY FORCEPS (10 MM) RING HANDLE, 90 DEGREE ANGLED JAW WITHOUT RATCHET 9-1/2 / 24 CM, WORKING LENGTH 13-1/2 / 34 CM (OR EQUIVALENT) REUSABLE | SPECIALIZED INSTRUMENTATION FOR OPEN AND LAPAROSCOPIC SURGERIES
23548 | 4229180246900 | CLAMP THORACOSCOPIC CHITWOOD DEBAKEY CLAMP (10 MM) RING HANDLE 1X2 CURVED LEFT DEBAKEY JAWS 6.5 CM JAW LENGTH 9/ 23 CM WORKING LENGTH 12-3/4/ 32.5 CM (OR EQUIVALENT) REUSABLE | SPECIALIZED INSTRUMENTATION FOR OPEN AND LAPAROSCOPIC SURGERIES
23549 | 4229180247000 | CLAMP THORACOSCOPIC CHITWOOD DEBAKEY (10MM) RING HANDLE 2 3 WIDE CURVED LEFT DEBAKEY JAWS 10 CM JAW LENGTH 10/ 25.4 CM WORKING LENGTH 14 1/4 / 36 CM (OR EQUIVALENT) REUSABLE | SPECIALIZED INSTRUMENTATION FOR OPEN AND LAPAROSCOPIC SURGERIES
23550 | 4229180224300 | CLAMP THORACOSCOPIC LEFT CURVED FOERSTER RING HANDLE WITH OVAL RING JAWS STAINLESS STEEL 10 MM X 20 MM REUSABLE | SPECIALIZED INSTRUMENTATION FOR OPEN AND LAPAROSCOPIC SURGERIES
23551 | 4229180250000 | CLAMP THORACOSCOPIC FOERSTER(7 MM) RING HANDLE CURVED LEFT 12 MM OVAL RING JAWS WITH RATCHET 9-1/4 / 23.5 CM WORKING LENGTH 13-1/4 / 33.5 CM (OR EQUIVALENT) REUSABLE | SPECIALIZED INSTRUMENTATION FOR OPEN AND LAPAROSCOPIC SURGERIES
23552 | 4229180250200 | CLAMP THORACOSCOPIC DUVAL (10 MM) RING HANDLE CURVED LEFT 1 CM WIDTH TRIANGULAR RING JAWS WITH RATCHET 9-1/4 / 23.5 CM WORKING LENGTH 13-1/2/ 34 CM (OR EQUIVALENT) REUSABLE | SPECIALIZED INSTRUMENTATION FOR OPEN AND LAPAROSCOPIC SURGERIES
23553 | 4231200606200 | CLAMP THORACOSCOPIC CHITWOOD DEBAKEY (10 MM) RING HANDLE 1 X 2 CURVED LEFT DEBAKEY JAWS 7 CM JAW LENGTH 6-3/4 / 17 CM WORKING LENGTH 10-3/8 / 26.4 CM TOTAL LENGTH (OR EQUIVALENT) REUSABLE | SPECIALIZED INSTRUMENTATION FOR OPEN AND LAPAROSCOPIC SURGERIES
23554 | 4229491400600 | DISSECTOR, SCANLAN THORACOSCOPIC DENNIS (7 MM) RING HANDLE CURVED LEFT SERRATED JAWS WITH RATCHET 9 / 23 CM WORKING LENGTH 13-1/4 / 33.5 CM, REUSABLE | SPECIALIZED INSTRUMENTATION FOR OPEN AND LAPAROSCOPIC SURGERIES
23555 | 4229491400700 | SUCTION THORACOSCOPIC D'AMICO INSTRUMENT (5 MM) WITH VARIABLE SUCTION STRAIGHT BLUNT TIP 12-1/2 / 32 CM WORKING LENGTH 17-3/4 / 45.5 CM. 1 BRUSH INCLUDED (OR EQUIVALENT) REUSABLE | SPECIALIZED INSTRUMENTATION FOR OPEN AND LAPAROSCOPIC SURGERIES
23556 | 4224180802200 | THORACOSCOPY, SCANLAN STERN CHEST TUBE PASSERS WITHOUT RATCHET 9 3/4 / 24.2CM (OR EQUIVALENT), REUSABLE | SPECIALIZED INSTRUMENTATION FOR OPEN AND LAPAROSCOPIC SURGERIES
23557 | 4229680029200 | RETRACTOR, THORACOTOMY, MINI/ADJUSTABLE/JOINTED ARMS/DETACHABLE CROSS BAR/2 PAIR OF BLADE, STAINLESS STEEL, REUSABLE | SPECIALIZED INSTRUMENTATION FOR OPEN AND LAPAROSCOPIC SURGERIES
23558 | 4229310716200 | RETRACTOR LIFTING THORAX MIDCAB - FRAME LEFT OPEN, REUSABLE | SPECIALIZED INSTRUMENTATION FOR OPEN AND LAPAROSCOPIC SURGERIES
23559 | 4229180250100 | FORCEPS THORACOSCO (7 MM) RING HANDLE CURVED LEFT 6 MM WIDTH JAWS WITH RATCHET 9/ 23 CM WORKING LENGTH 13-1/4 / 33.5 CM (OR EQUIVALENT) REUSABLE | SPECIALIZED INSTRUMENTATION FOR OPEN AND LAPAROSCOPIC SURGERIES
23560 | 4229680115000 | FORCEPS, SURGICAL, TIP FOR LARYNGEAL/FRAENKEL/SERRATED, STAINLESS STEEL, COMPATIBLE WITH UNIVERSAL HANDLE, REUSABLE | SPECIALIZED INSTRUMENTATION FOR OPEN AND LAPAROSCOPIC SURGERIES
23561 | 4229680115100 | FORCEPS, SURGICAL, TIP FOR LARYNGEAL/SEIFFERT/COARSE, STAINLESS STEEL, COMPATIBLE WITH UNIVERSAL HANDLE, REUSABLE | SPECIALIZED INSTRUMENTATION FOR OPEN AND LAPAROSCOPIC SURGERIES
23562 | 4229680215000 | FORCEPS, TISSUE, RING HEIFETZ/BAYONET, STAINLESS STEEL, LENGTH = 22.0CM, TIP WIDTH= 3.0MM, REUSABLE | SPECIALIZED INSTRUMENTATION FOR OPEN AND LAPAROSCOPIC SURGERIES
23563 | 4229680213300 | FORCEPS, DISSECTING, ADLERKREUTZ, STAINLESS STEEL, LENGTH = 20.5CM, TEETH: 2X2, REUSABLE | SPECIALIZED INSTRUMENTATION FOR OPEN AND LAPAROSCOPIC SURGERIES
23564 | 4229680245400 | FORCEPS, TISSUE, STANDARD, STAINLESS STEEL, LENGTH = 14.5CM, TEETH: 3X3, REUSABLE | SPECIALIZED INSTRUMENTATION FOR OPEN AND LAPAROSCOPIC SURGERIES
23565 | 4229680214600 | FORCEPS, TISSUE, STILLE-BARRAYA, STAINLESS STEEL, LENGTH = 18.0CM, TEETH: 3X3, REUSABLE | SPECIALIZED INSTRUMENTATION FOR OPEN AND LAPAROSCOPIC SURGERIES
23566 | 4229680452200 | FORCEPS, TISSUE, JUDD, STAINLESS STEEL, LENGTH = 19.0CM, TEETH: 3X3, REUSABLE | SPECIALIZED INSTRUMENTATION FOR OPEN AND LAPAROSCOPIC SURGERIES
23567 | 4229680446200 | FORCEPS, TISSUE, ADLERKREUTZ, STAINLESS STEEL, LENGTH = 25.0CM, TEETH: 4X4, REUSABLE | SPECIALIZED INSTRUMENTATION FOR OPEN AND LAPAROSCOPIC SURGERIES
23568 | 4229680409600 | FORCEPS, TISSUE, ADLERKREUTZ, STAINLESS STEEL, LENGTH = 15.5CM, TEETH: 4X4, REUSABLE | SPECIALIZED INSTRUMENTATION FOR OPEN AND LAPAROSCOPIC SURGERIES
23569 | 4229680048200 | FORCEPS, TISSUE, RUSSIAN, STAINLESS STEEL, LENGTH = 20.0CM, REUSABLE | SPECIALIZED INSTRUMENTATION FOR OPEN AND LAPAROSCOPIC SURGERIES
23570 | 4229680048100 | FORCEPS, TISSUE, RUSSIAN, STAINLESS STEEL, LENGTH = 15.0CM, REUSABLE | SPECIALIZED INSTRUMENTATION FOR OPEN AND LAPAROSCOPIC SURGERIES
23571 | 4229680185400 | FORCEPS, DILATING, ANGLED 10 DEGREE, STAINLESS STEEL, LENGTH = 11.0CM, TIP SIZE: 5.0MM X 0.3MM, REUSABLE | SPECIALIZED INSTRUMENTATION FOR OPEN AND LAPAROSCOPIC SURGERIES
23572 | 4229680429100 | FORCEPS, TISSUE, RUSSIAN/STRAIGHT, STAINLESS STEEL, LENGTH = 25.4CM, REUSABLE | SPECIALIZED INSTRUMENTATION FOR OPEN AND LAPAROSCOPIC SURGERIES
23573 | 4229680160700 | FORCEPS, TISSUE, SLIM/STRAIGHT, STAINLESS STEEL, LENGTH = 14.5CM, TEETH: 1X1, REUSABLE | SPECIALIZED INSTRUMENTATION FOR OPEN AND LAPAROSCOPIC SURGERIES
23574 | 4229680160900 | FORCEPS, TISSUE, SLIM/STRAIGHT, STAINLESS STEEL, LENGTH = 20.5CM, TEETH: 1X1, REUSABLE | SPECIALIZED INSTRUMENTATION FOR OPEN AND LAPAROSCOPIC SURGERIES
23575 | 4229680160800 | FORCEPS, TISSUE, SLIM/PATTERN, STAINLESS STEEL, LENGTH = 18.0CM, TEETH: 1X1, REUSABLE | SPECIALIZED INSTRUMENTATION FOR OPEN AND LAPAROSCOPIC SURGERIES
23576 | 4229680160500 | FORCEPS, TISSUE, MEDIUM WIDTH, STAINLESS STEEL, LENGTH = 14.5CM, TEETH: 1X1, REUSABLE | SPECIALIZED INSTRUMENTATION FOR OPEN AND LAPAROSCOPIC SURGERIES
23577 | 4229680161100 | FORCEPS, TISSUE, SLIM, STAINLESS STEEL, LENGTH = 30.0CM, TEETH: 1X1, REUSABLE | SPECIALIZED INSTRUMENTATION FOR OPEN AND LAPAROSCOPIC SURGERIES
23578 | 4229680161000 | FORCEPS, TISSUE, SLIM/PATTERN, STAINLESS STEEL, LENGTH = 25.0CM, TEETH: 1X1, REUSABLE | SPECIALIZED INSTRUMENTATION FOR OPEN AND LAPAROSCOPIC SURGERIES
23579 | 4229680160600 | FORCEPS, TISSUE, STANDARD, STAINLESS STEEL, LENGTH = 20.5CM, TEETH: 1X1, REUSABLE | SPECIALIZED INSTRUMENTATION FOR OPEN AND LAPAROSCOPIC SURGERIES
23580 | 4229680186600 | FORCEPS, HEMOSTATIC, LERICHE/STRAIGHT, STAINLESS STEEL, LENGTH = 15.5CM, TEETH: 1X1, REUSABLE | SPECIALIZED INSTRUMENTATION FOR OPEN AND LAPAROSCOPIC SURGERIES
23581 | 4229680046900 | FORCEPS, TISSUE, STANDARD, STAINLESS STEEL, LENGTH = 16.0CM, TEETH: 1X1, REUSABLE | SPECIALIZED INSTRUMENTATION FOR OPEN AND LAPAROSCOPIC SURGERIES
23582 | 4229680047400 | FORCEPS, TISSUE, SLIM, STAINLESS STEEL, LENGTH = 16.0CM, TEETH: 1X1, REUSABLE | SPECIALIZED INSTRUMENTATION FOR OPEN AND LAPAROSCOPIC SURGERIES
23583 | 4229680047100 | FORCEPS, TISSUE, STANDARD, STAINLESS STEEL, LENGTH = 25.0CM, TEETH: 1X1, REUSABLE | SPECIALIZED INSTRUMENTATION FOR OPEN AND LAPAROSCOPIC SURGERIES
23584 | 4229680047200 | FORCEPS, TISSUE, STANDARD, STAINLESS STEEL, LENGTH = 30.5CM, TEETH: 1X1, REUSABLE | SPECIALIZED INSTRUMENTATION FOR OPEN AND LAPAROSCOPIC SURGERIES
23585 | 4229680047300 | FORCEPS, TISSUE, SLIM, STAINLESS STEEL, LENGTH = 13.0CM, TEETH: 1X1, REUSABLE | SPECIALIZED INSTRUMENTATION FOR OPEN AND LAPAROSCOPIC SURGERIES
23586 | 4229680026800 | FORCEPS, MICRO, STRAIGHT, STAINLESS STEEL, LENGTH = 15.0CM, TIP WIDTH= 0.7MM, TEETH: 1X1, REUSABLE | SPECIALIZED INSTRUMENTATION FOR OPEN AND LAPAROSCOPIC SURGERIES
23587 | 4229680026700 | FORCEPS, MICRO, STRAIGHT, STAINLESS STEEL, LENGTH = 18.0CM, TIP WIDTH= 0.4MM, TEETH: 1X1, REUSABLE | SPECIALIZED INSTRUMENTATION FOR OPEN AND LAPAROSCOPIC SURGERIES
23588 | 4229680022000 | FORCEPS, HEMOSTATIC, LERICHE/CURVED, STAINLESS STEEL, LENGTH = 15.0CM, TEETH: 1X1, REUSABLE | SPECIALIZED INSTRUMENTATION FOR OPEN AND LAPAROSCOPIC SURGERIES
23589 | 4229680017300 | FORCEPS, DISSECTING, SEMKEN, STAINLESS STEEL, LENGTH = 15.0CM, TEETH: 1X1, REUSABLE | SPECIALIZED INSTRUMENTATION FOR OPEN AND LAPAROSCOPIC SURGERIES
23590 | 4229680135100 | FORCEPS, DISSECTING, SEMKEN, STAINLESS STEEL, LENGTH = 12.5CM, TEETH: 1X1, REUSABLE | SPECIALIZED INSTRUMENTATION FOR OPEN AND LAPAROSCOPIC SURGERIES
23591 | 4229680047000 | FORCEPS, TISSUE, STANDARD, STAINLESS STEEL, LENGTH = 18.0CM, TEETH: 1X1, REUSABLE | SPECIALIZED INSTRUMENTATION FOR OPEN AND LAPAROSCOPIC SURGERIES
23592 | 4229680026900 | FORCEPS, MICRO, STRAIGHT, TITANIUM, LENGTH = 18.0CM, TIP WIDTH= 0.4MM, TEETH: 1X1, REUSABLE | SPECIALIZED INSTRUMENTATION FOR OPEN AND LAPAROSCOPIC SURGERIES
23593 | 4229680027400 | FORCEPS, MICRO, STRAIGHT, TITANIUM, LENGTH = 23.0CM, TIP SIZE: 6.0MM X 0.7MM, TEETH: 1X1, REUSABLE | SPECIALIZED INSTRUMENTATION FOR OPEN AND LAPAROSCOPIC SURGERIES
23594 | 4229680214300 | FORCEPS, MICRO, ADSON, STAINLESS STEEL, LENGTH = 15.0CM, TEETH: 1X1, REUSABLE | SPECIALIZED INSTRUMENTATION FOR OPEN AND LAPAROSCOPIC SURGERIES
23595 | 4229680209700 | FORCEPS, DISSECTING, ADSON, STAINLESS STEEL, LENGTH = 15.0CM, TEETH: 1X1, REUSABLE | SPECIALIZED INSTRUMENTATION FOR OPEN AND LAPAROSCOPIC SURGERIES
23596 | 4229680209900 | FORCEPS, DISSECTING, WAUGH, STAINLESS STEEL, LENGTH = 20.0CM, TEETH: 1X1, REUSABLE | SPECIALIZED INSTRUMENTATION FOR OPEN AND LAPAROSCOPIC SURGERIES
23597 | 4229680185600 | FORCEPS, DISSECTING, GILLIES, STAINLESS STEEL, LENGTH = 15.5CM, TEETH: 1X1, REUSABLE | SPECIALIZED INSTRUMENTATION FOR OPEN AND LAPAROSCOPIC SURGERIES
23598 | 4229680209800 | FORCEPS, DISSECTING, TAYLOR, STAINLESS STEEL, LENGTH = 17.0CM, TEETH: 1X1, REUSABLE | SPECIALIZED INSTRUMENTATION FOR OPEN AND LAPAROSCOPIC SURGERIES
23599 | 4229680224600 | FORCEPS, MICRO, YASARGIL/BAYONET, STAINLESS STEEL, LENGTH = 20.0CM, TEETH: 1X1, REUSABLE | SPECIALIZED INSTRUMENTATION FOR OPEN AND LAPAROSCOPIC SURGERIES
23600 | 4229680168300 | FORCEPS, SURGICAL, WERTHEIM/CURVED, STAINLESS STEEL, LENGTH = 22.5CM, TEETH: 1X1, REUSABLE | SPECIALIZED INSTRUMENTATION FOR OPEN AND LAPAROSCOPIC SURGERIES
23601 | 4229680168100 | FORCEPS, HEMOSTATIC, PHANEUF/STRAIGHT, STAINLESS STEEL, LENGTH = 20.5CM, TEETH: 1X1, REUSABLE | SPECIALIZED INSTRUMENTATION FOR OPEN AND LAPAROSCOPIC SURGERIES
23602 | 4229680445200 | FORCEPS, DISSECTING, BAYON, STAINLESS STEEL, LENGTH = 18.5CM, TEETH: 1X1, REUSABLE | SPECIALIZED INSTRUMENTATION FOR OPEN AND LAPAROSCOPIC SURGERIES
23603 | 4229680451400 | FORCEPS, MICRO, ADSON, TUNGSTEN CARBIDE, LENGTH = 12.0CM, TEETH: 1X1, REUSABLE | SPECIALIZED INSTRUMENTATION FOR OPEN AND LAPAROSCOPIC SURGERIES
23604 | 4229680268400 | FORCEPS MICRO STANDARD TUNGSTEN CARBIDE LENGTH = 15.5CM TIP WIDTH= 1.0MM TEETH: 1X1 REUSABLE | SPECIALIZED INSTRUMENTATION FOR OPEN AND LAPAROSCOPIC SURGERIES
23605 | 4229680268300 | FORCEPS, MICRO, STANDARD, STAINLESS STEEL, LENGTH = 15.5CM, TIP WIDTH= 0.8MM, TEETH: 1X1, REUSABLE | SPECIALIZED INSTRUMENTATION FOR OPEN AND LAPAROSCOPIC SURGERIES
23606 | 4229680268200 | FORCEPS, MICRO, CURVED, STAINLESS STEEL, LENGTH = 18.0CM, TIP WIDTH= 0.40MM, TEETH: 1X1, REUSABLE | SPECIALIZED INSTRUMENTATION FOR OPEN AND LAPAROSCOPIC SURGERIES
23607 | 4229680069100 | FORCEPS, MICRO, STRAIGHT, STAINLESS STEEL, LENGTH = 18.0CM, TIP WIDTH= 0.7, TEETH: 1X1, REUSABLE | SPECIALIZED INSTRUMENTATION FOR OPEN AND LAPAROSCOPIC SURGERIES
23608 | 4229680069000 | FORCEPS, MICRO, CURVED, STAINLESS STEEL, LENGTH = 18.0CM, TIP WIDTH= 0.7, TEETH: 1X1, REUSABLE | SPECIALIZED INSTRUMENTATION FOR OPEN AND LAPAROSCOPIC SURGERIES
23609 | 4229680115500 | FORCEPS, TONSIL, SEIZING/BLOHMKE, STAINLESS STEEL, LENGTH = 20.0CM, TEETH: 1X1, REUSABLE | SPECIALIZED INSTRUMENTATION FOR OPEN AND LAPAROSCOPIC SURGERIES
23610 | 4229680114800 | FORCEPS, TISSUE, JABOMA, TUNGSTEN CARBIDE, LENGTH = 18.0CM, TEETH: 1X1, REUSABLE | SPECIALIZED INSTRUMENTATION FOR OPEN AND LAPAROSCOPIC SURGERIES
23611 | 4229680115200 | FORCEPS, TISSUE, STANDARD, STAINLESS STEEL, LENGTH = 12.0CM, TEETH: 1X1, REUSABLE | SPECIALIZED INSTRUMENTATION FOR OPEN AND LAPAROSCOPIC SURGERIES
23612 | 4229680103900 | FORCEPS, MICRO, DELICATE, STAINLESS STEEL, LENGTH = 10.5CM, TEETH: 1X1, REUSABLE | SPECIALIZED INSTRUMENTATION FOR OPEN AND LAPAROSCOPIC SURGERIES
23613 | 4229680312800 | FORCEPS SURGICAL CONJUNCTIVAL/KREFELD MODEL STAINLESS STEEL LENGTH = 10.0CM TEETH: 1X1 REUSABLE | SPECIALIZED INSTRUMENTATION FOR OPEN AND LAPAROSCOPIC SURGERIES
23614 | 4229680321200 | FORCEPS, SUTURING, IRIS/SWISS MODEL/CURVED/WITHOUT TYING PLATFORM/FLAT SERRATED HANDLE, STAINLESS STEEL, LENGTH = 10.0CM, TEETH: 1X1, REUSABLE | SPECIALIZED INSTRUMENTATION FOR OPEN AND LAPAROSCOPIC SURGERIES
23615 | 4229680312400 | FORCEPS, GRASPING, COLIBRI/WITH PLATFORM, STAINLESS STEEL, TEETH: 1X1, REUSABLE | SPECIALIZED INSTRUMENTATION FOR OPEN AND LAPAROSCOPIC SURGERIES
23616 | 4229680245300 | FORCEPS, TISSUE, STANDARD, STAINLESS STEEL, LENGTH = 14.5CM, TEETH: 2X2, REUSABLE | SPECIALIZED INSTRUMENTATION FOR OPEN AND LAPAROSCOPIC SURGERIES
23617 | 4229680175600 | FORCEPS, TISSUE, STANDARD, STAINLESS STEEL, LENGTH = 20.5CM, TEETH: 2X2, REUSABLE | SPECIALIZED INSTRUMENTATION FOR OPEN AND LAPAROSCOPIC SURGERIES
23618 | 4229680422200 | FORCEPS, TISSUE, FERRIS SMITH, STAINLESS STEEL, LENGTH = 15.2CM, TEETH: 2X1, REUSABLE | SPECIALIZED INSTRUMENTATION FOR OPEN AND LAPAROSCOPIC SURGERIES
23619 | 4229180251000 | FORCEPS, STANDARD, TITANIUM, 19.5CM, (OR EQUIVALENT), REUSABLE | SPECIALIZED INSTRUMENTATION FOR OPEN AND LAPAROSCOPIC SURGERIES
23620 | 4229680021300 | FORCEPS, TISSUE, GERALD/STRAIGHT, STAINLESS STEEL, LENGTH = 17.5CM, 1X1, REUSABLE | SPECIALIZED INSTRUMENTATION FOR OPEN AND LAPAROSCOPIC SURGERIES
23621 | 4229290310700 | NEEDLE HOLDER, MICRO, TITANIUM, 18.5MM, (OR EQUIVALENT), REUSABLE | SPECIALIZED INSTRUMENTATION FOR OPEN AND LAPAROSCOPIC SURGERIES
23622 | 4229290310900 | NEEDLE HOLDER, MICRO, TITANIUM 21.0MM, (OR EQUIVALENT), REUSABLE | SPECIALIZED INSTRUMENTATION FOR OPEN AND LAPAROSCOPIC SURGERIES
23623 | 4229290311000 | NEEDLE HOLDER, MICRO, TITANIUM, 23.0MM, (OR EQUIVALENT), REUSABLE | SPECIALIZED INSTRUMENTATION FOR OPEN AND LAPAROSCOPIC SURGERIES
23624 | 4229680019600 | DISSECTOR, SEPARATION, TOENNIS/DURA/DOUBLE, STAINLESS STEEL, LENGTH = 24.0CM, REUSABLE | SPECIALIZED INSTRUMENTATION FOR OPEN AND LAPAROSCOPIC SURGERIES
23625 | 4229680156800 | SCISSORS, DISSECTING, TOENNIS/CURVED, TUNGSTEN CARBIDE, LENGTH = 17.5CM, REUSABLE | SPECIALIZED INSTRUMENTATION FOR OPEN AND LAPAROSCOPIC SURGERIES
23626 | 4229680039000 | SCISSORS, DISSECTING, TOENNIS-ADSON/CURVED, STAINLESS STEEL, LENGTH = 17.5CM, REUSABLE | SPECIALIZED INSTRUMENTATION FOR OPEN AND LAPAROSCOPIC SURGERIES
23627 | 4229680212900 | FORCEPS, GRASPING, TUMOR/TOENNIS, STAINLESS STEEL, SIZE: SMALL, REUSABLE | SPECIALIZED INSTRUMENTATION FOR OPEN AND LAPAROSCOPIC SURGERIES
23628 | 4229680212800 | FORCEPS, GRASPING, TUMOR/TOENNIS, STAINLESS STEEL, SIZE: MEDIUM, REUSABLE | SPECIALIZED INSTRUMENTATION FOR OPEN AND LAPAROSCOPIC SURGERIES
23629 | 4229680048300 | DEPRESSOR, TONGUE, DISTANCING, WIEDER, BLADE SIZE: 43.0MM, LENGTH = 15.0CM, REUSABLE | SPECIALIZED INSTRUMENTATION FOR OPEN AND LAPAROSCOPIC SURGERIES
23630 | 4229680299600 | DEPRESSOR, TONGUE, DISTANCING, FENESTRATED, SIZE: 60.0MM X 26.0MM, REUSABLE | SPECIALIZED INSTRUMENTATION FOR OPEN AND LAPAROSCOPIC SURGERIES
23631 | 4229680299700 | DEPRESSOR, TONGUE, DISTANCING, FENESTRATED, SIZE: 65.0MM X 28.0MM, REUSABLE | SPECIALIZED INSTRUMENTATION FOR OPEN AND LAPAROSCOPIC SURGERIES
23632 | 4229680299800 | DEPRESSOR, TONGUE, DISTANCING, FENESTRATED, SIZE: 65.0MM X 30.0MM, REUSABLE | SPECIALIZED INSTRUMENTATION FOR OPEN AND LAPAROSCOPIC SURGERIES
23633 | 4229680299900 | DEPRESSOR, TONGUE, DISTANCING, BRUENINGS/FENESTRATED, LENGTH = 19.0CM, REUSABLE | SPECIALIZED INSTRUMENTATION FOR OPEN AND LAPAROSCOPIC SURGERIES
23634 | 4229680300000 | DEPRESSOR, TONGUE, DISTANCING, TOBOLD, LENGTH = 15.0CM, REUSABLE | SPECIALIZED INSTRUMENTATION FOR OPEN AND LAPAROSCOPIC SURGERIES
23635 | 4229680300100 | DEPRESSOR, TONGUE, DISTANCING, TOBOLD, LENGTH = 16.0CM, REUSABLE | SPECIALIZED INSTRUMENTATION FOR OPEN AND LAPAROSCOPIC SURGERIES
23636 | 4229680395900 | DEPRESSOR, TONGUE, DISTANCING, WIEDER, BLADE SIZE: 36.0MM, LENGTH = 14.0CM, REUSABLE | SPECIALIZED INSTRUMENTATION FOR OPEN AND LAPAROSCOPIC SURGERIES
23637 | 4229680123300 | DEPRESSOR, TONGUE, DISTANCING, HARTMANN, LENGTH = 15.0CM, REUSABLE | SPECIALIZED INSTRUMENTATION FOR OPEN AND LAPAROSCOPIC SURGERIES
23638 | 4229680418600 | DEPRESSOR, TONGUE, DISTANCING, FENESTRATED/NO.1, REUSABLE | SPECIALIZED INSTRUMENTATION FOR OPEN AND LAPAROSCOPIC SURGERIES
23639 | 4229680115400 | DEPRESSOR, TONGUE, DISTANCING, FENESTRATED/NO.4, REUSABLE | SPECIALIZED INSTRUMENTATION FOR OPEN AND LAPAROSCOPIC SURGERIES
23640 | 4229680115300 | DEPRESSOR, TONGUE, DISTANCING, MCIVOR/FENESTRATED/NO.2, REUSABLE | SPECIALIZED INSTRUMENTATION FOR OPEN AND LAPAROSCOPIC SURGERIES
23641 | 4229680300300 | FORCEPS, TONGUE HOLDING, YOUNG/ANGLED, STAINLESS STEEL, LENGTH = 15.0CM, REUSABLE | SPECIALIZED INSTRUMENTATION FOR OPEN AND LAPAROSCOPIC SURGERIES
23642 | 4229680116100 | FORCEPS, TONSIL, SEIZING/WHITE/CURVED, STAINLESS STEEL, LENGTH = 18.0CM, REUSABLE | SPECIALIZED INSTRUMENTATION FOR OPEN AND LAPAROSCOPIC SURGERIES
23643 | 4229680115600 | FORCEPS, TONSIL, HARTMANN, STAINLESS STEEL, JAW DIAMETER = 13.0MM, REUSABLE | SPECIALIZED INSTRUMENTATION FOR OPEN AND LAPAROSCOPIC SURGERIES
23644 | 4229680115700 | FORCEPS, TONSIL, HARTMANN, STAINLESS STEEL, JAW DIAMETER = 15.0MM, REUSABLE | SPECIALIZED INSTRUMENTATION FOR OPEN AND LAPAROSCOPIC SURGERIES
23645 | 4229680115900 | KNIFE, TONSIL, FISHER, STAINLESS STEEL, LENGTH = 22.5CM, REUSABLE | SPECIALIZED INSTRUMENTATION FOR OPEN AND LAPAROSCOPIC SURGERIES
23646 | 4229680115800 | KNIFE, TONSIL, BRUENINGS, STAINLESS STEEL, LENGTH = 23.0CM, REUSABLE | SPECIALIZED INSTRUMENTATION FOR OPEN AND LAPAROSCOPIC SURGERIES
23647 | 4229680300400 | SCISSORS, MICRO, TONSIL/GOOD/CURVED, STAINLESS STEEL, LENGTH = 19.5CM, REUSABLE | SPECIALIZED INSTRUMENTATION FOR OPEN AND LAPAROSCOPIC SURGERIES
23648 | 4229680116200 | TONSIL SNARE, EVE, REACHING DEEP PART OF THE NECK, WITH RATCHET, LENGTH = 28.5CM, REUSABLE | SPECIALIZED INSTRUMENTATION FOR OPEN AND LAPAROSCOPIC SURGERIES
23649 | 4229680116400 | TONSIL SNARE, TYDING, REMOVE TONSILS, LENGTH = W1 TIP, REUSABLE | SPECIALIZED INSTRUMENTATION FOR OPEN AND LAPAROSCOPIC SURGERIES
23650 | 4229680116300 | TONSIL SNARE, EVE, REACHING DEEP PART OF THE NECK, WITHOUT RATCHET, LENGTH = 28.5CM, REUSABLE | SPECIALIZED INSTRUMENTATION FOR OPEN AND LAPAROSCOPIC SURGERIES
23651 | 4229680116000 | SCISSORS, OPERATING, TONSIL/BOETTCHER/BLUNT, STAINLESS STEEL, LENGTH = 18.0CM, REUSABLE | SPECIALIZED INSTRUMENTATION FOR OPEN AND LAPAROSCOPIC SURGERIES
23652 | 4229680259500 | PACKER, GAUZE, TONSILLECTOMY WOUND PACKING, LUNIATSCHEK, LENGTH = 17.5CM, TIP WIDTH= 3.0MM, REUSABLE | SPECIALIZED INSTRUMENTATION FOR OPEN AND LAPAROSCOPIC SURGERIES
23653 | 4229680259400 | PACKER, GAUZE, TONSILLECTOMY WOUND PACKING, LUNIATSCHEK, LENGTH = 17.5CM, TIP WIDTH= 2.0MM, REUSABLE | SPECIALIZED INSTRUMENTATION FOR OPEN AND LAPAROSCOPIC SURGERIES
23654 | 4229680161700 | FORCEPS, TOWEL, BALL AND SOCKET, STAINLESS STEEL, LENGTH = 11.5CM, REUSABLE | SPECIALIZED INSTRUMENTATION FOR OPEN AND LAPAROSCOPIC SURGERIES
23655 | 4229680162000 | FORCEPS, TOWEL, TOHOKU/BLUNT, STAINLESS STEEL, LENGTH = 10.5CM, REUSABLE | SPECIALIZED INSTRUMENTATION FOR OPEN AND LAPAROSCOPIC SURGERIES
23656 | 4229680161900 | FORCEPS, TOWEL, BACKHAUS/SHARP, STAINLESS STEEL, LENGTH = 13.0CM, REUSABLE | SPECIALIZED INSTRUMENTATION FOR OPEN AND LAPAROSCOPIC SURGERIES
23657 | 4229680194700 | FORCEPS, TOWEL, BACKHAUS/SHARP, STAINLESS STEEL, LENGTH = 9.0CM, REUSABLE | SPECIALIZED INSTRUMENTATION FOR OPEN AND LAPAROSCOPIC SURGERIES
23658 | 4229680048500 | FORCEPS, TOWEL, PEERS-BERTRAM, STAINLESS STEEL, LENGTH = 14.5CM, REUSABLE | SPECIALIZED INSTRUMENTATION FOR OPEN AND LAPAROSCOPIC SURGERIES
23659 | 4229680245500 | FORCEPS, TOWEL, BALL AND SOCKET, STAINLESS STEEL, LENGTH = 14.0CM, REUSABLE | SPECIALIZED INSTRUMENTATION FOR OPEN AND LAPAROSCOPIC SURGERIES
23660 | 4229680175800 | FORCEPS, TOWEL, BERNHARD/STRAIGHT, STAINLESS STEEL, LENGTH = 16.5CM, REUSABLE | SPECIALIZED INSTRUMENTATION FOR OPEN AND LAPAROSCOPIC SURGERIES
23661 | 4229680048400 | FORCEPS, TOWEL, LORNA/FINE SERRATED, STAINLESS STEEL, LENGTH = 13.0CM, REUSABLE | SPECIALIZED INSTRUMENTATION FOR OPEN AND LAPAROSCOPIC SURGERIES
23662 | 4229680300500 | FORCEPS, TOWEL, TOHOKU/BLUNT, STAINLESS STEEL, LENGTH = 13.5CM, REUSABLE | SPECIALIZED INSTRUMENTATION FOR OPEN AND LAPAROSCOPIC SURGERIES
23663 | 4229680055100 | FORCEPS, TOWEL, BULLDOG/JONES, STAINLESS STEEL, LENGTH = 8.5CM, REUSABLE | SPECIALIZED INSTRUMENTATION FOR OPEN AND LAPAROSCOPIC SURGERIES
23664 | 4229680055200 | FORCEPS, TOWEL, BULLDOG/SCHAEDEL, STAINLESS STEEL, LENGTH = 9.0CM, REUSABLE | SPECIALIZED INSTRUMENTATION FOR OPEN AND LAPAROSCOPIC SURGERIES
23665 | 4229680418900 | FORCEPS, TOWEL, GRACILE/SHARP, STAINLESS STEEL, LENGTH = 13.0CM, REUSABLE | SPECIALIZED INSTRUMENTATION FOR OPEN AND LAPAROSCOPIC SURGERIES
23666 | 4229680418800 | FORCEPS, TOWEL, GRACILE/SHARP, STAINLESS STEEL, LENGTH = 11.0CM, REUSABLE | SPECIALIZED INSTRUMENTATION FOR OPEN AND LAPAROSCOPIC SURGERIES
23667 | 4229680332000 | FORCEPS, TOWEL, BULLDOG/WITH SMOOTH FLAT HANDLE, STAINLESS STEEL, LENGTH = 9.0CM, REUSABLE | SPECIALIZED INSTRUMENTATION FOR OPEN AND LAPAROSCOPIC SURGERIES
23668 | 4229680330700 | CLAMP, TRABECULECTOMY, PROSDOCIMO, STAINLESS STEEL, REUSABLE | SPECIALIZED INSTRUMENTATION FOR OPEN AND LAPAROSCOPIC SURGERIES
23669 | 4229680316300 | MARKER, TRABECULECTOMY, FECHTNER, REUSABLE | SPECIALIZED INSTRUMENTATION FOR OPEN AND LAPAROSCOPIC SURGERIES
23670 | 4229680326600 | PUNCH, TRABECULECTOMY, LUNTZ DODICK, REUSABLE | SPECIALIZED INSTRUMENTATION FOR OPEN AND LAPAROSCOPIC SURGERIES
23671 | 4229680162200 | DILATOR, TRACHEAL, LABORDE, LENGTH = 14.0CM, REUSABLE | SPECIALIZED INSTRUMENTATION FOR OPEN AND LAPAROSCOPIC SURGERIES
23672 | 4229680099700 | FORCEPS, GRASPING, GOITRE SEIZING, STAINLESS STEEL, LENGTH = 20.0CM, TEETH: 3X2, REUSABLE | SPECIALIZED INSTRUMENTATION FOR OPEN AND LAPAROSCOPIC SURGERIES
23673 | 4229680133300 | CONTAINER, INSTRUMENT, TRANSPORTATION, WITH SECURE LID, STAINLESS STEEL, SIZE: 600.0MM X 300.0.0MM X 160.0MM, TRANSPORTATION OF CLEAN INSTRUMENT, REUSABLE | SPECIALIZED INSTRUMENTATION FOR OPEN AND LAPAROSCOPIC SURGERIES
23674 | 4229680133200 | CONTAINER, INSTRUMENT, TRANSPORTATION, WITH SECURE LID, STAINLESS STEEL, SIZE: 600.0MM X 300.0.0MM X 140.0MM, TRANSPORTATION OF CLEAN INSTRUMENT, REUSABLE | SPECIALIZED INSTRUMENTATION FOR OPEN AND LAPAROSCOPIC SURGERIES
23675 | 4229680133100 | CONTAINER, INSTRUMENT, TRANSPORTATION, WITH SECURE LID, STAINLESS STEEL, SIZE: 470.0MM X 300.0.0MM X 140.0MM, TRANSPORTATION OF CLEAN INSTRUMENT, REUSABLE | SPECIALIZED INSTRUMENTATION FOR OPEN AND LAPAROSCOPIC SURGERIES
23676 | 4229680133000 | CONTAINER, INSTRUMENT, TRANSPORTATION, WITH SECURE LID, STAINLESS STEEL, SIZE: 300.0MM X 300.0.0MM X 140.0MM, TRANSPORTATION OF CLEAN INSTRUMENT, REUSABLE | SPECIALIZED INSTRUMENTATION FOR OPEN AND LAPAROSCOPIC SURGERIES
23677 | 4229680132900 | CONTAINER, INSTRUMENT, TRANSPORTATION, WITH SECURE LID/MINISET, STAINLESS STEEL, SIZE: 310.0MM X 189.0.0MM X 90.0MM, TRANSPORTATION OF CLEAN INSTRUMENT, REUSABLE | SPECIALIZED INSTRUMENTATION FOR OPEN AND LAPAROSCOPIC SURGERIES
23678 | 4229680013000 | CONTAINER, INSTRUMENT, TRANSPORTATION, WITH SECURE LID, STAINLESS STEEL, SIZE: 600.0MM X 300.0.0MM X 110.0MM, TRANSPORTATION OF CLEAN INSTRUMENT, REUSABLE | SPECIALIZED INSTRUMENTATION FOR OPEN AND LAPAROSCOPIC SURGERIES
23679 | 4229680012800 | CONTAINER, INSTRUMENT, TRANSPORTATION, WITH SECURE LID, STAINLESS STEEL, SIZE: 300.0MM X 300.0.0MM X 110.0MM, TRANSPORTATION OF CLEAN INSTRUMENT, REUSABLE | SPECIALIZED INSTRUMENTATION FOR OPEN AND LAPAROSCOPIC SURGERIES
23680 | 4229680012700 | CONTAINER, INSTRUMENT, TRANSPORTATION, WITH SECURE LID/MINISET, STAINLESS STEEL, SIZE: 310.0MM X 189.0.0MM X 70.0MM, TRANSPORTATION OF CLEAN INSTRUMENT, REUSABLE | SPECIALIZED INSTRUMENTATION FOR OPEN AND LAPAROSCOPIC SURGERIES
23681 | 4229680013200 | CONTAINER, INSTRUMENT, TRANSPORTATION, WITH SECURE LID, STAINLESS STEEL, COLOR: GREY, SIZE: 300.0MM X 300.0.0MM X 160.0MM, TRANSPORTATION OF CLEAN INSTRUMENT, REUSABLE | SPECIALIZED INSTRUMENTATION FOR OPEN AND LAPAROSCOPIC SURGERIES
23682 | 4229680020100 | TRAY, ELEMENT FIXATION, NUBBED/6 UNITS, REUSABLE | SPECIALIZED INSTRUMENTATION FOR OPEN AND LAPAROSCOPIC SURGERIES
23683 | 4229680030700 | TRAY, SEPARATOR, SIZE: 123.0MM X 9.0MM X 22.0MM, WITH CLIP, REUSABLE | SPECIALIZED INSTRUMENTATION FOR OPEN AND LAPAROSCOPIC SURGERIES
23684 | 4229491400900 | CAP SEAL 10MM FOR LAPAROSCOPIC TROCAR, (OR EQUIVALENT), REUSABLE | SPECIALIZED INSTRUMENTATION FOR OPEN AND LAPAROSCOPIC SURGERIES
23685 | 4229497806500 | RIGID MIT TROCAR SYSTEM LENGTH 110 WITH VALVE WITHOUT OBTURATOR 10MM (OR EQUIVALENT), REUSABLE | SPECIALIZED INSTRUMENTATION FOR OPEN AND LAPAROSCOPIC SURGERIES
23686 | 4229497806600 | RIGID MIT TROCAR SYSTEM LENGTH 110 WITH VALVE WITHOUT OBTURATOR 5.5MM (OR EQUIVALENT), REUSABLE | SPECIALIZED INSTRUMENTATION FOR OPEN AND LAPAROSCOPIC SURGERIES
23687 | 4229680435000 | CARRIER, TUBE HOLDING, TUBE HOLDING INLAYS, REUSABLE | SPECIALIZED INSTRUMENTATION FOR OPEN AND LAPAROSCOPIC SURGERIES
23688 | 4229680049000 | CLAMP, TUBE, SMOOTH JAW, STAINLESS STEEL, LENGTH = 16.5CM, REUSABLE | SPECIALIZED INSTRUMENTATION FOR OPEN AND LAPAROSCOPIC SURGERIES
23689 | 4229680049100 | CLAMP, TUBE, STANDARD, STAINLESS STEEL, LENGTH = 19.0CM, REUSABLE | SPECIALIZED INSTRUMENTATION FOR OPEN AND LAPAROSCOPIC SURGERIES
23690 | 4229680049200 | CLAMP, TUBE, WITH PROTECTION CLIP, STAINLESS STEEL, LENGTH = 20.5CM, REUSABLE | SPECIALIZED INSTRUMENTATION FOR OPEN AND LAPAROSCOPIC SURGERIES
23691 | 4229680443700 | CLAMP, TUBE, STANDARD, STAINLESS STEEL, LENGTH = 15.5CM, REUSABLE | SPECIALIZED INSTRUMENTATION FOR OPEN AND LAPAROSCOPIC SURGERIES
23692 | 4229680443800 | CLAMP, TUBE, WITH PROTECTION CLIP, STAINLESS STEEL, LENGTH = 19.0CM, REUSABLE | SPECIALIZED INSTRUMENTATION FOR OPEN AND LAPAROSCOPIC SURGERIES
23693 | 4229680160000 | NIPPER, SIDE, CUTTING, WITH TRANSM, TUNGSTEN CARBIDE, LENGTH = 17.5CM, REUSABLE | SPECIALIZED INSTRUMENTATION FOR OPEN AND LAPAROSCOPIC SURGERIES
23694 | 4229680044700 | NIPPER, SIDE, CUTTING, TUNGSTEN CARBIDE, LENGTH = 13.0CM, REUSABLE | SPECIALIZED INSTRUMENTATION FOR OPEN AND LAPAROSCOPIC SURGERIES
23695 | 4229680394600 | NIPPER, SIDE, CUTTING, PEAR-LOCK, TUNGSTEN CARBIDE, LENGTH = 23.0CM, REUSABLE | SPECIALIZED INSTRUMENTATION FOR OPEN AND LAPAROSCOPIC SURGERIES
23696 | 4229680123700 | FORK, TUNING, OTOLOGY, LUCAE/ WITH SOCKET, REUSABLE | SPECIALIZED INSTRUMENTATION FOR OPEN AND LAPAROSCOPIC SURGERIES
23697 | 4229680280100 | EXPANDER, PALATAL, TURVEY, LENGTH = 17.0CM, REUSABLE | SPECIALIZED INSTRUMENTATION FOR OPEN AND LAPAROSCOPIC SURGERIES
23698 | 4229680258200 | FORCEPS, TWEEZERS, PELLETS CARRYING, FLAGG/FIG.0, REUSABLE | SPECIALIZED INSTRUMENTATION FOR OPEN AND LAPAROSCOPIC SURGERIES
23699 | 4229680156700 | FORCEPS, TAMPON, ULRICH/STRAIGHT, STAINLESS STEEL, LENGTH = 27.0CM, REUSABLE | SPECIALIZED INSTRUMENTATION FOR OPEN AND LAPAROSCOPIC SURGERIES
23700 | 4229680041600 | FORCEPS, TAMPON, ULRICH/CURVED, STAINLESS STEEL, LENGTH = 26.5CM, REUSABLE | SPECIALIZED INSTRUMENTATION FOR OPEN AND LAPAROSCOPIC SURGERIES
23701 | 4229680244300 | FORCEPS, TAMPON, ULRICH/STRAIGHT, STAINLESS STEEL, LENGTH = 22.0CM, REUSABLE | SPECIALIZED INSTRUMENTATION FOR OPEN AND LAPAROSCOPIC SURGERIES
23702 | 4229454602700 | SCISSORS, MICRO ULTRA DELICATE BLADE, 7MM, 45 DEGREE, (OR EQUIVALENT), REUSABLE | SPECIALIZED INSTRUMENTATION FOR OPEN AND LAPAROSCOPIC SURGERIES
23703 | 4229680176100 | SCISSORS, SURGICAL, UMBILICAL/BUSCH/SERRATED, STAINLESS STEEL, LENGTH = 16.0CM, REUSABLE | SPECIALIZED INSTRUMENTATION FOR OPEN AND LAPAROSCOPIC SURGERIES
23704 | 4229680175900 | CLAMP UMBILICAL CORD COLLIN TITANIUM LENGTH = 8.5CM REUSABLE | SPECIALIZED INSTRUMENTATION FOR OPEN AND LAPAROSCOPIC SURGERIES
23705 | 4229680020200 | ELEMENT, FIXATION, NEUROSURGERY, UNIVERSAL, DIAMETER = 6.0MM, REUSABLE | SPECIALIZED INSTRUMENTATION FOR OPEN AND LAPAROSCOPIC SURGERIES
23706 | 4229494403000 | INSTRUMENT PORT, WITH SEALING SYSTEM AND QUICK RELEASE LOCK, 2 CHANNELS, FOR USE WITH URETERO-RENOSCOPES, REUSABLE | SPECIALIZED INSTRUMENTATION FOR OPEN AND LAPAROSCOPIC SURGERIES
23707 | 4229680452300 | URETHRAL BOUGIE, URETHRAL DILATION, V. BUREN, DIAMETER = 10CH, LENGTH = 27.0CM, REUSABLE | SPECIALIZED INSTRUMENTATION FOR OPEN AND LAPAROSCOPIC SURGERIES
23708 | 4229680452400 | URETHRAL BOUGIE, URETHRAL DILATION, V. BUREN, DIAMETER = 14CH, LENGTH = 27.0CM, REUSABLE | SPECIALIZED INSTRUMENTATION FOR OPEN AND LAPAROSCOPIC SURGERIES
23709 | 4229680452600 | URETHRAL BOUGIE, URETHRAL DILATION, V. BUREN, DIAMETER = 18CH, LENGTH = 27.0CM, REUSABLE | SPECIALIZED INSTRUMENTATION FOR OPEN AND LAPAROSCOPIC SURGERIES
23710 | 4229680452800 | URETHRAL BOUGIE, URETHRAL DILATION, V. BUREN, DIAMETER = 22CH, LENGTH = 27.0CM, REUSABLE | SPECIALIZED INSTRUMENTATION FOR OPEN AND LAPAROSCOPIC SURGERIES
23711 | 4229680453000 | URETHRAL BOUGIE, URETHRAL DILATION, V. BUREN, DIAMETER = 26CH, LENGTH = 27.0CM, REUSABLE | SPECIALIZED INSTRUMENTATION FOR OPEN AND LAPAROSCOPIC SURGERIES
23712 | 4229680452500 | BOUGIE, URETHRAL, DIAGNOSIS/TREATMENT, V. BUREN, DIAMETER = 16.0FR, LENGTH = 27.0CM, REUSABLE | SPECIALIZED INSTRUMENTATION FOR OPEN AND LAPAROSCOPIC SURGERIES
23713 | 4229680452700 | BOUGIE, URETHRAL, DIAGNOSIS/TREATMENT, V. BUREN, DIAMETER = 20.0FR, LENGTH = 27.0CM, REUSABLE | SPECIALIZED INSTRUMENTATION FOR OPEN AND LAPAROSCOPIC SURGERIES
23714 | 4229680452900 | BOUGIE, URETHRAL, DIAGNOSIS/TREATMENT, V. BUREN, DIAMETER = 24.0FR, LENGTH = 27.0CM, REUSABLE | SPECIALIZED INSTRUMENTATION FOR OPEN AND LAPAROSCOPIC SURGERIES
23715 | 4229517110000 | OBTURATOR, ADULT SHEATH, CYSTO-URETHROSCOPE UP TO 26 FR., (OR EQUIVALENT), REUSABLE | SPECIALIZED INSTRUMENTATION FOR OPEN AND LAPAROSCOPIC SURGERIES
23716 | 4214271901500 | COLD KNIFE, STRAIGHT COMPATIBLE WITH 1.9 UP TO 2.1 MM TELESCOPE, FOR PEDIATRIC URETHROTOME, NOT TO BE USED WITH HIGH FREQUENCY MACHINE, REUSABLE | SPECIALIZED INSTRUMENTATION FOR OPEN AND LAPAROSCOPIC SURGERIES
23717 | 4214271901600 | COLD KNIFE, ROUND COMPATIBLE WITH 1.9 UP TO 2.1 MM TELESCOPE, FOR PEDIATRIC URETHROTOME, NOT TO BE USED WITH HIGH FREQUENCY MACHINE, REUSABLE | SPECIALIZED INSTRUMENTATION FOR OPEN AND LAPAROSCOPIC SURGERIES
23718 | 4214271901800 | COLD KNIFE, HOOK-SHAPED COMPATIBLE WITH 1.9 UP TO 2.1 MM TELESCOPE, FOR PEDIATRIC URETHROTOME, NOT TO BE USED WITH HIGH FREQUENCY MACHINE, REUSABLE | SPECIALIZED INSTRUMENTATION FOR OPEN AND LAPAROSCOPIC SURGERIES
23719 | 4214271902100 | COLD KNIFE, STRAIGHT, ADULT URETHROTOME, NOT TO BE USED WITH HIGH FREQUENCY MACHINE, REUSABLE | SPECIALIZED INSTRUMENTATION FOR OPEN AND LAPAROSCOPIC SURGERIES
23720 | 4214271902200 | COLD KNIFE, ROUND, ADULT URETHROTOME, NOT TO BE USED WITH HIGH FREQUENCY MACHINE, REUSABLE | SPECIALIZED INSTRUMENTATION FOR OPEN AND LAPAROSCOPIC SURGERIES
23721 | 4214271902300 | COLD KNIFE, STRAIGHT SERRATED, ADULT URETHROTOME, NOT TO BE USED WITH HIGH FREQUENCY MACHINE, REUSABLE | SPECIALIZED INSTRUMENTATION FOR OPEN AND LAPAROSCOPIC SURGERIES
23722 | 4214271902400 | COLD KNIFE, RING-SHAPED, ADULT URETHROTOME, NOT TO BE USED WITH HIGH FREQUENCY MACHINE, REUSABLE | SPECIALIZED INSTRUMENTATION FOR OPEN AND LAPAROSCOPIC SURGERIES
23723 | 4214271902500 | COLD KNIFE, HOOK-SHAPED, ADULT URETHROTOME, NOT TO BE USED WITH HIGH FREQUENCY MACHINE, REUSABLE | SPECIALIZED INSTRUMENTATION FOR OPEN AND LAPAROSCOPIC SURGERIES
23724 | 4214271900900 | URETHROTOME SHEATH, WITH LUER- LOCK STOPCOCK, 8 FR, CONSISTING OF: URETHROTOME SHEATH OBTURATOR AND 2 LUER-LOCK CONES, REUSABLE | SPECIALIZED INSTRUMENTATION FOR OPEN AND LAPAROSCOPIC SURGERIES
23725 | 4214271901400 | URETHROTOME SHEATH, WITH LUER- LOCK STOPCOCK, 10 FR, CONSISTING OF: URETHROTOME SHEATH OBTURATOR AND 2 LUER-LOCK CONES, REUSABLE | SPECIALIZED INSTRUMENTATION FOR OPEN AND LAPAROSCOPIC SURGERIES
23726 | 4214271901900 | SUPPLEMENTARY SHEATH, HALF-ROUND, TO INSERT A BALLOON CATHETER, TO SLIP ON URETHROTOME SHEATH, REUSABLE | SPECIALIZED INSTRUMENTATION FOR OPEN AND LAPAROSCOPIC SURGERIES
23727 | 4229517109200 | URETHROTOME SHEATH, 21 FR., (OR EQUIVALENT) WITH CHANNEL FOR FILIFORM BOUGIES, WITH 2 LUER-LOCK CONES, REUSABLE | SPECIALIZED INSTRUMENTATION FOR OPEN AND LAPAROSCOPIC SURGERIES
23728 | 4214271902000 | SUPPLEMENTARY SHEATH, FOR CONTINUOUS IRRIGATION AND SUCTION, TO SLIP ON URETHROTOME SHEATH, CONSISTING OF: SUPPLEMENTARY SHEATH SEALING CAP AND LUER-LOCK CONES, REUSABLE | SPECIALIZED INSTRUMENTATION FOR OPEN AND LAPAROSCOPIC SURGERIES
23729 | 4229680165200 | CATHETER, UROLOGY, CURVED, DIAMETER = 12.0FR, LENGTH = 15.0CM, WOMEN, WITH STYLET, REUSABLE | SPECIALIZED INSTRUMENTATION FOR OPEN AND LAPAROSCOPIC SURGERIES
23730 | 4229680165300 | CATHETER, UROLOGY, CURVED, DIAMETER = 14.0FR, LENGTH = 15.0CM, WOMEN, WITH STYLET, REUSABLE | SPECIALIZED INSTRUMENTATION FOR OPEN AND LAPAROSCOPIC SURGERIES
23731 | 4229680176900 | CURETTE, UTERINE, SAMPLE COLLECTION, BLUNT/RIGID, STAINLESS STEEL, BLADE SIZE: 35.0MM, LENGTH = 34.5CM, REMOVE CONCEPTION PRODUCTS FROM THE UTERINE CAVITY, REUSABLE | SPECIALIZED INSTRUMENTATION FOR OPEN AND LAPAROSCOPIC SURGERIES
23732 | 4229680177200 | CURETTE, UTERINE, SAMPLE COLLECTION, SHARP/RIGID, STAINLESS STEEL, BLADE SIZE: 8.0MM, LENGTH = 30.5CM, REMOVE ENDOMETRIAL TISSUE FOR DIAGNOSTIC PURPOSES, REUSABLE | SPECIALIZED INSTRUMENTATION FOR OPEN AND LAPAROSCOPIC SURGERIES
23733 | 4229680177300 | CURETTE, UTERINE, SAMPLE COLLECTION, SHARP/RIGID, STAINLESS STEEL, BLADE SIZE: 9.0MM, LENGTH = 31.0CM, REMOVE ENDOMETRIAL TISSUE FOR DIAGNOSTIC PURPOSES, REUSABLE | SPECIALIZED INSTRUMENTATION FOR OPEN AND LAPAROSCOPIC SURGERIES
23734 | 4229680176300 | CURETTE, UTERINE, SAMPLE COLLECTION, SHARP/RIGID, STAINLESS STEEL, BLADE SIZE: 12.0MM, LENGTH = 31.5CM, REMOVE ENDOMETRIAL TISSUE FOR DIAGNOSTIC PURPOSES, REUSABLE | SPECIALIZED INSTRUMENTATION FOR OPEN AND LAPAROSCOPIC SURGERIES
23735 | 4229680176500 | CURETTE, UTERINE, SAMPLE COLLECTION, SHARP/RIGID, STAINLESS STEEL, BLADE SIZE: 15.0MM, LENGTH = 32.0CM, REMOVE ENDOMETRIAL TISSUE FOR DIAGNOSTIC PURPOSES, REUSABLE | SPECIALIZED INSTRUMENTATION FOR OPEN AND LAPAROSCOPIC SURGERIES
23736 | 4229680177000 | CURETTE, UTERINE, SAMPLE COLLECTION, BLUNT/RIGID, STAINLESS STEEL, BLADE SIZE: 6.0MM, LENGTH = 30.5CM, REMOVE CONCEPTION PRODUCTS FROM THE UTERINE CAVITY, REUSABLE | SPECIALIZED INSTRUMENTATION FOR OPEN AND LAPAROSCOPIC SURGERIES
23737 | 4229680176200 | CURETTE, UTERINE, SAMPLE COLLECTION, BLUNT/RIGID, STAINLESS STEEL, BLADE SIZE: 11.0MM, LENGTH = 31.0CM, REMOVE CONCEPTION PRODUCTS FROM THE UTERINE CAVITY, REUSABLE | SPECIALIZED INSTRUMENTATION FOR OPEN AND LAPAROSCOPIC SURGERIES
23738 | 4229680176400 | CURETTE, UTERINE, SAMPLE COLLECTION, BLUNT/RIGID, STAINLESS STEEL, BLADE SIZE: 14.0MM, LENGTH = 31.0CM, REMOVE CONCEPTION PRODUCTS FROM THE UTERINE CAVITY, REUSABLE | SPECIALIZED INSTRUMENTATION FOR OPEN AND LAPAROSCOPIC SURGERIES
23739 | 4229680176600 | CURETTE, UTERINE, SAMPLE COLLECTION, BLUNT/RIGID, STAINLESS STEEL, BLADE SIZE: 16.0MM, LENGTH = 31.0CM, REMOVE CONCEPTION PRODUCTS FROM THE UTERINE CAVITY, REUSABLE | SPECIALIZED INSTRUMENTATION FOR OPEN AND LAPAROSCOPIC SURGERIES
23740 | 4229680173900 | CURETTE, ASPIRATING, SPECIMEN, STANDARD, STEEL 18/8 MARTINIT/STAINLESS, CONDITION: ANTIMAGNETIC/ACID-RESISTANT, DIAMETER = 4.5MM, LENGTH = 29.0CM, GYNECOLOGIC AND OBSTETRIC SURGEONS/SUCTION UTERINE CONTENTS/TISSUES/AND DEBRIS VIA THE CERVIX DURING VACUUM ASPIRATION PROCEDURES, REUSABLE | SPECIALIZED INSTRUMENTATION FOR OPEN AND LAPAROSCOPIC SURGERIES
23741 | 4229680164300 | CURETTE, ASPIRATING, SUCTION, NO.6, STEEL 18/8 MARTINIT/STAINLESS, CONDITION: ANTIMAGNETIC/ACID-RESISTANT, LENGTH = 29.0CM, GYNECOLOGIC AND OBSTETRIC SURGEONS/SUCTION UTERINE CONTENTS/TISSUES/AND DEBRIS VIA THE CERVIX DURING VACUUM ASPIRATION PROCEDURES, REUSABLE | SPECIALIZED INSTRUMENTATION FOR OPEN AND LAPAROSCOPIC SURGERIES
23742 | 4229680164400 | CURETTE, ASPIRATING, SUCTION, NO.8, STEEL 18/8 MARTINIT/STAINLESS, CONDITION: ANTIMAGNETIC/ACID-RESISTANT, LENGTH = 29.0CM, GYNECOLOGIC AND OBSTETRIC SURGEONS/SUCTION UTERINE CONTENTS/TISSUES/AND DEBRIS VIA THE CERVIX DURING VACUUM ASPIRATION PROCEDURES, REUSABLE | SPECIALIZED INSTRUMENTATION FOR OPEN AND LAPAROSCOPIC SURGERIES
23743 | 4229680164000 | CURETTE, ASPIRATING, SUCTION, NO.10, STEEL 18/8 MARTINIT/STAINLESS, CONDITION: ANTIMAGNETIC/ACID-RESISTANT, LENGTH = 29.0CM, GYNECOLOGIC AND OBSTETRIC SURGEONS/SUCTION UTERINE CONTENTS/TISSUES/AND DEBRIS VIA THE CERVIX DURING VACUUM ASPIRATION PROCEDURES, REUSABLE | SPECIALIZED INSTRUMENTATION FOR OPEN AND LAPAROSCOPIC SURGERIES
23744 | 4229680164100 | CURETTE, ASPIRATING, SUCTION, NO.12, STEEL 18/8 MARTINIT/STAINLESS, CONDITION: ANTIMAGNETIC/ACID-RESISTANT, LENGTH = 29.0CM, GYNECOLOGIC AND OBSTETRIC SURGEONS/SUCTION UTERINE CONTENTS/TISSUES/AND DEBRIS VIA THE CERVIX DURING VACUUM ASPIRATION PROCEDURES, REUSABLE | SPECIALIZED INSTRUMENTATION FOR OPEN AND LAPAROSCOPIC SURGERIES
23745 | 4229680164200 | CURETTE, ASPIRATING, SUCTION, NO.14, STEEL 18/8 MARTINIT/STAINLESS, CONDITION: ANTIMAGNETIC/ACID-RESISTANT, LENGTH = 29.0CM, GYNECOLOGIC AND OBSTETRIC SURGEONS/SUCTION UTERINE CONTENTS/TISSUES/AND DEBRIS VIA THE CERVIX DURING VACUUM ASPIRATION PROCEDURES, REUSABLE | SPECIALIZED INSTRUMENTATION FOR OPEN AND LAPAROSCOPIC SURGERIES
23746 | 4229680176700 | CURETTE, UTERINE, SAMPLE COLLECTION, BLUNT/MALLEABLE, STAINLESS STEEL, BLADE SIZE: 25.0MM, LENGTH = 33.5CM, REMOVE CONCEPTION PRODUCTS FROM THE UTERINE CAVITY, REUSABLE | SPECIALIZED INSTRUMENTATION FOR OPEN AND LAPAROSCOPIC SURGERIES
23747 | 4229680176800 | CURETTE, UTERINE, SAMPLE COLLECTION, BLUNT/MALLEABLE, STAINLESS STEEL, BLADE SIZE: 30.0MM, LENGTH = 34.0CM, REMOVE CONCEPTION PRODUCTS FROM THE UTERINE CAVITY, REUSABLE | SPECIALIZED INSTRUMENTATION FOR OPEN AND LAPAROSCOPIC SURGERIES
23748 | 4229680454700 | FORCEPS, UTERINE, SPOON/ASCH, STAINLESS STEEL, LENGTH = 20.0CM, REUSABLE | SPECIALIZED INSTRUMENTATION FOR OPEN AND LAPAROSCOPIC SURGERIES
23749 | 4229680177400 | FORCEPS, GYNECOLOGICAL, UTERINE POLYPUS/HEYWOOD-SMITH, STAINLESS STEEL, LENGTH = 26.0CM, REUSABLE | SPECIALIZED INSTRUMENTATION FOR OPEN AND LAPAROSCOPIC SURGERIES
23750 | 4229680049500 | SCOOP, UTERINE, SIMON, SIZE: 2, LENGTH = 23.5CM, REUSABLE | SPECIALIZED INSTRUMENTATION FOR OPEN AND LAPAROSCOPIC SURGERIES
23751 | 4229680049600 | SCOOP, UTERINE, SIMON, SIZE: 4, LENGTH = 24.0CM, REUSABLE | SPECIALIZED INSTRUMENTATION FOR OPEN AND LAPAROSCOPIC SURGERIES
23752 | 4229680181200 | SCOOP, UTERINE, SCHROEDER, SIZE: 1, LENGTH = 30.0CM, REUSABLE | SPECIALIZED INSTRUMENTATION FOR OPEN AND LAPAROSCOPIC SURGERIES
23753 | 4229680181300 | SCOOP, UTERINE, SCHROEDER, SIZE: 3, LENGTH = 30.0CM, REUSABLE | SPECIALIZED INSTRUMENTATION FOR OPEN AND LAPAROSCOPIC SURGERIES
23754 | 4229680455000 | SCOOP, UTERINE, SIMON, SIZE: 1, LENGTH = 23.0CM, REUSABLE | SPECIALIZED INSTRUMENTATION FOR OPEN AND LAPAROSCOPIC SURGERIES
23755 | 4229680454900 | SCOOP, UTERINE, SCHROEDER, SIZE: 5, LENGTH = 30.0CM, REUSABLE | SPECIALIZED INSTRUMENTATION FOR OPEN AND LAPAROSCOPIC SURGERIES
23756 | 4229680155300 | SCISSORS, GYNECOLOGICAL, UTERINE/SIMS/BLUNT-BLUNT/CURVED, STAINLESS STEEL, LENGTH = 23.0CM, REUSABLE | SPECIALIZED INSTRUMENTATION FOR OPEN AND LAPAROSCOPIC SURGERIES
23757 | 4229680038900 | SCISSORS, OPERATING, SIMS/BLUNT-BLUNT/STRAIGHT, STAINLESS STEEL, LENGTH = 20.0CM, REUSABLE | SPECIALIZED INSTRUMENTATION FOR OPEN AND LAPAROSCOPIC SURGERIES
23758 | 4229680174900 | SCISSORS, SURGICAL, UTERINE/SIMS/CURVED, TUNGSTEN CARBIDE, LENGTH = 23.0CM, REUSABLE | SPECIALIZED INSTRUMENTATION FOR OPEN AND LAPAROSCOPIC SURGERIES
23759 | 4229680173000 | RETRACTOR, VAGINAL, DOYEN, STAINLESS STEEL, TIP SIZE: 66.0MM X 47.0MM, REUSABLE | SPECIALIZED INSTRUMENTATION FOR OPEN AND LAPAROSCOPIC SURGERIES
23760 | 4229680173300 | RETRACTOR, VAGINAL, DOYEN, STAINLESS STEEL, TIP SIZE: 95.0MM X 47.0MM, REUSABLE | SPECIALIZED INSTRUMENTATION FOR OPEN AND LAPAROSCOPIC SURGERIES
23761 | 4229680181400 | RETRACTOR, VAGINAL, DOYEN, STAINLESS STEEL, TIP SIZE: 70.0MM X 30.0MM, LENGTH = 25.0CM, REUSABLE | SPECIALIZED INSTRUMENTATION FOR OPEN AND LAPAROSCOPIC SURGERIES
23762 | 4229680173100 | RETRACTOR, VAGINAL, DOYEN, STAINLESS STEEL, TIP SIZE: 85.0MM X 60.0MM, REUSABLE | SPECIALIZED INSTRUMENTATION FOR OPEN AND LAPAROSCOPIC SURGERIES
23763 | 4229680172800 | RETRACTOR, VAGINAL, DOYEN, STAINLESS STEEL, TIP SIZE: 115.0MM X 60.0MM, REUSABLE | SPECIALIZED INSTRUMENTATION FOR OPEN AND LAPAROSCOPIC SURGERIES
23764 | 4229680181600 | RETRACTOR, VAGINAL, BREISKY, STAINLESS STEEL, TIP SIZE: 130.0MM X 30.0MM, REUSABLE | SPECIALIZED INSTRUMENTATION FOR OPEN AND LAPAROSCOPIC SURGERIES
23765 | 4229680181800 | RETRACTOR, VAGINAL, BREISKY, STAINLESS STEEL, TIP SIZE: 130.0MM X 40.0MM, REUSABLE | SPECIALIZED INSTRUMENTATION FOR OPEN AND LAPAROSCOPIC SURGERIES
23766 | 4229680172700 | RETRACTOR, WOUND, SIMON, STAINLESS STEEL, TIP SIZE: 115.0MM X 28.0MM, LENGTH = 28.0CM, REUSABLE | SPECIALIZED INSTRUMENTATION FOR OPEN AND LAPAROSCOPIC SURGERIES
23767 | 4229680172900 | RETRACTOR, VAGINAL, DOYEN, STAINLESS STEEL, TIP SIZE: 120.0MM X 47.0MM, REUSABLE | SPECIALIZED INSTRUMENTATION FOR OPEN AND LAPAROSCOPIC SURGERIES
23768 | 4229680172600 | RETRACTOR, WOUND, SIMON, STAINLESS STEEL, TIP SIZE: 115.0MM X 22.0MM, LENGTH = 28.0CM, REUSABLE | SPECIALIZED INSTRUMENTATION FOR OPEN AND LAPAROSCOPIC SURGERIES
23769 | 4229680173200 | RETRACTOR, VAGINAL, DOYEN, STAINLESS STEEL, TIP SIZE: 88.0MM X 35.0MM, REUSABLE | SPECIALIZED INSTRUMENTATION FOR OPEN AND LAPAROSCOPIC SURGERIES
23770 | 4229680181900 | RETRACTOR, VAGINAL, DOYEN, STAINLESS STEEL, TIP SIZE: 55.0MM X 60.0MM, REUSABLE | SPECIALIZED INSTRUMENTATION FOR OPEN AND LAPAROSCOPIC SURGERIES
23771 | 4229680182200 | RETRACTOR, VAGINAL, SCHERBAK/COMPLETE, STAINLESS STEEL,, REUSABLE | SPECIALIZED INSTRUMENTATION FOR OPEN AND LAPAROSCOPIC SURGERIES
23772 | 4229680181500 | RETRACTOR, VAGINAL, BREISKY, STAINLESS STEEL, TIP SIZE: 130.0MM X 20.0MM ,, REUSABLE | SPECIALIZED INSTRUMENTATION FOR OPEN AND LAPAROSCOPIC SURGERIES
23773 | 4229680182100 | RETRACTOR, VAGINAL, KRISTELLER, STAINLESS STEEL, TIP SIZE: 115.0MM X 32.0MM, REUSABLE | SPECIALIZED INSTRUMENTATION FOR OPEN AND LAPAROSCOPIC SURGERIES
23774 | 4229680181700 | RETRACTOR, VAGINAL, BREISKY, STAINLESS STEEL, TIP SIZE: 130.0MM X 35.0MM, REUSABLE | SPECIALIZED INSTRUMENTATION FOR OPEN AND LAPAROSCOPIC SURGERIES
23775 | 4229680182000 | RETRACTOR, VAGINAL, KRISTELLER, STAINLESS STEEL, TIP SIZE: 115.0MM X 23.0MM, REUSABLE | SPECIALIZED INSTRUMENTATION FOR OPEN AND LAPAROSCOPIC SURGERIES
23776 | 4218201303200 | SET, VAGINAL SPECULUM, DILATION, KRISTELLER, STAINLESS STEEL, SIZE: 110MM X 36.0MM (PAIR), REUSABLE | SPECIALIZED INSTRUMENTATION FOR OPEN AND LAPAROSCOPIC SURGERIES
23777 | 4218201302200 | SET, VAGINAL SPECULUM, DILATION, KRISTELLER, STAINLESS STEEL, SIZE: 90.0MM X 36.0MM (PAIR), REUSABLE | SPECIALIZED INSTRUMENTATION FOR OPEN AND LAPAROSCOPIC SURGERIES
23778 | 4229680183100 | SET, VAGINAL SPECULUM, DILATION, KRISTELLER, STAINLESS STEEL, SIZE: 75.0MM X 30.0MM (PAIR), REUSABLE | SPECIALIZED INSTRUMENTATION FOR OPEN AND LAPAROSCOPIC SURGERIES
23779 | 4229680183000 | SET, VAGINAL SPECULUM, DILATION, KRISTELLER, STAINLESS STEEL, SIZE: 70.0MM X 27.0MM (PAIR), REUSABLE | SPECIALIZED INSTRUMENTATION FOR OPEN AND LAPAROSCOPIC SURGERIES
23780 | 4229680182300 | SPECULUM, VAGINAL, DILATION, AUVARD, STAINLESS STEEL, SIZE: 75.0MM X 43.0MM, REUSABLE | SPECIALIZED INSTRUMENTATION FOR OPEN AND LAPAROSCOPIC SURGERIES
23781 | 4229680183200 | SPECULUM, VAGINAL, DILATION, SIMS, STAINLESS STEEL, SIZE: 70.0MM X 30.0MM/80.0MM X 35.0MM, REUSABLE | SPECIALIZED INSTRUMENTATION FOR OPEN AND LAPAROSCOPIC SURGERIES
23782 | 4229680182700 | SPECULUM, VAGINAL, DILATION, GRAVE, STAINLESS STEEL, SIZE: 75.0MM X 20.0MM, REUSABLE | SPECIALIZED INSTRUMENTATION FOR OPEN AND LAPAROSCOPIC SURGERIES
23783 | 4229680182800 | SPECULUM, VAGINAL, DILATION, GRAVE, STAINLESS STEEL, SIZE: 95.0MM X 35.0MM, REUSABLE | SPECIALIZED INSTRUMENTATION FOR OPEN AND LAPAROSCOPIC SURGERIES
23784 | 4229680182600 | SPECULUM, VAGINAL, DILATION, GRAVE, STAINLESS STEEL, SIZE: 115.0MM X 35.0MM, REUSABLE | SPECIALIZED INSTRUMENTATION FOR OPEN AND LAPAROSCOPIC SURGERIES
23785 | 4229680182400 | SPECULUM, VAGINAL, DILATION, CUSCO, STAINLESS STEEL, SIZE: 75.0MM X 18.0MM, REUSABLE | SPECIALIZED INSTRUMENTATION FOR OPEN AND LAPAROSCOPIC SURGERIES
23786 | 4229680182500 | SPECULUM, VAGINAL, DILATION, CUSCO, STAINLESS STEEL, SIZE: 85.0MM X 37.0MM, REUSABLE | SPECIALIZED INSTRUMENTATION FOR OPEN AND LAPAROSCOPIC SURGERIES
23787 | 4229680455800 | SPECULUM, VAGINAL, DILATION, BRAUN, STAINLESS STEEL, SIZE: 56.0MM X 13.0MM, LENGTH = 18.0CM, REUSABLE | SPECIALIZED INSTRUMENTATION FOR OPEN AND LAPAROSCOPIC SURGERIES
23788 | 4229680456000 | SPECULUM, VAGINAL, DILATION, SEIDL, STAINLESS STEEL, SIZE: 80.0MM X 8.0MM, REUSABLE | SPECIALIZED INSTRUMENTATION FOR OPEN AND LAPAROSCOPIC SURGERIES
23789 | 4229680399900 | SET, VAGINAL SPECULUM, DILATION, KRISTELLER, STAINLESS STEEL, SIZE: 70.0MM X 15.0MM (PAIR), REUSABLE | SPECIALIZED INSTRUMENTATION FOR OPEN AND LAPAROSCOPIC SURGERIES
23790 | 4229680455900 | SPECULUM, VAGINAL, DILATION, BRAUN, STAINLESS STEEL, SIZE: 60.0MM X 10.0MM, LENGTH = 18.0CM, REUSABLE | SPECIALIZED INSTRUMENTATION FOR OPEN AND LAPAROSCOPIC SURGERIES
23791 | 4229680182900 | SPECULUM, VAGINAL, DILATION, KRISTELLER, STAINLESS STEEL, SIZE: 70.0MM X 27.0MM, REUSABLE | SPECIALIZED INSTRUMENTATION FOR OPEN AND LAPAROSCOPIC SURGERIES
23792 | 4229161424400 | GRASPER, VALVE GATE PRO WITH DEBAKEY JAWS 1/2 TEETH DELICATE 1.5/11 MM 3 MM MALLEABLE SHAFT, (OR EQUIVALENT), REUSABLE | SPECIALIZED INSTRUMENTATION FOR OPEN AND LAPAROSCOPIC SURGERIES
23793 | 4229180249200 | PUSHER, FOR VALVE POSITIONING 35CM VALVE GATE (OR EQUIVALENT), REUSABLE | SPECIALIZED INSTRUMENTATION FOR OPEN AND LAPAROSCOPIC SURGERIES
23794 | 4229161212500 | RONGEUR, CONCHOTOME FOR DECALCIFICATION, 30 CM, 3MM, 30 DEGREE UPWARDS VALVE GATE (OR EQUIVALENT) REUSABLE | SPECIALIZED INSTRUMENTATION FOR OPEN AND LAPAROSCOPIC SURGERIES
23795 | 4229161212600 | RONGEUR, CONCHOTOME FOR DECALCIFICATION 30 CM 3MM VALVE GATE (OR EQUIVALENT) REUSABLE | SPECIALIZED INSTRUMENTATION FOR OPEN AND LAPAROSCOPIC SURGERIES
23796 | 4229161423500 | SCISSORS, 15 DEGREE, DOUBLE-ACTION, TUBE-SHAFT, VALVE GATE PRO (OR EQUIVALENT), DIAMETER = 5, 25CM, REUSABLE | SPECIALIZED INSTRUMENTATION FOR OPEN AND LAPAROSCOPIC SURGERIES
23797 | 4229161423700 | SCISSORS, 40 DEGREE, SINGLE-ACTION, TUBE-SHAFT, VALVE GATE (OR EQUIVALENT), CLASSIC, DIAMETER = 5, 25CM, REUSABLE | SPECIALIZED INSTRUMENTATION FOR OPEN AND LAPAROSCOPIC SURGERIES
23798 | 4229161423900 | SCISSORS, 70 DEGREE, DOUBLE-ACTION, TUBE-SHAFT, VALVE GATE PRO (OR EQUIVALENT), DIAMETER = 5, 25CM, REUSABLE | SPECIALIZED INSTRUMENTATION FOR OPEN AND LAPAROSCOPIC SURGERIES
23799 | 4229161424200 | SCISSORS, VALVE GATE PRO, (OR EQUIVALENT), 30 DEGREE CURVE, REUSABLE | SPECIALIZED INSTRUMENTATION FOR OPEN AND LAPAROSCOPIC SURGERIES
23800 | 4229161424300 | SCISSORS, VALVE GATE PRO ROBUST, 30 DEGREE CURVED 7 MM SHAFT, (OR EQUIVALENT), REUSABLE | SPECIALIZED INSTRUMENTATION FOR OPEN AND LAPAROSCOPIC SURGERIES
23801 | 4229260401500 | DILATOR VAN BUREN FR 8, REUSABLE | SPECIALIZED INSTRUMENTATION FOR OPEN AND LAPAROSCOPIC SURGERIES
23802 | 4229260400400 | DILATOR VAN BUREN FR 12, REUSABLE | SPECIALIZED INSTRUMENTATION FOR OPEN AND LAPAROSCOPIC SURGERIES
23803 | 4229260401200 | DILATOR VAN BUREN FR 28, REUSABLE | SPECIALIZED INSTRUMENTATION FOR OPEN AND LAPAROSCOPIC SURGERIES
23804 | 4229260401300 | DILATOR VAN BUREN FR 30, REUSABLE | SPECIALIZED INSTRUMENTATION FOR OPEN AND LAPAROSCOPIC SURGERIES
23805 | 4229680453400 | FORCEPS, BIOPSY, VAN DOREN, STAINLESS STEEL, LENGTH = 25.5CM, REUSABLE | SPECIALIZED INSTRUMENTATION FOR OPEN AND LAPAROSCOPIC SURGERIES
23806 | 4229680226100 | SCISSORS, MICRO, VANNAS/CURVED, STAINLESS STEEL, LENGTH = 12.0CM, REUSABLE | SPECIALIZED INSTRUMENTATION FOR OPEN AND LAPAROSCOPIC SURGERIES
23807 | 4229680226200 | SCISSORS, MICRO, VANNAS/STRAIGHT, STAINLESS STEEL, LENGTH = 12.0CM, REUSABLE | SPECIALIZED INSTRUMENTATION FOR OPEN AND LAPAROSCOPIC SURGERIES
23808 | 4229680028900 | DISSECTOR, MICRO, CUTTING, VARADY, LENGTH = 17.0CM, REUSABLE | SPECIALIZED INSTRUMENTATION FOR OPEN AND LAPAROSCOPIC SURGERIES
23809 | 4229680432500 | APPROXIMATOR, CLAMPING/APPROXIMATION, BIEMER-MUELLER, WORKING END SIZE: 4.5MM, REUSABLE | SPECIALIZED INSTRUMENTATION FOR OPEN AND LAPAROSCOPIC SURGERIES
23810 | 4229680125300 | FORCEPS, VASCULAR, ATRAUMATIC/DEBAKEY, LENGTH = 16.0CM, TIP WIDTH= 2.0MM, REUSABLE | SPECIALIZED INSTRUMENTATION FOR OPEN AND LAPAROSCOPIC SURGERIES
23811 | 4229680125400 | FORCEPS, VASCULAR, ATRAUMATIC/DEBAKEY, LENGTH = 20.0CM, TIP WIDTH= 2.0MM, REUSABLE | SPECIALIZED INSTRUMENTATION FOR OPEN AND LAPAROSCOPIC SURGERIES
23812 | 4229680125500 | FORCEPS, VASCULAR, ATRAUMATIC/DEBAKEY, STAINLESS STEEL, LENGTH = 25.0CM, TIP WIDTH= 2.0MM, REUSABLE | SPECIALIZED INSTRUMENTATION FOR OPEN AND LAPAROSCOPIC SURGERIES
23813 | 4229680125700 | FORCEPS, VASCULAR, ATRAUMATIC/DEBAKEY, STAINLESS STEEL, LENGTH = 25.0CM, TIP WIDTH= 3.5MM, REUSABLE | SPECIALIZED INSTRUMENTATION FOR OPEN AND LAPAROSCOPIC SURGERIES
23814 | 4229680125800 | FORCEPS, VASCULAR, ATRAUMATIC/DEBAKEY, STAINLESS STEEL, LENGTH = 30.0CM, TIP WIDTH= 3.5MM, REUSABLE | SPECIALIZED INSTRUMENTATION FOR OPEN AND LAPAROSCOPIC SURGERIES
23815 | 4229680125600 | FORCEPS, VASCULAR, ATRAUMATIC/DEBAKEY, STAINLESS STEEL, LENGTH = 30.0CM, TIP WIDTH= 2.0MM, REUSABLE | SPECIALIZED INSTRUMENTATION FOR OPEN AND LAPAROSCOPIC SURGERIES
23816 | 4229680126000 | FORCEPS, VASCULAR, ATRAUMATIC/DEBAKEY/ANGLED, STAINLESS STEEL, LENGTH = 26.0CM, REUSABLE | SPECIALIZED INSTRUMENTATION FOR OPEN AND LAPAROSCOPIC SURGERIES
23817 | 4229680127000 | FORCEPS, CARDIOVASCULAR, ATRAUMATIC/POTTS/STRAIGHT, STAINLESS STEEL, LENGTH = 23.5CM, REUSABLE | SPECIALIZED INSTRUMENTATION FOR OPEN AND LAPAROSCOPIC SURGERIES
23818 | 4229680125900 | FORCEPS, VASCULAR, ATRAUMATIC/DEBAKEY/ANGLED, STAINLESS STEEL, LENGTH = 20.0CM, REUSABLE | SPECIALIZED INSTRUMENTATION FOR OPEN AND LAPAROSCOPIC SURGERIES
23819 | 4229680125100 | FORCEPS, VASCULAR, ATRAUMATIC/DEBAKEY, STAINLESS STEEL, LENGTH = 16.0CM, TIP WIDTH= 1.5MM, REUSABLE | SPECIALIZED INSTRUMENTATION FOR OPEN AND LAPAROSCOPIC SURGERIES
23820 | 4229680125200 | FORCEPS, VASCULAR, ATRAUMATIC/DEBAKEY, STAINLESS STEEL, LENGTH = 20.0CM, TIP WIDTH= 1.5MM, REUSABLE | SPECIALIZED INSTRUMENTATION FOR OPEN AND LAPAROSCOPIC SURGERIES
23821 | 4229680126200 | FORCEPS, VASCULAR, ATRAUMATIC/LELAND-JONES/ANGLED, STAINLESS STEEL, LENGTH = 19.0CM, REUSABLE | SPECIALIZED INSTRUMENTATION FOR OPEN AND LAPAROSCOPIC SURGERIES
23822 | 4229680126700 | FORCEPS, CARDIOVASCULAR, ATRAUMATIC/POTTS/CURVED, STAINLESS STEEL, LENGTH = 23.0CM, REUSABLE | SPECIALIZED INSTRUMENTATION FOR OPEN AND LAPAROSCOPIC SURGERIES
23823 | 4229680126100 | FORCEPS, VASCULAR, ATRAUMATIC/LELAND-JONES/ANGLED, STAINLESS STEEL, LENGTH = 18.0CM, REUSABLE | SPECIALIZED INSTRUMENTATION FOR OPEN AND LAPAROSCOPIC SURGERIES
23824 | 4229680126900 | FORCEPS, VASCULAR, ATRAUMATIC/POTTS/CURVED, STAINLESS STEEL, LENGTH = 31.0CM, REUSABLE | SPECIALIZED INSTRUMENTATION FOR OPEN AND LAPAROSCOPIC SURGERIES
23825 | 4229680005200 | FORCEPS, VASCULAR, ATRAUMATIC/DEBAKEY, STAINLESS STEEL, LENGTH = 20.0CM, TIP WIDTH= 2.7MM, REUSABLE | SPECIALIZED INSTRUMENTATION FOR OPEN AND LAPAROSCOPIC SURGERIES
23826 | 4229680005300 | FORCEPS, VASCULAR, ATRAUMATIC/DEBAKEY, STAINLESS STEEL, LENGTH = 25.0CM, TIP WIDTH= 2.7MM, REUSABLE | SPECIALIZED INSTRUMENTATION FOR OPEN AND LAPAROSCOPIC SURGERIES
23827 | 4229680003900 | FORCEPS, VASCULAR, ATRAUMATIC/COOLEY/ANGLED, STAINLESS STEEL, LENGTH = 14.5CM, REUSABLE | SPECIALIZED INSTRUMENTATION FOR OPEN AND LAPAROSCOPIC SURGERIES
23828 | 4229680004100 | FORCEPS, VASCULAR, ATRAUMATIC/COOLEY/DOUBLE CURVED, STAINLESS STEEL, LENGTH = 14.0CM, REUSABLE | SPECIALIZED INSTRUMENTATION FOR OPEN AND LAPAROSCOPIC SURGERIES
23829 | 4229680004200 | FORCEPS, VASCULAR, ATRAUMATIC/COOLEY/MEDIUM ANGLED, STAINLESS STEEL, LENGTH = 16.0CM, REUSABLE | SPECIALIZED INSTRUMENTATION FOR OPEN AND LAPAROSCOPIC SURGERIES
23830 | 4229680005400 | FORCEPS, VASCULAR, ATRAUMATIC/DEBAKEY, STAINLESS STEEL, LENGTH = 30.0CM, TIP WIDTH= 2.7MM, REUSABLE | SPECIALIZED INSTRUMENTATION FOR OPEN AND LAPAROSCOPIC SURGERIES
23831 | 4229680005500 | FORCEPS, VASCULAR, ATRAUMATIC/DEBAKEY, STAINLESS STEEL, LENGTH = 23.0CM, REUSABLE | SPECIALIZED INSTRUMENTATION FOR OPEN AND LAPAROSCOPIC SURGERIES
23832 | 4229680004900 | FORCEPS, VASCULAR, ATRAUMATIC/COOLEY/STRAIGHT, STAINLESS STEEL, LENGTH = 17.0CM, REUSABLE | SPECIALIZED INSTRUMENTATION FOR OPEN AND LAPAROSCOPIC SURGERIES
23833 | 4229680006900 | FORCEPS, VASCULAR, ATRAUMATIC/PEDIATRIC/STRAIGHT/CURVED, STAINLESS STEEL, LENGTH = 14.0CM, REUSABLE | SPECIALIZED INSTRUMENTATION FOR OPEN AND LAPAROSCOPIC SURGERIES
23834 | 4229680007400 | FORCEPS, VASCULAR, ATRAUMATIC/NEONATAL/30DEG ANGLED, STAINLESS STEEL, LENGTH = 12.5CM, REUSABLE | SPECIALIZED INSTRUMENTATION FOR OPEN AND LAPAROSCOPIC SURGERIES
23835 | 4229680007100 | FORCEPS, CARDIOVASCULAR, ATRAUMATIC/POTTS/CURVED, STAINLESS STEEL, LENGTH = 22.0CM, TIP WIDTH= 55.0MM, REUSABLE | SPECIALIZED INSTRUMENTATION FOR OPEN AND LAPAROSCOPIC SURGERIES
23836 | 4229680005900 | FORCEPS, VASCULAR, ATRAUMATIC/DEBAKEY/ANGLED, STAINLESS STEEL, LENGTH = 31.5CM, REUSABLE | SPECIALIZED INSTRUMENTATION FOR OPEN AND LAPAROSCOPIC SURGERIES
23837 | 4229680005800 | FORCEPS, VASCULAR, ATRAUMATIC/DEBAKEY/ANGLED, STAINLESS STEEL, LENGTH = 16.5CM, REUSABLE | SPECIALIZED INSTRUMENTATION FOR OPEN AND LAPAROSCOPIC SURGERIES
23838 | 4229680006100 | FORCEPS, VASCULAR, ATRAUMATIC/DEBAKEY/ANGLED/MEDIUM, STAINLESS STEEL, LENGTH = 16.0CM, REUSABLE | SPECIALIZED INSTRUMENTATION FOR OPEN AND LAPAROSCOPIC SURGERIES
23839 | 4229680004800 | FORCEPS, VASCULAR, ATRAUMATIC/COOLEY/STRAIGHT, STAINLESS STEEL, LENGTH = 14.5CM, REUSABLE | SPECIALIZED INSTRUMENTATION FOR OPEN AND LAPAROSCOPIC SURGERIES
23840 | 4229680004600 | FORCEPS, VASCULAR, ATRAUMATIC/COOLEY/STRAIGHT/ANGLED, STAINLESS STEEL, LENGTH = 14.5CM, REUSABLE | SPECIALIZED INSTRUMENTATION FOR OPEN AND LAPAROSCOPIC SURGERIES
23841 | 4229680004300 | FORCEPS, VASCULAR, ATRAUMATIC/COOLEY/SLIGHT ANGLED, STAINLESS STEEL, LENGTH = 16.5CM, REUSABLE | SPECIALIZED INSTRUMENTATION FOR OPEN AND LAPAROSCOPIC SURGERIES
23842 | 4229680004000 | FORCEPS, VASCULAR, ATRAUMATIC/COOLEY/CURVED, STAINLESS STEEL, LENGTH = 17.0CM, REUSABLE | SPECIALIZED INSTRUMENTATION FOR OPEN AND LAPAROSCOPIC SURGERIES
23843 | 4229680004500 | FORCEPS, CARDIOVASCULAR, ATRAUMATIC/COOLEY/SPOON-SHAPE, STAINLESS STEEL, LENGTH = 17.5CM, REUSABLE | SPECIALIZED INSTRUMENTATION FOR OPEN AND LAPAROSCOPIC SURGERIES
23844 | 4229680004700 | FORCEPS, CARDIOVASCULAR, ATRAUMATIC/COOLEY/STRAIGHT/CURVED, STAINLESS STEEL, LENGTH = 16.5CM, REUSABLE | SPECIALIZED INSTRUMENTATION FOR OPEN AND LAPAROSCOPIC SURGERIES
23845 | 4229680005000 | FORCEPS, VASCULAR, ATRAUMATIC/COOLEY-BECK/ANGLED, STAINLESS STEEL, LENGTH = 17.0CM, REUSABLE | SPECIALIZED INSTRUMENTATION FOR OPEN AND LAPAROSCOPIC SURGERIES
23846 | 4229680005100 | FORCEPS, VASCULAR, ATRAUMATIC/DEBAKEY, STAINLESS STEEL, LENGTH = 16.0CM, REUSABLE | SPECIALIZED INSTRUMENTATION FOR OPEN AND LAPAROSCOPIC SURGERIES
23847 | 4229680006200 | FORCEPS, VASCULAR, ATRAUMATIC/S-SHAPE, STAINLESS STEEL, LENGTH = 19.0CM, REUSABLE | SPECIALIZED INSTRUMENTATION FOR OPEN AND LAPAROSCOPIC SURGERIES
23848 | 4229680005600 | FORCEPS, VASCULAR, ATRAUMATIC/DEBAKEY, STAINLESS STEEL, LENGTH = 20.0CM, TIP WIDTH= 3.5MM, REUSABLE | SPECIALIZED INSTRUMENTATION FOR OPEN AND LAPAROSCOPIC SURGERIES
23849 | 4229680007000 | FORCEPS, VASCULAR, ATRAUMATIC/PEDIATRIC/STRAIGHT, STAINLESS STEEL, LENGTH = 14.0CM, REUSABLE | SPECIALIZED INSTRUMENTATION FOR OPEN AND LAPAROSCOPIC SURGERIES
23850 | 4229680006800 | FORCEPS, VASCULAR, ATRAUMATIC/PEDIATRIC, STAINLESS STEEL, LENGTH = 14.0CM, REUSABLE | SPECIALIZED INSTRUMENTATION FOR OPEN AND LAPAROSCOPIC SURGERIES
23851 | 4229680007800 | FORCEPS, VASCULAR, ATRAUMATIC/SUBRAMANIAN/135 DEGREE ANGLED, STAINLESS STEEL, LENGTH = 16.0CM, REUSABLE | SPECIALIZED INSTRUMENTATION FOR OPEN AND LAPAROSCOPIC SURGERIES
23852 | 4229680008000 | FORCEPS, VASCULAR, ATRAUMATIC/SUBRAMANIAN/RIGHT, STAINLESS STEEL, LENGTH = 16.0CM, REUSABLE | SPECIALIZED INSTRUMENTATION FOR OPEN AND LAPAROSCOPIC SURGERIES
23853 | 4229680007900 | FORCEPS, VASCULAR, ATRAUMATIC/SUBRAMANIAN/LEFT, STAINLESS STEEL, LENGTH = 16.0CM, REUSABLE | SPECIALIZED INSTRUMENTATION FOR OPEN AND LAPAROSCOPIC SURGERIES
23854 | 4229680007600 | FORCEPS, VASCULAR, ATRAUMATIC/NEONATAL/CURVED, STAINLESS STEEL, LENGTH = 12.0CM, REUSABLE | SPECIALIZED INSTRUMENTATION FOR OPEN AND LAPAROSCOPIC SURGERIES
23855 | 4229680007500 | FORCEPS, VASCULAR, NEONATAL/45 DEGREE ANGLED, STAINLESS STEEL, LENGTH = 12.0CM, REUSABLE | SPECIALIZED INSTRUMENTATION FOR OPEN AND LAPAROSCOPIC SURGERIES
23856 | 4229680213400 | FORCEPS, VASCULAR, BURR HOLE, STAINLESS STEEL, LENGTH = 20.0CM, REUSABLE | SPECIALIZED INSTRUMENTATION FOR OPEN AND LAPAROSCOPIC SURGERIES
23857 | 4229680006400 | FORCEPS, VASCULAR, ATRAUMATIC/DEBAKEY/STRAIGHT, STAINLESS STEEL, LENGTH = 13.0CM, REUSABLE | SPECIALIZED INSTRUMENTATION FOR OPEN AND LAPAROSCOPIC SURGERIES
23858 | 4229680250000 | FORCEPS, VASCULAR, ATRAUMATIC/DEBAKEY/90 DEGREE ANGLED, STAINLESS STEEL, LENGTH = 10.0CM, REUSABLE | SPECIALIZED INSTRUMENTATION FOR OPEN AND LAPAROSCOPIC SURGERIES
23859 | 4229680342800 | FORCEPS, BONE HOLDING, JOURNAL VASCULAR SURGERY/STRONG, STAINLESS STEEL, LENGTH = 18.0CM, REUSABLE | SPECIALIZED INSTRUMENTATION FOR OPEN AND LAPAROSCOPIC SURGERIES
23860 | 4229680397500 | FORCEPS, VASCULAR, ATRAUMATIC/DEBAKEY/S-SHAPE, STAINLESS STEEL, LENGTH = 12.5CM, REUSABLE | SPECIALIZED INSTRUMENTATION FOR OPEN AND LAPAROSCOPIC SURGERIES
23861 | 4229680433200 | FORCEPS, VASCULAR, ATRAUMATIC/DEBAKEY/ANGLED, STAINLESS STEEL, LENGTH = 19.0CM, REUSABLE | SPECIALIZED INSTRUMENTATION FOR OPEN AND LAPAROSCOPIC SURGERIES
23862 | 4229680433400 | FORCEPS, VASCULAR, ATRAUMATIC/DEBAKEY/CURVED, STAINLESS STEEL, LENGTH = 20.0CM, REUSABLE | SPECIALIZED INSTRUMENTATION FOR OPEN AND LAPAROSCOPIC SURGERIES
23863 | 4229680114500 | FORCEPS, CARDIOVASCULAR, JABOMA/ANGLED, TUNGSTEN CARBIDE, LENGTH = 18.0CM, TEETH: 1X1, REUSABLE | SPECIALIZED INSTRUMENTATION FOR OPEN AND LAPAROSCOPIC SURGERIES
23864 | 4229680004400 | FORCEPS, VASCULAR, ATRAUMATIC/SPOON-SHAPE, STAINLESS STEEL, LENGTH = 14.5CM, REUSABLE | SPECIALIZED INSTRUMENTATION FOR OPEN AND LAPAROSCOPIC SURGERIES
23865 | 4229680006500 | FORCEPS, VASCULAR, ATRAUMATIC/LELAND/ANGLED, STAINLESS STEEL, LENGTH = 20.0CM, REUSABLE | SPECIALIZED INSTRUMENTATION FOR OPEN AND LAPAROSCOPIC SURGERIES
23866 | 4229680029300 | CLIP, VASCULAR, MINI, STAINLESS STEEL, JAW SIZE: 4.0MM X 0.75MM, REUSABLE | SPECIALIZED INSTRUMENTATION FOR OPEN AND LAPAROSCOPIC SURGERIES
23867 | 4229680029400 | CLIP, VASCULAR, MINI, STAINLESS STEEL, JAW SIZE: 6.0MM X 1.0MM, REUSABLE | SPECIALIZED INSTRUMENTATION FOR OPEN AND LAPAROSCOPIC SURGERIES
23868 | 4229680029500 | CLIP, VASCULAR, MINI, STAINLESS STEEL, JAW SIZE: 8.0MM X 2.0MM, REUSABLE | SPECIALIZED INSTRUMENTATION FOR OPEN AND LAPAROSCOPIC SURGERIES
23869 | 4231200606300 | TRAY, STERILIZATION, FOR VATS / MINIMALLY INVASIVE METAL, SILVER-GRAY COLOR WITH SCAN-GUARD BRACKETS IN BASE AND TRAY INSERT WITH SCAN-GUARD SILICONE MAT 10-1/4 X 21-3/4 X 4 (26 CM X 55.2 CM X 10 CM) (OR EQUIVALENT) REUSABLE | SPECIALIZED INSTRUMENTATION FOR OPEN AND LAPAROSCOPIC SURGERIES
23870 | 4229680045900 | CLAMP, BULLDOG, VEINS/CURVED, STAINLESS STEEL, TIP WIDTH= 50.0MM, REUSABLE | SPECIALIZED INSTRUMENTATION FOR OPEN AND LAPAROSCOPIC SURGERIES
23871 | 4229680046000 | CLAMP, BULLDOG, VEINS/STRAIGHT, STAINLESS STEEL, TIP WIDTH= 35.0MM, REUSABLE | SPECIALIZED INSTRUMENTATION FOR OPEN AND LAPAROSCOPIC SURGERIES
23872 | 4229680045800 | CLAMP, BULLDOG, VEINS/CURVED, STAINLESS STEEL, TIP WIDTH= 35.0MM, REUSABLE | SPECIALIZED INSTRUMENTATION FOR OPEN AND LAPAROSCOPIC SURGERIES
23873 | 4229680046100 | CLAMP, BULLDOG, VEINS/STRAIGHT, STAINLESS STEEL, TIP WIDTH= 50.0MM, REUSABLE | SPECIALIZED INSTRUMENTATION FOR OPEN AND LAPAROSCOPIC SURGERIES
23874 | 4229180249000 | BULLDOG, LENGTH 43-45 MM JAW LENGTH 14 MM CLOSING PRESSURE 180 GR WEIGHT 3G TO OCCULT ARTERIES AND VEINS, STAINLESS STEEL, REUSABLE | SPECIALIZED INSTRUMENTATION FOR OPEN AND LAPAROSCOPIC SURGERIES
23875 | 4229680245900 | SPREADER, VERTEBRAL, STANDARD, STAINLESS STEEL, LENGTH = 12.7CM, REUSABLE | SPECIALIZED INSTRUMENTATION FOR OPEN AND LAPAROSCOPIC SURGERIES
23876 | 4229680453100 | SPREADER, NECK, VESICAL/MULLIN, STAINLESS STEEL, LENGTH = 29.5CM, REUSABLE | SPECIALIZED INSTRUMENTATION FOR OPEN AND LAPAROSCOPIC SURGERIES
23877 | 4229680163300 | CANNULA, VESSEL, IRRIGATION, MALLEABLE, DIAMETER = 4.0MM, LENGTH = 15.0CM, REUSABLE | SPECIALIZED INSTRUMENTATION FOR OPEN AND LAPAROSCOPIC SURGERIES
23878 | 4229680163200 | CANNULA, VESSEL, IRRIGATION, MALLEABLE, DIAMETER = 3.0MM, LENGTH = 15.0CM, REUSABLE | SPECIALIZED INSTRUMENTATION FOR OPEN AND LAPAROSCOPIC SURGERIES
23879 | 4229680051600 | CANNULA, VESSEL, IRRIGATION, DIAMETER = 1.5MM, LENGTH = 6.0CM, REUSABLE | SPECIALIZED INSTRUMENTATION FOR OPEN AND LAPAROSCOPIC SURGERIES
23880 | 4229680051700 | CANNULA, VESSEL, IRRIGATION, DIAMETER = 2.0MM, LENGTH = 6.0CM, REUSABLE | SPECIALIZED INSTRUMENTATION FOR OPEN AND LAPAROSCOPIC SURGERIES
23881 | 4229680051800 | CANNULA, VESSEL, IRRIGATION, DIAMETER = 2.5MM, LENGTH = 6.0CM, REUSABLE | SPECIALIZED INSTRUMENTATION FOR OPEN AND LAPAROSCOPIC SURGERIES
23882 | 4229680051900 | CANNULA VESSEL IRRIGATION DIAMETER = 3.0MM LENGTH = 6.0CM REUSABLE | SPECIALIZED INSTRUMENTATION FOR OPEN AND LAPAROSCOPIC SURGERIES
23883 | 4229680052000 | CANNULA, VESSEL, IRRIGATION, DIAMETER = 4.0MM, LENGTH = 6.0CM, REUSABLE | SPECIALIZED INSTRUMENTATION FOR OPEN AND LAPAROSCOPIC SURGERIES
23884 | 4229680051400 | CANNULA, VESSEL, IRRIGATION, MALLEABLE, DIAMETER = 5.0MM, LENGTH = 15.0CM, REUSABLE | SPECIALIZED INSTRUMENTATION FOR OPEN AND LAPAROSCOPIC SURGERIES
23885 | 4229680051500 | CANNULA, VESSEL, IRRIGATION, MALLEABLE, DIAMETER = 6.0MM, LENGTH = 15.0CM, REUSABLE | SPECIALIZED INSTRUMENTATION FOR OPEN AND LAPAROSCOPIC SURGERIES
23886 | 4229680189300 | MALLET, HAMMERING, VICKERS, WEIGHT: 185.0GM, LENGTH = 19CM, REUSABLE | SPECIALIZED INSTRUMENTATION FOR OPEN AND LAPAROSCOPIC SURGERIES
23887 | 4229680149800 | RETRACTOR, SURGICAL, VOLKMANN/SEMI SHARP/4 PRONGS, STAINLESS STEEL, LENGTH = 22.5CM, REUSABLE | SPECIALIZED INSTRUMENTATION FOR OPEN AND LAPAROSCOPIC SURGERIES
23888 | 4229680152100 | RETRACTOR, SURGICAL, VOLKMANN/SHARP/1 PRONG, STAINLESS STEEL, LENGTH = 21.5CM, REUSABLE | SPECIALIZED INSTRUMENTATION FOR OPEN AND LAPAROSCOPIC SURGERIES
23889 | 4229680035200 | RETRACTOR, SURGICAL, VOLKMANN/BLUNT/6 PRONGS, STAINLESS STEEL, LENGTH = 22.5CM, REUSABLE | SPECIALIZED INSTRUMENTATION FOR OPEN AND LAPAROSCOPIC SURGERIES
23890 | 4229680035100 | RETRACTOR, SURGICAL, VOLKMANN/BLUNT/4 PRONGS, STAINLESS STEEL, LENGTH = 22.5CM, REUSABLE | SPECIALIZED INSTRUMENTATION FOR OPEN AND LAPAROSCOPIC SURGERIES
23891 | 4229680152200 | RETRACTOR, SURGICAL, VOLKMANN/SHARP/4 PRONGS, STAINLESS STEEL, LENGTH = 22.5CM, REUSABLE | SPECIALIZED INSTRUMENTATION FOR OPEN AND LAPAROSCOPIC SURGERIES
23892 | 4229680234200 | RETRACTOR, SURGICAL, VOLKMANN/SEMISHARP/3 PRONGS, STAINLESS STEEL, LENGTH = 22.5CM, REUSABLE | SPECIALIZED INSTRUMENTATION FOR OPEN AND LAPAROSCOPIC SURGERIES
23893 | 4229680149900 | RETRACTOR, SURGICAL, VOLKMANN/SEMISHARP/6 PRONGS, STAINLESS STEEL, LENGTH = 22.5CM, REUSABLE | SPECIALIZED INSTRUMENTATION FOR OPEN AND LAPAROSCOPIC SURGERIES
23894 | 4229680235900 | RETRACTOR, SURGICAL, VOLKMANN/SHARP/2 PRONGS, STAINLESS STEEL, LENGTH = 21.5CM, REUSABLE | SPECIALIZED INSTRUMENTATION FOR OPEN AND LAPAROSCOPIC SURGERIES
23895 | 4229680234100 | RETRACTOR, SURGICAL, VOLKMANN/SEMISHARP/2 PRONGS, STAINLESS STEEL, LENGTH = 22.5CM, REUSABLE | SPECIALIZED INSTRUMENTATION FOR OPEN AND LAPAROSCOPIC SURGERIES
23896 | 4229680287300 | RETRACTOR, SURGICAL, VOLKMANN/SHARP/3 PRONGS, STAINLESS STEEL, LENGTH = 21.5CM, REUSABLE | SPECIALIZED INSTRUMENTATION FOR OPEN AND LAPAROSCOPIC SURGERIES
23897 | 4229680287000 | RETRACTOR, SURGICAL, VOLKMANN/BLUNT/2 PRONGS, STAINLESS STEEL, LENGTH = 22.5CM, REUSABLE | SPECIALIZED INSTRUMENTATION FOR OPEN AND LAPAROSCOPIC SURGERIES
23898 | 4229680287400 | RETRACTOR, SURGICAL, VOLKMANN/SHARP/8 PRONGS, STAINLESS STEEL, REUSABLE | SPECIALIZED INSTRUMENTATION FOR OPEN AND LAPAROSCOPIC SURGERIES
23899 | 4229680285600 | RETRACTOR, SURGICAL, VOLKMANN/BLUNT/8T, STAINLESS STEEL, LENGTH = 22.0CM, REUSABLE | SPECIALIZED INSTRUMENTATION FOR OPEN AND LAPAROSCOPIC SURGERIES
23900 | 4229680163700 | RETRACTOR, WEITLANER, TISSUE REMOVAL, VARADY, LENGTH = 18.0CM, REUSABLE | SPECIALIZED INSTRUMENTATION FOR OPEN AND LAPAROSCOPIC SURGERIES
23901 | 4229680165700 | FORCEPS, CLAMP, WERTHEIM-CULLEN, STAINLESS STEEL, LENGTH = 21.0CM, REUSABLE | SPECIALIZED INSTRUMENTATION FOR OPEN AND LAPAROSCOPIC SURGERIES
23902 | 4229680339100 | SCISSORS, SURGICAL, WESTCOTT, STAINLESS STEEL, 13.5CM, REUSABLE | SPECIALIZED INSTRUMENTATION FOR OPEN AND LAPAROSCOPIC SURGERIES
23903 | 4229680241800 | SPREADER, RETRACTOR, WILLIAMS/RIGHT, STAINLESS STEEL, TIP SIZE: 1.0CM X 5.0CM, REUSABLE | SPECIALIZED INSTRUMENTATION FOR OPEN AND LAPAROSCOPIC SURGERIES
23904 | 4229680241900 | SPREADER, RETRACTOR, WILLIAMS/RIGHT, STAINLESS STEEL, TIP SIZE: 1.0CM X 6.0CM, REUSABLE | SPECIALIZED INSTRUMENTATION FOR OPEN AND LAPAROSCOPIC SURGERIES
23905 | 4229680242000 | SPREADER, RETRACTOR, WILLIAMS/RIGHT, STAINLESS STEEL, TIP SIZE: 1.0CM X 7.0CM, REUSABLE | SPECIALIZED INSTRUMENTATION FOR OPEN AND LAPAROSCOPIC SURGERIES
23906 | 4229680241500 | SPREADER, RETRACTOR, WILLIAMS/LEFT, STAINLESS STEEL, TIP SIZE: 1.0CM X 5.0CM, REUSABLE | SPECIALIZED INSTRUMENTATION FOR OPEN AND LAPAROSCOPIC SURGERIES
23907 | 4229680241700 | SPREADER, RETRACTOR, WILLIAMS/LEFT, STAINLESS STEEL, TIP SIZE: 1.0CM X 7.0CM, REUSABLE | SPECIALIZED INSTRUMENTATION FOR OPEN AND LAPAROSCOPIC SURGERIES
23908 | 4229680186100 | ELEVATOR, SURGICAL, WILLIGER, STAINLESS STEEL, DIAMETER = 4.0MM, LENGTH = 16.0CM, REUSABLE | SPECIALIZED INSTRUMENTATION FOR OPEN AND LAPAROSCOPIC SURGERIES
23909 | 4229680212600 | ELEVATOR, SURGICAL, WILLIGER, STAINLESS STEEL, DIAMETER = 7.0MM, LENGTH = 17.0CM, REUSABLE | SPECIALIZED INSTRUMENTATION FOR OPEN AND LAPAROSCOPIC SURGERIES
23910 | 4229680399400 | ELEVATOR, PERIOSTEAL, WILLIGER, STAINLESS STEEL, DIAMETER = 6.5MM, LENGTH = 16.0CM, REUSABLE | SPECIALIZED INSTRUMENTATION FOR OPEN AND LAPAROSCOPIC SURGERIES
23911 | 4229680146100 | MALLET, HAMMERING, WILLIGER, WEIGHT: 140.0GM, LENGTH = 16.5CM, REUSABLE | SPECIALIZED INSTRUMENTATION FOR OPEN AND LAPAROSCOPIC SURGERIES
23912 | 4229680026400 | MALLET, HAMMERING, WILLIGER, WEIGHT: 320.0GM, LENGTH = 24.0CM, REUSABLE | SPECIALIZED INSTRUMENTATION FOR OPEN AND LAPAROSCOPIC SURGERIES
23913 | 4229680103600 | MALLET, HAMMERING, WILLIGER, WEIGHT: 275.0GM, LENGTH = 24.0CM, REUSABLE | SPECIALIZED INSTRUMENTATION FOR OPEN AND LAPAROSCOPIC SURGERIES
23914 | 4229680191400 | RASPATORY, SCRAPING, WILLIGER/CURVED, BLADE SIZE: 5.0MM, LENGTH = 16.0CM, REUSABLE | SPECIALIZED INSTRUMENTATION FOR OPEN AND LAPAROSCOPIC SURGERIES
23915 | 4229680191100 | RASPATORY, SCRAPING, KAHRE-WILLIGER/CURVED, BLADE SIZE: 4.0MM, REUSABLE | SPECIALIZED INSTRUMENTATION FOR OPEN AND LAPAROSCOPIC SURGERIES
23916 | 4229680191200 | RASPATORY, SCRAPING, KAHRE-WILLIGER/CURVED, BLADE SIZE: 5.0MM, REUSABLE | SPECIALIZED INSTRUMENTATION FOR OPEN AND LAPAROSCOPIC SURGERIES
23917 | 4229680234000 | RASPATORY, SCRAPING, WILLIGER/CURVED, BLADE SIZE: 7.0MM, LENGTH = 16.0CM, REUSABLE | SPECIALIZED INSTRUMENTATION FOR OPEN AND LAPAROSCOPIC SURGERIES
23918 | 4229680454800 | FORCEPS, WIRE CUTTING, STANDARD, TUNGSTEN CARBIDE, LENGTH = 18.5CM, REUSABLE | SPECIALIZED INSTRUMENTATION FOR OPEN AND LAPAROSCOPIC SURGERIES
23919 | 4229680044900 | SCISSORS, WIRE, UNIVERSAL/ANGLED, TUNGSTEN CARBIDE, LENGTH = 12.5CM, REUSABLE | SPECIALIZED INSTRUMENTATION FOR OPEN AND LAPAROSCOPIC SURGERIES
23920 | 4229680246400 | SCISSORS, WIRE, UNIVERSAL/ANGLED, STAINLESS STEEL, LENGTH = 12.0CM, REUSABLE | SPECIALIZED INSTRUMENTATION FOR OPEN AND LAPAROSCOPIC SURGERIES
23921 | 4229680303100 | SCISSORS, WIRE, SHARP-SHARP/CURVED/SERRATED, STAINLESS STEEL, LENGTH = 12.0CM, REUSABLE | SPECIALIZED INSTRUMENTATION FOR OPEN AND LAPAROSCOPIC SURGERIES
23922 | 4229680303000 | SCISSORS, WIRE, BEEBEE/SHARP-SHARP/STRAIGHT, STAINLESS STEEL, LENGTH = 10.0CM, REUSABLE | SPECIALIZED INSTRUMENTATION FOR OPEN AND LAPAROSCOPIC SURGERIES
23923 | 4229680455100 | TIGHTENER, WIRE, WITH CLAMPING JAWS, STAINLESS STEEL, LENGTH = 18.5CM, REUSABLE | SPECIALIZED INSTRUMENTATION FOR OPEN AND LAPAROSCOPIC SURGERIES
23924 | 4229680045100 | FORCEPS, WIRE TWISTING, WIDE, TUNGSTEN CARBIDE, LENGTH = 19.0CM, REUSABLE | SPECIALIZED INSTRUMENTATION FOR OPEN AND LAPAROSCOPIC SURGERIES
23925 | 4229680045000 | FORCEPS, WIRE TWISTING, STANDARD, TUNGSTEN CARBIDE, LENGTH = 18.0CM, REUSABLE | SPECIALIZED INSTRUMENTATION FOR OPEN AND LAPAROSCOPIC SURGERIES
23926 | 4229680295100 | FORCEPS, WIRE TWISTING, STANDARD, TUNGSTEN CARBIDE, LENGTH = 15.5CM, REUSABLE | SPECIALIZED INSTRUMENTATION FOR OPEN AND LAPAROSCOPIC SURGERIES
23927 | 4229680394900 | FORCEPS, WIRE TWISTING, CORWIN, TUNGSTEN CARBIDE, LENGTH = 16.0CM, REUSABLE | SPECIALIZED INSTRUMENTATION FOR OPEN AND LAPAROSCOPIC SURGERIES
23928 | 4229680163600 | RETRACTOR, WOUND SPREADER, BLUNT/3X4 TEETH, LENGTH = 16.0CM, REUSABLE | SPECIALIZED INSTRUMENTATION FOR OPEN AND LAPAROSCOPIC SURGERIES
23929 | 4229680163400 | SPREADER, WOUND, ALM/SHARP/4X4TEETH, LENGTH = 10.0CM, REUSABLE | SPECIALIZED INSTRUMENTATION FOR OPEN AND LAPAROSCOPIC SURGERIES
23930 | 4229680052900 | SPREADER, WOUND, SHARP/3X4TEETH, LENGTH = 20.0CM, REUSABLE | SPECIALIZED INSTRUMENTATION FOR OPEN AND LAPAROSCOPIC SURGERIES
23931 | 4229680052600 | SPREADER, WOUND, BLUNT/2X3TEETH, LENGTH = 11.0CM, REUSABLE | SPECIALIZED INSTRUMENTATION FOR OPEN AND LAPAROSCOPIC SURGERIES
23932 | 4229680052500 | SPREADER, WOUND, ALM/BLUNT/4X4TEETH, LENGTH = 7.0CM, REUSABLE | SPECIALIZED INSTRUMENTATION FOR OPEN AND LAPAROSCOPIC SURGERIES
23933 | 4229680052800 | SPREADER, WOUND, SHARP/3X4TEETH, LENGTH = 16.0CM, REUSABLE | SPECIALIZED INSTRUMENTATION FOR OPEN AND LAPAROSCOPIC SURGERIES
23934 | 4229680246500 | SPREADER, WOUND, BLUNT/3X3TEETH, LENGTH = 13.5CM, REUSABLE | SPECIALIZED INSTRUMENTATION FOR OPEN AND LAPAROSCOPIC SURGERIES
23935 | 4229680453200 | SPREADER, WOUND, ALM/SHARP/4X4TEETH, LENGTH = 7.0CM, REUSABLE | SPECIALIZED INSTRUMENTATION FOR OPEN AND LAPAROSCOPIC SURGERIES
23936 | 4229680303200 | SPREADER, WOUND, BLUNT/3X4TEETH, LENGTH = 20.0CM, REUSABLE | SPECIALIZED INSTRUMENTATION FOR OPEN AND LAPAROSCOPIC SURGERIES
23937 | 4229680455700 | WRENCH, DOUBLE-ENDED, SIZE: 14MM/17MM, LENGTH = 20.0CM, REUSABLE | SPECIALIZED INSTRUMENTATION FOR OPEN AND LAPAROSCOPIC SURGERIES
23938 | 4229680103800 | SCISSORS, MICRO-EAR, WULLSTEIN/STRAIGHT, STAINLESS STEEL, TIP WIDTH= 4.0MM, REUSABLE | SPECIALIZED INSTRUMENTATION FOR OPEN AND LAPAROSCOPIC SURGERIES
23939 | 4229680155900 | SPREADER RETRACTOR WULLSTEIN/SHARP STAINLESS STEEL LENGTH = 13.0CM TEETH: 3X2 REUSABLE | SPECIALIZED INSTRUMENTATION FOR OPEN AND LAPAROSCOPIC SURGERIES
23940 | 4229680114000 | TUBE, SUCTION, WULLSTEIN/WITH 3 CANNULAS, REUSABLE | SPECIALIZED INSTRUMENTATION FOR OPEN AND LAPAROSCOPIC SURGERIES
23941 | 4229680156500 | TUBE, SUCTION, YANKAUER/COMPLETE, LENGTH = 31.0CM, REUSABLE | SPECIALIZED INSTRUMENTATION FOR OPEN AND LAPAROSCOPIC SURGERIES
23942 | 4229680113100 | TUBE, SUCTION, BABY-YANKAUER, LENGTH = 21.0CM, REUSABLE | SPECIALIZED INSTRUMENTATION FOR OPEN AND LAPAROSCOPIC SURGERIES
23943 | 4229680224300 | FORCEPS, MICRO, YASARGIL/BAYONET, STAINLESS STEEL, LENGTH = 18.0CM, TIP WIDTH= 0.9MM, REUSABLE | SPECIALIZED INSTRUMENTATION FOR OPEN AND LAPAROSCOPIC SURGERIES
23944 | 4229680230100 | FORCEPS, SURGICAL, PITUITARY/YASARGIL, STAINLESS STEEL, LENGTH = 25.5CM, TIP WIDTH= 2.2MM, REUSABLE | SPECIALIZED INSTRUMENTATION FOR OPEN AND LAPAROSCOPIC SURGERIES
23945 | 4229680215200 | FORCEPS, TISSUE, YASARGIL-SAMII/BAYONET, STAINLESS STEEL, LENGTH = 24.0CM, TIP WIDTH= 7.0MM, REUSABLE | SPECIALIZED INSTRUMENTATION FOR OPEN AND LAPAROSCOPIC SURGERIES
23946 | 4229680224400 | FORCEPS, MICRO, YASARGIL/BAYONET, STAINLESS STEEL, LENGTH = 20.0CM, TIP WIDTH= 0.9MM, REUSABLE | SPECIALIZED INSTRUMENTATION FOR OPEN AND LAPAROSCOPIC SURGERIES
23947 | 4229680224200 | FORCEPS, MICRO, YASARGIL/BAYONET, STAINLESS STEEL, LENGTH = 18.0CM, TIP WIDTH= 0.6MM, REUSABLE | SPECIALIZED INSTRUMENTATION FOR OPEN AND LAPAROSCOPIC SURGERIES
23948 | 4229680224500 | FORCEPS, MICRO, YASARGIL/BAYONET, STAINLESS STEEL, LENGTH = 24.0CM, TIP WIDTH= 0.9MM, REUSABLE | SPECIALIZED INSTRUMENTATION FOR OPEN AND LAPAROSCOPIC SURGERIES
23949 | 4229680226400 | SCISSORS, MICRO, YASARGIL/BAYONET/CURVED, STAINLESS STEEL, LENGTH = 16.5CM, REUSABLE | SPECIALIZED INSTRUMENTATION FOR OPEN AND LAPAROSCOPIC SURGERIES
23950 | 4229680226500 | SCISSORS, MICRO, YASARGIL/BAYONET/STRAIGHT, STAINLESS STEEL, LENGTH = 16.5CM, REUSABLE | SPECIALIZED INSTRUMENTATION FOR OPEN AND LAPAROSCOPIC SURGERIES
23951 | 4229680213000 | FIXATION, YASARGIL ARM, FLEXIBLE, REUSABLE | SPECIALIZED INSTRUMENTATION FOR OPEN AND LAPAROSCOPIC SURGERIES
23952 | 4229680213100 | BASE, YASARGIL FIXATION, 1 ARM, REUSABLE | SPECIALIZED INSTRUMENTATION FOR OPEN AND LAPAROSCOPIC SURGERIES
23953 | 4229680213200 | BASE, YASARGIL FIXATION, 2 ARM, REUSABLE | SPECIALIZED INSTRUMENTATION FOR OPEN AND LAPAROSCOPIC SURGERIES
23954 | 4229680207200 | HEAD, COUPLING, NEUROSURGERY, 1-5 ARMS, FOR YASARGIL FLEXIBLE ARM, REUSABLE | SPECIALIZED INSTRUMENTATION FOR OPEN AND LAPAROSCOPIC SURGERIES
23955 | 4229680243600 | HOLDER, SPATULA, WITH ROUND SHAFT, FOR YASARGIL FLEXIBLE ARM, REUSABLE | SPECIALIZED INSTRUMENTATION FOR OPEN AND LAPAROSCOPIC SURGERIES
23956 | 4229680243800 | GUIDE, SUTURE, WOUND CLOSURE, YASARGIL/MEDIUM CURVED, LENGTH = 18.5CM, REUSABLE | SPECIALIZED INSTRUMENTATION FOR OPEN AND LAPAROSCOPIC SURGERIES
23957 | 4229680243700 | GUIDE, SUTURE, WOUND CLOSURE, YASARGIL/90 DEGREE/CURVED, LENGTH = 18.5CM, YASARGIL, REUSABLE | SPECIALIZED INSTRUMENTATION FOR OPEN AND LAPAROSCOPIC SURGERIES
23958 | 4229680223800 | DISSECTOR, MICRO, CUTTING, SLIM/STRAIGHT, LENGTH = 23.0CM, REUSABLE | SPECIALIZED INSTRUMENTATION FOR OPEN AND LAPAROSCOPIC SURGERIES
23959 | 4229680223700 | DISSECTOR, MICRO, CUTTING, STRAIGHT, LENGTH = 23.0CM, REUSABLE | SPECIALIZED INSTRUMENTATION FOR OPEN AND LAPAROSCOPIC SURGERIES
23960 | 4229680028300 | RASPATORY, MICRO, SCRAPING, YASARGIL/CURVED, LENGTH = 18.5CM, REUSABLE | SPECIALIZED INSTRUMENTATION FOR OPEN AND LAPAROSCOPIC SURGERIES
23961 | 4229680225500 | RASPATORY, MICRO, SCRAPING, YASARGIL/ANGLED DOWN, LENGTH = 18.5CM, REUSABLE | SPECIALIZED INSTRUMENTATION FOR OPEN AND LAPAROSCOPIC SURGERIES
23962 | 4229680451200 | GUIDE, SUTURE, WOUND CLOSURE, YASARGIL/SLIGHT CURVED, LENGTH = 18.5CM, REUSABLE | SPECIALIZED INSTRUMENTATION FOR OPEN AND LAPAROSCOPIC SURGERIES
23963 | 4229680156300 | TUBE, SUCTION, YASARG, DIAMETER = 2.0MM, WORKING LENGTH = 150.0MM, REUSABLE | SPECIALIZED INSTRUMENTATION FOR OPEN AND LAPAROSCOPIC SURGERIES
23964 | 4229680156400 | TUBE, SUCTION, YASARG, DIAMETER = 2.5MM, WORKING LENGTH = 150.0MM, REUSABLE | SPECIALIZED INSTRUMENTATION FOR OPEN AND LAPAROSCOPIC SURGERIES
23965 | 4229680242600 | TUBE, SUCTION, YASARGIL, DIAMETER = 1.5MM, WORKING LENGTH = 150.0MM, REUSABLE | SPECIALIZED INSTRUMENTATION FOR OPEN AND LAPAROSCOPIC SURGERIES
23966 | 4229680242700 | TUBE, SUCTION, YASARGIL, DIAMETER = 3.5MM, WORKING LENGTH = 150.0MM, REUSABLE | SPECIALIZED INSTRUMENTATION FOR OPEN AND LAPAROSCOPIC SURGERIES
23967 | 4229680339600 | SCISSORS, MICRO, ZANINI/6.0MM LONG BLADES/STRAIGHT, STAINLESS STEEL, REUSABLE | SPECIALIZED INSTRUMENTATION FOR OPEN AND LAPAROSCOPIC SURGERIES
23968 | 4229680135200 | FORCEPS, DISSECTING, ZENKER/SLIM/CURVED, STAINLESS STEEL, LENGTH = 29.5CM, REUSABLE | SPECIALIZED INSTRUMENTATION FOR OPEN AND LAPAROSCOPIC SURGERIES
23969 | 4229680135300 | FORCEPS, DISSECTING, ZENKER/SLIM/CURVED, STAINLESS STEEL, LENGTH = 28.5CM, REUSABLE | SPECIALIZED INSTRUMENTATION FOR OPEN AND LAPAROSCOPIC SURGERIES
23970 | 4229680152300 | RETRACTOR, WOUND, ZENKER/ANGULATED, STAINLESS STEEL, TIP SIZE: 35.0MM X 9.0MM, LENGTH = 25.0CM, REUSABLE | SPECIALIZED INSTRUMENTATION FOR OPEN AND LAPAROSCOPIC SURGERIES
23971 | 4229680150000 | RETRACTOR, WOUND, ZENKER/ANGULATED, STAINLESS STEEL, TIP SIZE: 60.0MM X 12.0MM, LENGTH = 26.5CM, REUSABLE | SPECIALIZED INSTRUMENTATION FOR OPEN AND LAPAROSCOPIC SURGERIES
23972 | 4229680152400 | RETRACTOR, WOUND, ZENKER/ANGULATED, STAINLESS STEEL, TIP SIZE: 75.0MM X 12.0MM, LENGTH = 27.5CM, REUSABLE | SPECIALIZED INSTRUMENTATION FOR OPEN AND LAPAROSCOPIC SURGERIES
23973 | 4229680438100 | RETRACTOR, WOUND, ZENKER/ANGULATED, STAINLESS STEEL, TIP SIZE: 10.0MM X 3.0MM, LENGTH = 18.0CM, REUSABLE | SPECIALIZED INSTRUMENTATION FOR OPEN AND LAPAROSCOPIC SURGERIES
23974 | 4229680339700 | SPATULA, CORNEAL, PROTECTION, ZIRM/STRAIGHT SHAFT/ANGLED AND GENTLY CURVED/SPATULA LIKE TIP WITH ROUGHENED SURFACE/ROUND KNURLED HANDLE, LASIK, REUSABLE | SPECIALIZED INSTRUMENTATION FOR OPEN AND LAPAROSCOPIC SURGERIES
23975 | 4229680117100 | ELEVATOR, ZYGOMA, GILLIES/ANGULATED, STAINLESS STEEL, LENGTH = 25.0CM, REUSABLE | SPECIALIZED INSTRUMENTATION FOR OPEN AND LAPAROSCOPIC SURGERIES
23976 | 4229180232000 | FORCEPS, BONNEY TISSUE 1X2 175MM REUSABLE | SPECIALIZED INSTRUMENTATION FOR OPEN AND LAPAROSCOPIC SURGERIES
23977 | 4229490014600 | FORCEPS TUTTLE LUNG 230MM, REUSABLE | SPECIALIZED INSTRUMENTATION FOR OPEN AND LAPAROSCOPIC SURGERIES
23978 | 4229310001500 | RETRACTOR, GIL VERNET VEIN 240MM, WIDTH= 15MM REUSABLE | SPECIALIZED INSTRUMENTATION FOR OPEN AND LAPAROSCOPIC SURGERIES
23979 | 4222160600100 | CLAMP CASTANEDA NEONATAL CURVED, 18MM, 155MM, REUSABLE | SPECIALIZED INSTRUMENTATION FOR OPEN AND LAPAROSCOPIC SURGERIES
23980 | 4229680291500 | SKIN HOOK JOSEPH CURVED 160 MM, 2 PRONGS SHARP, WIDTH = 10MM, REUSABLE | SPECIALIZED INSTRUMENTATION FOR OPEN AND LAPAROSCOPIC SURGERIES
23981 | 4229421808300 | SNARE BRUENINGS TONSIL 10 270MM REUSABLE | SPECIALIZED INSTRUMENTATION FOR OPEN AND LAPAROSCOPIC SURGERIES
23982 | 4229161419300 | SCISSORS, METZENBAUM STRAIGHT STAINLESS STEEL 5 3/4 INCH REUSABLE | SPECIALIZED INSTRUMENTATION FOR OPEN AND LAPAROSCOPIC SURGERIES
23983 | 4229161425600 | SCISSORS SUPERCUT DISSECTING CURVED 115 MM, DELICATE PATTERN WAVE CUT BLUNT/BLUNT REUSABLE | SPECIALIZED INSTRUMENTATION FOR OPEN AND LAPAROSCOPIC SURGERIES
23984 | 4229180001500 | FORCEPS, HEANEY HYSTERECTOMY CURVED, 250 MM (9 3/4 INCH) TWO TRANSVERSE TEETH NON-STERILE REUSABLE | SPECIALIZED INSTRUMENTATION FOR OPEN AND LAPAROSCOPIC SURGERIES
23985 | 4229180235700 | FORCEPS, LAHEY SWEET STEEL 200 MM REUSABLE | SPECIALIZED INSTRUMENTATION FOR OPEN AND LAPAROSCOPIC SURGERIES
23986 | 4229270204200 | ELEVATOR MACDONALD REUSABLE | SPECIALIZED INSTRUMENTATION FOR OPEN AND LAPAROSCOPIC SURGERIES
23987 | 4229680432300 | WIRE HOLDING PLIERS 170MM, REUSABLE | SPECIALIZED INSTRUMENTATION FOR OPEN AND LAPAROSCOPIC SURGERIES
23988 | 4229270102900 | SUCTION TUBE DISSECTOR NEGUS 210MM, DIAMETER. 6MM REUSABLE | SPECIALIZED INSTRUMENTATION FOR OPEN AND LAPAROSCOPIC SURGERIES
23989 | 4226150600700 | OSTEOTOME MASING STRAIGHT SG GUARD 178MM REUSABLE | SPECIALIZED INSTRUMENTATION FOR OPEN AND LAPAROSCOPIC SURGERIES
23990 | 4224150000500 | HOOK, COTTLE SKIN, 180 DEGREE STRONGLY CURVED 160 MM (6 1/4 INCH) 1 PRONG SHARP NON-STERILE REUSABLE | SPECIALIZED INSTRUMENTATION FOR OPEN AND LAPAROSCOPIC SURGERIES
23991 | 4229681606100 | DEPRESSOR DOUGHTY TONGUEBLADE DEPTH: 102MM REUSABLE | SPECIALIZED INSTRUMENTATION FOR OPEN AND LAPAROSCOPIC SURGERIES
23992 | 4229180234100 | LAPAROSCOPIC ROTHENBERG BOWEL GRASPER, ROTATING, DISMANTLING, INSULATED, WITH CONNECTOR PIN FOR UNIPOLAR COAGULATION, WITH LUER-LOCK IRRIGATION CONNECTOR FOR CLEANING, DOUBLE ACTION JAWS, SIZE 3MM, LENGTH 20 CM, REUSABLE | SPECIALIZED INSTRUMENTATION FOR OPEN AND LAPAROSCOPIC SURGERIES
23993 | 4229517102800 | KNOT TIER, FOR EXTRACORPOREAL KNOTTING, 3.5MM, LENGTH 20CM, REUSABLE | SPECIALIZED INSTRUMENTATION FOR OPEN AND LAPAROSCOPIC SURGERIES
23994 | 4810180400100 | CUP, MEASURING, GRADUATED, VOLUME: 100.0CC, REUSABLE | SPECIALIZED INSTRUMENTATION FOR OPEN AND LAPAROSCOPIC SURGERIES
23995 | 4229492100700 | KNOT TIER FOR EXTRACORPOREAL KNOTTING WITH OPEN AND CLOSED END SIZE 5 MM LENGTH 36 CM REUSABLE | SPECIALIZED INSTRUMENTATION FOR OPEN AND LAPAROSCOPIC SURGERIES
23996 | 4229680303800 | ALFONSO CUTTING PLATFORM, REUSABLE | SPECIALIZED INSTRUMENTATION FOR OPEN AND LAPAROSCOPIC SURGERIES
23997 | 4229680303900 | FORCEPS, ALFONSO, 3X4 TEETH, REUSABLE | SPECIALIZED INSTRUMENTATION FOR OPEN AND LAPAROSCOPIC SURGERIES
23998 | 4229680304100 | ALFONSO-MCINTYRE IRRIGATING SPOON, SMALL, REUSABLE | SPECIALIZED INSTRUMENTATION FOR OPEN AND LAPAROSCOPIC SURGERIES
23999 | 4229300102100 | CALIPER, AORTIC VALVE, MEASUREMENT OF EFFECTIVE HEIGHT, REUSABLE | SPECIALIZED INSTRUMENTATION FOR OPEN AND LAPAROSCOPIC SURGERIES
24000 | 4229180258700 | CLAMP, ATRAUMATIC SLIDER-SHAFT 37CM, 115MM/100MM, 1X2 DEBAKEY-SERRATIONS VALVE GATE, (OR EQUIVALENT), REUSABLE | SPECIALIZED INSTRUMENTATION FOR OPEN AND LAPAROSCOPIC SURGERIES
24001 | 4229180265100 | FORCEPS, CORE, RESANO/SINGLE ACTION, STAINLESS STEEL, SIZE: SMALL, REUSABLE | SPECIALIZED INSTRUMENTATION FOR OPEN AND LAPAROSCOPIC SURGERIES
24002 | 4229180265000 | FORCEPS, CORE, RESANO/SINGLE ACTION, STAINLESS STEEL, SIZE: LARGE, REUSABLE | SPECIALIZED INSTRUMENTATION FOR OPEN AND LAPAROSCOPIC SURGERIES
24003 | 4229161428600 | SCISSORS, DRESSING, BANDAGE/LISTER, STAINLESS STEEL, LENGTH = 14CM, REUSABLE | SPECIALIZED INSTRUMENTATION FOR OPEN AND LAPAROSCOPIC SURGERIES
24004 | 4229161428700 | SCISSORS, DRESSING, BANDAGE/LISTER, STAINLESS STEEL, LENGTH = 18CM, REUSABLE | SPECIALIZED INSTRUMENTATION FOR OPEN AND LAPAROSCOPIC SURGERIES
24005 | 4229350110900 | TUBE SUCTION, BARON 3FR, REUSABLE | SPECIALIZED INSTRUMENTATION FOR OPEN AND LAPAROSCOPIC SURGERIES
24006 | 4229680305300 | SPATULA, BARRAQUER IRIS, 0.5MM, REUSABLE | SPECIALIZED INSTRUMENTATION FOR OPEN AND LAPAROSCOPIC SURGERIES
24007 | 4228150915700 | CONTAINER, FOR BAYONET CURETTE WITH LID, REUSABLE | SPECIALIZED INSTRUMENTATION FOR OPEN AND LAPAROSCOPIC SURGERIES
24008 | 4229163000200 | KNIFE HANDLE, BAYONET LATERAL 248 MM, REUSABLE | SPECIALIZED INSTRUMENTATION FOR OPEN AND LAPAROSCOPIC SURGERIES
24009 | 4229163000300 | KNIFE HANDLE, BAYONET VERTICAL 248 MM, REUSABLE | SPECIALIZED INSTRUMENTATION FOR OPEN AND LAPAROSCOPIC SURGERIES
24010 | 4229490827400 | FORCEPS, BLAKESLEY-WILDE NASAL 90 DEGREE UPTURNED SIZE 3, WORKING LENGTH 11CM, REUSABLE | SPECIALIZED INSTRUMENTATION FOR OPEN AND LAPAROSCOPIC SURGERIES
24011 | 4229490827100 | FORCEPS, BLAKESLEY-WIGARD NASAL 60 DEGREE UPTURNED LONG JAWS 6X20MM, REUSABLE | SPECIALIZED INSTRUMENTATION FOR OPEN AND LAPAROSCOPIC SURGERIES
24012 | 4229490827500 | FORCEPS, BLAKESLEY-WILDE NASAL 90 DEGREE UPTURNED, SIZE 2 WITH CLEANING CONNECTOR, WL13CM, REUSABLE | SPECIALIZED INSTRUMENTATION FOR OPEN AND LAPAROSCOPIC SURGERIES
24013 | 4229490826900 | FORCEPS, BLAKESLEY NASAL 45 DEGREE UPTURNED SIZE 3, WORKING LENGTH 11CM, REUSABLE | SPECIALIZED INSTRUMENTATION FOR OPEN AND LAPAROSCOPIC SURGERIES
24014 | 4229490827600 | FORCEPS, BLAKESLEY-WILDE NASAL 90 DEGREE UPTURNED, SIZE 3 WITH CLEANING CONNECTOR, WORKING LENGTH 13CM, REUSABLE | SPECIALIZED INSTRUMENTATION FOR OPEN AND LAPAROSCOPIC SURGERIES
24015 | 4229490826700 | FORCEPS, BLAKESLEY NASAL 45 DEGREE UPTURNED SIZE 2, WORKING LENGTH 11CM, REUSABLE | SPECIALIZED INSTRUMENTATION FOR OPEN AND LAPAROSCOPIC SURGERIES
24016 | 4229490827200 | FORCEPS, BLAKESLEY-WILDE NASAL 90 DEGREE UPTURNED SIZE 1, REUSABLE | SPECIALIZED INSTRUMENTATION FOR OPEN AND LAPAROSCOPIC SURGERIES
24017 | 4229270205700 | ELEVATOR, CREGO PERIOSTEAL, BLUNT, CURVED 15MM, LENGTH = 19CM, REUSABLE | SPECIALIZED INSTRUMENTATION FOR OPEN AND LAPAROSCOPIC SURGERIES
24018 | 4229270205800 | ELEVATOR, CREGO PERIOSTEAL, BLUNT, SLIGHT CURVED 7MM, LENGTH = 19CM, REUSABLE | SPECIALIZED INSTRUMENTATION FOR OPEN AND LAPAROSCOPIC SURGERIES
24019 | 4229161215400 | RONGEUR, ECHLIN BONE, CURVED SIDEWAYS, TIP 2X9, REUSABLE | SPECIALIZED INSTRUMENTATION FOR OPEN AND LAPAROSCOPIC SURGERIES
24020 | 4229161215500 | RONGEUR, ECHLIN BONE, CURVED SIDEWAYS, TIP 3X9, REUSABLE | SPECIALIZED INSTRUMENTATION FOR OPEN AND LAPAROSCOPIC SURGERIES
24021 | 4229161215600 | RONGEUR, ECHLIN BONE, CURVED SIDEWAYS, TIP 4X9, REUSABLE | SPECIALIZED INSTRUMENTATION FOR OPEN AND LAPAROSCOPIC SURGERIES
24022 | 4229161215700 | RONGEUR, MINI RUSKIN, 15CM, STRAIGHT, REUSABLE | SPECIALIZED INSTRUMENTATION FOR OPEN AND LAPAROSCOPIC SURGERIES
24023 | 4229313301500 | LIGHTWEIGHT TABLE POST, 12 IN, FOR BOOKWALTER (OR EQUIVALENT), REUSABLE | SPECIALIZED INSTRUMENTATION FOR OPEN AND LAPAROSCOPIC SURGERIES
24024 | 4229313302100 | POST COUPLER, FOR BOOKWALTER (OR EQUIVALENT), REUSABLE | SPECIALIZED INSTRUMENTATION FOR OPEN AND LAPAROSCOPIC SURGERIES
24025 | 4229313301900 | MEDIUM SEGMENTED RING, FOR BOOKWALTER (OR EQUIVALENT), REUSABLE | SPECIALIZED INSTRUMENTATION FOR OPEN AND LAPAROSCOPIC SURGERIES
24026 | 4229313302800 | STRAIGHT RING SEGMENT, 4 IN, PAIR, FOR BOOKWALTER (OR EQUIVALENT), REUSABLE | SPECIALIZED INSTRUMENTATION FOR OPEN AND LAPAROSCOPIC SURGERIES
24027 | 4229313303000 | TILTING RATCHET X4, FOR BOOKWALTER (OR EQUIVALENT), REUSABLE | SPECIALIZED INSTRUMENTATION FOR OPEN AND LAPAROSCOPIC SURGERIES
24028 | 4229313302600 | SELF-RETAINING TILTING RATCHET X4, FOR BOOKWALTER (OR EQUIVALENT), REUSABLE | SPECIALIZED INSTRUMENTATION FOR OPEN AND LAPAROSCOPIC SURGERIES
24029 | 4229313907100 | KELLY RETRACTOR BLADE 2X3 X2, FOR BOOKWALTER (OR EQUIVALENT), REUSABLE | SPECIALIZED INSTRUMENTATION FOR OPEN AND LAPAROSCOPIC SURGERIES
24030 | 4229313907200 | KELLY RETRACTOR BLADE 2X4 X2, FOR BOOKWALTER (OR EQUIVALENT), REUSABLE | SPECIALIZED INSTRUMENTATION FOR OPEN AND LAPAROSCOPIC SURGERIES
24031 | 4229313907300 | KELLY RETRACTOR BLADE 2X5, FOR BOOKWALTER (OR EQUIVALENT), REUSABLE | SPECIALIZED INSTRUMENTATION FOR OPEN AND LAPAROSCOPIC SURGERIES
24032 | 4229313907400 | KELLY RETRACTOR BLADE 2X6, FOR BOOKWALTER (OR EQUIVALENT), REUSABLE | SPECIALIZED INSTRUMENTATION FOR OPEN AND LAPAROSCOPIC SURGERIES
24033 | 4229313301200 | HARRINGTON RETRACTOR BLADE, FOR BOOKWALTER (OR EQUIVALENT), REUSABLE | SPECIALIZED INSTRUMENTATION FOR OPEN AND LAPAROSCOPIC SURGERIES
24034 | 4229310726500 | RETRACTOR, BALFOUR, FOR BOOKWALTER (OR EQUIVALENT), REUSABLE | SPECIALIZED INSTRUMENTATION FOR OPEN AND LAPAROSCOPIC SURGERIES
24035 | 4229313301600 | MALLEABLE RETRACTOR BLADE 1 1/2X6, FOR BOOKWALTER (OR EQUIVALENT), REUSABLE | SPECIALIZED INSTRUMENTATION FOR OPEN AND LAPAROSCOPIC SURGERIES
24036 | 4229313301700 | MALLEABLE RETRACTOR BLADE 2X6 X2, FOR BOOKWALTER (OR EQUIVALENT), REUSABLE | SPECIALIZED INSTRUMENTATION FOR OPEN AND LAPAROSCOPIC SURGERIES
24037 | 4229313301800 | MALLEABLE RETRACTOR BLADE 3X6, FOR BOOKWALTER (OR EQUIVALENT), REUSABLE | SPECIALIZED INSTRUMENTATION FOR OPEN AND LAPAROSCOPIC SURGERIES
24038 | 4229313303100 | TWISTER RATCHET, FOR BOOKWALTER (OR EQUIVALENT), REUSABLE | SPECIALIZED INSTRUMENTATION FOR OPEN AND LAPAROSCOPIC SURGERIES
24039 | 4229313906700 | HORIZONTAL FLEX BAR, FOR BOOKWALTER (OR EQUIVALENT), REUSABLE | SPECIALIZED INSTRUMENTATION FOR OPEN AND LAPAROSCOPIC SURGERIES
24040 | 4229313302200 | RETRACTOR HORIZONTAL BAR, FOR BOOKWALTER (OR EQUIVALENT), REUSABLE | SPECIALIZED INSTRUMENTATION FOR OPEN AND LAPAROSCOPIC SURGERIES
24041 | 4229313302500 | RETRACTOR, OVAL RING MEDIUM, FOR BOOKWALTER (OR EQUIVALENT), REUSABLE | SPECIALIZED INSTRUMENTATION FOR OPEN AND LAPAROSCOPIC SURGERIES
24042 | 4214160601600 | BOWL, POLYPROPYLENE, CAPACITY: 0.5L, REUSABLE | SPECIALIZED INSTRUMENTATION FOR OPEN AND LAPAROSCOPIC SURGERIES
24043 | 4229680331400 | BOWL, ROUND, 0.16 LITER, REUSABLE | SPECIALIZED INSTRUMENTATION FOR OPEN AND LAPAROSCOPIC SURGERIES
24044 | 4229680308800 | BRIERLEY CHAMBER MAINTAINER, REUSABLE | SPECIALIZED INSTRUMENTATION FOR OPEN AND LAPAROSCOPIC SURGERIES
24045 | 4229160705900 | CURETTE, BRUNS BONE, 169MM ROUND CUP SIZE 3, 10.2MM DIAMETER, REUSABLE | SPECIALIZED INSTRUMENTATION FOR OPEN AND LAPAROSCOPIC SURGERIES
24046 | 4229160706000 | CURETTE, BRUNS BONE, 169MM ROUND CUP SIZE 4, 11.8MM DIAMETER, REUSABLE | SPECIALIZED INSTRUMENTATION FOR OPEN AND LAPAROSCOPIC SURGERIES
24047 | 4229160706100 | CURETTE, BRUNS BONE, 169MM ROUND CUP SIZE 5, 12.8MM DIAMETER, REUSABLE | SPECIALIZED INSTRUMENTATION FOR OPEN AND LAPAROSCOPIC SURGERIES
24048 | 4229160706200 | CURETTE, BRUNS BONE, 169MM ROUND CUP SIZE 6, 14MM DIAMETER, REUSABLE | SPECIALIZED INSTRUMENTATION FOR OPEN AND LAPAROSCOPIC SURGERIES
24049 | 4229313303500 | YAN MINI-ACCESS RETRACTOR FRAME, REUSABLE | SPECIALIZED INSTRUMENTATION FOR OPEN AND LAPAROSCOPIC SURGERIES
24050 | 4229313303200 | YAN MINI BLADE 36MM X 30MM, REUSABLE | SPECIALIZED INSTRUMENTATION FOR OPEN AND LAPAROSCOPIC SURGERIES
24051 | 4229313303300 | YAN MINI BLADE 36MM X 40MM, REUSABLE | SPECIALIZED INSTRUMENTATION FOR OPEN AND LAPAROSCOPIC SURGERIES
24052 | 4229313303400 | YAN MINI BLADE 36MM X 50MM, REUSABLE | SPECIALIZED INSTRUMENTATION FOR OPEN AND LAPAROSCOPIC SURGERIES
24053 | 4229680316400 | SPECULUM, FISH KIND CASTROVIEJO, REUSABLE | SPECIALIZED INSTRUMENTATION FOR OPEN AND LAPAROSCOPIC SURGERIES
24054 | 4229680320700 | FORCEPS, HUNT CHALAZION, REUSABLE | SPECIALIZED INSTRUMENTATION FOR OPEN AND LAPAROSCOPIC SURGERIES
24055 | 4229680316900 | FORCEPS, FRANCIS CHALAZION, REUSABLE | SPECIALIZED INSTRUMENTATION FOR OPEN AND LAPAROSCOPIC SURGERIES
24056 | 4229680317100 | FREER CHISEL 190MM, REUSABLE | SPECIALIZED INSTRUMENTATION FOR OPEN AND LAPAROSCOPIC SURGERIES
24057 | 4229680317400 | FREER LACRIMAL CHISEL, CURVED, REUSABLE | SPECIALIZED INSTRUMENTATION FOR OPEN AND LAPAROSCOPIC SURGERIES
24058 | 4229680312700 | FORCEPS, CONJUNCTIVA, LENGTH = 9CM, REUSABLE | SPECIALIZED INSTRUMENTATION FOR OPEN AND LAPAROSCOPIC SURGERIES
24059 | 4229680323200 | FORCEPS, KAUFMANN CONJUNCTIVA WITH TYING PLATFORM, FLAT SERRATED HANDLE, 1 X 2 TEETH, 7.2 CM, REUSABLE | SPECIALIZED INSTRUMENTATION FOR OPEN AND LAPAROSCOPIC SURGERIES
24060 | 4229310727200 | RETRACTOR, COOLEY STERNUM XL, STAINLESS STEEL, 35X100MM BLADES, 180MM ARMS, 180MM SPREAD, REUSABLE | SPECIALIZED INSTRUMENTATION FOR OPEN AND LAPAROSCOPIC SURGERIES
24061 | 4229310727000 | RETRACTOR, COOLEY ATRIAL, SMALL 20MM, 6MM ROD, REUSABLE | SPECIALIZED INSTRUMENTATION FOR OPEN AND LAPAROSCOPIC SURGERIES
24062 | 4229310726800 | RETRACTOR, COOLEY ATRIAL, MEDIUM 35MM, 6MM ROD, REUSABLE | SPECIALIZED INSTRUMENTATION FOR OPEN AND LAPAROSCOPIC SURGERIES
24063 | 4229310726600 | RETRACTOR, COOLEY ATRIAL, LARGE 45MM, 6MM ROD, REUSABLE | SPECIALIZED INSTRUMENTATION FOR OPEN AND LAPAROSCOPIC SURGERIES
24064 | 4229310727100 | RETRACTOR, COOLEY ATRIAL, TRICUSPID 45MM, 6MM, REUSABLE | SPECIALIZED INSTRUMENTATION FOR OPEN AND LAPAROSCOPIC SURGERIES
24065 | 4229290316100 | NEEDLE HOLDER, CORE/STRAIGHT/W/ LOCK/SMALL, TUNGSTEN CARBIDE, REUSABLE | SPECIALIZED INSTRUMENTATION FOR OPEN AND LAPAROSCOPIC SURGERIES
24066 | 4229290316000 | NEEDLE HOLDER, CORE/STRAIGHT/W/ LOCK/LARGE, TUNGSTEN CARBIDE, REUSABLE | SPECIALIZED INSTRUMENTATION FOR OPEN AND LAPAROSCOPIC SURGERIES
24067 | 4229290315800 | NEEDLE HOLDER, CORE/CURVED/W/ LOCK/LARGE, TUNGSTEN CARBIDE, REUSABLE | SPECIALIZED INSTRUMENTATION FOR OPEN AND LAPAROSCOPIC SURGERIES
24068 | 4229290315900 | NEEDLE HOLDER, CORE/CURVED/W/ LOCK/SMALL, TUNGSTEN CARBIDE, REUSABLE | SPECIALIZED INSTRUMENTATION FOR OPEN AND LAPAROSCOPIC SURGERIES
24069 | 4229161326200 | DEVICE, CORNEAL PUNCH, REUSABLE | SPECIALIZED INSTRUMENTATION FOR OPEN AND LAPAROSCOPIC SURGERIES
24070 | 4229161327900 | PUNCH, CORNEAL, KERATOPLASTY TREPHINE W/ THREAD/NEUHANN, JAW WIDTH= 9.7MM, REUSABLE | SPECIALIZED INSTRUMENTATION FOR OPEN AND LAPAROSCOPIC SURGERIES
24071 | 4229514329800 | CUTTING LOOP, UNIPOLAR, STRAIGHT, 26 FR, REUSABLE | SPECIALIZED INSTRUMENTATION FOR OPEN AND LAPAROSCOPIC SURGERIES
24072 | 4229514329600 | CUTTING LOOP, UNIPOLAR, CUTTING ELECTRODE POINTED, 26 FR, REUSABLE | SPECIALIZED INSTRUMENTATION FOR OPEN AND LAPAROSCOPIC SURGERIES
24073 | 4229496502100 | CUTTING LOOP, BIPOLAR, IDEAL FOR RESECTION OF LARGER PROSTATE GLANDS., REUSABLE | SPECIALIZED INSTRUMENTATION FOR OPEN AND LAPAROSCOPIC SURGERIES
24074 | 4229496501700 | CUTTING LOOP, BIPOLAR, BLADDER TUMOR VAPORIZATION AND RESECTION., REUSABLE | SPECIALIZED INSTRUMENTATION FOR OPEN AND LAPAROSCOPIC SURGERIES
24075 | 4229496502400 | CUTTING LOOP, BIPOLAR, THINNER LOOP DIAMETER., REUSABLE | SPECIALIZED INSTRUMENTATION FOR OPEN AND LAPAROSCOPIC SURGERIES
24076 | 4229496502200 | CUTTING LOOP, BIPOLAR, RECTANGULAR, REUSABLE | SPECIALIZED INSTRUMENTATION FOR OPEN AND LAPAROSCOPIC SURGERIES
24077 | 4229496501600 | CUTTING LOOP, BIPOLAR, A WIDER ELECTRODE TO ACCOMMODATE 27/28 FR., REUSABLE | SPECIALIZED INSTRUMENTATION FOR OPEN AND LAPAROSCOPIC SURGERIES
24078 | 4229496502300 | CUTTING LOOP, BIPOLAR, SLIMMER ELECTRODE, REUSABLE | SPECIALIZED INSTRUMENTATION FOR OPEN AND LAPAROSCOPIC SURGERIES
24079 | 4229496501900 | CUTTING LOOP, BIPOLAR, EXTNDED LENGTH, REUSABLE | SPECIALIZED INSTRUMENTATION FOR OPEN AND LAPAROSCOPIC SURGERIES
24080 | 4229496501800 | CUTTING LOOP, BIPOLAR, COAGULATING POINTED ELECTRODE, REUSABLE | SPECIALIZED INSTRUMENTATION FOR OPEN AND LAPAROSCOPIC SURGERIES
24081 | 4229496502000 | CUTTING LOOP, BIPOLAR, HYBRID VAPORIZATION AND RESECTION ELECTRODE, REUSABLE | SPECIALIZED INSTRUMENTATION FOR OPEN AND LAPAROSCOPIC SURGERIES
24082 | 4229514329700 | CUTTING LOOP, UNIPOLAR, STRAIGHT, 13 FR, REUSABLE | SPECIALIZED INSTRUMENTATION FOR OPEN AND LAPAROSCOPIC SURGERIES
24083 | 4229514329300 | CUTTING LOOP, UNIPOLAR, COAGULATION ELECTRODE, BALL END 5MM, 13 FR, REUSABLE | SPECIALIZED INSTRUMENTATION FOR OPEN AND LAPAROSCOPIC SURGERIES
24084 | 4229514329500 | CUTTING LOOP, UNIPOLAR, CUTTING ELECTRODE POINTED, 13 FR, REUSABLE | SPECIALIZED INSTRUMENTATION FOR OPEN AND LAPAROSCOPIC SURGERIES
24085 | 4229514329200 | CUTTING LOOP, UNIPOLAR, ANGLED, 13 FR, REUSABLE | SPECIALIZED INSTRUMENTATION FOR OPEN AND LAPAROSCOPIC SURGERIES
24086 | 4229180259100 | CLAMP, DEBAKEY DIETHRICH BULLDOG, LENGTH= 48MM ANGLED JAWS: 20MM PRESSURE 80GR, REUSABLE | SPECIALIZED INSTRUMENTATION FOR OPEN AND LAPAROSCOPIC SURGERIES
24087 | 4229680330400 | BASKET, PERFORATED 1/2 56MM, REUSABLE | SPECIALIZED INSTRUMENTATION FOR OPEN AND LAPAROSCOPIC SURGERIES
24088 | 4229491001200 | BIPOLAR CABLE, LENGTH 300 CM, FOR LAPAROSCOPIC, REUSABLE | SPECIALIZED INSTRUMENTATION FOR OPEN AND LAPAROSCOPIC SURGERIES
24089 | 4229330300200 | SPECULUM, DOYEN SIZE 115 X 45MM, REUSABLE | SPECIALIZED INSTRUMENTATION FOR OPEN AND LAPAROSCOPIC SURGERIES
24090 | 4229680303500 | FORCEPS, DRESSING, MINI ADSON, STAINLESS STEEL, LENGTH = 12.0CM, WITH TEETH, REUSABLE | SPECIALIZED INSTRUMENTATION FOR OPEN AND LAPAROSCOPIC SURGERIES
24091 | 4214273400100 | CONNECTOR, WITH TUBE FOR ELLIK EVACUATOR, REUSABLE | SPECIALIZED INSTRUMENTATION FOR OPEN AND LAPAROSCOPIC SURGERIES
24092 | 4214273400200 | GLASS RECEPTACLE, FOR ELLIK EVACUATOR, REUSABLE | SPECIALIZED INSTRUMENTATION FOR OPEN AND LAPAROSCOPIC SURGERIES
24093 | 4214273400000 | BULB, RUBBER, FOR ELLIK EVACUATOR, REUSABLE | SPECIALIZED INSTRUMENTATION FOR OPEN AND LAPAROSCOPIC SURGERIES
24094 | 4229180266700 | FORCEPS, GIRAFFE, FRONTAL SINUS, ANGLE 45 DEGREE, VERTICAL CUTTING, CUP SIZE 2MM, REUSABLE | SPECIALIZED INSTRUMENTATION FOR OPEN AND LAPAROSCOPIC SURGERIES
24095 | 4229180266800 | FORCEPS, GIRAFFE, FRONTAL SINUS, ANGLE 45 DEGREE, VERTICAL CUTTING, CUP SIZE 3MM, REUSABLE | SPECIALIZED INSTRUMENTATION FOR OPEN AND LAPAROSCOPIC SURGERIES
24096 | 4229180266900 | FORCEPS, GIRAFFE, FRONTAL SINUS, ANGLE 70 DEGREE, HORIZONTAL DOUBLE ACTION CUTTING, CUP SIZE 3MM, REUSABLE | SPECIALIZED INSTRUMENTATION FOR OPEN AND LAPAROSCOPIC SURGERIES
24097 | 4229180267000 | FORCEPS, GIRAFFE, FRONTAL SINUS, ANGLE 70 DEGREE, HORIZONTAL DOUBLE ACTION CUTTING, CUP SIZE 4MM, REUSABLE | SPECIALIZED INSTRUMENTATION FOR OPEN AND LAPAROSCOPIC SURGERIES
24098 | 4229180266500 | FORCEPS, GIRAFFE, FRONTAL SINUS, ANGLE 100 DEGREE, HORIZONTAL DOUBLE ACTION CUTTING, CUP SIZE 4MM, REUSABLE | SPECIALIZED INSTRUMENTATION FOR OPEN AND LAPAROSCOPIC SURGERIES
24099 | 4229180267300 | FORCEPS, GIRAFFE, THRU CUT SINUS, ANGLE 70 DEGREE, VERTICAL CUTTING, CUP SIZE 3X6MM, REUSABLE | SPECIALIZED INSTRUMENTATION FOR OPEN AND LAPAROSCOPIC SURGERIES
24100 | 4229171308500 | FORCEPS, PUNCH STAMMBERGER, CIRCULAR, TIP SIZE 3.5MM, STRAIGHT, REUSABLE | SPECIALIZED INSTRUMENTATION FOR OPEN AND LAPAROSCOPIC SURGERIES
24101 | 4229171308700 | FORCEPS, PUNCH STAMMBERGER, CIRCULAR, TIP SIZE 4.5MM, STRAIGHT, REUSABLE | SPECIALIZED INSTRUMENTATION FOR OPEN AND LAPAROSCOPIC SURGERIES
24102 | 4229171308400 | FORCEPS, PUNCH STAMMBERGER, CIRCULAR, TIP SIZE 3.5MM, 70 DEGREE, REUSABLE | SPECIALIZED INSTRUMENTATION FOR OPEN AND LAPAROSCOPIC SURGERIES
24103 | 4229171308600 | FORCEPS, PUNCH STAMMBERGER, CIRCULAR, TIP SIZE 4.5MM, 70 DEGREE, REUSABLE | SPECIALIZED INSTRUMENTATION FOR OPEN AND LAPAROSCOPIC SURGERIES
24104 | 4229680315800 | SCISSORS, SURGICAL, ENUCLEATION, STAINLESS STEEL, LENGTH = 13.5CM, REUSABLE | SPECIALIZED INSTRUMENTATION FOR OPEN AND LAPAROSCOPIC SURGERIES
24105 | 4229680315900 | EVISCERATION SPOON, SMALL AND LARGE, REUSABLE | SPECIALIZED INSTRUMENTATION FOR OPEN AND LAPAROSCOPIC SURGERIES
24106 | 4218301700600 | SPECULUM EYE COOK W/ LOCKING SCREW NO. 0, REUSABLE | SPECIALIZED INSTRUMENTATION FOR OPEN AND LAPAROSCOPIC SURGERIES
24107 | 4229161103000 | RASPATORY, SCRAPING, FARABEUF/STRAIGHT, LENGTH = 13CM, REUSABLE | SPECIALIZED INSTRUMENTATION FOR OPEN AND LAPAROSCOPIC SURGERIES
24108 | 4229161102900 | RASPATORY, SCRAPING, FARABEUF/CURVED, LENGTH = 13CM, REUSABLE | SPECIALIZED INSTRUMENTATION FOR OPEN AND LAPAROSCOPIC SURGERIES
24109 | 4229350110500 | SUCTION TUBE FERGUSSON WORKING LENGTH 110 MM 5.0 MM, REUSABLE | SPECIALIZED INSTRUMENTATION FOR OPEN AND LAPAROSCOPIC SURGERIES
24110 | 4229350116800 | TUBE, SUCTION, FERGUSSON, DIAMETER = 3.0MM, 130MM +/-5MM, REUSABLE | SPECIALIZED INSTRUMENTATION FOR OPEN AND LAPAROSCOPIC SURGERIES
24111 | 4229350117800 | TUBE, SUCTION, FERGUSSON, DIAMETER = 4.0MM, 110MM, +/-5MM, REUSABLE | SPECIALIZED INSTRUMENTATION FOR OPEN AND LAPAROSCOPIC SURGERIES
24112 | 4229350117300 | TUBE, SUCTION, FERGUSSON, DIAMETER = 3.5MM +/-3, 110MM +/-5MM, REUSABLE | SPECIALIZED INSTRUMENTATION FOR OPEN AND LAPAROSCOPIC SURGERIES
24113 | 4229350116300 | TUBE, SUCTION, FERGUSSON, DIAMETER = 2.5MM, 110MM +/- 5MM, REUSABLE | SPECIALIZED INSTRUMENTATION FOR OPEN AND LAPAROSCOPIC SURGERIES
24114 | 4229350115800 | TUBE, SUCTION, FERGUSSON, DIAMETER = 2.0MM, 110MM, +/-5MM REUSABLE | SPECIALIZED INSTRUMENTATION FOR OPEN AND LAPAROSCOPIC SURGERIES
24115 | 4229350115300 | TUBE, SUCTION, FERGUSSON, DIAMETER = 1.5MM, 110MM +/-5MM, REUSABLE | SPECIALIZED INSTRUMENTATION FOR OPEN AND LAPAROSCOPIC SURGERIES
24116 | 4229350116900 | TUBE, SUCTION, FERGUSSON, DIAMETER = 3.0MM, 160MM +/-5MM, REUSABLE | SPECIALIZED INSTRUMENTATION FOR OPEN AND LAPAROSCOPIC SURGERIES
24117 | 4229350117900 | TUBE, SUCTION, FERGUSSON, DIAMETER = 4.0MM, 130MM, +/-5MM REUSABLE | SPECIALIZED INSTRUMENTATION FOR OPEN AND LAPAROSCOPIC SURGERIES
24118 | 4229350117400 | TUBE, SUCTION, FERGUSSON, DIAMETER = 3.5MM +/-3, 130MM +/-5MM, REUSABLE | SPECIALIZED INSTRUMENTATION FOR OPEN AND LAPAROSCOPIC SURGERIES
24119 | 4229350116400 | TUBE, SUCTION, FERGUSSON, DIAMETER = 2.5MM, 130MM +/-5MM, REUSABLE | SPECIALIZED INSTRUMENTATION FOR OPEN AND LAPAROSCOPIC SURGERIES
24120 | 4229350115900 | TUBE, SUCTION, FERGUSSON, DIAMETER = 2.0MM, 130MM, +/-5MM REUSABLE | SPECIALIZED INSTRUMENTATION FOR OPEN AND LAPAROSCOPIC SURGERIES
24121 | 4229350115400 | TUBE, SUCTION, FERGUSSON, DIAMETER = 1.5MM, 130MM +/-5MM, REUSABLE | SPECIALIZED INSTRUMENTATION FOR OPEN AND LAPAROSCOPIC SURGERIES
24122 | 4229350117000 | TUBE, SUCTION, FERGUSSON, DIAMETER = 3.0MM, 200MM +/-5MM, REUSABLE | SPECIALIZED INSTRUMENTATION FOR OPEN AND LAPAROSCOPIC SURGERIES
24123 | 4229350118000 | TUBE, SUCTION, FERGUSSON, DIAMETER = 4.0MM, 160MM, +/-5MM REUSABLE | SPECIALIZED INSTRUMENTATION FOR OPEN AND LAPAROSCOPIC SURGERIES
24124 | 4229350116000 | TUBE, SUCTION, FERGUSSON, DIAMETER = 2.0MM, 160MM, +/-5MM REUSABLE | SPECIALIZED INSTRUMENTATION FOR OPEN AND LAPAROSCOPIC SURGERIES
24125 | 4229350118100 | TUBE, SUCTION, FERGUSSON, DIAMETER = 4.0MM, 200MM, +/-5MM REUSABLE | SPECIALIZED INSTRUMENTATION FOR OPEN AND LAPAROSCOPIC SURGERIES
24126 | 4229350116100 | TUBE, SUCTION, FERGUSSON, DIAMETER = 2.0MM, 200MM, +/-5MM REUSABLE | SPECIALIZED INSTRUMENTATION FOR OPEN AND LAPAROSCOPIC SURGERIES
24127 | 4229230600300 | FORCEPS, FOREIGN BODY REMOVAL, FLEXIBLE, DOUBLE ACTION JAWS, 7 FR, LENGTH 40 CM, REUSABLE | SPECIALIZED INSTRUMENTATION FOR OPEN AND LAPAROSCOPIC SURGERIES
24128 | 4229230600400 | FORCEPS, FOREIGN BODY REMOVAL, FLEXIBLE, DOUBLE ACTION JAWS, 9 FR, LENGTH 40 CM, REUSABLE | SPECIALIZED INSTRUMENTATION FOR OPEN AND LAPAROSCOPIC SURGERIES
24129 | 4229180264100 | FORCEPS, BIOPSY, FLEXIBLE, DOUBLE ACTION JAWS, 7 FR, LENGTH 40 CM, REUSABLE | SPECIALIZED INSTRUMENTATION FOR OPEN AND LAPAROSCOPIC SURGERIES
24130 | 4229180264200 | FORCEPS, BIOPSY, FLEXIBLE, DOUBLE ACTION JAWS, 9 FR, LENGTH 40 CM, REUSABLE | SPECIALIZED INSTRUMENTATION FOR OPEN AND LAPAROSCOPIC SURGERIES
24131 | 4229180266200 | FORCEPS, FLEXIBLE GRASPING, 5 FR, 40 CM, REUSABLE | SPECIALIZED INSTRUMENTATION FOR OPEN AND LAPAROSCOPIC SURGERIES
24132 | 4229161428800 | SCISSORS, FLEXIBLE, SINGLE ACTION, 7 FR, LENGTH 40 CM, REUSABLE | SPECIALIZED INSTRUMENTATION FOR OPEN AND LAPAROSCOPIC SURGERIES
24133 | 4229161428900 | SCISSORS, FLEXIBLE, SINGLE ACTION, 9 FR, LENGTH 40 CM, REUSABLE | SPECIALIZED INSTRUMENTATION FOR OPEN AND LAPAROSCOPIC SURGERIES
24134 | 4229180266300 | FORCEPS, GERALD DEBAKEY TISSUE, 1.2MM, 18CM, REUSABLE | SPECIALIZED INSTRUMENTATION FOR OPEN AND LAPAROSCOPIC SURGERIES
24135 | 4229350118400 | TUBE, SUCTION, FRAZIER, DIAMETER = 2.0MM, 6 FR, REUSABLE | SPECIALIZED INSTRUMENTATION FOR OPEN AND LAPAROSCOPIC SURGERIES
24136 | 4229350119800 | TUBE, SUCTION, FRAZIER, DIAMETER = 2.7MM, 8 FR, REUSABLE | SPECIALIZED INSTRUMENTATION FOR OPEN AND LAPAROSCOPIC SURGERIES
24137 | 4229350120500 | TUBE, SUCTION, FRAZIER, DIAMETER = 3.0MM, 9 FR, REUSABLE | SPECIALIZED INSTRUMENTATION FOR OPEN AND LAPAROSCOPIC SURGERIES
24138 | 4214160601800 | GALLIPOT, POLYPROPYLENE, CAPACITY: 0.25L, REUSABLE | SPECIALIZED INSTRUMENTATION FOR OPEN AND LAPAROSCOPIC SURGERIES
24139 | 4229260103100 | DILATOR, GARRETT VASCULAR, STAINLESS STEEL, 21CM, 4MM, (OR EQUIVALENT), REUSABLE | SPECIALIZED INSTRUMENTATION FOR OPEN AND LAPAROSCOPIC SURGERIES
24140 | 4229260103000 | DILATOR, GARRETT VASCULAR, STAINLESS STEEL, 21CM, 4.5MM, (OR EQUIVALENT), REUSABLE | SPECIALIZED INSTRUMENTATION FOR OPEN AND LAPAROSCOPIC SURGERIES
24141 | 4229260103200 | DILATOR, GARRETT VASCULAR, STAINLESS STEEL, 21CM, 5MM, (OR EQUIVALENT), REUSABLE | SPECIALIZED INSTRUMENTATION FOR OPEN AND LAPAROSCOPIC SURGERIES
24142 | 4229260102600 | DILATOR, GARRETT VASCULAR, STAINLESS STEEL, 21CM, 2.5MM, (OR EQUIVALENT), REUSABLE | SPECIALIZED INSTRUMENTATION FOR OPEN AND LAPAROSCOPIC SURGERIES
24143 | 4229260102900 | DILATOR, GARRETT VASCULAR, STAINLESS STEEL, 21CM, 3MM, (OR EQUIVALENT), REUSABLE | SPECIALIZED INSTRUMENTATION FOR OPEN AND LAPAROSCOPIC SURGERIES
24144 | 4229260102800 | DILATOR, GARRETT VASCULAR, STAINLESS STEEL, 21CM, 3.5MM, (OR EQUIVALENT), REUSABLE | SPECIALIZED INSTRUMENTATION FOR OPEN AND LAPAROSCOPIC SURGERIES
24145 | 4229260102500 | DILATOR, GARRETT VASCULAR, STAINLESS STEEL, 21CM, 1MM, (OR EQUIVALENT), REUSABLE | SPECIALIZED INSTRUMENTATION FOR OPEN AND LAPAROSCOPIC SURGERIES
24146 | 4229260102400 | DILATOR, GARRETT VASCULAR, STAINLESS STEEL, 21CM, 1.5MM, (OR EQUIVALENT), REUSABLE | SPECIALIZED INSTRUMENTATION FOR OPEN AND LAPAROSCOPIC SURGERIES
24147 | 4229260102700 | DILATOR, GARRETT VASCULAR, STAINLESS STEEL, 21CM, 2MM, (OR EQUIVALENT), REUSABLE | SPECIALIZED INSTRUMENTATION FOR OPEN AND LAPAROSCOPIC SURGERIES
24148 | 4229180261400 | FORCEPS FIXATION GREEN SIZE 5MM, LENGTH = 10CM, REUSABLE | SPECIALIZED INSTRUMENTATION FOR OPEN AND LAPAROSCOPIC SURGERIES
24149 | 4229453200400 | RETRACTOR, DESMARRES LID/VEIN #3, REUSABLE | SPECIALIZED INSTRUMENTATION FOR OPEN AND LAPAROSCOPIC SURGERIES
24150 | 4229680314400 | RETRACTOR, DESMARRES LID/VEIN #2, REUSABLE | SPECIALIZED INSTRUMENTATION FOR OPEN AND LAPAROSCOPIC SURGERIES
24151 | 4229310726400 | RETRACTOR TRACHEAL ITERSON SHARP 16CM, REUSABLE | SPECIALIZED INSTRUMENTATION FOR OPEN AND LAPAROSCOPIC SURGERIES
24152 | 4229680324600 | KNAPP RETRACTOR, 4-PRONG, SHARP, REUSABLE | SPECIALIZED INSTRUMENTATION FOR OPEN AND LAPAROSCOPIC SURGERIES
24153 | 4229310729400 | RETRACTOR, SCAPULA, DAVIDSON/FENESTRATED/REUSABLE, CONDITION: NON STERILE, DIAMETER = 195.0MM, DEPTH: 80.0MM, WIDTH = 50.0MM | SPECIALIZED INSTRUMENTATION FOR OPEN AND LAPAROSCOPIC SURGERIES
24154 | 4229680332100 | SCHEPENS ORBITAL RETRACTOR, REUSABLE | SPECIALIZED INSTRUMENTATION FOR OPEN AND LAPAROSCOPIC SURGERIES
24155 | 4229680336000 | HAND HELD BUR, TILLEY ANTRUM, 8MM, REUSABLE | SPECIALIZED INSTRUMENTATION FOR OPEN AND LAPAROSCOPIC SURGERIES
24156 | 4229180267400 | FORCEPS, HARMS TYING, STRAIGHT, REUSABLE | SPECIALIZED INSTRUMENTATION FOR OPEN AND LAPAROSCOPIC SURGERIES
24157 | 4229680318900 | FORCEPS, HARMS TYING, CURVED, REUSABLE | SPECIALIZED INSTRUMENTATION FOR OPEN AND LAPAROSCOPIC SURGERIES
24158 | 4229680319000 | FORCEPS, HARMS-COLIBRI, 0.12MM, REUSABLE | SPECIALIZED INSTRUMENTATION FOR OPEN AND LAPAROSCOPIC SURGERIES
24159 | 4229180264300 | FORCEPS, CLAMP, HEANEY/STRAIGHT, STAINLESS STEEL, LENGTH = 19.5CM, TEETH: 1, HYSTERECTOMY, REUSABLE | SPECIALIZED INSTRUMENTATION FOR OPEN AND LAPAROSCOPIC SURGERIES
24160 | 4229180264400 | FORCEPS, CLAMP, HEANEY/STRAIGHT, STAINLESS STEEL, LENGTH = 19.5CM, TEETH: 2, HYSTERECTOMY, REUSABLE | SPECIALIZED INSTRUMENTATION FOR OPEN AND LAPAROSCOPIC SURGERIES
24161 | 4229260103900 | DILATOR, HEGAR UTERINE, DOUBLE ENDED 3MM/ 4MM LENGTH 20.5CM, REUSABLE | SPECIALIZED INSTRUMENTATION FOR OPEN AND LAPAROSCOPIC SURGERIES
24162 | 4229260104000 | DILATOR, HEGAR UTERINE, DOUBLE ENDED 5MM/ 6MM LENGTH 20.5CM, REUSABLE | SPECIALIZED INSTRUMENTATION FOR OPEN AND LAPAROSCOPIC SURGERIES
24163 | 4229260104100 | DILATOR, HEGAR UTERINE, DOUBLE ENDED 7MM/ 8MM LENGTH 20.5CM, REUSABLE | SPECIALIZED INSTRUMENTATION FOR OPEN AND LAPAROSCOPIC SURGERIES
24164 | 4229260104200 | DILATOR, HEGAR UTERINE, DOUBLE ENDED 9MM/ 10MM LENGTH 20.5CM, REUSABLE | SPECIALIZED INSTRUMENTATION FOR OPEN AND LAPAROSCOPIC SURGERIES
24165 | 4229260103300 | DILATOR, HEGAR UTERINE, DOUBLE ENDED 11MM/ 12MM LENGTH 20.5CM, REUSABLE | SPECIALIZED INSTRUMENTATION FOR OPEN AND LAPAROSCOPIC SURGERIES
24166 | 4229260103400 | DILATOR, HEGAR UTERINE, DOUBLE ENDED 13MM/ 14MM LENGTH 20.5CM, REUSABLE | SPECIALIZED INSTRUMENTATION FOR OPEN AND LAPAROSCOPIC SURGERIES
24167 | 4229260103500 | DILATOR, HEGAR UTERINE, DOUBLE ENDED 15MM/ 16MM LENGTH 20.5CM, REUSABLE | SPECIALIZED INSTRUMENTATION FOR OPEN AND LAPAROSCOPIC SURGERIES
24168 | 4229260103600 | DILATOR, HEGAR UTERINE, DOUBLE ENDED 17MM/ 18MM LENGTH 20.5CM, REUSABLE | SPECIALIZED INSTRUMENTATION FOR OPEN AND LAPAROSCOPIC SURGERIES
24169 | 4229260103700 | DILATOR, HEGAR UTERINE, DOUBLE ENDED 19MM/ 20MM LENGTH 20.5CM, REUSABLE | SPECIALIZED INSTRUMENTATION FOR OPEN AND LAPAROSCOPIC SURGERIES
24170 | 4229260103800 | DILATOR, HEGAR UTERINE, DOUBLE ENDED 21MM/ 22MM LENGTH 20.5CM, REUSABLE | SPECIALIZED INSTRUMENTATION FOR OPEN AND LAPAROSCOPIC SURGERIES
24171 | 4229680319700 | HELVESTON FIXATION FORCEPS W/LOCK, 1X2T, 0.6MM, REUSABLE | SPECIALIZED INSTRUMENTATION FOR OPEN AND LAPAROSCOPIC SURGERIES
24172 | 4229313301300 | INTERCOSTAL THORACCESS MINIMAL INVASIVE RETRACTOR FRAME WITH 3D ARM AND WIRE HOOK, REUSABLE | SPECIALIZED INSTRUMENTATION FOR OPEN AND LAPAROSCOPIC SURGERIES
24173 | 4229313906800 | INTERCOSTAL THORACCESS MINIMAL INVASIVE BLADES 36MM X 30MM, REUSABLE | SPECIALIZED INSTRUMENTATION FOR OPEN AND LAPAROSCOPIC SURGERIES
24174 | 4229313906900 | INTERCOSTAL THORACCESS MINIMAL INVASIVE BLADES 36MM X 40MM, REUSABLE | SPECIALIZED INSTRUMENTATION FOR OPEN AND LAPAROSCOPIC SURGERIES
24175 | 4229313907000 | INTERCOSTAL THORACCESS MINIMAL INVASIVE BLADES 36MM X 50MM, REUSABLE | SPECIALIZED INSTRUMENTATION FOR OPEN AND LAPAROSCOPIC SURGERIES
24176 | 4229180261900 | FORCEPS IRIS GILL SIZE 7.5CM, REUSABLE | SPECIALIZED INSTRUMENTATION FOR OPEN AND LAPAROSCOPIC SURGERIES
24177 | 4229161430100 | SCISSORS, SURGICAL, IRIS/SHARP-SHARP/CURVED, STAINLESS STEEL, LENGTH = 11CM, REUSABLE | SPECIALIZED INSTRUMENTATION FOR OPEN AND LAPAROSCOPIC SURGERIES
24178 | 4229680321300 | SCISSORS, SURGICAL, IRIS/SHARP POINT/STRAIGHT, STAINLESS STEEL, LENGTH = 11CM, REUSABLE | SPECIALIZED INSTRUMENTATION FOR OPEN AND LAPAROSCOPIC SURGERIES
24179 | 4229680322600 | JENSEN POLISHER, 23GA., REUSABLE | SPECIALIZED INSTRUMENTATION FOR OPEN AND LAPAROSCOPIC SURGERIES
24180 | 4229180266000 | FORCEPS, DISSECTING, KELLY/SLIGHT CURVED, STAINLESS STEEL, LENGTH = 16CM, REUSABLE | SPECIALIZED INSTRUMENTATION FOR OPEN AND LAPAROSCOPIC SURGERIES
24181 | 4229680324300 | GOUGE, KILLIAN NASAL 13CM, REUSABLE | SPECIALIZED INSTRUMENTATION FOR OPEN AND LAPAROSCOPIC SURGERIES
24182 | 4229680324400 | RETRACTOR, KILNER SMALL SKIN, 150MM, DOUBLE ENDED, REUSABLE | SPECIALIZED INSTRUMENTATION FOR OPEN AND LAPAROSCOPIC SURGERIES
24183 | 4229340400300 | MINIMALLY INVASIVE KNOT PUSHER, LENGTH = 250MM, DIAMETER = 5MM, REUSABLE | SPECIALIZED INSTRUMENTATION FOR OPEN AND LAPAROSCOPIC SURGERIES
24184 | 4229452203200 | DILATOR LACRIMAL WILDER NO. 1, REUSABLE | SPECIALIZED INSTRUMENTATION FOR OPEN AND LAPAROSCOPIC SURGERIES
24185 | 4229452203300 | DILATOR LACRIMAL WILDER NO. 2, REUSABLE | SPECIALIZED INSTRUMENTATION FOR OPEN AND LAPAROSCOPIC SURGERIES
24186 | 4229452203400 | DILATOR LACRIMAL WILDER NO. 3, REUSABLE | SPECIALIZED INSTRUMENTATION FOR OPEN AND LAPAROSCOPIC SURGERIES
24187 | 4228152200200 | INSERT TRAY FOR PLASTIC CONTAINER FOR STERILIZING AND STORAGE PERFORATED WITH LID FOR TWO-LEVEL STORAGE FOR USE WITH 30 CM AND 36 CM LAPAROSCOPIC INSTRUMENTS- 51 CM X 23 CM X 5 CM, REUSABLE | SPECIALIZED INSTRUMENTATION FOR OPEN AND LAPAROSCOPIC SURGERIES
24188 | 4229493800300 | CAP SEAL, BONNET, 50/40 FOR LAPAROSCOPIC TROCAR, (OR EQUIVALENT), REUSABLE | SPECIALIZED INSTRUMENTATION FOR OPEN AND LAPAROSCOPIC SURGERIES
24189 | 4229493800200 | CAP SEAL, BONNET, 50/3.6 FOR LAPAROSCOPIC TROCAR, (OR EQUIVALENT), REUSABLE | SPECIALIZED INSTRUMENTATION FOR OPEN AND LAPAROSCOPIC SURGERIES
24190 | 4229493800100 | CAP SEAL, BONNET, 50/2.6 FOR LAPAROSCOPIC TROCAR, (OR EQUIVALENT), REUSABLE | SPECIALIZED INSTRUMENTATION FOR OPEN AND LAPAROSCOPIC SURGERIES
24191 | 4229495201000 | LAPAROSCOPIC, FORCEPS STONE GRASPER 10MM FENESTRATED COMPLETE W/NON-RATCHET METAL HANDLE, LENGTH 45CM, (OR EQUIVALENT), REUSABLE | SPECIALIZED INSTRUMENTATION FOR OPEN AND LAPAROSCOPIC SURGERIES
24192 | 4229632301700 | LAPAROSCOPIC, GASTRIC BANDING RETRACTOR, 5MM, 36CM, REUSABLE | SPECIALIZED INSTRUMENTATION FOR OPEN AND LAPAROSCOPIC SURGERIES
24193 | 4229492901000 | LAPAROSCOPIC, GASTRIC BANDING RETRACTOR, 10MM, 36CM, REUSABLE | SPECIALIZED INSTRUMENTATION FOR OPEN AND LAPAROSCOPIC SURGERIES
24194 | 4229499300200 | PLASTIC HANDLE, W/ DISENGAGEABLE RATCHET, W/ LARGER CONTACT AREA OUTER SHEATH FORCEPS INSERT, REUSABLE | SPECIALIZED INSTRUMENTATION FOR OPEN AND LAPAROSCOPIC SURGERIES
24195 | 4229499300400 | PLASTIC HANDLE, WITHOUT RATCHET, WITH LARGER CONTACT AREA, OUTER SHEATH, SCISSORS INSERT, REUSABLE | SPECIALIZED INSTRUMENTATION FOR OPEN AND LAPAROSCOPIC SURGERIES
24196 | 4229633912800 | OUTER TUBE, WITH LUER-LOCK, CONNECTOR, SIZE 10 MM, LENGTH 36 CM, REUSABLE | SPECIALIZED INSTRUMENTATION FOR OPEN AND LAPAROSCOPIC SURGERIES
24197 | 4229633910800 | LAPAROSCOPIC METAL HANDLE, ROTATING, WITHOUT RATCHET, WITH LARGER CONTACT AREA AT THE FINGER RING, WITHOUT CONNECTOR PIN FOR UNIPOLAR COAGULATION, REUSABLE | SPECIALIZED INSTRUMENTATION FOR OPEN AND LAPAROSCOPIC SURGERIES
24198 | 4229633910900 | LAPAROSCOPIC METAL HANDLE, WITH DISENGAGEABLE RATCHET, WITH LARGER CONTACT AREA, REUSABLE | SPECIALIZED INSTRUMENTATION FOR OPEN AND LAPAROSCOPIC SURGERIES
24199 | 4229633911300 | LAPAROSCOPIC OUTER SHEATH, INSULATED, WITH LUER-LOCK CONNECTOR FOR CLEANING, SIZE 3.5 MM, LENGTH 20 CM, REUSABLE | SPECIALIZED INSTRUMENTATION FOR OPEN AND LAPAROSCOPIC SURGERIES
24200 | 4229350107800 | SUCTION AND IRRIGATION TUBE, W/ LATERAL HOLES, ANTI-REFLEX SURFACE, W/ TWO-WAY STOPCOCK FOR SINGLE-HAND CONTROL, SIZE 5 MM, LENGTH 36 CM, REUSABLE | SPECIALIZED INSTRUMENTATION FOR OPEN AND LAPAROSCOPIC SURGERIES
24201 | 4229492500000 | NEEDLE, VERESS PNEUMOPERITONEUM, WITH SPRING-LOADED BLUNT INNER CANNULA, LUER-LOCK, AUTOCLAVABLE, DIAMETER 2.1 MM, LENGTH 15 CM, REUSABLE | SPECIALIZED INSTRUMENTATION FOR OPEN AND LAPAROSCOPIC SURGERIES
24202 | 4214253610500 | NEEDLE, VERESS PNEUMOPERITONEUM, WITH SPRING-LOADED BLUNT INNER CANNULA, LUER-LOCK, AUTOCLAVABLE, DIAMETER 2.1 MM, LENGTH 18 CM, REUSABLE | SPECIALIZED INSTRUMENTATION FOR OPEN AND LAPAROSCOPIC SURGERIES
24203 | 4229492901100 | LAPAROSCOPIC, LIVER RETRACTOR 10MM, GOLDEN FINGER, 36CM, REUSABLE | SPECIALIZED INSTRUMENTATION FOR OPEN AND LAPAROSCOPIC SURGERIES
24204 | 4229290314600 | NEEDLE HOLDER, DISMANTLING, ERGONOMIC PISTOL HANDLE W/ DISENGAGEABLE RATCHET, RATCHET RELEASE ON RIGHT SIDE, STRAIGHT JAWS, 5 MM, LENGTH 33 CM, REUSABLE | SPECIALIZED INSTRUMENTATION FOR OPEN AND LAPAROSCOPIC SURGERIES
24205 | 4229492900900 | LAPAROSCOPIC, FAN RETRACTOR 5MM, 36CM, REUSABLE | SPECIALIZED INSTRUMENTATION FOR OPEN AND LAPAROSCOPIC SURGERIES
24206 | 4229492900800 | LAPAROSCOPIC, FAN RETRACTOR 12MM, 36CM, REUSABLE | SPECIALIZED INSTRUMENTATION FOR OPEN AND LAPAROSCOPIC SURGERIES
24207 | 4229490830000 | ROTATION SOCKET, TO CLAMP TO OR TABLE, FOR LAPAROSCPIC, REUSABLE | SPECIALIZED INSTRUMENTATION FOR OPEN AND LAPAROSCOPIC SURGERIES
24208 | 4229633911800 | LAPAROSCOPIC OUTER SHEATH, METAL, INSULATED, 3.5MM X 20CM, REUSABLE | SPECIALIZED INSTRUMENTATION FOR OPEN AND LAPAROSCOPIC SURGERIES
24209 | 4229633911900 | LAPAROSCOPIC OUTER SHEATH, METAL, INSULATED, 3.5MM X 36CM, REUSABLE | SPECIALIZED INSTRUMENTATION FOR OPEN AND LAPAROSCOPIC SURGERIES
24210 | 4229633912400 | LAPAROSCOPIC OUTER SHEATH, METAL, INSULATED, 5MM X 43CM, WITH CM MARKING, REUSABLE | SPECIALIZED INSTRUMENTATION FOR OPEN AND LAPAROSCOPIC SURGERIES
24211 | 4229633912200 | LAPAROSCOPIC OUTER SHEATH, METAL, INSULATED, 5MM X 36CM, WITH CM MARKING, REUSABLE | SPECIALIZED INSTRUMENTATION FOR OPEN AND LAPAROSCOPIC SURGERIES
24212 | 4229633911700 | LAPAROSCOPIC OUTER SHEATH, METAL, INSULATED, 10MM X 36CM, REUSABLE | SPECIALIZED INSTRUMENTATION FOR OPEN AND LAPAROSCOPIC SURGERIES
24213 | 4229633912000 | LAPAROSCOPIC OUTER SHEATH, METAL, INSULATED, 5MM X 30CM, REUSABLE | SPECIALIZED INSTRUMENTATION FOR OPEN AND LAPAROSCOPIC SURGERIES
24214 | 4229633912300 | LAPAROSCOPIC OUTER SHEATH, METAL, INSULATED, 5MM X 43CM, REUSABLE | SPECIALIZED INSTRUMENTATION FOR OPEN AND LAPAROSCOPIC SURGERIES
24215 | 4229633912900 | REDUCER TUBE FOR LAPAROSCOPIC, REUSABLE | SPECIALIZED INSTRUMENTATION FOR OPEN AND LAPAROSCOPIC SURGERIES
24216 | 4229633913100 | REDUCER, TUBE FOR LAPAROSCOPIC SIZE 6/3 MM, REUSABLE | SPECIALIZED INSTRUMENTATION FOR OPEN AND LAPAROSCOPIC SURGERIES
24217 | 4229633913000 | REDUCER, TUBE FOR LAPAROSCOPIC SIZE 11/5 MM, REUSABLE | SPECIALIZED INSTRUMENTATION FOR OPEN AND LAPAROSCOPIC SURGERIES
24218 | 4229200100700 | MIRROR LARYNGEAL SIZE 1, DIAMETER = 12MM, COMPATIBLE MIRROR HANDLE, REUSABLE | SPECIALIZED INSTRUMENTATION FOR OPEN AND LAPAROSCOPIC SURGERIES
24219 | 4229200100900 | MIRROR LARYNGEAL SIZE 6, DIAMETER = 22MM, WITH COMPATIBLE MIRROR HANDLE, REUSABLE | SPECIALIZED INSTRUMENTATION FOR OPEN AND LAPAROSCOPIC SURGERIES
24220 | 4229200101000 | MIRROR LARYNGEAL SIZE 7, DIAMETER = 24MM, COMPATIBLE MIRROR HANDLE, REUSABLE | SPECIALIZED INSTRUMENTATION FOR OPEN AND LAPAROSCOPIC SURGERIES
24221 | 4229200100600 | MIRROR LARYNGEAL SIZE 0, DIAMETER = 10MM, WITH COMPATIBLE MIRROR HANDLE, REUSABLE | SPECIALIZED INSTRUMENTATION FOR OPEN AND LAPAROSCOPIC SURGERIES
24222 | 4229200100800 | MIRROR LARYNGEAL SIZE 10, DIAMETER = 30MM, COMPATIBLE MIRROR HANDLE, REUSABLE | SPECIALIZED INSTRUMENTATION FOR OPEN AND LAPAROSCOPIC SURGERIES
24223 | 4229200101100 | MIRROR LARYNGEAL SIZE 8, DIAMETER = 26MM, COMPATIBLE MIRROR HANDLE, REUSABLE | SPECIALIZED INSTRUMENTATION FOR OPEN AND LAPAROSCOPIC SURGERIES
24224 | 4229161429600 | SCISSORS, MICRO LARYNGEAL UP-ANGLED, STAINLESS STEEL, LENGTH = 25CM, REUSABLE | SPECIALIZED INSTRUMENTATION FOR OPEN AND LAPAROSCOPIC SURGERIES
24225 | 4229161429500 | SCISSORS, MICRO LARYNGEAL RIGHT-CURVED, STAINLESS STEEL, LENGTH = 25CM, REUSABLE | SPECIALIZED INSTRUMENTATION FOR OPEN AND LAPAROSCOPIC SURGERIES
24226 | 4229161429400 | SCISSORS, MICRO LARYNGEAL LEFT-CURVED, STAINLESS STEEL, LENGTH = 25CM, REUSABLE | SPECIALIZED INSTRUMENTATION FOR OPEN AND LAPAROSCOPIC SURGERIES
24227 | 4229680325200 | FORCEPS, LEMPERT NIBBLING 2.5X152MM, REUSABLE | SPECIALIZED INSTRUMENTATION FOR OPEN AND LAPAROSCOPIC SURGERIES
24228 | 4229680325300 | ELEVATOR, LEMPERT RUGINE NARROW, 155MM, REUSABLE | SPECIALIZED INSTRUMENTATION FOR OPEN AND LAPAROSCOPIC SURGERIES
24229 | 4229680326100 | SPECULUM, LIEBERMAN, K-WIRE, REUSABLE | SPECIALIZED INSTRUMENTATION FOR OPEN AND LAPAROSCOPIC SURGERIES
24230 | 4229680326000 | SPECULUM, LIEBERMAN OPEN WIRE, TITANIUM, REUSABLE | SPECIALIZED INSTRUMENTATION FOR OPEN AND LAPAROSCOPIC SURGERIES
24231 | 4229310727700 | RETRACTOR, MULTIPURPOSE, LOVE, STAINLESS STEEL, TIP SIZE: 90 DEGREE, REUSABLE | SPECIALIZED INSTRUMENTATION FOR OPEN AND LAPAROSCOPIC SURGERIES
24232 | 4229310727600 | RETRACTOR, MULTIPURPOSE, LOVE, STAINLESS STEEL, TIP SIZE: 45 DEGREE, REUSABLE | SPECIALIZED INSTRUMENTATION FOR OPEN AND LAPAROSCOPIC SURGERIES
24233 | 4229680326900 | MALONEY KERATOMETER, REUSABLE | SPECIALIZED INSTRUMENTATION FOR OPEN AND LAPAROSCOPIC SURGERIES
24234 | 4229680327000 | FORCEPS, MANHATTAN EYE AND EAR SUTURE, 1X2T, 0.3MM, REUSABLE | SPECIALIZED INSTRUMENTATION FOR OPEN AND LAPAROSCOPIC SURGERIES
24235 | 4229680030600 | HOLDER, OPTIC 5 MM AND 10 MM FOR MARTIN SYSTEM ARM, REUSABLE | SPECIALIZED INSTRUMENTATION FOR OPEN AND LAPAROSCOPIC SURGERIES
24236 | 4229161428400 | SCISSORS, DISSECTING, MAYO CURVED, TUNGSTEN CARBIDE, LENGTH = 30.0CM, REUSABLE | SPECIALIZED INSTRUMENTATION FOR OPEN AND LAPAROSCOPIC SURGERIES
24237 | 4229680500600 | SCISSORS, DISSECTING, MAYO CURVED, TUNGSTEN CARBIDE, LENGTH = 15CM, REUSABLE | SPECIALIZED INSTRUMENTATION FOR OPEN AND LAPAROSCOPIC SURGERIES
24238 | 4229180262400 | FORCEPS MCINDOE SERRATED W/O TEETH SIZE 15CM, REUSABLE | SPECIALIZED INSTRUMENTATION FOR OPEN AND LAPAROSCOPIC SURGERIES
24239 | 4229180267500 | FORCEPS, MCPHERSON TYING, CURVED WITH TEETH SIZE 10CM, REUSABLE | SPECIALIZED INSTRUMENTATION FOR OPEN AND LAPAROSCOPIC SURGERIES
24240 | 4229680327600 | MCPHERSON TYING FORCEPS ANGLED 5MM LONG TYING PLATFORMS, REUSABLE | SPECIALIZED INSTRUMENTATION FOR OPEN AND LAPAROSCOPIC SURGERIES
24241 | 4229680323400 | KELMAN-MCPHERSON FORCEPS, 8.5 CM, TITANIUM, REUSABLE | SPECIALIZED INSTRUMENTATION FOR OPEN AND LAPAROSCOPIC SURGERIES
24242 | 4229680327400 | MCPHERSON TYING FORCEPS CURVED 5MM LONG TYING PLATFORMS, REUSABLE | SPECIALIZED INSTRUMENTATION FOR OPEN AND LAPAROSCOPIC SURGERIES
24243 | 4229680327200 | MCPHERSON TYING FORCEPS 7 MM TYING PLATFORM, REUSABLE | SPECIALIZED INSTRUMENTATION FOR OPEN AND LAPAROSCOPIC SURGERIES
24244 | 4229680327800 | MCPHERSON-WESTCOTT SMALL STITCH SCISSORS, REUSABLE | SPECIALIZED INSTRUMENTATION FOR OPEN AND LAPAROSCOPIC SURGERIES
24245 | 4214260500600 | SYRINGE EAR METAL LUER LOCK W/ 2 TIPS, REUSABLE | SPECIALIZED INSTRUMENTATION FOR OPEN AND LAPAROSCOPIC SURGERIES
24246 | 4229161428500 | SCISSORS, DISSECTING, METZENBAUM CURVED, STAINLESS STEEL, LENGTH = 15CM, REUSABLE | SPECIALIZED INSTRUMENTATION FOR OPEN AND LAPAROSCOPIC SURGERIES
24247 | 4229270103400 | DISSECTOR, MICRO, 248MM ANGLE UP 2MM, REUSABLE | SPECIALIZED INSTRUMENTATION FOR OPEN AND LAPAROSCOPIC SURGERIES
24248 | 4229270103300 | DISSECTOR, MICRO, 248MM ANGLE DOWN 2MM, REUSABLE | SPECIALIZED INSTRUMENTATION FOR OPEN AND LAPAROSCOPIC SURGERIES
24249 | 4229490828100 | FORCEPS, MICRO, RIGHT OPEN, UPWARD CURVED, 23CM, REUSABLE | SPECIALIZED INSTRUMENTATION FOR OPEN AND LAPAROSCOPIC SURGERIES
24250 | 4229490828000 | FORCEPS, MICRO, LEFT OPEN, UPWARD CURVED, 23CM, REUSABLE | SPECIALIZED INSTRUMENTATION FOR OPEN AND LAPAROSCOPIC SURGERIES
24251 | 4229270103200 | DISSECTOR, MICRO VERTEBRAL BODY 210 MM DOWN CURVED, REUSABLE | SPECIALIZED INSTRUMENTATION FOR OPEN AND LAPAROSCOPIC SURGERIES
24252 | 4229313302400 | RETRACTOR, MINI STERNOTOMY IMA (INTERNAL MAMMARY ARTERY) SELF-RETAINING STABILITY FRAME, REUSABLE | SPECIALIZED INSTRUMENTATION FOR OPEN AND LAPAROSCOPIC SURGERIES
24253 | 4229313906300 | BLADE, U-SHAPE FOR MINI STERNOTOMY IMA (INTERNAL MAMMARY ARTERY) RETRACTOR, 50MM X 20MM, REUSABLE | SPECIALIZED INSTRUMENTATION FOR OPEN AND LAPAROSCOPIC SURGERIES
24254 | 4229310205400 | BLADE, BLUNT HOOK FOR MINI STERNOTOMY IMA (INTERNAL MAMMARY ARTERY) RETRACTOR, 32MM X 20MM, REUSABLE | SPECIALIZED INSTRUMENTATION FOR OPEN AND LAPAROSCOPIC SURGERIES
24255 | 4229310205500 | BLADE, BLUNT HOOK FOR MINI STERNOTOMY IMA (INTERNAL MAMMARY ARTERY) RETRACTOR, 38MM X 20MM, REUSABLE | SPECIALIZED INSTRUMENTATION FOR OPEN AND LAPAROSCOPIC SURGERIES
24256 | 4229310205600 | BLADE, BLUNT HOOK FOR MINI STERNOTOMY IMA (INTERNAL MAMMARY ARTERY) RETRACTOR, 43MM X 20MM, REUSABLE | SPECIALIZED INSTRUMENTATION FOR OPEN AND LAPAROSCOPIC SURGERIES
24257 | 4229310205700 | BLADE, BLUNT HOOK FOR MINI STERNOTOMY IMA (INTERNAL MAMMARY ARTERY) RETRACTOR, 50MM X 20MM, REUSABLE | SPECIALIZED INSTRUMENTATION FOR OPEN AND LAPAROSCOPIC SURGERIES
24258 | 4229313906200 | BLADE, U-SHAPE FOR MINI STERNOTOMY IMA (INTERNAL MAMMARY ARTERY) RETRACTOR, 30MM X 20MM, REUSABLE | SPECIALIZED INSTRUMENTATION FOR OPEN AND LAPAROSCOPIC SURGERIES
24259 | 4229180267700 | FORCEPS, MINIATURE GRASPING, EXTRA DELICATE, SERRATED W/ TRIANGULAR JAWS CURVED UPWARDS TO THE RIGHT, 23CM, REUSABLE | SPECIALIZED INSTRUMENTATION FOR OPEN AND LAPAROSCOPIC SURGERIES
24260 | 4229180267900 | FORCEPS, MINIMALLY INVASIVE RESANO LENGTH = 250MM STRAIGHT DIAMETER = 5MM, REUSABLE | SPECIALIZED INSTRUMENTATION FOR OPEN AND LAPAROSCOPIC SURGERIES
24261 | 4229180267800 | FORCEPS, MINIMALLY INVASIVE ATRAUMATIC LENGTH = 250MM STRAIGHT DIAMETER = 5MM, REUSABLE | SPECIALIZED INSTRUMENTATION FOR OPEN AND LAPAROSCOPIC SURGERIES
24262 | 4229495201100 | MINIMALLY INVASIVE MAGNETIC RETRIEVER, WITH ADJUSTABLE LENGTH = L MIN: 290MM L MAX : 360MM, REUSABLE | SPECIALIZED INSTRUMENTATION FOR OPEN AND LAPAROSCOPIC SURGERIES
24263 | 4229200300000 | HANDLE, MIRROR, 11CM (4.4 INCH), REUSABLE | SPECIALIZED INSTRUMENTATION FOR OPEN AND LAPAROSCOPIC SURGERIES
24264 | 4229270206100 | ELEVATOR, PERIOSTEAL, MOLT WOODSON, STAINLESS STEEL, DOUBLE ENDED, LENGTH = 17.5CM, REUSABLE | SPECIALIZED INSTRUMENTATION FOR OPEN AND LAPAROSCOPIC SURGERIES
24265 | 4218150100900 | DEPRESSOR, DINGMANN TONGUE BLADE, SIZE: SMALL, REUSABLE | SPECIALIZED INSTRUMENTATION FOR OPEN AND LAPAROSCOPIC SURGERIES
24266 | 4218150100800 | DEPRESSOR, DINGMANN TONGUE BLADE, SIZE: MEDIUM, REUSABLE | SPECIALIZED INSTRUMENTATION FOR OPEN AND LAPAROSCOPIC SURGERIES
24267 | 4218150100700 | DEPRESSOR, DINGMANN TONGUE BLADE, SIZE: LARGE, REUSABLE | SPECIALIZED INSTRUMENTATION FOR OPEN AND LAPAROSCOPIC SURGERIES
24268 | 4229290316700 | NEEDLE HOLDER, CRILE-WOOD, TUNGSTEN CARBIDE, LENGTH = 30CM, REUSABLE | SPECIALIZED INSTRUMENTATION FOR OPEN AND LAPAROSCOPIC SURGERIES
24269 | 4229290316600 | NEEDLE HOLDER, CRILE-WOOD, TUNGSTEN CARBIDE, LENGTH = 25CM, REUSABLE | SPECIALIZED INSTRUMENTATION FOR OPEN AND LAPAROSCOPIC SURGERIES
24270 | 4229680487600 | NEEDLE HOLDER, CRILE-WOOD, TUNGSTEN CARBIDE, LENGTH = 18CM, REUSABLE | SPECIALIZED INSTRUMENTATION FOR OPEN AND LAPAROSCOPIC SURGERIES
24271 | 4229290316400 | NEEDLE HOLDER, CRILE-WOOD, TUNGSTEN CARBIDE, LENGTH = 14CM, REUSABLE | SPECIALIZED INSTRUMENTATION FOR OPEN AND LAPAROSCOPIC SURGERIES
24272 | 4229290315300 | NEEDLE HOLDER, HALSEY 13 CM, REUSABLE | SPECIALIZED INSTRUMENTATION FOR OPEN AND LAPAROSCOPIC SURGERIES
24273 | 4229290316800 | NEEDLE HOLDER, MAYO-HEGAR, TUNGSTEN CARBIDE, LENGTH = 12.5CM, REUSABLE | SPECIALIZED INSTRUMENTATION FOR OPEN AND LAPAROSCOPIC SURGERIES
24274 | 4229680488000 | NEEDLE HOLDER, MAYO-HEGAR, TUNGSTEN CARBIDE, LENGTH = 26.5CM, REUSABLE | SPECIALIZED INSTRUMENTATION FOR OPEN AND LAPAROSCOPIC SURGERIES
24275 | 4229680505700 | NEEDLE HOLDER, MAYO-HEGAR, TUNGSTEN CARBIDE, LENGTH = 16CM, REUSABLE | SPECIALIZED INSTRUMENTATION FOR OPEN AND LAPAROSCOPIC SURGERIES
24276 | 4229680488300 | NEEDLE HOLDER, MAYO-HEGAR, TUNGSTEN CARBIDE, LENGTH = 14.5CM, REUSABLE | SPECIALIZED INSTRUMENTATION FOR OPEN AND LAPAROSCOPIC SURGERIES
24277 | 4229290317200 | NEEDLE HOLDER, STRATTE/CURVED TO LEFT, TUNGSTEN CARBIDE, LENGTH = 23.0CM, REUSABLE | SPECIALIZED INSTRUMENTATION FOR OPEN AND LAPAROSCOPIC SURGERIES
24278 | 4229313302000 | MITRAL RETRACTOR FRAME, OBADIA, FLEXIBLE FOR MINIMAL INVASIVE (OR EQUIVALENT), REUSABLE | SPECIALIZED INSTRUMENTATION FOR OPEN AND LAPAROSCOPIC SURGERIES
24279 | 4229313906600 | FORCEPS, FOR BLADE FOR OBADIA 3D ATRIAL RETRACTOR (OR EQUIVALENT), REUSABLE | SPECIALIZED INSTRUMENTATION FOR OPEN AND LAPAROSCOPIC SURGERIES
24280 | 4229313906500 | FORCEPS FOR FLEXIBLE BLADE FOR OBADIA RETRACTOR (OR EQUIVALENT), REUSABLE | SPECIALIZED INSTRUMENTATION FOR OPEN AND LAPAROSCOPIC SURGERIES
24281 | 4229313905700 | BLADE, OBAIDA, FOR MINIMAL INVASIVE FLEXIBLE RETRACTOR 35MM X 30MM (OR EQUIVALENT), REUSABLE | SPECIALIZED INSTRUMENTATION FOR OPEN AND LAPAROSCOPIC SURGERIES
24282 | 4229313905800 | BLADE, OBAIDA, FOR MINIMAL INVASIVE FLEXIBLE RETRACTOR, 35MM X 40MM (OR EQUIVALENT), REUSABLE | SPECIALIZED INSTRUMENTATION FOR OPEN AND LAPAROSCOPIC SURGERIES
24283 | 4229313905900 | BLADE, OBAIDA, FOR MINIMAL INVASIVE FLEXIBLE RETRACTOR, 35MM X 50MM (OR EQUIVALENT), REUSABLE | SPECIALIZED INSTRUMENTATION FOR OPEN AND LAPAROSCOPIC SURGERIES
24284 | 4229180268000 | FORCEPS, SKIN, GRAEFE, STAINLESS STEEL, LENGTH = 10CM, REUSABLE | SPECIALIZED INSTRUMENTATION FOR OPEN AND LAPAROSCOPIC SURGERIES
24285 | 4229180268200 | FORCEPS, SKIN, GRAEFE, STAINLESS STEEL, LENGTH = 7CM, REUSABLE | SPECIALIZED INSTRUMENTATION FOR OPEN AND LAPAROSCOPIC SURGERIES
24286 | 4229310728000 | RETRACTOR, OMNI (OR EQUIVALENT), BLADE HOLDER, 22.9CM, WITH KNOB, REUSABLE | SPECIALIZED INSTRUMENTATION FOR OPEN AND LAPAROSCOPIC SURGERIES
24287 | 4229310728200 | RETRACTOR, OMNI (OR EQUIVALENT), FINGER FENCE BLADE, REUSABLE | SPECIALIZED INSTRUMENTATION FOR OPEN AND LAPAROSCOPIC SURGERIES
24288 | 4229310728800 | RETRACTOR, OMNI (OR EQUIVALENT), SWIVEL RETRACTOR, MALLEABLE SLOTTED, SIZE: 2.5CM X 15.2CM, REUSABLE | SPECIALIZED INSTRUMENTATION FOR OPEN AND LAPAROSCOPIC SURGERIES
24289 | 4229310728500 | RETRACTOR, OMNI (OR EQUIVALENT), KELLY MODIFIED SWIVEL, 5CM X 7.6CM, REUSABLE | SPECIALIZED INSTRUMENTATION FOR OPEN AND LAPAROSCOPIC SURGERIES
24290 | 4229310729000 | RETRACTOR, OMNI (OR EQUIVALENT), SWIVEL RETRACTOR, MAYO, SIZE: 5CM X 5CM, REUSABLE | SPECIALIZED INSTRUMENTATION FOR OPEN AND LAPAROSCOPIC SURGERIES
24291 | 4229310727800 | RETRACTOR, OMNI (OR EQUIVALENT), ANGLED SIDE ARM, 20.3CM X 45.7CM, REUSABLE | SPECIALIZED INSTRUMENTATION FOR OPEN AND LAPAROSCOPIC SURGERIES
24292 | 4229310728300 | RETRACTOR, OMNI (OR EQUIVALENT), HINGED CROSS BAR, 81.3CM, REUSABLE | SPECIALIZED INSTRUMENTATION FOR OPEN AND LAPAROSCOPIC SURGERIES
24293 | 4229310728600 | RETRACTOR, OMNI (OR EQUIVALENT), STANDARD CROSS BAR, 61CM, REUSABLE | SPECIALIZED INSTRUMENTATION FOR OPEN AND LAPAROSCOPIC SURGERIES
24294 | 4229310728100 | RETRACTOR, OMNI (OR EQUIVALENT), DOUBLE CLAMP POST, 61.7CM, REUSABLE | SPECIALIZED INSTRUMENTATION FOR OPEN AND LAPAROSCOPIC SURGERIES
24295 | 4229310721300 | RETRACTOR, OMNI (OR EQUIVALENT), SWIVEL RETRACTOR, SPLANCHNIC, SIZE: 3.8CM X 8.9CM, REUSABLE | SPECIALIZED INSTRUMENTATION FOR OPEN AND LAPAROSCOPIC SURGERIES
24296 | 4229310729100 | RETRACTOR, OMNI (OR EQUIVALENT), SWIVEL RETRACTOR, MAYO, SIZE: 8.9CM X 7CM, REUSABLE | SPECIALIZED INSTRUMENTATION FOR OPEN AND LAPAROSCOPIC SURGERIES
24297 | 4229310728700 | RETRACTOR, OMNI (OR EQUIVALENT), SUPPORT ARM, REUSABLE | SPECIALIZED INSTRUMENTATION FOR OPEN AND LAPAROSCOPIC SURGERIES
24298 | 4229310729300 | RETRACTOR, OMNI (OR EQUIVALENT), WISHBONE ARM, STANDARD, REUSABLE | SPECIALIZED INSTRUMENTATION FOR OPEN AND LAPAROSCOPIC SURGERIES
24299 | 4229310729200 | RETRACTOR, OMNI (OR EQUIVALENT), WISHBONE ARM, SMALL, REUSABLE | SPECIALIZED INSTRUMENTATION FOR OPEN AND LAPAROSCOPIC SURGERIES
24300 | 4229310728400 | RETRACTOR, OMNI (OR EQUIVALENT), HINGED EXTENSION ARM, REUSABLE | SPECIALIZED INSTRUMENTATION FOR OPEN AND LAPAROSCOPIC SURGERIES
24301 | 4229310727900 | RETRACTOR, OMNI (OR EQUIVALENT), BLADE HOLDER, REUSABLE | SPECIALIZED INSTRUMENTATION FOR OPEN AND LAPAROSCOPIC SURGERIES
24302 | 4228150916000 | RETRACTOR, OMNI (OR EQUIVALENT), TRAY WITH LID, REUSABLE | SPECIALIZED INSTRUMENTATION FOR OPEN AND LAPAROSCOPIC SURGERIES
24303 | 4229680304500 | ANIS CORTEX ASPIRATION CANNULA, REUSABLE | SPECIALIZED INSTRUMENTATION FOR OPEN AND LAPAROSCOPIC SURGERIES
24304 | 4229680327300 | MCINTYRE A/C CANNULA, 26GA., REUSABLE | SPECIALIZED INSTRUMENTATION FOR OPEN AND LAPAROSCOPIC SURGERIES
24305 | 4229680338100 | VISCOELASTIC ASPIRATION CANNULA 22 GAUGE, REUSABLE | SPECIALIZED INSTRUMENTATION FOR OPEN AND LAPAROSCOPIC SURGERIES
24306 | 4229680320200 | RULER, HELVESTON SCLERAL, 15MM LONG, WITH NOTCH, REUSABLE | SPECIALIZED INSTRUMENTATION FOR OPEN AND LAPAROSCOPIC SURGERIES
24307 | 4229310727400 | RETRACTOR, LIP, ORINGER/NO.1, STAINLESS STEEL, LENGTH = 10CM, REUSABLE | SPECIALIZED INSTRUMENTATION FOR OPEN AND LAPAROSCOPIC SURGERIES
24308 | 4229310727500 | RETRACTOR, LIP, ORINGER/NO.3, STAINLESS STEEL, LENGTH = 11CM, REUSABLE | SPECIALIZED INSTRUMENTATION FOR OPEN AND LAPAROSCOPIC SURGERIES
24309 | 4229160704700 | CURETTE EAR BUCK SIZE 00 BLUNT STRAIGHT 15CM, REUSABLE | SPECIALIZED INSTRUMENTATION FOR OPEN AND LAPAROSCOPIC SURGERIES
24310 | 4229680328100 | MEYERHOEFER CURETTE #1, REUSABLE | SPECIALIZED INSTRUMENTATION FOR OPEN AND LAPAROSCOPIC SURGERIES
24311 | 4229680328200 | MEYERHOEFER CURETTE #2, REUSABLE | SPECIALIZED INSTRUMENTATION FOR OPEN AND LAPAROSCOPIC SURGERIES
24312 | 4229680328300 | MEYERHOEFER CURETTE #3, REUSABLE | SPECIALIZED INSTRUMENTATION FOR OPEN AND LAPAROSCOPIC SURGERIES
24313 | 4229680328400 | MEYERHOEFER CURETTE #4, REUSABLE | SPECIALIZED INSTRUMENTATION FOR OPEN AND LAPAROSCOPIC SURGERIES
24314 | 4229171308800 | PUNCH PARSONS UPBITING, BACKWARD CUTTING, 2.5MM, REUSABLE | SPECIALIZED INSTRUMENTATION FOR OPEN AND LAPAROSCOPIC SURGERIES
24315 | 4227192000000 | DILATOR, TRACHEAL, LABORDE, LENGTH = 13CM, REUSABLE | SPECIALIZED INSTRUMENTATION FOR OPEN AND LAPAROSCOPIC SURGERIES
24316 | 4220180902900 | PISTOL INJECTOR, 0.56 CC PER CLICK, OVERALL LENGTH 157MM, INCLUDES 19 GAUGE NEEDLE, CONNECTOR, WRENCH, REUSABLE | SPECIALIZED INSTRUMENTATION FOR OPEN AND LAPAROSCOPIC SURGERIES
24317 | 4229161214100 | PITUITARY RONGEUR KERRISON, 90 DEGREE -DOWNWARD, 1MM, LENGTH = 15CM, REUSABLE | SPECIALIZED INSTRUMENTATION FOR OPEN AND LAPAROSCOPIC SURGERIES
24318 | 4229161214200 | PITUITARY RONGEUR KERRISON, 90 DEGREE -DOWNWARD, 2MM, LENGTH = 15CM, REUSABLE | SPECIALIZED INSTRUMENTATION FOR OPEN AND LAPAROSCOPIC SURGERIES
24319 | 4229161214300 | PITUITARY RONGEUR KERRISON, 90 DEGREE -DOWNWARD, 3MM, LENGTH = 15CM, REUSABLE | SPECIALIZED INSTRUMENTATION FOR OPEN AND LAPAROSCOPIC SURGERIES
24320 | 4229161214400 | PITUITARY RONGEUR KERRISON, 90 DEGREE -DOWNWARD, 4MM, LENGTH = 15CM, REUSABLE | SPECIALIZED INSTRUMENTATION FOR OPEN AND LAPAROSCOPIC SURGERIES
24321 | 4229161214500 | PITUITARY RONGEUR KERRISON, 90 DEGREE -UPWARD, 1MM, LENGTH = 15CM, REUSABLE | SPECIALIZED INSTRUMENTATION FOR OPEN AND LAPAROSCOPIC SURGERIES
24322 | 4229161214600 | PITUITARY RONGEUR KERRISON, 90 DEGREE -UPWARD, 2MM, LENGTH = 15CM, REUSABLE | SPECIALIZED INSTRUMENTATION FOR OPEN AND LAPAROSCOPIC SURGERIES
24323 | 4229161214700 | PITUITARY RONGEUR KERRISON, 90 DEGREE -UPWARD, 3MM, LENGTH = 15CM, REUSABLE | SPECIALIZED INSTRUMENTATION FOR OPEN AND LAPAROSCOPIC SURGERIES
24324 | 4229161214800 | PITUITARY RONGEUR KERRISON, 90 DEGREE -UPWARD, 4MM, LENGTH = 15CM, REUSABLE | SPECIALIZED INSTRUMENTATION FOR OPEN AND LAPAROSCOPIC SURGERIES
24325 | 4229680331000 | RANDOLPH CYCLODIALYSIS CANNULA19 GAUGE, REUSABLE | SPECIALIZED INSTRUMENTATION FOR OPEN AND LAPAROSCOPIC SURGERIES
24326 | 4218200100500 | SPECULUM, RECTAL, DILATION, SIMS, STAINLESS STEEL, SIZE: 70.0MM X 15.0MM, SOLID, REUSABLE | SPECIALIZED INSTRUMENTATION FOR OPEN AND LAPAROSCOPIC SURGERIES
24327 | 4229270207200 | RHOTON, MICRO ELEVATOR, TIP 2.0MM, SPATULA SHAPE, REUSABLE | SPECIALIZED INSTRUMENTATION FOR OPEN AND LAPAROSCOPIC SURGERIES
24328 | 4229270207000 | RHOTON, MICRO ELEVATOR, TIP 1.5MM, SPATULA SHAPE, REUSABLE | SPECIALIZED INSTRUMENTATION FOR OPEN AND LAPAROSCOPIC SURGERIES
24329 | 4229270206900 | RHOTON, MICRO ELEVATOR, TIP 1.0MM, SPATULA SHAPE, REUSABLE | SPECIALIZED INSTRUMENTATION FOR OPEN AND LAPAROSCOPIC SURGERIES
24330 | 4229270207100 | RHOTON, MICRO ELEVATOR, TIP 2.0MM, ROUND SHAPE, REUSABLE | SPECIALIZED INSTRUMENTATION FOR OPEN AND LAPAROSCOPIC SURGERIES
24331 | 4229270206800 | RHOTON, MICRO ELEVATOR, TIP 1.0MM, ROUND SHAPE, REUSABLE | SPECIALIZED INSTRUMENTATION FOR OPEN AND LAPAROSCOPIC SURGERIES
24332 | 4229270206700 | RHOTON, MICRO DISSECTOR ELEVATOR, TIP 2.8MM, REUSABLE | SPECIALIZED INSTRUMENTATION FOR OPEN AND LAPAROSCOPIC SURGERIES
24333 | 4229270206600 | RHOTON, MICRO DISSECTOR ELEVATOR, TIP 12MM, CURVED, REUSABLE | SPECIALIZED INSTRUMENTATION FOR OPEN AND LAPAROSCOPIC SURGERIES
24334 | 4229180258800 | CLAMP, CARDIOTHORACIC, SATINSKY/LARGE, LIGHT CURVED, STAINLESS STEEL, LENGTH = 25.5CM, REUSABLE | SPECIALIZED INSTRUMENTATION FOR OPEN AND LAPAROSCOPIC SURGERIES
24335 | 4229180258900 | CLAMP, CARDIOTHORACIC, SATINSKY/SMALL, LIGHT CURVED, STAINLESS STEEL, LENGTH = 25.5CM, REUSABLE | SPECIALIZED INSTRUMENTATION FOR OPEN AND LAPAROSCOPIC SURGERIES
24336 | 4229680460500 | STAINLESS STEEL BEAVER BLADE/ MICRO SURGICAL BLADE HOLDER 13 CM LENGTH TO KEEP THE MICRO BLADE TO MAKE INCISION OVER THE CORONARY ARTERY REUSABLE | SPECIALIZED INSTRUMENTATION FOR OPEN AND LAPAROSCOPIC SURGERIES
24337 | 4229310725100 | RETRACTOR ALM SELF RETAINING SIZE 10CM, BLUNT, REUSABLE | SPECIALIZED INSTRUMENTATION FOR OPEN AND LAPAROSCOPIC SURGERIES
24338 | 4229680509300 | RETRACTOR WEITLANER SHARP SIZE 11.5CM (4.6 INCH), REUSABLE | SPECIALIZED INSTRUMENTATION FOR OPEN AND LAPAROSCOPIC SURGERIES
24339 | 4229313302700 | STERNAL THORACCESS MINIMAL INVASIVE RETRACTOR FRAME, REUSABLE | SPECIALIZED INSTRUMENTATION FOR OPEN AND LAPAROSCOPIC SURGERIES
24340 | 4229680334400 | STERN-GILLS SCISSORS, SHARP TIP 10MM, REUSABLE | SPECIALIZED INSTRUMENTATION FOR OPEN AND LAPAROSCOPIC SURGERIES
24341 | 4229161430200 | SCISSORS, SURGICAL, SUPERCUT/STEVENS/BLUNT-BLUNT/CURVED, STAINLESS STEEL, LENGTH = 10CM, REUSABLE | SPECIALIZED INSTRUMENTATION FOR OPEN AND LAPAROSCOPIC SURGERIES
24342 | 4229180263300 | FORCEPS STRAMPEL 45 DEGREE OVAL, CUPPED JAWS UPTURNED 2.5MM, REUSABLE | SPECIALIZED INSTRUMENTATION FOR OPEN AND LAPAROSCOPIC SURGERIES
24343 | 4229180259500 | CLAMP, PENIS, STRAUS, LENGTH = 11CM, REUSABLE | SPECIALIZED INSTRUMENTATION FOR OPEN AND LAPAROSCOPIC SURGERIES
24344 | 4229680304400 | ANEL LACRIMAL PROBE SMALL 0.6MM DIAMETER, REUSABLE | SPECIALIZED INSTRUMENTATION FOR OPEN AND LAPAROSCOPIC SURGERIES
24345 | 4229680304300 | ANEL LACRIMAL PROBE MEDIUM 0.8MM DIAMETER, REUSABLE | SPECIALIZED INSTRUMENTATION FOR OPEN AND LAPAROSCOPIC SURGERIES
24346 | 4229680304200 | ANEL LACRIMAL PROBE LARGE 1.0MM DIAMETER, REUSABLE | SPECIALIZED INSTRUMENTATION FOR OPEN AND LAPAROSCOPIC SURGERIES
24347 | 4229300102200 | RULER, MEASURING, MM/INCH, LENGTH = 10.0CM, REUSABLE | SPECIALIZED INSTRUMENTATION FOR OPEN AND LAPAROSCOPIC SURGERIES
24348 | 4229300102300 | RULER, MEASURING, MM/INCH, LENGTH = 50.0CM, REUSABLE | SPECIALIZED INSTRUMENTATION FOR OPEN AND LAPAROSCOPIC SURGERIES
24349 | 4215164600500 | PROTECTOR, TEETH SILICONE, REUSABLE | SPECIALIZED INSTRUMENTATION FOR OPEN AND LAPAROSCOPIC SURGERIES
24350 | 4229632307100 | TELESCOPE, STRAIGHT FORWARD 0 DEGREE - 90 DEGREE ENLARGED VIEW, DIAMETER 10MM, LENGTH 31CM, AUTOCLAVABLE, FIBEROPTIC LIGHT TRANSMISSION INCORPORATED, REUSABLE | SPECIALIZED INSTRUMENTATION FOR OPEN AND LAPAROSCOPIC SURGERIES
24351 | 4229632307000 | TELESCOPE, FORWARD-OBLIQUE 30 DEGREE, ENLARGED VIEW, DIAMETER 5 MM, LENGTH 24 CM, AUTOCLAVABLE, FIBEROPTIC LIGHT TRANSMISSION INCORPORATED, COLOR CODE: RED, REUSABLE | SPECIALIZED INSTRUMENTATION FOR OPEN AND LAPAROSCOPIC SURGERIES
24352 | 4229632307200 | TELESCOPE, STRAIGHT FORWARD 0 DEGREE, ENLARGED VIEW, DIAMETER 5 MM, LENGTH 24 CM, AUTOCLAVABLE, FIBEROPTIC LIGHT TRANSMISSION INCORPORATED, COLOR CODE: GREEN, REUSABLE | SPECIALIZED INSTRUMENTATION FOR OPEN AND LAPAROSCOPIC SURGERIES
24353 | 4229270103500 | DISSECTOR, SCANLAN THORACOSCOPIC DENNIS (7 MM) RING HANDLE CURVED RIGHT SERRATED JAWS WITH RATCHET 9 / 23 CM WORKING LENGTH 13-1/4 / 33.5 CM, REUSABLE | SPECIALIZED INSTRUMENTATION FOR OPEN AND LAPAROSCOPIC SURGERIES
24354 | 4229680336200 | TISSUE FORCEPS, STRAIGHT, 1 X 2 TEETH OF 1.0 MM, SLIM FLAT SERRATED HANDLE, 10.2 CM, REUSABLE | SPECIALIZED INSTRUMENTATION FOR OPEN AND LAPAROSCOPIC SURGERIES
24355 | 4227192000100 | DILATOR, TRACHEAL, TROUSSEAU, LENGTH = 14.5CM, REUSABLE | SPECIALIZED INSTRUMENTATION FOR OPEN AND LAPAROSCOPIC SURGERIES
24356 | 4229680304000 | TRISECTOR, ALFONSO, OVAL, 1.5MM, REUSABLE | SPECIALIZED INSTRUMENTATION FOR OPEN AND LAPAROSCOPIC SURGERIES
24357 | 4229680336600 | FORCEPS, TROUTMAN SUPERIOR RECTUS, 1X2, ANGLED, REUSABLE | SPECIALIZED INSTRUMENTATION FOR OPEN AND LAPAROSCOPIC SURGERIES
24358 | 4229180268300 | FORCEPS, TYING MICRO TISSUE LENGTH = 180MM ROUND HANDLE DIAMETER = 8MM JAWS 0, 4X6MM W/ PLATFORM COUNTERBALANCED DIAMONITE 180GR, REUSABLE | SPECIALIZED INSTRUMENTATION FOR OPEN AND LAPAROSCOPIC SURGERIES
24359 | 4214273601000 | CATHETER, UROLOGY, CURVED, DIAMETER = 18.0FR, LENGTH = 15.0CM, WOMEN, WITH STYLET, REUSABLE | SPECIALIZED INSTRUMENTATION FOR OPEN AND LAPAROSCOPIC SURGERIES
24360 | 4214273600800 | CATHETER, UROLOGY, CURVED, DIAMETER = 10.0FR, LENGTH = 15.0CM, WOMEN, WITH STYLET, REUSABLE | SPECIALIZED INSTRUMENTATION FOR OPEN AND LAPAROSCOPIC SURGERIES
24361 | 4214273601200 | CATHETER, UROLOGY, CURVED, DIAMETER = 8.0FR, LENGTH = 15.0CM, WOMEN, WITH STYLET, REUSABLE | SPECIALIZED INSTRUMENTATION FOR OPEN AND LAPAROSCOPIC SURGERIES
24362 | 4214273601100 | CATHETER, UROLOGY, CURVED, DIAMETER = 6.0FR, LENGTH = 15.0CM, WOMEN, WITH STYLET, REUSABLE | SPECIALIZED INSTRUMENTATION FOR OPEN AND LAPAROSCOPIC SURGERIES
24363 | 4229160704900 | CURETTE UTERINE RECAMIER - SHARP RIGID SIZE 0.6MM, REUSABLE | SPECIALIZED INSTRUMENTATION FOR OPEN AND LAPAROSCOPIC SURGERIES
24364 | 4229160705000 | CURETTE UTERINE SIMS SHARP RIGID SIZE 00 - 5MM, REUSABLE | SPECIALIZED INSTRUMENTATION FOR OPEN AND LAPAROSCOPIC SURGERIES
24365 | 4218201304400 | SET, VAGINAL SPECULUM, DILATION, KRISTELLER, STAINLESS STEEL, SIZE: 110MM X 30 MM (PAIR), REUSABLE | SPECIALIZED INSTRUMENTATION FOR OPEN AND LAPAROSCOPIC SURGERIES
24366 | 4218201304300 | SET, VAGINAL SPECULUM, DILATION, KRISTELLER, STAINLESS STEEL, SIZE: 110MM X 27 MM (PAIR), REUSABLE | SPECIALIZED INSTRUMENTATION FOR OPEN AND LAPAROSCOPIC SURGERIES
24367 | 4218201304200 | SET, VAGINAL SPECULUM, DILATION, KRISTELLER, STAINLESS STEEL, SIZE: 110MM X 20 MM (PAIR), REUSABLE | SPECIALIZED INSTRUMENTATION FOR OPEN AND LAPAROSCOPIC SURGERIES
24368 | 4218201304600 | SPECULUM VAGINAL CUSCO SIZE 75 X 32MM, REUSABLE | SPECIALIZED INSTRUMENTATION FOR OPEN AND LAPAROSCOPIC SURGERIES
24369 | 4218201304500 | SPECULUM VAGINAL CUSCO SIZE 100 X 35MM, REUSABLE | SPECIALIZED INSTRUMENTATION FOR OPEN AND LAPAROSCOPIC SURGERIES
24370 | 4218201304800 | SPECULUM VAGINAL PEDERSON WITH NARROW TIP SIZE 100 X 22MM, REUSABLE | SPECIALIZED INSTRUMENTATION FOR OPEN AND LAPAROSCOPIC SURGERIES
24371 | 4218201304900 | SPECULUM VAGINAL PEDERSON WITH NARROW TIP SIZE 120 X 25MM, REUSABLE | SPECIALIZED INSTRUMENTATION FOR OPEN AND LAPAROSCOPIC SURGERIES
24372 | 4218201303900 | SPECULUM VAGINAL SIMS, STAINLESS STEEL, SIZE LARGE, REUSABLE | SPECIALIZED INSTRUMENTATION FOR OPEN AND LAPAROSCOPIC SURGERIES
24373 | 4218201304000 | SPECULUM VAGINAL SIMS, STAINLESS STEEL, SIZE MEDIUM, REUSABLE | SPECIALIZED INSTRUMENTATION FOR OPEN AND LAPAROSCOPIC SURGERIES
24374 | 4218201304100 | SPECULUM VAGINAL SIMS, STAINLESS STEEL, SIZE SMALL, REUSABLE | SPECIALIZED INSTRUMENTATION FOR OPEN AND LAPAROSCOPIC SURGERIES
24375 | 4229161430300 | SCISSORS, VALVE GATE, (OR EQUIVALENT), DIAMETER 5, LENGTH = 25CM, REUSABLE | SPECIALIZED INSTRUMENTATION FOR OPEN AND LAPAROSCOPIC SURGERIES
24376 | 4229260101500 | DILATOR VAN BUREN FR 32, REUSABLE | SPECIALIZED INSTRUMENTATION FOR OPEN AND LAPAROSCOPIC SURGERIES
24377 | 4229260101600 | DILATOR VAN BUREN FR 34, REUSABLE | SPECIALIZED INSTRUMENTATION FOR OPEN AND LAPAROSCOPIC SURGERIES
24378 | 4229260101700 | DILATOR VAN BUREN FR 36, REUSABLE | SPECIALIZED INSTRUMENTATION FOR OPEN AND LAPAROSCOPIC SURGERIES
24379 | 4229680338400 | FORCEPS, WALSER SUTURING, STRAIGHT, 0.5 MM, WITH TYING PLATFORM, 103 MM, REUSABLE | SPECIALIZED INSTRUMENTATION FOR OPEN AND LAPAROSCOPIC SURGERIES
24380 | 4229680338800 | WESTCOTT TENOTOMY SCISSORS CURVED, BLUNT TIPS 10 MM LONG BLADES, REUSABLE | SPECIALIZED INSTRUMENTATION FOR OPEN AND LAPAROSCOPIC SURGERIES
24381 | 4229161430400 | SCISSORS, WIRE, BEEBEE/SHARP-SHARP/CURVED, STAINLESS STEEL, LENGTH = 10.0CM, REUSABLE | SPECIALIZED INSTRUMENTATION FOR OPEN AND LAPAROSCOPIC SURGERIES
24382 | 4229290317500 | NEEDLE, CURVED LEFT, WORKING LENGTH 23 CM, REUSABLE | SPECIALIZED INSTRUMENTATION FOR OPEN AND LAPAROSCOPIC SURGERIES
24383 | 4229290317600 | NEEDLE, CURVED RIGHT, WORKING LENGTH 23 CM, REUSABLE | SPECIALIZED INSTRUMENTATION FOR OPEN AND LAPAROSCOPIC SURGERIES
24384 | 4229161428100 | SCISSORS CURVED JABALEY SUPER CUT 5 INCH, REUSABLE | SPECIALIZED INSTRUMENTATION FOR OPEN AND LAPAROSCOPIC SURGERIES
24385 | 4229180262200 | FORCEPS LANE TISSUE 1X2 TEETH 175 MM 7 INCH REUSABLE | SPECIALIZED INSTRUMENTATION FOR OPEN AND LAPAROSCOPIC SURGERIES
24386 | 4229180262900 | FORCEPS NISSEN DELICATE CURVED 185MM REUSABLE | SPECIALIZED INSTRUMENTATION FOR OPEN AND LAPAROSCOPIC SURGERIES
24387 | 4229310726100 | RETRACTOR SENN-MILLER WOUND(WITH PRONG) 165 MM, 1 SIDE SHARP/1 SIDE BLUNT 3 PRONGS SHARP 8 X 7 MM 18 X 5 5 MM REUSABLE | SPECIALIZED INSTRUMENTATION FOR OPEN AND LAPAROSCOPIC SURGERIES
24388 | 4229310725600 | RETRACTOR GIL VERNET VEIN 240MM/8MM REUSABLE | SPECIALIZED INSTRUMENTATION FOR OPEN AND LAPAROSCOPIC SURGERIES
24389 | 4229310725500 | RETRACTOR GIL VERNET VEIN 240MM/11MM, REUSABLE | SPECIALIZED INSTRUMENTATION FOR OPEN AND LAPAROSCOPIC SURGERIES
24390 | 4229310725700 | RETRACTOR LANGENBECK 230MM, SOLID DEPTH: 43MM WIDTH= 13MM REUSABLE | SPECIALIZED INSTRUMENTATION FOR OPEN AND LAPAROSCOPIC SURGERIES
24391 | 4229400200200 | SPATULA RIBBON ABDOMINAL/INTESTINAL 330 MM (13 1/8 INCH), WIDTH= 25 MM, NON-STERILE, REUSABLE | SPECIALIZED INSTRUMENTATION FOR OPEN AND LAPAROSCOPIC SURGERIES
24392 | 4229310725000 | RETRACTOR ADSON BABY SEMI SHARP 5 1/2, REUSABLE | SPECIALIZED INSTRUMENTATION FOR OPEN AND LAPAROSCOPIC SURGERIES
24393 | 4229680472200 | RETRACTOR GELPI VAGINAL 135MM REUSABLE | SPECIALIZED INSTRUMENTATION FOR OPEN AND LAPAROSCOPIC SURGERIES
24394 | 4229680421400 | FORCEPS, DEBAKEY-LIDDICOAT VASCULAR REGULAR TITANIUM 7 3/4 INCH REUSABLE | SPECIALIZED INSTRUMENTATION FOR OPEN AND LAPAROSCOPIC SURGERIES
24395 | 4229180265300 | FORCEPS, DEBAKEY STRAIGHT 1MM TIP, 195MM, REUSABLE | SPECIALIZED INSTRUMENTATION FOR OPEN AND LAPAROSCOPIC SURGERIES
24396 | 4229180264000 | FORCEPS, ALLIS TISSUE 220MM, REUSABLE | SPECIALIZED INSTRUMENTATION FOR OPEN AND LAPAROSCOPIC SURGERIES
24397 | 4229350107900 | SUCTION CANNULA CUSHING-CAIRNS STRAIGHT 110 MM, WORKING LENGTH = 95 MM, DIAM. 230 MM BLUNT GRADUATED REUSABLE | SPECIALIZED INSTRUMENTATION FOR OPEN AND LAPAROSCOPIC SURGERIES
24398 | 4229161102800 | RASPATORY PENNYBACKER, CURVED 165 MM, SHARP WIDTH 6 MM REUSABLE | SPECIALIZED INSTRUMENTATION FOR OPEN AND LAPAROSCOPIC SURGERIES
24399 | 4229250201400 | MALLET OMBREDANNE, LENGTH = 240MM (9 1/2 INCH), DIAMETER = 40MM, PEEK HANDLE STAINLESS STEEL, 900 G, 550 G, REUSABLE | SPECIALIZED INSTRUMENTATION FOR OPEN AND LAPAROSCOPIC SURGERIES
24400 | 4229350108100 | SUCTION DEBAKEY CANNULA DIAMETER 3.0MM X 275MM REUSABLE | SPECIALIZED INSTRUMENTATION FOR OPEN AND LAPAROSCOPIC SURGERIES
24401 | 4229180265200 | FORCEPS, CUSHING TISSUE 1X2 180MM, REUSABLE | SPECIALIZED INSTRUMENTATION FOR OPEN AND LAPAROSCOPIC SURGERIES
24402 | 4229180265900 | FORCEPS, DISSECTING ANGLED 90 DEGREE 140 MM, REUSABLE | SPECIALIZED INSTRUMENTATION FOR OPEN AND LAPAROSCOPIC SURGERIES
24403 | 4229270206000 | ELEVATOR, MASING 200 MM, DOUBLE ENDED GRADUATED BLUNT/BLUNT REUSABLE | SPECIALIZED INSTRUMENTATION FOR OPEN AND LAPAROSCOPIC SURGERIES
24404 | 4229160704600 | BECKMANN ADENOID CURETTE #0 220MM, REUSABLE | SPECIALIZED INSTRUMENTATION FOR OPEN AND LAPAROSCOPIC SURGERIES
24405 | 4229180258000 | CLAMP TUBING EXTRA HEAVY SERRATED 165MM REUSABLE | SPECIALIZED INSTRUMENTATION FOR OPEN AND LAPAROSCOPIC SURGERIES
24406 | 4229161405200 | SCISSORS REYNOLDS DISSECTING CURVED 175 MM DELICATE PATTERN BLUNT/BLUNT REUSABLE | SPECIALIZED INSTRUMENTATION FOR OPEN AND LAPAROSCOPIC SURGERIES
24407 | 4229161429000 | SCISSORS, MAYO CURVED DUROTIP TC DISSECTING 170MM (6 3/4 INCH) REUSABLE | SPECIALIZED INSTRUMENTATION FOR OPEN AND LAPAROSCOPIC SURGERIES
24408 | 4229161429700 | SCISSORS, NOIR METZENBAUM CURVED 145MM, REUSABLE | SPECIALIZED INSTRUMENTATION FOR OPEN AND LAPAROSCOPIC SURGERIES
24409 | 4229161429200 | SCISSORS, METZENBAUM DUROTIP TC DISSECTING STRAIGHT 230 MM, DELICATE PATTERN BLUNT/BLUNT REUSABLE | SPECIALIZED INSTRUMENTATION FOR OPEN AND LAPAROSCOPIC SURGERIES
24410 | 4229161413300 | SCISSORS, SURGICAL, 9IN, TUNGSTEN CARBIDE, STRAIGHT, MAYO, REUSABLE | SPECIALIZED INSTRUMENTATION FOR OPEN AND LAPAROSCOPIC SURGERIES
24411 | 4229161428300 | SCISSORS MAYO SUPERCUT STRAIGHT 165MM REUSABLE | SPECIALIZED INSTRUMENTATION FOR OPEN AND LAPAROSCOPIC SURGERIES
24412 | 4229180266400 | FORCEPS, GILLIES DISSECTING 150MM, REUSABLE | SPECIALIZED INSTRUMENTATION FOR OPEN AND LAPAROSCOPIC SURGERIES
24413 | 4229180261500 | FORCEPS GERALD DELICATE STRAIGHT 230MM REUSABLE | SPECIALIZED INSTRUMENTATION FOR OPEN AND LAPAROSCOPIC SURGERIES
24414 | 4229180263600 | FORCEPS TISSUE 2X3 TEETH 160MM, REUSABLE | SPECIALIZED INSTRUMENTATION FOR OPEN AND LAPAROSCOPIC SURGERIES
24415 | 4229180262100 | FORCEPS LANE DISSECTING W/TEETH 1X2 5 3/4 INCH REUSABLE | SPECIALIZED INSTRUMENTATION FOR OPEN AND LAPAROSCOPIC SURGERIES
24416 | 4229180263100 | FORCEPS RAMSEY (FERRIS-SMITH) TISSUE STRAIGHT 180 MM, TOOTHED (1X2) REUSABLE | SPECIALIZED INSTRUMENTATION FOR OPEN AND LAPAROSCOPIC SURGERIES
24417 | 4229180259700 | FORCEPS ADSON MICRO GRASPING STRAIGHT 175 MM, BAYONET-SHAPED SERRATED REUSABLE | SPECIALIZED INSTRUMENTATION FOR OPEN AND LAPAROSCOPIC SURGERIES
24418 | 4229180260500 | FORCEPS CRAWFORD DELICATE CURVED 245MM REUSABLE | SPECIALIZED INSTRUMENTATION FOR OPEN AND LAPAROSCOPIC SURGERIES
24419 | 4229180260100 | FORCEPS BRIDGE DELICATE CURVED 275MM REUSABLE | SPECIALIZED INSTRUMENTATION FOR OPEN AND LAPAROSCOPIC SURGERIES
24420 | 4229180262000 | FORCEPS KOCHER-OCHSNER CURVED 1X2 185MM, REUSABLE | SPECIALIZED INSTRUMENTATION FOR OPEN AND LAPAROSCOPIC SURGERIES
24421 | 4229180257700 | CLAMP KANTROWITZ THORACIC 275MM, REUSABLE | SPECIALIZED INSTRUMENTATION FOR OPEN AND LAPAROSCOPIC SURGERIES
24422 | 4229180261700 | FORCEPS HEANY HYSTERECTOMY STRAIGHT 225MM REUSABLE | SPECIALIZED INSTRUMENTATION FOR OPEN AND LAPAROSCOPIC SURGERIES
24423 | 4229290314300 | NEEDLE HOLDER, DELICATE SERRATED 165MM, REUSABLE | SPECIALIZED INSTRUMENTATION FOR OPEN AND LAPAROSCOPIC SURGERIES
24424 | 4229290314800 | NEEDLE HOLDER, DUROGRIP TUNGSTEN CARBIDE RYDER STRAIGHT 265MM REUSABLE | SPECIALIZED INSTRUMENTATION FOR OPEN AND LAPAROSCOPIC SURGERIES
24425 | 4229290315600 | NEEDLE HOLDER, RYDER DIADUST 140MM, REUSABLE | SPECIALIZED INSTRUMENTATION FOR OPEN AND LAPAROSCOPIC SURGERIES
24426 | 4229310726000 | RETRACTOR RICHARDSON 250 MM 10 INCH DEPTH 65 MM WIDTH 41 MM REUSABLE | SPECIALIZED INSTRUMENTATION FOR OPEN AND LAPAROSCOPIC SURGERIES
24427 | 4229310725300 | RETRACTOR FEMUR FOR ADULT 145MM REUSABLE | SPECIALIZED INSTRUMENTATION FOR OPEN AND LAPAROSCOPIC SURGERIES
24428 | 4229160706300 | CURETTE, UTERINE, SHARP-BLUNT, 275MM, REUSABLE | SPECIALIZED INSTRUMENTATION FOR OPEN AND LAPAROSCOPIC SURGERIES
24429 | 4229180259800 | FORCEPS ATRAUMATIC VASCULAR TISSUE 1MM TIP, 150MM, REUSABLE | SPECIALIZED INSTRUMENTATION FOR OPEN AND LAPAROSCOPIC SURGERIES
24430 | 4229180260800 | FORCEPS DEBAKEY ATR. 3.5MM STRAIGHT 240MM, REUSABLE | SPECIALIZED INSTRUMENTATION FOR OPEN AND LAPAROSCOPIC SURGERIES
24431 | 4229180261000 | FORCEPS DEBAKEY DELICATE 1.5MM WIDE 242MM LONG, REUSABLE | SPECIALIZED INSTRUMENTATION FOR OPEN AND LAPAROSCOPIC SURGERIES
24432 | 4229180257600 | CLAMP GLOVER ATRAUMATA VASCULAR STRONGLY CURVED 210 MM, TOOTHING DEBAKEY JAW LENGTH = 95 MM WIDTH= 63MM REUSABLE | SPECIALIZED INSTRUMENTATION FOR OPEN AND LAPAROSCOPIC SURGERIES
24433 | 4229180258200 | CLAMP VASCULAR CURVED 160 MM, TOOTHING DEBAKEY, JAW LENGTH 56 MM NON-STERILE REUSABLE | SPECIALIZED INSTRUMENTATION FOR OPEN AND LAPAROSCOPIC SURGERIES
24434 | 4229180259000 | CLAMP, CROSS MORRIS AORTA 175MM REUSABLE | SPECIALIZED INSTRUMENTATION FOR OPEN AND LAPAROSCOPIC SURGERIES
24435 | 4229180257800 | CLAMP RING-HANDLE 90 DEGREE X 105MM REUSABLE | SPECIALIZED INSTRUMENTATION FOR OPEN AND LAPAROSCOPIC SURGERIES
24436 | 4229180260900 | FORCEPS DEBAKEY ATRAUMATA COARCTATION 6 1/2 INCH REUSABLE | SPECIALIZED INSTRUMENTATION FOR OPEN AND LAPAROSCOPIC SURGERIES
24437 | 4229180258100 | CLAMP VASCULAR ANGLED 15 DEGREE, 50 MM 125 MM, REUSABLE | SPECIALIZED INSTRUMENTATION FOR OPEN AND LAPAROSCOPIC SURGERIES
24438 | 4229180257400 | CLAMP COOLEY ATRAUMATA BULLDOG CURVED 120 MM, TOOTHING COOLEY JAW LENGTH = 50 MM RING HANDLE REUSABLE | SPECIALIZED INSTRUMENTATION FOR OPEN AND LAPAROSCOPIC SURGERIES
24439 | 4229180268400 | INSTRUMENT CLAMP COOLEY VASCULAR CURVED 50 MM 115 MM, REUSABLE | SPECIALIZED INSTRUMENTATION FOR OPEN AND LAPAROSCOPIC SURGERIES
24440 | 4229310726200 | RETRACTOR STRUCK RIB SPREADER, SPREADER ONLY 64 MM, WIDTH= 147 MM OPENING WIDTH= 70 MM REUSABLE | SPECIALIZED INSTRUMENTATION FOR OPEN AND LAPAROSCOPIC SURGERIES
24441 | 4229310725200 | RETRACTOR BLADE STRUCK FOR INFANTS PAIR OF BLADES DEPTH: 10 MM WIDTH= 15 MM REUSABLE | SPECIALIZED INSTRUMENTATION FOR OPEN AND LAPAROSCOPIC SURGERIES
24442 | 4229310725400 | RETRACTOR FINOCHIETTO RIB SPREADER COMPLETE SET 100 MM, BLADES 28 X 30 MM WIDTH= 143 MM ALUMINUM REUSABLE | SPECIALIZED INSTRUMENTATION FOR OPEN AND LAPAROSCOPIC SURGERIES
24443 | 4229180263000 | FORCEPS NOIR TUMOR 5MM 90MM, REUSABLE | SPECIALIZED INSTRUMENTATION FOR OPEN AND LAPAROSCOPIC SURGERIES
24444 | 4229161215000 | RONGEUR CASPAR STRAIGHT 185 MM, SERRATED 2 X 12 MM REUSABLE | SPECIALIZED INSTRUMENTATION FOR OPEN AND LAPAROSCOPIC SURGERIES
24445 | 4229310725800 | RETRACTOR NERVE ROOT HESS WIDTH 5MM LENGTH 175MM, REUSABLE | SPECIALIZED INSTRUMENTATION FOR OPEN AND LAPAROSCOPIC SURGERIES
24446 | 4229161215100 | RONGEUR CUSHING STRAIGHT 140MM, 4 X 14MM REUSABLE | SPECIALIZED INSTRUMENTATION FOR OPEN AND LAPAROSCOPIC SURGERIES
24447 | 4229160704800 | CURETTE SCHEDE BONE 6.3MM 170MM, REUSABLE | SPECIALIZED INSTRUMENTATION FOR OPEN AND LAPAROSCOPIC SURGERIES
24448 | 4229160601900 | GOUGE CAPENER LAMINA CRANKED 11MM 235MM, REUSABLE | SPECIALIZED INSTRUMENTATION FOR OPEN AND LAPAROSCOPIC SURGERIES
24449 | 4229160602000 | GOUGE CAPENER LAMINA CRANKED 16MM 235MM, REUSABLE | SPECIALIZED INSTRUMENTATION FOR OPEN AND LAPAROSCOPIC SURGERIES
24450 | 4229290314500 | NEEDLE HOLDER, DIADUST MICRO ROUND HANDLE HEAVY 190MM REUSABLE | SPECIALIZED INSTRUMENTATION FOR OPEN AND LAPAROSCOPIC SURGERIES
24451 | 4229290314400 | NEEDLE HOLDER, DIADUST MICRO FLAT HANDLE 185MM REUSABLE | SPECIALIZED INSTRUMENTATION FOR OPEN AND LAPAROSCOPIC SURGERIES
24452 | 4229290314000 | MICRO NEEDLE HOLDER DIADUST RD 185MM REUSABLE | SPECIALIZED INSTRUMENTATION FOR OPEN AND LAPAROSCOPIC SURGERIES
24453 | 4229161214900 | RONGEUR BLUMENTHAL BONE CURVED 155 MM, REUSABLE | SPECIALIZED INSTRUMENTATION FOR OPEN AND LAPAROSCOPIC SURGERIES
24454 | 4229180262300 | FORCEPS LISTON BONE CUTTING 140 MM, REUSABLE | SPECIALIZED INSTRUMENTATION FOR OPEN AND LAPAROSCOPIC SURGERIES
24455 | 4229160300500 | FORCEPS BONE CUTTING STRAIGHT, 280 MM, DOUBLE ACTION NON-STERILE REUSABLE | SPECIALIZED INSTRUMENTATION FOR OPEN AND LAPAROSCOPIC SURGERIES
24456 | 4229496502700 | FORCEPS NON-IRRIGATING BIPOLAR FORCEPS 160MM, REUSABLE | SPECIALIZED INSTRUMENTATION FOR OPEN AND LAPAROSCOPIC SURGERIES
24457 | 4229680465300 | MEDICINE CUP GRADUATED 50CCM/0.05 L, STAINLESS STEEL, REUSABLE | SPECIALIZED INSTRUMENTATION FOR OPEN AND LAPAROSCOPIC SURGERIES
24458 | 4229161215200 | RONGEUR LEMPERT BONE STRAIGHT 165 MM REUSABLE | SPECIALIZED INSTRUMENTATION FOR OPEN AND LAPAROSCOPIC SURGERIES
24459 | 4229180262700 | FORCEPS NASAL DRESSING 2.2MM 130MM, REUSABLE | SPECIALIZED INSTRUMENTATION FOR OPEN AND LAPAROSCOPIC SURGERIES
24460 | 4218201200500 | SPECULUM, NASAL LIGHT 145MM, REUSABLE | SPECIALIZED INSTRUMENTATION FOR OPEN AND LAPAROSCOPIC SURGERIES
24461 | 4229161428000 | SCISSORS COTTLE-KNAPP DISSECTING CURVED 105 MM, DELICATE PATTERN BLUNT/BLUNT REUSABLE | SPECIALIZED INSTRUMENTATION FOR OPEN AND LAPAROSCOPIC SURGERIES
24462 | 4229350108200 | SUCTION DISSECTOR 180MM, REUSABLE | SPECIALIZED INSTRUMENTATION FOR OPEN AND LAPAROSCOPIC SURGERIES
24463 | 4229160602100 | OSTEOTOME CINELLI, 6-1/4 INCH (16CM), STRAIGHT, 10MM, REUSABLE | SPECIALIZED INSTRUMENTATION FOR OPEN AND LAPAROSCOPIC SURGERIES
24464 | 4229180257900 | CLAMP TONSIL SEIZING 195MM, REUSABLE | SPECIALIZED INSTRUMENTATION FOR OPEN AND LAPAROSCOPIC SURGERIES
24465 | 4229350110700 | SUCTION/IRRIGATION, 5MM, 330MM, REUSABLE | SPECIALIZED INSTRUMENTATION FOR OPEN AND LAPAROSCOPIC SURGERIES
24466 | 4229380100400 | FASCIAL PORT-CLOSURE 2.5 MM, REUSABLE | SPECIALIZED INSTRUMENTATION FOR OPEN AND LAPAROSCOPIC SURGERIES
24467 | 4229290315500 | NEEDLE HOLDER, RIGHT CURVED 5MM 310MM, REUSABLE | SPECIALIZED INSTRUMENTATION FOR OPEN AND LAPAROSCOPIC SURGERIES
24468 | 4229180261200 | FORCEPS DISSECTING 5MM 310MM, REUSABLE | SPECIALIZED INSTRUMENTATION FOR OPEN AND LAPAROSCOPIC SURGERIES
24469 | 4229180261600 | FORCEPS GRASPING 5MM 310MM, REUSABLE | SPECIALIZED INSTRUMENTATION FOR OPEN AND LAPAROSCOPIC SURGERIES
24470 | 4228190702600 | MAT SILICONE HOLDING 248 X 237 MM, REUSABLE | SPECIALIZED INSTRUMENTATION FOR OPEN AND LAPAROSCOPIC SURGERIES
24471 | 4228190702700 | MAT SILICONE HOLDING FULL-SIZE 1/1, REUSABLE | SPECIALIZED INSTRUMENTATION FOR OPEN AND LAPAROSCOPIC SURGERIES
24472 | 4228150915600 | BASKET WITHOUT FEET 540X253X94MM, REUSABLE | SPECIALIZED INSTRUMENTATION FOR OPEN AND LAPAROSCOPIC SURGERIES
24473 | 4228150915300 | ACCESSORIES, STERILE CONTAINER BODIES, BOTTOM WITHOUT BASE PERFORATION, STANDARD 1/2, OUTER LENGTH = 300 MM, OUTER WIDTH = 274 MM, OUTER HEIGHT = 90 MM, INNER LENGTH = 254 MM, INNER WIDTH 258 MM, INNER HEIGHT = 75 MM, REUSABLE | SPECIALIZED INSTRUMENTATION FOR OPEN AND LAPAROSCOPIC SURGERIES
24474 | 4228151200400 | ACCESSORIES INNER LID, BASIS STANDARD 1/2, SILVER, OUTER LENGTH = 298 MM, OUTER WIDTH = 285 MM, OUTER HEIGHT = 46 MM, REUSABLE | SPECIALIZED INSTRUMENTATION FOR OPEN AND LAPAROSCOPIC SURGERIES
24475 | 4228150915200 | ACCESSORIES, STERILE CONTAINER BODIES, BOTTOM WITHOUT BASE PERFORATION STANDARD 1/1, OUTER LENGTH = 592 MM, OUTER WIDTH = 274 MM, OUTER HEIGHT = 90 MM, INNER LENGTH = 544 MM, INNER WIDTH = 258 MM, INNER HEIGHT = 75 MM, REUSABLE | SPECIALIZED INSTRUMENTATION FOR OPEN AND LAPAROSCOPIC SURGERIES
24476 | 4228150915500 | BASKET WITHOUT FEET 540X253X64MM, REUSABLE | SPECIALIZED INSTRUMENTATION FOR OPEN AND LAPAROSCOPIC SURGERIES
24477 | 4229180260700 | FORCEPS CURVED 99MM X 275MM REUSABLE | SPECIALIZED INSTRUMENTATION FOR OPEN AND LAPAROSCOPIC SURGERIES
24478 | 4229310725900 | RETRACTOR OPEN 50X38MM260MM, REUSABLE | SPECIALIZED INSTRUMENTATION FOR OPEN AND LAPAROSCOPIC SURGERIES
24479 | 4229161404200 | SCISSORS, POTTS TENOTOMY, CURVED, 175MM, REUSABLE | SPECIALIZED INSTRUMENTATION FOR OPEN AND LAPAROSCOPIC SURGERIES
24480 | 4229161215300 | RONGEUR TAKAHASHI STRAIGHT, 120MM, OVAL WIDTH 3MM REUSABLE | SPECIALIZED INSTRUMENTATION FOR OPEN AND LAPAROSCOPIC SURGERIES
24481 | 4229496502900 | FORCEPS, BIPOLAR JEWELER, 0.4MM TIP, 10.2CM, REUSABLE | SPECIALIZED INSTRUMENTATION FOR OPEN AND LAPAROSCOPIC SURGERIES
24482 | 4229350107700 | CANNULA, HEPARIN SUCTION NEEDLE, DIAMETER: 3.0MM, LENGTH = 4.5CM, REUSABLE | SPECIALIZED INSTRUMENTATION FOR OPEN AND LAPAROSCOPIC SURGERIES
24483 | 4229180258500 | CLAMP, ALPHA VASCULAR, MULLER 350 GRAMS, REUSABLE | SPECIALIZED INSTRUMENTATION FOR OPEN AND LAPAROSCOPIC SURGERIES
24484 | 4229180258600 | CLAMP, ALPHA VASCULAR, MULLER CURVED350 GRAMA, REUSABLE | SPECIALIZED INSTRUMENTATION FOR OPEN AND LAPAROSCOPIC SURGERIES
24485 | 4229180259400 | CLAMP, MINI BULLDOG, CURVE 14MM/ 35MM, REUSABLE | SPECIALIZED INSTRUMENTATION FOR OPEN AND LAPAROSCOPIC SURGERIES
24486 | 4229180258400 | CLAMP, ALPHA VASCULAR, ANGLED 350 GRAMS, REUSABLE | SPECIALIZED INSTRUMENTATION FOR OPEN AND LAPAROSCOPIC SURGERIES
24487 | 4229180265500 | FORCEPS, DIADUST MICRO RING, 1MM STR. 185MM, REUSABLE | SPECIALIZED INSTRUMENTATION FOR OPEN AND LAPAROSCOPIC SURGERIES
24488 | 4229180265800 | FORCEPS, DIADUST MICRO, PLATEAU STRAIGHT, 185MM, REUSABLE | SPECIALIZED INSTRUMENTATION FOR OPEN AND LAPAROSCOPIC SURGERIES
24489 | 4229180265400 | FORCEPS, DIADUST MICRO RING, 1MM CURVED, 150MM, REUSABLE | SPECIALIZED INSTRUMENTATION FOR OPEN AND LAPAROSCOPIC SURGERIES
24490 | 4229161429900 | SCISSORS, POTTS- DEMARTEL, 6, 185MM 0 DEGREE, REUSABLE | SPECIALIZED INSTRUMENTATION FOR OPEN AND LAPAROSCOPIC SURGERIES
24491 | 4229161430000 | SCISSORS, REYNOLDS, DELICATE CURVED BLUNT/BLUNT, 145MM, REUSABLE | SPECIALIZED INSTRUMENTATION FOR OPEN AND LAPAROSCOPIC SURGERIES
24492 | 4229180265700 | FORCEPS, DIADUST MICRO RING, 2MM STR 185MM, REUSABLE | SPECIALIZED INSTRUMENTATION FOR OPEN AND LAPAROSCOPIC SURGERIES
24493 | 4229490829700 | NEEDLE HOLDER, LAPAROSCOPIC, KOH ULTRAMICRO, JAW CURVED TO LEFT, TUNGSTEN CARBIDE INSERT, STRAIGHT HANDLE WITH DISENGAGEABLE RATCHET, 3MM DIAMETER, LENGTH - 20 CM., REUSABLE | SPECIALIZED INSTRUMENTATION FOR OPEN AND LAPAROSCOPIC SURGERIES
24494 | 4229490829900 | NEEDLE HOLDER, LAPAROSCOPIC, KOH ULTRAMICRO, JAW CURVED TO RIGHT, TUNGSTEN CARBIDE INSERT, STRAIGHT HANDLE WITH DISENGAGEABLE RATCHET, 3MM DIAMETER, LENGTH - 20 CM., REUSABLE | SPECIALIZED INSTRUMENTATION FOR OPEN AND LAPAROSCOPIC SURGERIES
24495 | 4229490829800 | NEEDLE HOLDER, LAPAROSCOPIC, KOH ULTRAMICRO, JAW CURVED TO LEFT, TUNGSTEN CARBIDE INSERT, STRAIGHT HANDLE WITH DISENGAGEABLE RATCHET, 3MM DIAMETER, LENGTH - 30 CM., REUSABLE | SPECIALIZED INSTRUMENTATION FOR OPEN AND LAPAROSCOPIC SURGERIES
24496 | 4229490829500 | NEEDLE HOLDER, DISMANTLING, ERGONOMIC PISTOL HANDLE WITH DISENGAGEABLE RATCHET, LEFT CURVED JAWS, 5 MM, LENGTH 36 CM, REUSABLE | SPECIALIZED INSTRUMENTATION FOR OPEN AND LAPAROSCOPIC SURGERIES
24497 | 4229490829600 | NEEDLE HOLDER, DISMANTLING, ERGONOMIC PISTOL HANDLE WITH DISENGAGEABLE RATCHET, RATCHET RELEASE ON RIGHT SIDE, STRAIGHT JAWS, 5 MM, LENGTH 36 CM, REUSABLE | SPECIALIZED INSTRUMENTATION FOR OPEN AND LAPAROSCOPIC SURGERIES
24498 | 4229490829400 | NEEDLE HOLDER, ERGONOMIC, STRAIGHT HANDLE WITH DISENGAGEABLE RATCHET, RATCHET RELEASE ON RIGHT SIDE, LEFT CURVED JAWS 5 MM LENGTH 36 CM, REUSABLE | SPECIALIZED INSTRUMENTATION FOR OPEN AND LAPAROSCOPIC SURGERIES
24499 | 4229290315100 | NEEDLE HOLDER, DUROGRIP TUNGSTEN CARBIDE, STRAIGHT, 5MM, LENGTH 31 CM REUSABLE | SPECIALIZED INSTRUMENTATION FOR OPEN AND LAPAROSCOPIC SURGERIES
24500 | 4229290314900 | NEEDLE HOLDER, DUROGRIP TUNGSTEN CARBIDE, CURVED LEFT, 5MM LENGTH 31 CM REUSABLE | SPECIALIZED INSTRUMENTATION FOR OPEN AND LAPAROSCOPIC SURGERIES
24501 | 4229290315000 | NEEDLE HOLDER, DUROGRIP TUNGSTEN CARBIDE, CURVED RIGHT, 5MM LENGTH 31 CM REUSABLE | SPECIALIZED INSTRUMENTATION FOR OPEN AND LAPAROSCOPIC SURGERIES
24502 | 4229492803900 | LAPAROSCOPIC PALPATION PROBE DISMANTLING WITHOUT CONNECTOR PIN FOR UNIPOLAR COAGULATION WITH LUER-LOCK IRRIGATION CONNECTOR FOR CLEANING RETRACTABLE DOUBLE ACTION JAWS SIZE 3 MM LENGTH 20 CM, REUSABLE | SPECIALIZED INSTRUMENTATION FOR OPEN AND LAPAROSCOPIC SURGERIES
24503 | 4229490828700 | LAPAROSCOPIC, BABCOCK GRASPING FORCEPS, ROTATING, DISMANTLING, INSULATED, WITH CONNECTOR PIN FOR UNIPOLAR COAGULATION, WITH LUER-LOCK IRRIGATION CONNECTOR FOR CLEANING, DOUBLE ACTION JAWS, ATRAUMATIC, FENESTRATED, SIZE 3 MM, LENGTH 20 CM, REUSABLE | SPECIALIZED INSTRUMENTATION FOR OPEN AND LAPAROSCOPIC SURGERIES
24504 | 4229490828300 | LAPAROSCOPIC, FORCEPS, DISSECTING AND GRASPING,, ROTATING, DISMANTLING, INSULATED, WITH CONNECTOR PIN FOR UNIPOLAR COAGULATION, WITH LUER-LOCK IRRIGATION CONNECTOR FOR CLEANING, DOUBLE ACTION JAWS, RIGHT ANGLED, SIZE 3MM, LENGTH 20 CM, REUSABLE | SPECIALIZED INSTRUMENTATION FOR OPEN AND LAPAROSCOPIC SURGERIES
24505 | 4229490828400 | LAPAROSCOPIC, FORCEPS, DISSECTING AND GRASPING,, ROTATING, DISMANTLING, INSULATED, WITH CONNECTOR PIN FOR UNIPOLAR COAGULATION, WITH LUER-LOCK IRRIGATION CONNECTOR FOR CLEANING, SINGLE ACTION JAWS, “TIGER JAWS”, 2 X 4 TEETH, SIZE 3MM, LENGTH 20 CM, REUSABLE | SPECIALIZED INSTRUMENTATION FOR OPEN AND LAPAROSCOPIC SURGERIES
24506 | 4229490828900 | LAPAROSCOPIC, GRASPING FORCEPS, ROTATING, DISMANTLING, INSULATED, WITH CONNECTOR PIN FOR UNIPOLAR COAGULATION, WITH LUER-LOCK IRRIGATION CONNECTOR FOR CLEANING, DOUBLE ACTION JAWS, ATRAUMATIC, FENESTRATED, SIZE 3MM, LENGTH 20 CM, REUSABLE | SPECIALIZED INSTRUMENTATION FOR OPEN AND LAPAROSCOPIC SURGERIES
24507 | 4229490829000 | LAPAROSCOPIC, GRASPING FORCEPS, ROTATING, DISMANTLING, INSULATED, WITH CONNECTOR PIN FOR UNIPOLAR COAGULATION, WITH LUER-LOCK IRRIGATION CONNECTOR FOR CLEANING, DOUBLE ACTION JAWS, ATRAUMATIC, WAVY SERRATION, SIZE 3MM, LENGTH 20 CM, REUSABLE | SPECIALIZED INSTRUMENTATION FOR OPEN AND LAPAROSCOPIC SURGERIES
24508 | 4229490829100 | LAPAROSCOPIC, KELLY FORCEPS, DISSECTING AND GRASPING,, ROTATING, DISMANTLING, INSULATED, WITH CONNECTOR PIN FOR UNIPOLAR COAGULATION, WITH LUER-LOCK IRRIGATION CONNECTOR FOR CLEANING, DOUBLE ACTION JAWS, SIZE 3MM, LENGTH 20 CM, REUSABLE | SPECIALIZED INSTRUMENTATION FOR OPEN AND LAPAROSCOPIC SURGERIES
24509 | 4229490829200 | LAPAROSCOPIC, REDDICK-OLSEN FORCEPS, DISSECTING AND GRASPING,, ROTATING, DISMANTLING, INSULATED, WITH CONNECTOR PIN FOR UNIPOLAR COAGULATION, WITH LUER-LOCK IRRIGATION CONNECTOR FOR CLEANING, DOUBLE ACTION JAWS, ROBUST, SIZE 3MM, LENGTH 20 CM, REUSABLE | SPECIALIZED INSTRUMENTATION FOR OPEN AND LAPAROSCOPIC SURGERIES
24510 | 4229490829300 | LAPAROSCOPIC, REDDICK-OLSEN FORCEPS, DISSECTING AND GRASPING,, ROTATING, DISMANTLING, WITHOUT CONNECTOR PIN FOR UNIPOLAR COAGULATION, WITH LUER-LOCK IRRIGATION CONNECTOR FOR CLEANING, DOUBLE ACTION JAWS, ROBUST, SIZE 3MM, LENGTH 20 CM, REUSABLE | SPECIALIZED INSTRUMENTATION FOR OPEN AND LAPAROSCOPIC SURGERIES
24511 | 4229490828500 | LAPAROSCOPIC, (ROBI) GRASPING FORCEPS, CLERMONT- FERRAND MODEL, WITH CONNECTOR PIN FOR BIPOLAR COAGULATION, WITH ESPECIALLY FINE ATRAUMATIC SERRATION, FENESTRATED, DOUBLE ACTION JAWS, SIZE 3MM, LENGTH 20 CM, COLOR CODE: LIGHT BLUE, REUSABLE | SPECIALIZED INSTRUMENTATION FOR OPEN AND LAPAROSCOPIC SURGERIES
24512 | 4229490828600 | LAPAROSCOPIC, (ROBI) KELLY GRASPING FORCEPS, CLERMONT-FERRAND MODEL, WITH CONNECTOR PIN FOR BIPOLAR COAGULATION, ESPECIALLY SUITABLE FOR DISSECTION, DOUBLE ACTION JAWS, SIZE 3MM, LENGTH 20 CM, COLOR CODE: LIGHT BLUE, PLASTIC HANDLE, KELLY FORCEPS INSERT WITH OUTER SHEATH, REUSABLE | SPECIALIZED INSTRUMENTATION FOR OPEN AND LAPAROSCOPIC SURGERIES
24513 | 4229490608900 | LAPAROSCOPIC, MICRO HOOK SCISSORS, ROTATING, DISMANTLING, INSULATED, WITH CONNECTOR PIN FOR UNIPOLAR COAGULATION, WITH LUER-LOCK IRRIGATION CONNECTOR FOR CLEANING, SINGLE ACTION JAWS, SIZE 3MM, LENGTH 20 CM, REUSABLE | SPECIALIZED INSTRUMENTATION FOR OPEN AND LAPAROSCOPIC SURGERIES
24514 | 4229490609200 | LAPAROSCOPIC, SCISSORS, ROTATING, DISMANTLING, INSULATED, WITH CONNECTOR PIN FOR UNIPOLAR COAGULATION, WITH LUER- LOCK IRRIGATION CONNECTOR FOR CLEANING, DOUBLE ACTION JAWS, SERRATED, CURVED, CONICAL, SIZE 3MM, LENGTH 20 CM, REUSABLE | SPECIALIZED INSTRUMENTATION FOR OPEN AND LAPAROSCOPIC SURGERIES
24515 | 4229491500000 | LAPAROSCOPIC, PERCUTANEOUS PYLORIC SPREADER ROTATING DISMANTLING WITHOUT CONNECTOR PIN FOR UNIPOLAR COAGULATION WITH LUER-LOCK IRRIGATION CONNECTOR FOR CLEANING DOUBLE ACTION JAWS SIZE 3MM LENGTH 20 CM, REUSABLE | SPECIALIZED INSTRUMENTATION FOR OPEN AND LAPAROSCOPIC SURGERIES
24516 | 4229491500100 | LAPAROSCOPIC, TAN PYLORIC SPREADER AND GRASPING FORCEPS ROTATING DISMANTLING INSULATED WITH CONNECTOR PIN FOR UNIPOLAR COAGULATION WITH LUER- LOCK IRRIGATION CONNECTOR FOR CLEANING DOUBLE ACTION JAWS IN- AND OUTSIDE SERRATED JAWS SIZE 3MM LENGTH 20 CM, REUSABLE | SPECIALIZED INSTRUMENTATION FOR OPEN AND LAPAROSCOPIC SURGERIES
24517 | 4229490609100 | LAPAROSCOPIC, SCISSORS, METZENBAUM CURVED, ROTATING, DISMANTLING, INSULATED, WITH CONNECTOR PIN FOR UNIPOLAR COAGULATION, WITH LUER- LOCK IRRIGATION CONNECTOR FOR CLEANING, DOUBLE ACTION JAWS, SERRATED, CONICAL, SIZE 3MM, LENGTH 20 CM, REUSABLE | SPECIALIZED INSTRUMENTATION FOR OPEN AND LAPAROSCOPIC SURGERIES
24518 | 4214250002300 | NEEDLE, INJECTION, LUER LOOK-LOCK, 0.8MM, 30CM, REUSABLE | SPECIALIZED INSTRUMENTATION FOR OPEN AND LAPAROSCOPIC SURGERIES
24519 | 4229496502800 | FORCEPS, BIPOLAR COAGULATION, JAW 1MM, DIAMETER 3MM, LENGTH 20CM, REUSABLE | SPECIALIZED INSTRUMENTATION FOR OPEN AND LAPAROSCOPIC SURGERIES
24520 | 4229497813300 | TROCAR, WITH PYRAMIDAL TIP INCLUDING: LUER-LOCK CONNECTOR, SILICONE LEAFLET VALVE, 3.5MM, REUSABLE | SPECIALIZED INSTRUMENTATION FOR OPEN AND LAPAROSCOPIC SURGERIES
24521 | 4229498800200 | HOOK ELECTRODE, UNIPOLAR, 3 FR, REUSABLE | SPECIALIZED INSTRUMENTATION FOR OPEN AND LAPAROSCOPIC SURGERIES
24522 | 4229161429300 | SCISSORS, METZENBAUM, ROTATING, DISMANTLING, WITH CONNECTOR PIN FOR UNIPOLAR COAGULATION, WITH LUER-LOCK CONNECTOR FOR CLEANING, DOUBLE ACTION JAWS, STRAIGHT, LENGTH OF JAWS 15 MM, PLASTIC HANDLE, WITHOUT RATCHET, WITH LARGER CONTACT AREA, OUTER TUBE, INSULATED SCISSORS INSERT, REUSABLE, 5MM, 36CM | SPECIALIZED INSTRUMENTATION FOR OPEN AND LAPAROSCOPIC SURGERIES
24523 | 4229490828200 | FORCEPS, REDDICK-OLSEN DISSECTING AND GRASPING, ROBUST, 5MM, 36 CM, WITH INSULATED SHEATH AND NON-RATCHET HANDLE, REUSABLE | SPECIALIZED INSTRUMENTATION FOR OPEN AND LAPAROSCOPIC SURGERIES
24524 | 4229490827700 | FORCEPS, GRASPING, ROTATING, 5MM, 36CM, WITH INSULATED SHEATH AND NON-RATCHET HANDLE, REUSABLE | SPECIALIZED INSTRUMENTATION FOR OPEN AND LAPAROSCOPIC SURGERIES
24525 | 4229490827800 | FORCEPS, GRASPING, ROTATING, TIGER JAW 2X4 TEETH, 5MM, 36CM, WITH INSULATED SHEATH AND NON-RATCHET HANDLE, REUSABLE | SPECIALIZED INSTRUMENTATION FOR OPEN AND LAPAROSCOPIC SURGERIES
24526 | 4229490827900 | FORCEPS, LAPAROSCOPIC CLAW, 2X3 TEETH, 5MM, 36CM, WITH INSULATED SHEATH AND NON-RATCHET HANDLE, REUSABLE | SPECIALIZED INSTRUMENTATION FOR OPEN AND LAPAROSCOPIC SURGERIES
24527 | 4229495401300 | GRASPER, LAPAROSCOPIC BOWEL, FENESTRATED, 5MM, 36CM, WITH INSULATED SHEATH AND NON-RATCHET HANDLE, REUSABLE | SPECIALIZED INSTRUMENTATION FOR OPEN AND LAPAROSCOPIC SURGERIES
24528 | 4229490609000 | LAPAROSCOPIC, SCISSOR, STRAIGHT, 5MM, 36CM, WITH INSULATED SHEATH AND NON-RATCHET HANDLE, REUSABLE | SPECIALIZED INSTRUMENTATION FOR OPEN AND LAPAROSCOPIC SURGERIES
24529 | 4229490828800 | LAPAROSCOPIC, CLAW FORCEPS 2X3 TEETH, 10MM, 36CM, WITH INSULATED SHEATH AND NON-RATCHET HANDLE, REUSABLE | SPECIALIZED INSTRUMENTATION FOR OPEN AND LAPAROSCOPIC SURGERIES
24530 | 4229490608800 | LAPAROSCOPIC FORCEPS, FENESTRATED, FINE ATRAUMATIC SERRATION, 5MM, 36CM, WITH INSULATED SHEATH AND NON-RATCHET HANDLE, REUSABLE | SPECIALIZED INSTRUMENTATION FOR OPEN AND LAPAROSCOPIC SURGERIES
24531 | 4229380100300 | CHEST TUBE PASSER, PROF. YAN DESIGN, CURVED, LENGTH = 240MM, WITH RATCHET, GROOVED JAW, REUSABLE | SPECIALIZED INSTRUMENTATION FOR OPEN AND LAPAROSCOPIC SURGERIES
24532 | 4229161427800 | SCISSORS, 120 DEGREE ANGLED, SMALL BLADES, 3MM X 30CM, REUSABLE | SPECIALIZED INSTRUMENTATION FOR OPEN AND LAPAROSCOPIC SURGERIES
24533 | 4229313903200 | RETRACTOR, ADAMS MITRAL, FIXED ARM + MOBILE ARM + HANDLE FOR RACK DOWN, REUSABLE | SPECIALIZED INSTRUMENTATION FOR OPEN AND LAPAROSCOPIC SURGERIES
24534 | 4229313903900 | TRANSVERSE RAIL, ADAMS MITRAL RETRACTOR, FOR CLIPSABLE MEDIAL RAIL SYSTEM VERSION, REUSABLE | SPECIALIZED INSTRUMENTATION FOR OPEN AND LAPAROSCOPIC SURGERIES
24535 | 4229313903600 | RAIL SYSTEM, ADAMS MITRAL RETRACTOR MEDIAL WITH SCREW FOR CLIPSABLE TRANSVERSE RAIL, REUSABLE | SPECIALIZED INSTRUMENTATION FOR OPEN AND LAPAROSCOPIC SURGERIES
24536 | 4229313903800 | ATTACHMENT, FOR ADAMS MITRAL RETRACTOR NON-DETACHABLE BRACKET FOR WIRE BLADE AND ROD WITH A 5MM DIAMETER, REUSABLE | SPECIALIZED INSTRUMENTATION FOR OPEN AND LAPAROSCOPIC SURGERIES
24537 | 4229313905200 | BLADE, STERNAL, 50X30MM FOR ADAMS RETRACTOR, RACK DOWN CONFIGURATION, REUSABLE | SPECIALIZED INSTRUMENTATION FOR OPEN AND LAPAROSCOPIC SURGERIES
24538 | 4229313905300 | BLADE, STERNAL, 50X40MM FOR ADAMS RETRACTOR, RACK DOWN CONFIGURATION, FOR MODERN STERNOTOMY, REUSABLE | SPECIALIZED INSTRUMENTATION FOR OPEN AND LAPAROSCOPIC SURGERIES
24539 | 4229313905400 | BLADE, STERNAL, 70X40MM FOR ADAMS RETRACTOR, RACK DOWN CONFIGURATION, FOR MODERN STERNOTOMY, REUSABLE | SPECIALIZED INSTRUMENTATION FOR OPEN AND LAPAROSCOPIC SURGERIES
24540 | 4229313903100 | BLADE, STERNAL, 97X30MM FOR ADAMS RETRACTOR RACK DOWN CONFIGURATION, REUSABLE | SPECIALIZED INSTRUMENTATION FOR OPEN AND LAPAROSCOPIC SURGERIES
24541 | 4229313902900 | ADAMS MITRAL RETRACTOR, A : 97MM - B : 40MM STERNAL BLADES FOR ADAMS RETRACTOR RACK DOWN CONFIGURATION FOR CONVENTIONAL STERNOTOMY, REUSABLE | SPECIALIZED INSTRUMENTATION FOR OPEN AND LAPAROSCOPIC SURGERIES
24542 | 4229313903000 | ADAMS MITRAL RETRACTOR, A : 97MM - B : 50MM STERNAL BLADES FOR ADAMS RETRACTOR RACK DOWN CONFIGURATION FOR CONVENTIONAL STERNOTOMY, REUSABLE | SPECIALIZED INSTRUMENTATION FOR OPEN AND LAPAROSCOPIC SURGERIES
24543 | 4229313903500 | HOOK, LONG AND THIN, ADAMS MITRAL RETRACTOR, LENGTH = 270MM, WIDTH = 20MM, DIAMETER = 34MM, REUSABLE | SPECIALIZED INSTRUMENTATION FOR OPEN AND LAPAROSCOPIC SURGERIES
24544 | 4229313903700 | HOOK, MEDIUM FOR ADAMS MITRAL RETRACTOR, LENGTH = 250MM, WIDTH = 26MM, DIAMETER = 34MM, REUSABLE | SPECIALIZED INSTRUMENTATION FOR OPEN AND LAPAROSCOPIC SURGERIES
24545 | 4229313903400 | HOOK, LARGE FOR ADAMS MITRAL RETRACTOR, LENGTH = 250MM, WIDTH = 35MM, DIAMETER = 34MM, REUSABLE | SPECIALIZED INSTRUMENTATION FOR OPEN AND LAPAROSCOPIC SURGERIES
24546 | 4229313903300 | HOOK, ADAMS MITRAL RETRACTOR, LENGTH = 265MM, WIDTH = 35MM DIAMETER = 16MM, REUSABLE | SPECIALIZED INSTRUMENTATION FOR OPEN AND LAPAROSCOPIC SURGERIES
24547 | 4228150914900 | TRAY, STERILIZATION, FOR ADAMS RETRACTOR AND 3 HOOKS : WIRE MESH BASKET FULL SIZE 540 X 240 X 80 MM, WITH REMOVABLE LID AND ACCESSORIES, REUSABLE | SPECIALIZED INSTRUMENTATION FOR OPEN AND LAPAROSCOPIC SURGERIES
24548 | 4229180256600 | ATRAUMATIC CROSS CLAMP, WITH LOCK, LENGTH = 260MM, 2X3 DEBAKEY JAWS, REUSABLE | SPECIALIZED INSTRUMENTATION FOR OPEN AND LAPAROSCOPIC SURGERIES
24549 | 4229161427600 | SCISSORS, MINIMALLY INVASIVE, LENGTH = 360MM TUNGSTEN CARBIDE BLADES, LIGHTLY CURVED, DIAMETER = 5MM, REUSABLE | SPECIALIZED INSTRUMENTATION FOR OPEN AND LAPAROSCOPIC SURGERIES
24550 | 4229161427200 | SCISSORS, MINIMALLY INVASIVE, LENGTH = 360MM, 30 DEGREE, DIAMETER : 5MM, REUSABLE | SPECIALIZED INSTRUMENTATION FOR OPEN AND LAPAROSCOPIC SURGERIES
24551 | 4229161427300 | SCISSORS, MINIMALLY INVASIVE, LENGTH = 360MM 45 DEGREE ANGLED, DIAMETER : 5 MM, REUSABLE | SPECIALIZED INSTRUMENTATION FOR OPEN AND LAPAROSCOPIC SURGERIES
24552 | 4229161427400 | SCISSORS, MINIMALLY INVASIVE, LENGTH = 360MM 90 DEGREE ANGLED, DIAMETER : 5 MM, REUSABLE | SPECIALIZED INSTRUMENTATION FOR OPEN AND LAPAROSCOPIC SURGERIES
24553 | 4229161427000 | SCISSORS, MINIMALLY INVASIVE, LENGTH = 300MM CURVED, DIAMETER : 5MM / 7MM, REUSABLE | SPECIALIZED INSTRUMENTATION FOR OPEN AND LAPAROSCOPIC SURGERIES
24554 | 4229161427100 | SCISSORS, MINIMALLY INVASIVE, LENGTH = 300MM STRONGLY CURVED, DIAMETER : 5MM / 7MM, REUSABLE | SPECIALIZED INSTRUMENTATION FOR OPEN AND LAPAROSCOPIC SURGERIES
24555 | 4229161426800 | SCISSORS, MINIMALLY INVASIVE, LENGTH = 250MM CURVED, DIAMETER : 5MM / 7MM, REUSABLE | SPECIALIZED INSTRUMENTATION FOR OPEN AND LAPAROSCOPIC SURGERIES
24556 | 4229161426900 | SCISSORS, MINIMALLY INVASIVE, LENGTH = 250MM STRONGLY CURVED, DIAMETER : 5MM / 7MM, REUSABLE | SPECIALIZED INSTRUMENTATION FOR OPEN AND LAPAROSCOPIC SURGERIES
24557 | 4229180256700 | FORCEPS, CARPENTIER ORIGINAL VASCULAR DISSECTING ATRAUMATIC TISSUE, LENGTH= 280MM, RESANO JAWS, 3 ARTICULATIONS, REUSABLE | SPECIALIZED INSTRUMENTATION FOR OPEN AND LAPAROSCOPIC SURGERIES
24558 | 4229380100200 | CHEST TUBE PASSER, CURVED, LENGTH = 355MM, WITH RATCHET, REUSABLE | SPECIALIZED INSTRUMENTATION FOR OPEN AND LAPAROSCOPIC SURGERIES
24559 | 4228150915100 | TRAY, PERFORATED, WITH ARTICULATED LID, FOR YAN RETRACTOR, 400 X 250 X 70 MM, WITH ACCESSORIES, REUSABLE | SPECIALIZED INSTRUMENTATION FOR OPEN AND LAPAROSCOPIC SURGERIES
24560 | 4229180256500 | CLAMP, DIETHRICH BULLDOG, JAW LENGTH = 13MM, LENGTH = 57 MM, STRAIGHT, REUSABLE | SPECIALIZED INSTRUMENTATION FOR OPEN AND LAPAROSCOPIC SURGERIES
24561 | 4229313904300 | FINOCHIETTO UP AND DOWN BLADES (PAIR), FOR INTERCOSTAL THORACCESS RETRACTOR, WIDTH = 36MM, DIAMETER = 30MM, REUSABLE | SPECIALIZED INSTRUMENTATION FOR OPEN AND LAPAROSCOPIC SURGERIES
24562 | 4229313904400 | FINOCHIETTO UP AND DOWN BLADES (PAIR), FOR INTERCOSTAL THORACCESS RETRACTOR, WIDTH = 36MM, DIAMETER = 40MM, REUSABLE | SPECIALIZED INSTRUMENTATION FOR OPEN AND LAPAROSCOPIC SURGERIES
24563 | 4229313904500 | FINOCHIETTO UP AND DOWN BLADES (PAIR), FOR INTERCOSTAL THORACCESS RETRACTOR, WIDTH = 36MM, DIAMETER = 50MM, REUSABLE | SPECIALIZED INSTRUMENTATION FOR OPEN AND LAPAROSCOPIC SURGERIES
24564 | 4229310720900 | HAND RETRACTOR, WITH GROOVED MALLEABLE BLADE, LENGTH = 20MM, WITH ADJUSTABLE LENGTH, L MIN : 230MM L MAX : 300MM, REUSABLE | SPECIALIZED INSTRUMENTATION FOR OPEN AND LAPAROSCOPIC SURGERIES
24565 | 4229310721000 | HAND RETRACTOR, WITH GROOVED MALLEABLE BLADE, LENGTH = 30MM, WITH ADJUSTABLE LENGTH MIN : 230MM L MAX : 300MM, REUSABLE | SPECIALIZED INSTRUMENTATION FOR OPEN AND LAPAROSCOPIC SURGERIES
24566 | 4229680144600 | FORCEPS, INTESTINAL, DOYEN/STRAIGHT, STAINLESS STEEL, LENGTH = 23.5CM, REUSABLE | SPECIALIZED INSTRUMENTATION FOR OPEN AND LAPAROSCOPIC SURGERIES
24567 | 4229680397900 | FORCEPS, INTESTINAL, DOYEN-B/CURVED, STAINLESS STEEL, LENGTH = 17.0CM, REUSABLE | SPECIALIZED INSTRUMENTATION FOR OPEN AND LAPAROSCOPIC SURGERIES
24568 | 4229290312300 | NEEDLE HOLDER, JACOBSON MICRO, LENGTH = 210MM, ROUND HANDLE, STRAIGHT, WITH RATCHET, DIAMONITE, TITANIUM, REUSABLE | SPECIALIZED INSTRUMENTATION FOR OPEN AND LAPAROSCOPIC SURGERIES
24569 | 4229290312700 | NEEDLE HOLDER, SUPERGRIP HEAVY STYLE JACOBSON MICRO, STREAMLINE DESIGN, LENGTH = 230MM, ROUND HANDLE, STRAIGHT, WITH RATCHET, TUNGSTEN, REUSABLE | SPECIALIZED INSTRUMENTATION FOR OPEN AND LAPAROSCOPIC SURGERIES
24570 | 4229290312800 | NEEDLE HOLDER, SUPERGRIP HEAVY STYLE JACOBSON MICRO, STREAMLINE DESIGN, LENGTH = 250MM, ROUND HANDLE, STRAIGHT, WITH RATCHET, TUNGSTEN, REUSABLE | SPECIALIZED INSTRUMENTATION FOR OPEN AND LAPAROSCOPIC SURGERIES
24571 | 4229340400100 | KNOT PUSHER, MINIMALLY INVASIVE, LENGTH = 360MM, DIAMETER = 5MM, REUSABLE | SPECIALIZED INSTRUMENTATION FOR OPEN AND LAPAROSCOPIC SURGERIES
24572 | 4229340400000 | KNOT PUSHER, FINGER EXTENSION, LENGTH = 50MM, REUSABLE | SPECIALIZED INSTRUMENTATION FOR OPEN AND LAPAROSCOPIC SURGERIES
24573 | 4229680127300 | FORCEPS, INTESTINAL, KOCHER/STRAIGHT, STAINLESS STEEL, LENGTH = 25.0CM, REUSABLE | SPECIALIZED INSTRUMENTATION FOR OPEN AND LAPAROSCOPIC SURGERIES
24574 | 4229680127200 | FORCEPS, INTESTINAL, KOCHER/CURVED, STAINLESS STEEL, LENGTH = 24.5CM, REUSABLE | SPECIALIZED INSTRUMENTATION FOR OPEN AND LAPAROSCOPIC SURGERIES
24575 | 4229680261800 | FORCEPS, INTESTINAL, KOCHER/SOFT/CURVED, STAINLESS STEEL, LENGTH = 22.0CM, REUSABLE | SPECIALIZED INSTRUMENTATION FOR OPEN AND LAPAROSCOPIC SURGERIES
24576 | 4229680250100 | FORCEPS, INTESTINAL, KOCHER/CURVED, STAINLESS STEEL, LENGTH = 22.0CM, REUSABLE | SPECIALIZED INSTRUMENTATION FOR OPEN AND LAPAROSCOPIC SURGERIES
24577 | 4229310721100 | HANDHELD MAMMARY ARTERY PROTECTOR DURING MINI STERNOTOMY, LENGTH = 230MM, DIAMETER = 25MM, REUSABLE | SPECIALIZED INSTRUMENTATION FOR OPEN AND LAPAROSCOPIC SURGERIES
24578 | 4229680169500 | FORCEPS, INTESTINAL, MAYO-ROBSON/CURVED, STAINLESS STEEL, LENGTH = 24.5CM, REUSABLE | SPECIALIZED INSTRUMENTATION FOR OPEN AND LAPAROSCOPIC SURGERIES
24579 | 4229680424000 | SCISSORS, DISSECTING, MAYO STRAIGHT, STAINLESS STEEL, LENGTH = 23.0CM, REUSABLE | SPECIALIZED INSTRUMENTATION FOR OPEN AND LAPAROSCOPIC SURGERIES
24580 | 4229680077300 | HANDLE, SCALPEL NO.3, WITH METRIC RULE/FITS 10-15C, LENGTH = 12.5CM, REUSABLE | SPECIALIZED INSTRUMENTATION FOR OPEN AND LAPAROSCOPIC SURGERIES
24581 | 4229180256100 | MICRO TISSUE FORCEPS SUPERGRIP DE BAKEY, LENGTH = 180MM, STRAIGHT, DIAMETER = 8MM, JAWS = 1.3MM, 180 GRAM, BLACK COATING, REUSABLE | SPECIALIZED INSTRUMENTATION FOR OPEN AND LAPAROSCOPIC SURGERIES
24582 | 4229180256300 | MICRO TISSUE FORCEPS SUPERGRIP DE BAKEY, LENGTH = 210MM, STRAIGHT, DIAMETER = 8MM, JAWS = 1.3MM, 180GRAM, BLACK COATING, REUSABLE | SPECIALIZED INSTRUMENTATION FOR OPEN AND LAPAROSCOPIC SURGERIES
24583 | 4229180256000 | MICRO TISSUE FORCEPS SUPERGRIP DE BAKEY, LENGTH = 180MM, ANGLED, DIAMETER = 8MM, JAWS = 1.3MM, COUNTERBALANCED, 180 GRAM, BLACK COATING, REUSABLE | SPECIALIZED INSTRUMENTATION FOR OPEN AND LAPAROSCOPIC SURGERIES
24584 | 4229180256200 | MICRO TISSUE FORCEPS SUPERGRIP DE BAKEY, LENGTH = 210MM, ANGLED, DIAMETER = 8MM, JAWS = 1.3MM, COUNTERBALANCED, 180GRAM, BLACK COATING, REUSABLE | SPECIALIZED INSTRUMENTATION FOR OPEN AND LAPAROSCOPIC SURGERIES
24585 | 4229180256900 | FORCEPS, MICRO DISSECTING, LENGTH = 210MM, ROUND HANDLE, HEAVY STYLE, JAWS = 0.8 X 6MM, WITH PLATFORM, DIAMONITE, 250GRAM, REUSABLE | SPECIALIZED INSTRUMENTATION FOR OPEN AND LAPAROSCOPIC SURGERIES
24586 | 4229180257000 | FORCEPS, MICRO TISSUE, LENGTH = 210MM, ROUND HANDLE, HEAVY STYLE, RING TIP = 1MM, DIAMONITE, 250 GRAM, REUSABLE | SPECIALIZED INSTRUMENTATION FOR OPEN AND LAPAROSCOPIC SURGERIES
24587 | 4229180254700 | FORCEPS, MINIMALLY INVASIVE ATRAUMATIC, LENGTH = 360MM, STRAIGHT, WIDTH = 1.5MM, REUSABLE | SPECIALIZED INSTRUMENTATION FOR OPEN AND LAPAROSCOPIC SURGERIES
24588 | 4229180254600 | FORCEPS, MINIMALLY INVASIVE ATRAUMATIC, LENGTH = 360MM, STRAIGHT, DIAMETER = 5MM, REUSABLE | SPECIALIZED INSTRUMENTATION FOR OPEN AND LAPAROSCOPIC SURGERIES
24589 | 4229180254500 | FORCEPS, MINIMALLY INVASIVE ATRAUMATIC, LENGTH = 360MM, CURVED, 17MM JAWS, DIAMETER = 5 MM, REUSABLE | SPECIALIZED INSTRUMENTATION FOR OPEN AND LAPAROSCOPIC SURGERIES
24590 | 4229180254400 | FORCEPS, MINIMALLY INVASIVE ATRAUMATIC, LENGTH = 300MM, STRAIGHT, DIAMETER = 5MM, REUSABLE | SPECIALIZED INSTRUMENTATION FOR OPEN AND LAPAROSCOPIC SURGERIES
24591 | 4229313904700 | BEAVER BLADE HANDLE, OBADIA MINIMALLY INVASIVE, LENGTH = 330 MM (13 INCH), SUPPORTED WITH ANTISLIP GRIP BLUE COLOR, REUSABLE | SPECIALIZED INSTRUMENTATION FOR OPEN AND LAPAROSCOPIC SURGERIES
24592 | 4229180254300 | FORCEPS, MINIMALLY INVASIVE ATRAUMATIC DE BAKEY, LENGTH = 360MM, CURVED, DIAMETER = 5 MM, REUSABLE | SPECIALIZED INSTRUMENTATION FOR OPEN AND LAPAROSCOPIC SURGERIES
24593 | 4229180254800 | FORCEPS, MINIMALLY INVASIVE FENESTRATED, LENGTH = 360MM, DIAMETER = 5MM, JAW LENGTH = 23MM, WITH PROGRESSIVE RATCHET, REUSABLE | SPECIALIZED INSTRUMENTATION FOR OPEN AND LAPAROSCOPIC SURGERIES
24594 | 4229180254200 | FORCEPS, MINIMALLY INVASIVE ANGULATED FENESTRATED, LENGTH = 440MM, DIAMETER = 5MM, LENGTH = 23MM JAWS W/ PROGRESSIVE RATCHET, REUSABLE | SPECIALIZED INSTRUMENTATION FOR OPEN AND LAPAROSCOPIC SURGERIES
24595 | 4229180254900 | FORCEPS, MINIMALLY INVASIVE FENESTRATED FORCEPS, LENGTH = 440MM DIAMETER = 5MM, JAW LENGTH = 23MM, WITH PROGRESSIVE RATCHET, REUSABLE | SPECIALIZED INSTRUMENTATION FOR OPEN AND LAPAROSCOPIC SURGERIES
24596 | 4229180255100 | FORCEPS, MINIMALLY INVASIVE RESANO, LENGTH = 360MM, DIAMETER = 5MM, REUSABLE | SPECIALIZED INSTRUMENTATION FOR OPEN AND LAPAROSCOPIC SURGERIES
24597 | 4229180255000 | FORCEPS, MINIMALLY INVASIVE RESANO, LENGTH = 300MM, DIAMETER = 5MM, REUSABLE | SPECIALIZED INSTRUMENTATION FOR OPEN AND LAPAROSCOPIC SURGERIES
24598 | 4229161213600 | RONGEUR, MINIMALLY INVASIVE, 30 DEGREE UP, LENGTH = 300MM, JAWS : 3 X 10MM, WORKING LENGTH = 230 MM, REUSABLE | SPECIALIZED INSTRUMENTATION FOR OPEN AND LAPAROSCOPIC SURGERIES
24599 | 4229161213500 | RONGEUR, MINIMALLY INVASIVE, 30 DEGREE DOWN, LENGTH = 300MM, JAWS : 3 X 10MM, WORKING LENGTH = 230 MM, REUSABLE | SPECIALIZED INSTRUMENTATION FOR OPEN AND LAPAROSCOPIC SURGERIES
24600 | 4229161213800 | RONGEUR, PROF. YAN DESIGN AORTIC VALVE MINIMALLY INVASIVE, LENGTH = 230MM, JAWS = 6X12MM, WORKING LENGTH = 150MM, REUSABLE | SPECIALIZED INSTRUMENTATION FOR OPEN AND LAPAROSCOPIC SURGERIES
24601 | 4229161213700 | RONGEUR, MINIMALLY INVASIVE, 45 DEGREE UP, LENGTH = 230MM, JAWS : 6 X 12MM, WORKING LENGTH = 150MM, REUSABLE | SPECIALIZED INSTRUMENTATION FOR OPEN AND LAPAROSCOPIC SURGERIES
24602 | 4229163202400 | MINIMALLY INVASIVE SCALPEL BLADE HOLDER FOR BLADES 10, 11, 12, 15, 18, 19, WITH ADJUSTABLE LENGTH, LENGTH MIN = 290MM, LENGTH MAX = 360MM, REUSABLE | SPECIALIZED INSTRUMENTATION FOR OPEN AND LAPAROSCOPIC SURGERIES
24603 | 4229163202300 | MINIMALLY INVASIVE SCALPEL BLADE HOLDER FOR BLADES 10, 11, 12, 15, 18, 19, WITH ADJUSTABLE LENGTH, LENGTH MIN = 180MM, LENGTH MAX = 250MM, REUSABLE | SPECIALIZED INSTRUMENTATION FOR OPEN AND LAPAROSCOPIC SURGERIES
24604 | 4229350107300 | PROF. YAN DESIGN MINIMALLY INVASIVE STRAIGHT SUCKER, LENGTH = 260MM, STRAIGHT, SUPPORTED WITH ANTISLIP GRIP BLUE COLOR, REUSABLE | SPECIALIZED INSTRUMENTATION FOR OPEN AND LAPAROSCOPIC SURGERIES
24605 | 4229350107400 | SUCTION TUBE MINIMALLY INVASIVE, LENGTH = 330MM, REUSABLE | SPECIALIZED INSTRUMENTATION FOR OPEN AND LAPAROSCOPIC SURGERIES
24606 | 4229350107500 | SUCTION TUBE MINIMALLY INVASIVE FOR AORTIC ANNULAR, LENGTH = 260MM, DOUBLE CURVED, REUSABLE | SPECIALIZED INSTRUMENTATION FOR OPEN AND LAPAROSCOPIC SURGERIES
24607 | 4232220312900 | MINIMALLY INVASIVE SUTURE CATCHER, LENGTH = 280MM, REUSABLE | SPECIALIZED INSTRUMENTATION FOR OPEN AND LAPAROSCOPIC SURGERIES
24608 | 4229310205300 | MINIMALLY INVASIVE NERVES AND VESSELS HOOK, 90 DEGREE, WITH ADJUSTABLE LENGTH = L MIN : 290MM L MAX : 360MM, REUSABLE | SPECIALIZED INSTRUMENTATION FOR OPEN AND LAPAROSCOPIC SURGERIES
24609 | 4229310205100 | MINIMALLY INVASIVE NERVES AND VESSELS DOUBLE HOOK, LENGTH = 330MM, REUSABLE | SPECIALIZED INSTRUMENTATION FOR OPEN AND LAPAROSCOPIC SURGERIES
24610 | 4229310205000 | MINIMALLY INVASIVE NERVE AND VESSEL HOOK, WITH ADJUSTABLE LENGTH, L MIN : 200MM L MAX : 270MM, REUSABLE | SPECIALIZED INSTRUMENTATION FOR OPEN AND LAPAROSCOPIC SURGERIES
24611 | 4229310205200 | MINIMALLY INVASIVE NERVES AND VESSELS HOOK, 45 DEGREE ANGLED, WITH ADJUSTABLE LENGTH = L MIN : 290MM L MAX : 360MM, REUSABLE | SPECIALIZED INSTRUMENTATION FOR OPEN AND LAPAROSCOPIC SURGERIES
24612 | 4229290313600 | NEEDLE HOLDER, MINIMALLY INVASIVE, THORACIC LENGTH = 360MM CURVED, TUNGSTEN CARBIDE, DIAMETER = 5MM, REUSABLE | SPECIALIZED INSTRUMENTATION FOR OPEN AND LAPAROSCOPIC SURGERIES
24613 | 4229290313700 | NEEDLE HOLDER, MINIMALLY INVASIVE, THORACIC LENGTH = 360MM STRAIGHT, TUNGSTEN CARBIDE, DIAMETER = 5MM, REUSABLE | SPECIALIZED INSTRUMENTATION FOR OPEN AND LAPAROSCOPIC SURGERIES
24614 | 4229290313500 | NEEDLE HOLDER, MINIMALLY INVASIVE, LENGTH = 360MM STRAIGHT DIAMONITE DIAMETER = 5MM EASY LOCK SYSTEM, REUSABLE | SPECIALIZED INSTRUMENTATION FOR OPEN AND LAPAROSCOPIC SURGERIES
24615 | 4229290313200 | NEEDLE HOLDER, MINIMALLY INVASIVE, LENGTH = 360MM CURVED, DIAMONITE, DIAMETER = 5MM EASY LOCK SYSTEM, REUSABLE | SPECIALIZED INSTRUMENTATION FOR OPEN AND LAPAROSCOPIC SURGERIES
24616 | 4229290313300 | NEEDLE HOLDER, MINIMALLY INVASIVE, LENGTH = 360MM CURVED, TUNGSTEN DIAMETER = 6MM EASY LOCK SYSTEM, REUSABLE | SPECIALIZED INSTRUMENTATION FOR OPEN AND LAPAROSCOPIC SURGERIES
24617 | 4229290313400 | NEEDLE HOLDER, MINIMALLY INVASIVE, LENGTH = 360MM STRAIGHT, TUNGSTEN DIAMETER = 6MM EASY LOCK SYSTEM, REUSABLE | SPECIALIZED INSTRUMENTATION FOR OPEN AND LAPAROSCOPIC SURGERIES
24618 | 4229290313100 | NEEDLE HOLDER, MINIMALLY INVASIVE, LENGTH = 300MM CURVED, TUNGSTEN DIAMETER = 6MM EASY LOCK SYSTEM, REUSABLE | SPECIALIZED INSTRUMENTATION FOR OPEN AND LAPAROSCOPIC SURGERIES
24619 | 4229290312900 | NEEDLE HOLDER, MINIMALLY INVASIVE, LENGTH = 250MM, CURVED, TUNGSTEN, DIAMETER = 6MM, EASY LOCK SYSTEM, REUSABLE | SPECIALIZED INSTRUMENTATION FOR OPEN AND LAPAROSCOPIC SURGERIES
24620 | 4229290313000 | NEEDLE HOLDER, MINIMALLY INVASIVE, LENGTH = 250MM, STRAIGHT, TUNGSTEN, DIAMETER = 6MM, EASY LOCK SYSTEM, REUSABLE | SPECIALIZED INSTRUMENTATION FOR OPEN AND LAPAROSCOPIC SURGERIES
24621 | 4229290312500 | NEEDLE HOLDER, JACOBSON MICRO, SUPERGRIP, LENGTH = 205MM, STRAIGHT, WIDTH = 0.8MM, WITH RATCHET, DIAMONITE, BLACK COATING, REUSABLE | SPECIALIZED INSTRUMENTATION FOR OPEN AND LAPAROSCOPIC SURGERIES
24622 | 4229290312400 | NEEDLE HOLDER, JACOBSON MICRO, SUPERGRIP, LENGTH = 180MM, STRAIGHT, WIDTH = 0.3MM, WITH RATCHET, DIAMONITE, BLACK COATING, REUSABLE | SPECIALIZED INSTRUMENTATION FOR OPEN AND LAPAROSCOPIC SURGERIES
24623 | 4229290312600 | NEEDLE HOLDER, JACOBSON MICRO, SUPERGRIP, LENGTH = 205MM, STRAIGHT, WIDTH = 1.5MM, WITH RATCHET, TUNGSTEN CARBIDE INSERTS, BLACK COATING, REUSABLE | SPECIALIZED INSTRUMENTATION FOR OPEN AND LAPAROSCOPIC SURGERIES
24624 | 4229180256800 | CLAMP, DE BAKEY CASTANEDA NEONATAL MICRO VASCULAR, LENGTH = 120MM, CURVED SHANKS, 60 DEGREE JAWS, JAWS = 1.4MM, TITANIUM, REUSABLE | SPECIALIZED INSTRUMENTATION FOR OPEN AND LAPAROSCOPIC SURGERIES
24625 | 4229313300800 | OBADIA C-RING RETRACTOR FOR MINI-THORACOTOMY, DIAMETER = 250MM, MAX OPENING : 100MM, WITHOUT BLADES (OR EQUIVALENT), REUSABLE | SPECIALIZED INSTRUMENTATION FOR OPEN AND LAPAROSCOPIC SURGERIES
24626 | 4229313905100 | SHORT USE SOFT INTERCOSTAL BLADES (PAIR) FOR OBADIA C-RING RETRACTOR, REUSABLE | SPECIALIZED INSTRUMENTATION FOR OPEN AND LAPAROSCOPIC SURGERIES
24627 | 4229313904600 | OBADIA MITRAL 3D RETRACTOR SHORT USE FLEXIBLE BLADE FOR OBADIA RETRACTOR (OR EQUIVALENT), REUSABLE | SPECIALIZED INSTRUMENTATION FOR OPEN AND LAPAROSCOPIC SURGERIES
24628 | 4229313904800 | OBADIA MITRAL 3D RETRACTOR BLADE 40X50MM, FOR OBADIA RETRACTOR FOR FLEXIBLE BLADE (OR EQUIVALENT), REUSABLE | SPECIALIZED INSTRUMENTATION FOR OPEN AND LAPAROSCOPIC SURGERIES
24629 | 4229313904900 | OBADIA MITRAL 3D RETRACTOR BLADE 40X60MM, FOR OBADIA RETRACTOR FOR FLEXIBLE BLADE (OR EQUIVALENT), REUSABLE | SPECIALIZED INSTRUMENTATION FOR OPEN AND LAPAROSCOPIC SURGERIES
24630 | 4229313905000 | OBADIA MITRAL 3D RETRACTOR BLADE 40X70MM, FOR OBADIA RETRACTOR FOR FLEXIBLE BLADE (OR EQUIVALENT), REUSABLE | SPECIALIZED INSTRUMENTATION FOR OPEN AND LAPAROSCOPIC SURGERIES
24631 | 4229310204900 | OBADIA MINIMALLY INVASIVE HOOK, ADJUSTABLE IN LENGTH = L MIN: 290MM L MAX : 360MM, SUPPORTED WITH ANTISLIP GRIP BLUE COLOR, 90 DEGREE, WITH 5MM SCALE GRADES (OR EQUIVALENT), REUSABLE | SPECIALIZED INSTRUMENTATION FOR OPEN AND LAPAROSCOPIC SURGERIES
24632 | 4229310204800 | OBADIA MINIMALLY INVASIVE HOOK, ADJUSTABLE IN LENGTH = L MIN: 290MM L MAX : 360MM, SUPPORTED WITH ANTISLIP GRIP BLUE COLOR, 90 DEGREE, WITH 5MM SCALE GRADES, WITH BALL TIP (OR EQUIVALENT), REUSABLE | SPECIALIZED INSTRUMENTATION FOR OPEN AND LAPAROSCOPIC SURGERIES
24633 | 4228150915000 | TRAY, PERFORATED, FOR FULL V2 OBADIA RETRACTOR SET, 405 X 250 X 70 MM, WITH LID AND ACCESSORIES, REUSABLE | SPECIALIZED INSTRUMENTATION FOR OPEN AND LAPAROSCOPIC SURGERIES
24634 | 4229161213900 | RONGEUR, PROF.OBADIA DESIGN MINIMALLY INVASIVE MITRAL VALVE, LENGTH = 300MM, JAWS: 3 X 10MM, WORKING LENGTH = 230 MM, STRAIGHT (OR EQUIVALENT), REUSABLE | SPECIALIZED INSTRUMENTATION FOR OPEN AND LAPAROSCOPIC SURGERIES
24635 | 4229300101900 | OBADIA SUTURE RULERS, LENGTH = 380MM, LASER GRADUATED, STRAIGHT, ADJUSTABLE IN LENGTH, SUPPORTED WITH ANTISLIP GRIP BLUE COLOR (OR EQUIVALENT), REUSABLE | SPECIALIZED INSTRUMENTATION FOR OPEN AND LAPAROSCOPIC SURGERIES
24636 | 4229300101800 | OBADIA SUTURE RULERS, LENGTH = 380MM, LASER GRADUATED, CURVED, ADJUSTABLE IN LENGTH, SUPPORTED WITH ANTISLIP GRIP BLUE COLOR (OR EQUIVALENT), REUSABLE | SPECIALIZED INSTRUMENTATION FOR OPEN AND LAPAROSCOPIC SURGERIES
24637 | 4229313904000 | DUBOST UP AND DOWN BLADES (PAIR), FOR STERNAL THORACCESS RETRACTOR, WIDTH = 50MM, DIAMETER = 30MM, REUSABLE | SPECIALIZED INSTRUMENTATION FOR OPEN AND LAPAROSCOPIC SURGERIES
24638 | 4229313904100 | DUBOST UP AND DOWN BLADES (PAIR), FOR STERNAL THORACCESS RETRACTOR, WIDTH = 50MM, DIAMETER = 40MM, REUSABLE | SPECIALIZED INSTRUMENTATION FOR OPEN AND LAPAROSCOPIC SURGERIES
24639 | 4229313904200 | DUBOST UP AND DOWN BLADES (PAIR), FOR STERNAL THORACCESS RETRACTOR, WIDTH = 50MM, DIAMETER = 50MM, REUSABLE | SPECIALIZED INSTRUMENTATION FOR OPEN AND LAPAROSCOPIC SURGERIES
24640 | 4229180255800 | FORCEPS, SUPERGRIP HEAVY STYLE HYBRID 3.5MM RESANO/DEBAKEY JAWS 10MM DIAMETER ROUND HANDLES LENGTH= 210MM 250GR, REUSABLE | SPECIALIZED INSTRUMENTATION FOR OPEN AND LAPAROSCOPIC SURGERIES
24641 | 4229180255900 | FORCEPS, SUPERGRIP HEAVY STYLE HYBRID 3.5MM RESANO/DEBAKEY JAWS 10MM DIAMETER ROUND HANDLES LENGTH= 240MM 250GR, REUSABLE | SPECIALIZED INSTRUMENTATION FOR OPEN AND LAPAROSCOPIC SURGERIES
24642 | 4229161426400 | SCISSORS, JACOBSON MICRO, 7MM BLADES, LENGTH = 180MM, ANGLED, SHARP, 90 DEGREE, FLAT HANDLE, REUSABLE | SPECIALIZED INSTRUMENTATION FOR OPEN AND LAPAROSCOPIC SURGERIES
24643 | 4229161426600 | SCISSORS, JACOBSON MICRO, SUPERGRIP, 7MM BLADES, LENGTH = 180MM, ANGLED, SHARP, 60 DEGREE, REUSABLE | SPECIALIZED INSTRUMENTATION FOR OPEN AND LAPAROSCOPIC SURGERIES
24644 | 4229161426700 | SCISSORS, JACOBSON MICRO, SUPERGRIP, LENGTH = 210MM, ANGLED, SHARP, FINE, 125 DEGREE, BLADE = 10MM, BLACK COATING, REUSABLE | SPECIALIZED INSTRUMENTATION FOR OPEN AND LAPAROSCOPIC SURGERIES
24645 | 4229161426500 | SCISSORS, JACOBSON MICRO, SUPERGRIP, 7MM BLADES, LENGTH = 180MM, ANGLED, SHARP, 45 DEGREE, REUSABLE | SPECIALIZED INSTRUMENTATION FOR OPEN AND LAPAROSCOPIC SURGERIES
24646 | 4229180257100 | FORCEPS, MICRO TISSUE SUPERGRIP TYING, LENGTH = 180MM, DIAMETER = 8MM, JAWS = 0.4X6MM, WITH PLATFORM, DIAMONITE, 180GRAM, BLACK COATING, REUSABLE | SPECIALIZED INSTRUMENTATION FOR OPEN AND LAPAROSCOPIC SURGERIES
24647 | 4229180255500 | CLAMP, VATS CHITWOOD DEBAKEY, 80MM, 2X3 DEBAKEY CURVED LEFT JAWS WORKING LENGTH = 170MM, TOTAL LENGTH = 265MM, DIAMETER = 10MM, W/ RATCHET, REUSABLE | SPECIALIZED INSTRUMENTATION FOR OPEN AND LAPAROSCOPIC SURGERIES
24648 | 4229180255600 | CLAMP, VATS CHITWOOD DEBAKEY, 80MM, 2X32 DEBAKEY CURVED LEFT JAWS WORKING LENGTH = 230MM, TOTAL LENGTH = 320MM, DIAMETER = 10MM, W/ RATCHET, REUSABLE | SPECIALIZED INSTRUMENTATION FOR OPEN AND LAPAROSCOPIC SURGERIES
24649 | 4229180255700 | CLAMP, VATS CHITWOOD DEBAKEY, 80MM, 2X32 DEBAKEY CURVED LEFT JAWS WORKING LENGTH = 255MM, TOTAL LENGTH = 360MM, DIAMETER = 10MM, W/ RATCHET, REUSABLE | SPECIALIZED INSTRUMENTATION FOR OPEN AND LAPAROSCOPIC SURGERIES
24650 | 4229180255200 | CLAMP, VATS CHITWOOD DEBAKEY, 80MM, 1X2 DEBAKEY CURVED LEFT JAWS WORKING LENGTH = 170MM, TOTAL LENGTH = 265MM, DIAMETER = 10MM, W/ RATCHET, REUSABLE | SPECIALIZED INSTRUMENTATION FOR OPEN AND LAPAROSCOPIC SURGERIES
24651 | 4229180255300 | CLAMP, VATS CHITWOOD DEBAKEY, 80MM, 1X2 DEBAKEY CURVED LEFT JAWS WORKING LENGTH = 230MM, TOTAL LENGTH = 320MM, DIAMETER = 10MM, W/ RATCHET, REUSABLE | SPECIALIZED INSTRUMENTATION FOR OPEN AND LAPAROSCOPIC SURGERIES
24652 | 4229180255400 | CLAMP, VATS CHITWOOD DEBAKEY, 80MM, 1X2 DEBAKEY CURVED LEFT JAWS WORKING LENGTH = 255MM, TOTAL LENGTH = 360MM, DIAMETER = 10MM, W/ RATCHET, REUSABLE | SPECIALIZED INSTRUMENTATION FOR OPEN AND LAPAROSCOPIC SURGERIES
24653 | 4229680241600 | SPREADER, WOUND, BLUNT/3X4TEETH, LENGTH = 13.5CM, REUSABLE | SPECIALIZED INSTRUMENTATION FOR OPEN AND LAPAROSCOPIC SURGERIES
24654 | 4229161427700 | SCISSORS, PROF. YAN DESIGN STRONG CARDIOVASCULAR, LENGTH = 220MM, SUPERCUT, DOUBLE CURVED SCISSORS, RING HANDLE, REUSABLE | SPECIALIZED INSTRUMENTATION FOR OPEN AND LAPAROSCOPIC SURGERIES
24655 | 4229290313900 | NEEDLE HOLDER, PROF. YAN DESIGN MICRO SUPERGRIP, LENGTH = 225MM, STRAIGHT, WIDTH = 0.8MM, WITH RATCHET, DIAMONITE, WITHOUT BLACK COATING, REUSABLE | SPECIALIZED INSTRUMENTATION FOR OPEN AND LAPAROSCOPIC SURGERIES
24656 | 4229340400200 | KNOT PUSHER, MINIMALLY INVASIVE POLYMER TIP, WITH ADJUSTABLE LENGTH = L MIN : 290MM L MAX : 360MM, REUSABLE | SPECIALIZED INSTRUMENTATION FOR OPEN AND LAPAROSCOPIC SURGERIES
24657 | 4229180260200 | FORCEPS, SUTURING, CASTROVIEJO/TYING PLATFORM/ANGLED, DIAMETER 0.3 MM, STAINLESS STEEL, LENGTH 10 - 11 CM, REUSABLE | SPECIALIZED INSTRUMENTATION FOR OPEN AND LAPAROSCOPIC SURGERIES
24658 | 4228150915800 | CONTAINER, FOR GARRETT VASCULAR DILATOR, WITH SILICONE FIXATION, WITH LID, REUSABLE | SPECIALIZED INSTRUMENTATION FOR OPEN AND LAPAROSCOPIC SURGERIES
24659 | 4229313908000 | SPECIAL VALVE RETRACTOR ATTACHMENT, WITH 2 SIDE EXTENSIONS, COMPATIBLE WITH COSGROVE MITRAL RETRACTOR, REUSABLE | SPECIALIZED INSTRUMENTATION FOR OPEN AND LAPAROSCOPIC SURGERIES
24660 | 4229180259200 | CLAMP, HEAVY FIXATION, COMPATIBLE WITH COSGROVE RETRACTOR, ASSORTED SHAPES, SIZE 6MM, REUSABLE | SPECIALIZED INSTRUMENTATION FOR OPEN AND LAPAROSCOPIC SURGERIES
24661 | 4229310721200 | BLADE, COOLEY ATRIAL, SMALL 20MM, MALLEABLE 6MM ROD, COMPATIBLE WITH COSGROVE RETRACTOR, REUSABLE | SPECIALIZED INSTRUMENTATION FOR OPEN AND LAPAROSCOPIC SURGERIES
24662 | 4229310726900 | BLADE, COOLEY ATRIAL, MEDIUM 35MM, MALLEABLE 6MM ROD, COMPATIBLE WITH COSGROVE RETRACTOR, REUSABLE | SPECIALIZED INSTRUMENTATION FOR OPEN AND LAPAROSCOPIC SURGERIES
24663 | 4229310726700 | BLADE, COOLEY ATRIAL, LARGE 45MM, MALLEABLE 6MM ROD, COMPATIBLE WITH COSGROVE RETRACTOR, REUSABLE | SPECIALIZED INSTRUMENTATION FOR OPEN AND LAPAROSCOPIC SURGERIES
24664 | 4229180266600 | FORCEPS, GIRAFFE, CUP, FRONTAL SINUS, ANGLE 45 DEGREE, HORIZONTAL, SIZE 2 MM, REUSABLE | SPECIALIZED INSTRUMENTATION FOR OPEN AND LAPAROSCOPIC SURGERIES
24665 | 4229350117500 | TUBE, SUCTION, FERGUSSON, DIAMETER 3.5MM, WORKING LENGTH 160 MM, TOTAL LENGTH 240 - 250MM, REUSABLE | SPECIALIZED INSTRUMENTATION FOR OPEN AND LAPAROSCOPIC SURGERIES
24666 | 4229350116500 | TUBE, SUCTION, FERGUSSON, DIAMETER 2.5MM, WORKING LENGTH 160 MM, TOTAL LENGTH 240 - 250MM, REUSABLE | SPECIALIZED INSTRUMENTATION FOR OPEN AND LAPAROSCOPIC SURGERIES
24667 | 4229350115500 | TUBE, SUCTION, FERGUSSON, DIAMETER 1.5MM, WORKING LENGTH 160 MM, TOTAL LENGTH 240 - 250MM, REUSABLE | SPECIALIZED INSTRUMENTATION FOR OPEN AND LAPAROSCOPIC SURGERIES
24668 | 4229350115600 | TUBE, SUCTION, FERGUSSON, DIAMETER 1.5MM, WORKING LENGTH 200 MM, TOTAL LENGTH 275 - 285MM, REUSABLE | SPECIALIZED INSTRUMENTATION FOR OPEN AND LAPAROSCOPIC SURGERIES
24669 | 4229350120900 | TUBE, SUCTION, FRAZIER, 7 FR,TOTAL LENGTH 10 -11 CM, WITH STYLET, REUSABLE | SPECIALIZED INSTRUMENTATION FOR OPEN AND LAPAROSCOPIC SURGERIES
24670 | 4229350120600 | TUBE, SUCTION, FRAZIER, 10 FR,TOTAL LENGTH 10 -11 CM, WITH STYLET, REUSABLE | SPECIALIZED INSTRUMENTATION FOR OPEN AND LAPAROSCOPIC SURGERIES
24671 | 4229350120700 | TUBE, SUCTION, FRAZIER, 11 FR,TOTAL LENGTH 10 -11 CM, WITH STYLET, REUSABLE | SPECIALIZED INSTRUMENTATION FOR OPEN AND LAPAROSCOPIC SURGERIES
24672 | 4214160601700 | GALLIPOT, POLYPROPYLENE, CAPACITY: 0.14L, REUSABLE | SPECIALIZED INSTRUMENTATION FOR OPEN AND LAPAROSCOPIC SURGERIES
24673 | 4214160601900 | GALLIPOT, POLYPROPYLENE, CAPACITY: 0.35L, REUSABLE | SPECIALIZED INSTRUMENTATION FOR OPEN AND LAPAROSCOPIC SURGERIES
24674 | 4214160602000 | GALLIPOT, POLYPROPYLENE, CAPACITY: 0.3L, REUSABLE | SPECIALIZED INSTRUMENTATION FOR OPEN AND LAPAROSCOPIC SURGERIES
24675 | 4214252500300 | CANNULA, IRRIGATING HAMBURG, CURVED, WITH BULB TIP, REUSABLE | SPECIALIZED INSTRUMENTATION FOR OPEN AND LAPAROSCOPIC SURGERIES
24676 | 4229530222600 | CANNULA, INJECTION AND ASPIRATION, DIAMETER 5 MM, ASPIRATION NEEDLE 3 MM, TOTAL LENGTH 33 - 36 CM, STAINLESS STEEL, REUSABLE | SPECIALIZED INSTRUMENTATION FOR OPEN AND LAPAROSCOPIC SURGERIES
24677 | 4229180264500 | FORCEPS, CLAMP, HEANEY/STRAIGHT, STAINLESS STEEL, LENGTH = 21.5CM, TEETH: 2, HYSTERECTOMY, REUSABLE | SPECIALIZED INSTRUMENTATION FOR OPEN AND LAPAROSCOPIC SURGERIES
24678 | 4229490014800 | LAPAROSCOPIC METAL HANDLE, ROTATING, WITHOUT RATCHET, WITH CONNECTOR PIN FOR UNIPOLAR COAGULATION, REUSABLE | SPECIALIZED INSTRUMENTATION FOR OPEN AND LAPAROSCOPIC SURGERIES
24679 | 4229633911500 | OUTER SHEATH, WITH LUER-LOCK, CONNECTOR, SIZE 5 MM, LENGTH 43 CM, REUSABLE | SPECIALIZED INSTRUMENTATION FOR OPEN AND LAPAROSCOPIC SURGERIES
24680 | 4229633911200 | CLICKLINE OUTER SHEATH, INSULATED, WITH LUER-LOCK CONNECTOR FOR CLEANING, SIZE 3 MM, LENGTH 20 CM, REUSABLE | SPECIALIZED INSTRUMENTATION FOR OPEN AND LAPAROSCOPIC SURGERIES
24681 | 4229633911000 | CLICKLINE METAL OUTER SHEATH, WITH LUER-LOCK CONNECTOR FOR CLEANING, SIZE 3 MM, LENGTH 20 CM, REUSABLE | SPECIALIZED INSTRUMENTATION FOR OPEN AND LAPAROSCOPIC SURGERIES
24682 | 4229633912600 | OUTER SHEATH, WITH LUER-LOCK, CONNECTOR, SIZE 10 MM, LENGTH 30 CM, REUSABLE | SPECIALIZED INSTRUMENTATION FOR OPEN AND LAPAROSCOPIC SURGERIES
24683 | 4229633911600 | OUTER SHEATH, WITH LUER-LOCK, CONNECTOR, SIZE 5 MM, LENGTH 30 CM, REUSABLE | SPECIALIZED INSTRUMENTATION FOR OPEN AND LAPAROSCOPIC SURGERIES
24684 | 4229633912700 | OUTER SHEATH, WITHOUT LUER-LOCK, CONNECTOR, SIZE 5 MM, LENGTH 30 CM, REUSABLE | SPECIALIZED INSTRUMENTATION FOR OPEN AND LAPAROSCOPIC SURGERIES
24685 | 4229310721900 | RETRACTOR, ROUND/ CIRCLE RING , FOR BOOKWALTER RETRACTOR, ASSORTED SIZES, (OR EQUIVALENT), REUSABLE | SPECIALIZED INSTRUMENTATION FOR OPEN AND LAPAROSCOPIC SURGERIES
24686 | 4229680320500 | HOOK, LENS MANIPULATOR, SINSKEY, REVERSE, ROUND HANDLE, REUSABLE | SPECIALIZED INSTRUMENTATION FOR OPEN AND LAPAROSCOPIC SURGERIES
24687 | 4229290317100 | NEEDLE HOLDER, SAROT, TUNGSTEN CARBIDE, LENGTH 25 - 26 CM, REUSABLE | SPECIALIZED INSTRUMENTATION FOR OPEN AND LAPAROSCOPIC SURGERIES
24688 | 4229680330100 | OCONNOR SCLERAL DEPRESSOR WITH 1.5MM GASS MARKER END, REUSABLE | SPECIALIZED INSTRUMENTATION FOR OPEN AND LAPAROSCOPIC SURGERIES
24689 | 4229310728900 | BLADE, MALLEABLE SLOTTED, SWIVEL, FOR OMNI RETRACTOR (OR EQUIVALENT), WIDTH SIZE: 1 - 2 CM, ASSORTED LENGTHS, REUSABLE | SPECIALIZED INSTRUMENTATION FOR OPEN AND LAPAROSCOPIC SURGERIES
24690 | 4229161326300 | KNIFE, PYLORIC W/ LUER-LOCK CONNECTOR FOR CLEANING, SIZE 3 MM, LENGTH 10 CM, REUSABLE | SPECIALIZED INSTRUMENTATION FOR OPEN AND LAPAROSCOPIC SURGERIES
24691 | 4229680457500 | SUCTION, PYNCHON, LENGTH 24 - 26 CM, STAINLESS STEEL, REUSABLE | SPECIALIZED INSTRUMENTATION FOR OPEN AND LAPAROSCOPIC SURGERIES
24692 | 4229310733100 | RIB SPREADER, FLIP-OVER STYLE, SIZE XS, 16 MM 30 MM 65 MM 75 MM, REUSABLE | SPECIALIZED INSTRUMENTATION FOR OPEN AND LAPAROSCOPIC SURGERIES
24693 | 4229310733000 | RIB SPREADER, FLIP-OVER STYLE, SIZE S, 18 MM 45 MM 80 MM 90 MM, REUSABLE | SPECIALIZED INSTRUMENTATION FOR OPEN AND LAPAROSCOPIC SURGERIES
24694 | 4229310732900 | RIB SPREADER, FLIP-OVER STYLE, SIZE M, 18 MM 45 MM 90 MM 100 MM, REUSABLE | SPECIALIZED INSTRUMENTATION FOR OPEN AND LAPAROSCOPIC SURGERIES
24695 | 4229310732800 | RIB SPREADER, FLIP-OVER STYLE, SIZE L, 18 MM 55 MM 90 MM 85 MM, REUSABLE | SPECIALIZED INSTRUMENTATION FOR OPEN AND LAPAROSCOPIC SURGERIES
24696 | 4229310729500 | FORCEPS, SKIN, OGURA, STAINLESS STEEL, LENGTH 11 CM, TIP WIDTH 4 MM, REUSABLE | SPECIALIZED INSTRUMENTATION FOR OPEN AND LAPAROSCOPIC SURGERIES
24697 | 4229680335300 | HOOK, MUSCLE, BONN MODEL, ROUND CURVE TIP, FLAT HANDLE, REUSABLE | SPECIALIZED INSTRUMENTATION FOR OPEN AND LAPAROSCOPIC SURGERIES
24698 | 4229310730100 | ELITE II RAIL CLAMP, FOR THOMPSON RETRACTOR, WITH 2 CAM JOINTS, (OR EQUIVALENT), ASSORTED SIZES, REUSABLE | SPECIALIZED INSTRUMENTATION FOR OPEN AND LAPAROSCOPIC SURGERIES
24699 | 4229310729800 | BILATERAL CROSSBAR, HINGED, FOR THOMPSON RETRACTOR, (OR EQUIVALENT), REUSABLE | SPECIALIZED INSTRUMENTATION FOR OPEN AND LAPAROSCOPIC SURGERIES
24700 | 4229310730400 | S-LOCK MICRO ADJUSTMENT CLIP, FOR THOMPSON RETRACTOR, NON-ANGLING, (OR EQUIVALENT), ASSORTED LENGTH, REUSABLE | SPECIALIZED INSTRUMENTATION FOR OPEN AND LAPAROSCOPIC SURGERIES
24701 | 4229310730300 | S-LOCK MICRO ADJUSTMENT CLIP, FOR THOMPSON RETRACTOR, ANGLING, (OR EQUIVALENT), ASSORTED LENGTH, REUSABLE | SPECIALIZED INSTRUMENTATION FOR OPEN AND LAPAROSCOPIC SURGERIES
24702 | 4229310730500 | ANGLED ARM, 18 INCH,FOR THOMPSON RETRACTOR, SIZE 8 X 10 INCH (OR EQUIVALENT), REUSABLE | SPECIALIZED INSTRUMENTATION FOR OPEN AND LAPAROSCOPIC SURGERIES
24703 | 4229310721400 | ANGLED ARM, 24 INCH,FOR THOMPSON RETRACTOR, SIZE 11 X 13 INCH (OR EQUIVALENT), REUSABLE | SPECIALIZED INSTRUMENTATION FOR OPEN AND LAPAROSCOPIC SURGERIES
24704 | 4229310730600 | ANGLED ARM, 24 INCH,FOR THOMPSON RETRACTOR, SIZE 8 X 16 INCH (OR EQUIVALENT), REUSABLE | SPECIALIZED INSTRUMENTATION FOR OPEN AND LAPAROSCOPIC SURGERIES
24705 | 4229310729900 | CAM I JOINT, SERRATED AND NON SERRATED, FOR THOMPSON RETRACTOR, (OR EQUIVALENT), REUSABLE | SPECIALIZED INSTRUMENTATION FOR OPEN AND LAPAROSCOPIC SURGERIES
24706 | 4229310730000 | CAM II CLIP-ON, FOR THOMPSON RETRACTOR, WITH ANGLING HEAD (OR EQUIVALENT), ASSORTED SIZES, REUSABLE | SPECIALIZED INSTRUMENTATION FOR OPEN AND LAPAROSCOPIC SURGERIES
24707 | 4229310730200 | MICRO ADJUSTMENT CLIP II, FOR THOMPSON RETRACTOR, ANGLING, (OR EQUIVALENT), ASSORTED LENGTH, REUSABLE | SPECIALIZED INSTRUMENTATION FOR OPEN AND LAPAROSCOPIC SURGERIES
24708 | 4229310729600 | ANGLING HEAD WRENCH, FOR THOMPSON RETRACTOR, (OR EQUIVALENT), REUSABLE | SPECIALIZED INSTRUMENTATION FOR OPEN AND LAPAROSCOPIC SURGERIES
24709 | 4229310732000 | BLADE, MALLEABLE, FOR THOMPSON RETRACTOR, SIZE 13.0 MM X 64 MM, REUSABLE | SPECIALIZED INSTRUMENTATION FOR OPEN AND LAPAROSCOPIC SURGERIES
24710 | 4229310731800 | BLADE, MALLEABLE, FOR THOMPSON RETRACTOR, SIZE 13.0 MM X 152 MM, REUSABLE | SPECIALIZED INSTRUMENTATION FOR OPEN AND LAPAROSCOPIC SURGERIES
24711 | 4229310731900 | BLADE, MALLEABLE, FOR THOMPSON RETRACTOR, SIZE 13 MM X 203 MM, REUSABLE | SPECIALIZED INSTRUMENTATION FOR OPEN AND LAPAROSCOPIC SURGERIES
24712 | 4229310732200 | BLADE, MALLEABLE, FOR THOMPSON RETRACTOR, SIZE 25 MM X 203 MM, REUSABLE | SPECIALIZED INSTRUMENTATION FOR OPEN AND LAPAROSCOPIC SURGERIES
24713 | 4229310732100 | BLADE, MALLEABLE, FOR THOMPSON RETRACTOR, SIZE 25 MM X 102 MM, REUSABLE | SPECIALIZED INSTRUMENTATION FOR OPEN AND LAPAROSCOPIC SURGERIES
24714 | 4229310732300 | BLADE, MALLEABLE, FOR THOMPSON RETRACTOR, SIZE 51 MM X 203 MM, REUSABLE | SPECIALIZED INSTRUMENTATION FOR OPEN AND LAPAROSCOPIC SURGERIES
24715 | 4229310732400 | BLADE, MALLEABLE, FOR THOMPSON RETRACTOR, SIZE 64 MM X 254 MM, REUSABLE | SPECIALIZED INSTRUMENTATION FOR OPEN AND LAPAROSCOPIC SURGERIES
24716 | 4229310732500 | BLADE, MALLEABLE, FOR THOMPSON RETRACTOR, SIZE 76 MM X 254 MM, REUSABLE | SPECIALIZED INSTRUMENTATION FOR OPEN AND LAPAROSCOPIC SURGERIES
24717 | 4229310731700 | BLADE, MALLEABLE, FOR THOMPSON RETRACTOR, SIZE 102 MM X 254 MM, REUSABLE | SPECIALIZED INSTRUMENTATION FOR OPEN AND LAPAROSCOPIC SURGERIES
24718 | 4229310731600 | BLADE, KELLYFOR THOMPSON RETRACTOR, SIZE 89MM X 76MM, (OR EQUIVALENT), REUSABLE | SPECIALIZED INSTRUMENTATION FOR OPEN AND LAPAROSCOPIC SURGERIES
24719 | 4229310731000 | BLADE, BALFOUR, FOR THOMPSON RETRACTOR , SIZE 70 MM X 76 MM WITHOUT LIPS, (OR EQUIVALENT), REUSABLE | SPECIALIZED INSTRUMENTATION FOR OPEN AND LAPAROSCOPIC SURGERIES
24720 | 4229310731400 | BLADE, BALFOUR, FOR THOMPSON RETRACTOR , SIZE 83 MM X 76 MM, (OR EQUIVALENT), REUSABLE | SPECIALIZED INSTRUMENTATION FOR OPEN AND LAPAROSCOPIC SURGERIES
24721 | 4229310731300 | BLADE, BALFOUR, FOR THOMPSON RETRACTOR , SIZE 83 MM X 76 MM WITHOUT LIPS, (OR EQUIVALENT), REUSABLE | SPECIALIZED INSTRUMENTATION FOR OPEN AND LAPAROSCOPIC SURGERIES
24722 | 4229310731100 | BLADE, BALFOUR, FOR THOMPSON RETRACTOR , SIZE 83 MM X 127 MM, (OR EQUIVALENT), REUSABLE | SPECIALIZED INSTRUMENTATION FOR OPEN AND LAPAROSCOPIC SURGERIES
24723 | 4229310730900 | BLADE, BALFOUR, FOR THOMPSON RETRACTOR , SIZE 30 MM X 30 MM, (OR EQUIVALENT), REUSABLE | SPECIALIZED INSTRUMENTATION FOR OPEN AND LAPAROSCOPIC SURGERIES
24724 | 4229310732700 | BLADE, RICHARDSON, FOR THOMPSON RETRACTOR, 57MM X 178MM, (OR EQUIVALENT), REUSABLE | SPECIALIZED INSTRUMENTATION FOR OPEN AND LAPAROSCOPIC SURGERIES
24725 | 4229310731500 | BLADE, HARRINGTON, FOR THOMPSON RETRACTOR, 64MM X 152MM, (OR EQUIVALENT), REUSABLE | SPECIALIZED INSTRUMENTATION FOR OPEN AND LAPAROSCOPIC SURGERIES
24726 | 4229310732600 | BLADE, MALLEABLE FINGER, FOR THOMPSON RETRACTOR, SIZE 152 MM, (OR EQUIVALENT), REUSABLE | SPECIALIZED INSTRUMENTATION FOR OPEN AND LAPAROSCOPIC SURGERIES
24727 | 4229310731200 | BLADE, BALFOUR, FOR THOMPSON RETRACTOR , SIZE 83 MM X 57 MM, (OR EQUIVALENT), REUSABLE | SPECIALIZED INSTRUMENTATION FOR OPEN AND LAPAROSCOPIC SURGERIES
24728 | 4229310730700 | BLADE, BALFOUR, FOR THOMPSON RETRACTOR , SIZE 102 MM X 57 MM, (OR EQUIVALENT), REUSABLE | SPECIALIZED INSTRUMENTATION FOR OPEN AND LAPAROSCOPIC SURGERIES
24729 | 4229310730800 | BLADE, BALFOUR, FOR THOMPSON RETRACTOR , SIZE 114 MM X 57 MM, (OR EQUIVALENT), REUSABLE | SPECIALIZED INSTRUMENTATION FOR OPEN AND LAPAROSCOPIC SURGERIES
24730 | 4229161427900 | SCISSORS, ULTRACUT PRESTIGE PARIS, LENGTH = 230MM, CURVED, REUSABLE | SPECIALIZED INSTRUMENTATION FOR OPEN AND LAPAROSCOPIC SURGERIES
24731 | 4214273600900 | CATHETER, UROLOGY, CURVED, DIAMETER = 15.0FR, LENGTH = 15.0CM, WOMEN, WITH STYLET, REUSABLE | SPECIALIZED INSTRUMENTATION FOR OPEN AND LAPAROSCOPIC SURGERIES
24732 | 4229161428200 | SCISSORS DISSECTING CURVED 130 MM, DELICATE PATTERN WAVE CUT BLUNT/BLUNT REUSABLE | SPECIALIZED INSTRUMENTATION FOR OPEN AND LAPAROSCOPIC SURGERIES
24733 | 4229180263900 | FORCEPS, CLAMP, ALLIS INTESTINAL GRASPING STRAIGHT 15.0 -16.0 CM, TOOTHED (5X6) REUSABLE | SPECIALIZED INSTRUMENTATION FOR OPEN AND LAPAROSCOPIC SURGERIES
24734 | 4220184400000 | RULER, GRADUATED IN MM AND INCHES, STAINLESS STEEL, 500 - 600 MM, REUSABLE | SPECIALIZED INSTRUMENTATION FOR OPEN AND LAPAROSCOPIC SURGERIES
24735 | 4218201200600 | SPECULUM, VIENNA NASAL, NO.1, LENGTH 13 - 14 CM, STAINLESS STEEL, REUSABLE | SPECIALIZED INSTRUMENTATION FOR OPEN AND LAPAROSCOPIC SURGERIES
24736 | 4229330300100 | SPECULUM, COTTLE NASAL/SEPTUM, LONG NARROW TAPERED BLADES 70 - 80MM, REUSABLE | SPECIALIZED INSTRUMENTATION FOR OPEN AND LAPAROSCOPIC SURGERIES
24737 | 4229180265600 | FORCEPS, DIAMOND DUST JAW,MICRO, PLATEAU, STRAIGHT, LENGTH 15 - 16 CM, REUSABLE | SPECIALIZED INSTRUMENTATION FOR OPEN AND LAPAROSCOPIC SURGERIES
24738 | 4229490608700 | SCISSORS, LAPAROSCOPIC, (ROBI) SCISSORS CLERMONT-FERRAND MODEL WITH CONNECTOR PIN FOR BIPOLAR COAGULATION CURVED BLADES DOUBLE ACTION JAWS SIZE 3 - 3.5 MM LENGTH 20 CM COLOR CODE: LIGHT BLUE, REUSABLE | SPECIALIZED INSTRUMENTATION FOR OPEN AND LAPAROSCOPIC SURGERIES
24739 | 4229512401100 | HOLDER, ARTICULATED STAND L-SHAPED, REUSABLE | SPECIALIZED INSTRUMENTATION FOR OPEN AND LAPAROSCOPIC SURGERIES
24740 | 4111171501800 | DEFLECTING DEVICE WITH TELESCOPE GUIDING TUBE FROM PROXIMAL TO DISTAL END (OR EQUIVALENT) REUSABLE | SPECIALIZED INSTRUMENTATION FOR OPEN AND LAPAROSCOPIC SURGERIES
24741 | 4229310716700 | SNUGGER ROD, DIAMETER 1.2 - 1.5 MM, TOTAL LENGTH 26 CM, STAINLESS STEEL, REUSABLE | SPECIALIZED INSTRUMENTATION FOR OPEN AND LAPAROSCOPIC SURGERIES
24742 | 4229680310200 | FORCEPS, SUTURING, CASTROVIEJO/TYING PLATFORM, CURVED, DIAMETER 0.12 MM, STAINLESS STEEL, LENGTH 10 - 11 CM, REUSABLE | SPECIALIZED INSTRUMENTATION FOR OPEN AND LAPAROSCOPIC SURGERIES
24743 | 4229680802400 | TRAY, STERILIZATION, FOR MINIMALLY INVASIVE SURGERY INSTRUMENT, SIZE 54 CM X 24 CM X 8 CM, WITH LID, REUSABLE | SPECIALIZED INSTRUMENTATION FOR OPEN AND LAPAROSCOPIC SURGERIES
24744 | 4229490809600 | ENDOSCOPY, BIOPSY FORCEPS, DOUBLE ACTION JAWS, 5 FR., LENGTH 30 CM (OR EQUIVALENT), REUSABLE | SPECIALIZED INSTRUMENTATION FOR OPEN AND LAPAROSCOPIC SURGERIES
24745 | 4229180250600 | ADAPTOR, GLASS WINDOW, FOR RIGID BRONCHOSCOPE AND ESOPHAGOSCOPE, REUSABLE | SPECIALIZED INSTRUMENTATION FOR OPEN AND LAPAROSCOPIC SURGERIES
24746 | 4229490822900 | HOLDER, IRON-ASSISTANT INSTRUMENT EXTRA LONG STRAIGHT BAR, 45CM, REUSABLE | SPECIALIZED INSTRUMENTATION FOR OPEN AND LAPAROSCOPIC SURGERIES
24747 | 4229180250800 | FORCEPS, STONE GRASPER 10MM FENESTRATED COMPLETE, NON-RATCHET, METAL HANDLE, LENGTH 36 CM, REUSABLE | SPECIALIZED INSTRUMENTATION FOR OPEN AND LAPAROSCOPIC SURGERIES
24748 | 4229490301600 | LAPAROSCOPIC, BIOPSY FORCEPS, DOUBLE ACTION JAWS, FLEXIBLE, 3 FR., LENGTH 75 CM (OR EQUIVALENT), REUSABLE | SPECIALIZED INSTRUMENTATION FOR OPEN AND LAPAROSCOPIC SURGERIES
24749 | 4412210100400 | NEEDLE HOLDER, DISMANTLING ERGONOMIC PISTOL HANDLE WITH DISENGAGEABLE RATCHET, RATCHET RELEASE ON RIGHT SIDE, LEFT CURVED JAWS, 5 MM, LENGTH 32 - 37 CM, REUSABLE | SPECIALIZED INSTRUMENTATION FOR OPEN AND LAPAROSCOPIC SURGERIES
24750 | 4229161423400 | SCISSORS, METZENBAUM, ROTATING, DISMANTLING, WITH CONNECTOR PIN FOR UNIPOLAR COAGULATION, WITH LUER-LOCK CONNECTOR FOR CLEANING, DOUBLE ACTION JAWS, CURVED, LENGTH OF JAWS 15 MM,TOTAL LENGTH 31 - 37 PLASTIC HANDLE, WITHOUT RATCHET, WITH LARGER CONTACT AREA, OUTER TUBE, INSULATED SCISSORS INSERT, REUSABLE | SPECIALIZED INSTRUMENTATION FOR OPEN AND LAPAROSCOPIC SURGERIES
24751 | 4229550503200 | PLUG, FOR LUER-LOCK IRRIGATION CONNECTOR, REUSABLE | SPECIALIZED INSTRUMENTATION FOR OPEN AND LAPAROSCOPIC SURGERIES
24752 | 4229540021000 | TUBE, SUCTION AND IRRIGATION, WITH PLUNGER VALVE, DIAMETER 5 MM, TOTAL LENGTH 30 - 34 CM, REUSABLE | SPECIALIZED INSTRUMENTATION FOR OPEN AND LAPAROSCOPIC SURGERIES
24753 | 4229499200400 | TRUMPET VALVE FOR 5 TO 10MM INSTRUMENT REUSABLE | SPECIALIZED INSTRUMENTATION FOR OPEN AND LAPAROSCOPIC SURGERIES
24754 | 4229490822700 | NEEDLE HOLDER, MINIMALLY INVASIVE, CRILE-WOOD, WITH RATCHET, DIAMETER 5 MM, LENGTH 25 - 26 CM, TUNGSTEN CARBIDE, REUSABLE | SPECIALIZED INSTRUMENTATION FOR OPEN AND LAPAROSCOPIC SURGERIES
24755 | 4229310715700 | HOOK, FOR NATHONSON LIVER RETRACTOR, SIZE 5 MM (SMALL, MEDIUM AND LARGE), REUSABLE | SPECIALIZED INSTRUMENTATION FOR OPEN AND LAPAROSCOPIC SURGERIES
24756 | 4229310715800 | HOOK, FOR NATHONSON LIVER RETRACTOR, SIZE 6 - 6.5 MM (SMALL, MEDIUM AND LARGE), REUSABLE | SPECIALIZED INSTRUMENTATION FOR OPEN AND LAPAROSCOPIC SURGERIES
24757 | 4229490608600 | SCISSORS, 5 FR., SINGLE ACTION JAWS, FLEXIBLE, LENGTH 40 CM (OR EQUIVALENT), REUSABLE | SPECIALIZED INSTRUMENTATION FOR OPEN AND LAPAROSCOPIC SURGERIES
24758 | 4229541415300 | BOTTLE, FOR PRESERVING HOT/ COLD WATER, STAINLESS STEEL, REUSABLE | SPECIALIZED INSTRUMENTATION FOR OPEN AND LAPAROSCOPIC SURGERIES
24759 | 4229493602100 | TELESCOPE BRIDGE, WITH CHANNEL FOR INSTRUMENTS UP TO 5 FR, REUSABLE | SPECIALIZED INSTRUMENTATION FOR OPEN AND LAPAROSCOPIC SURGERIES
24760 | 4228200000600 | BOX TRANSPORTATION PROPYLENE W/ REVERSIBLE DELIVERY LABEL POCKET LOCKABLE AND AUTOCLAVABLE SIZE 790 X 400 X 320MM, REUSABLE | SPECIALIZED INSTRUMENTATION FOR OPEN AND LAPAROSCOPIC SURGERIES